## documentation
FPL 000570 OCEC NEED

## assumptions
FPL 000571 OCEC NEED
Wholesale Contracts
Base Case Currently
FKEC | Full Requirements beginning May 2011.
Used NCP from FKEC letter, grossed up for losses
Used NCP historical coincidence factors to derive CP
Used purchases from FKEC letter to derive consumption
| Billed sales is prior months consumption |  |  |  | correction: billed sales already includes losses (7-22-14)
Consumption is grossed up to derive NEL
Term of agreement is through Dec 31, 2031 with 20 year rollover extension
Key West | Expires June 1 2013, i.e remove 45 MW from peak
New agreement under FMPA. Schedule into our transmission system like Seminole
Not billed for losses since taken at plant
Consumption = NEL
Metro- Dade (< 2MW) | Cogen plant delivers 60 MW to Progress. We bill them for losses so that they can deliver the full 60 MW as per nameplate.
May need to gross up to get at NEL
Consumption = NEL
Contract expired Nov. 30, 2013
Lee County
| Billed sales are grossed up for losses and LCEC is billed for losses |  |  |  |  | correction: billed sales already includes losses (7-22-14)
NEL in current month is billed in next month
20 Year contract from Jan 2014 - Dec 2033 with extension option to Dec 2053
Seminole | 75 MW thru December 2009; 0 for 2010 thru May 2014; 200 MW from June 1, 2014 thru May 31, 2021
Hours - weekdays, 16 hours a day (6am- 10pm)
Not billed for losses, taken at plant
Consumption = NEL
Wauchula | Contract begins October 2011 through December 31,2016
Sales based reduction of 2012 forecast by 5%
CP's based on Hardee county population growth
NCP's based on historical coincidence factors
Applied loss factors for FPL to NEL to derive delivered sales
Billed for losses
Billed sales is grossed up for losses.
Blountstown | Contract begins May 2012 through April 2017
Sales based on reduction of 2012 forecast by 3.1%
Demands based on previous year actual
CP's based on previous year actual
Applied loss factors for FPL and Southern Company to NEL to derive delivered sales
Billed for losses
Billed sales is grossed up for losses.
Winter Park | Contract begins January 2014 through December 2016
Serve up to 23 MW of load. Will install meter in May 2015. Currently unmettered
For 2014, will be billed for full amount but will receive energy less losses. After 2014, billed sales is grossed up for losses.
New Smyrna Beach | Receives blocks of power for each month and year.
Receives scheduled amount of power at buss bar. The customer receives less due to losses.
Summary
Key West | NEL = Consumption |  |  | Billed = NEL (-1)
Metro- Dade | NEL = Consumption |  |  | Billed = NEL (-1)
Seminole | NEL = Consumption |  |  | Billed = NEL (-1)
Lee County | NEL = Consumption Grossed-Up |  |  | Billed = NEL (-1)
FKEC | NEL = Consumption Grossed-Up |  |  | Billed = Consumption (-1)
Wauchula | NEL = Consumption Grossed-Up |  |  | Billed = NEL (-1)
Additional Notes added 2/11/14 based on meeting with Jennifer Walker
New Smyrna Beach to begin 2/1/14.
|  | Term: | 2/1/14 to 12/31/16
|  | Description: | Up to 35 MW of day ahead call option
35 MW for the months of Jan, Feb, June, July and August
25 MW for the month of Sept
20 MW for the months of March, May, Oct and Dec
10 MW for the months of April and Nov
WD5 wholesale bills sent out
* we are not currently including Reddy Creek. Is this considered a separated sale?

## Summary_Billed_Sales
Wholesale Billed Sales | [11 empty] | Actual Billed |  | FPL 000572 OCEC NEED
Year | Period | Florida Keys | Key West | Lee County | Metro Dade | Seminole Agreement | New Smyrna Beach | Wauchula | Blountstown | Winter Park | Total Wholesale | From F&O | Diff
2008 | 1 | 59915.2261 | 16065 |  | 655.962 | [5 empty] | 76636.1881 | 70977 | -5659.1881
2008 | 2 | 59931.7241 | 18675 |  | 619.117 | [5 empty] | 79225.8411 | 70732 | -8493.8411
2008 | 3 | 56764.5218 | 21230 |  | 295.189 | [5 empty] | 78289.7108 | 75435 | -2854.7108
2008 | 4 | 63920.0128 | 25200 |  | 659.911 | [5 empty] | 89779.9238 | 83930 | -5849.9238
2008 | 5 | 67007.5263 | 24595 |  | 642.321 | [5 empty] | 92244.8473 | 82920 | -9324.8473
2008 | 6 | 76639.1517 | 25695 |  | 601.435 | [5 empty] | 102935.5867 | 94216 | -8719.5867
2008 | 7 | 83446.7761 | 23085 |  | 615.667 | [5 empty] | 107147.4431 | 95495 | -11652.4431
2008 | 8 | 90969.9835 | 23040 |  | 643.124 | [5 empty] | 114653.1075 | 97640 | -17013.1075
2008 | 9 | 90271.6063 | 23130 |  | 597.289 | [5 empty] | 113998.8953 | 97219 | -16779.8953
2008 | 10 | 77309.168 | 21330 |  | 589.969 | [5 empty] | 99229.137 | 84715 | -14514.137
2008 | 11 | 71401.2516 | 19440 |  | 506.467 | [5 empty] | 91347.7186 | 77558 | -13789.7186
2008 | 12 | 58953.0162 | 16605 |  | 531.902 | 0 |  |  |  |  | 76089.9182 | 62338 | -13751.9182
2009 | 1 | 60670.6859 | 16200 |  | 656.681 | 3250 |  |  |  |  | 80777.3669 | 67620 | -13157.3669
2009 | 2 | 60687.3919 | 16245 |  | 611.02 | 0 |  |  |  |  | 77543.4119 | 65388 | -12155.4119
2009 | 3 | 57480.255 | 15795 |  | 417.039 | 10550 |  |  |  |  | 84242.294 | 71606 | -12636.294
2009 | 4 | 64725.9682 | 17100 |  | 611.953 | 19400 |  |  |  |  | 101837.9212 | 88998 | -12839.9212
2009 | 5 | 67852.4115 | 17465 |  | 553.962 | 14850 |  |  |  |  | 100721.3735 | 89939.281 | -10782.0925
2009 | 6 | 77605.4802 | 20115 |  | 608.645 | 18150 |  |  |  |  | 116479.1252 | 103439.674 | -13039.4512
2009 | 7 | 84498.9407 | 21060 |  | 503.778 | 21525 |  |  |  |  | 127587.7187 | 110511.064 | -17076.6547
2009 | 8 | 92117.0068 | 22185 |  | 593.649 | 29850 |  |  |  |  | 144745.6558 | 127988.302 | -16757.3538
2009 | 9 | 91409.8239 | 22770 |  | 525.669 | 30150 |  |  |  |  | 144855.4929 | 128086.377 | -16769.1159
2009 | 10 | 78283.9447 | 21060 |  | 539.79 | 31425 |  |  |  |  | 131308.7347
2009 | 11 | 72301.5364 | 19440 |  | 500.001 | 19400 |  |  |  |  | 111641.5374
2009 | 12 | 59696.3437 | 16583 |  | 347.554 | 13200 |  |  |  |  | 89826.8977
2010 | 1 | 61435.6711 | 16110 | 0 | 430.147 | 4950 |  |  |  |  | 82925.8181
2010 | 2 | 61452.5877 | 16200 | 356190.872 | 436.297 | 0 |  |  |  |  | 434279.7567
2010 | 3 | 58205.0126 | 15480 | 279087.163 | 253.868 | 0 |  |  |  |  | 353026.0436
2010 | 4 | 65542.0856 | 17055 | 277552.575 | 615.59 | 0 |  |  |  |  | 360765.2506
2010 | 5 | 68707.9497 | 17235 | 259045.82 | 593.885 | 0 |  |  |  |  | 345582.6547
2010 | 6 | 78583.9931 | 20250 | 348772.371 | 668.799 | 0 |  |  |  |  | 448275.1631
2010 | 7 | 85564.3718 | 21060 | 374770.853 | 467.716 | 0 |  |  |  |  | 481862.9408
2010 | 8 | 93278.4928 | 22275 | 366580.645 | 593.039 | 0 |  |  |  |  | 482727.1768
2010 | 9 | 92562.393 | 22815 | 366051.247 | 586.661 | 0 |  |  |  |  | 482015.301
2010 | 10 | 79271.0122 | 21060 | 341190.851 | 556.12 | 0 |  |  |  |  | 442077.9832
2010 | 11 | 73213.1728 | 19395 | 293449.737 | 597.324 | 0 |  |  |  |  | 386655.2338
2010 | 12 | 60449.0436 | 16560 | 251386.294 | 530.991 | 0 |  |  |  |  | 328926.3286
2011 | 1 | 62210.3019 | 18045 | 325126.259 | 692.068 | 0 |  |  |  |  | 406073.6289
2011 | 2 | 62227.4318 | 16110 | 278354.894 | 618.849 | 0 |  |  |  |  | 357311.1748
2011 | 3 | 58938.9086 | 15435 | 241660.003 | 355.997 | 0 |  |  |  |  | 316389.9086
2011 | 4 | 66368.4934 | 17100 | 273316.794 | 723.969 | 0 |  |  |  |  | 357509.2564
2011 | 5 | 69574.2753 | 17325 | 314878.193 | 688.893 | 0 |  |  |  |  | 402466.3613
2011 | 6 | 68847.198 | 20115 | 335810.052 | 765.342 | 0 |  |  |  |  | 425537.592
2011 | 7 | 72436.462 | 21060 | 350670.765 | 633.727 | 0 |  |  |  |  | 444800.954
2011 | 8 | 80409.621 | 22140 | 363658.778 | 622.54 | 0 |  |  |  |  | 466830.939
2011 | 9 | 76752.611 | 22770 | 370053.86 | 581.344 | 0 |  |  |  |  | 470157.815
2011 | 10 | 69116.777 | 21060 | 341490.542 | 614.328 | 0 |  | 0 |  |  | 432281.647
2011 | 11 | 56226.877 | 20970 | 280285.798 | 488.707 | 0 |  | 4846.848 |  |  | 362818.23
2011 | 12 | 51407.407 | 16560 | 251891.47 | 622.828 | 0 |  | 4334.544 |  |  | 324816.249
2012 | 1 | 54239.466 | 16110 | 256646.924 | 442.481 | 0 |  | 4447.383 |  |  | 331886.254
2012 | 2 | 50699.967 | 16110 | 271973.9 | 573.01 | 0 |  | 4696.802 |  |  | 344053.679
2012 | 3 | 52001.394 | 15975 | 258518.844 | 365.38 | 0 |  | 4387.837 |  |  | 331248.455
2012 | 4 | 59426.751 | 17100 | 293510.663 | 568.669 | 0 |  | 4923.181 |  |  | 375529.264
2012 | 5 | 56813.245 | 17235 | 284706.556 | 500.344 | 0 |  | 4983.3242 |  |  | 364238.4692
2012 | 6 | 65762.341 | 20115 | 338407.875 | 520.575 | 0 |  | 6121.0439 | 3589.85 |  | 434516.6849
2012 | 7 | 69687.192 | 21060 | 331937.676 | 532.691 | 0 |  | 5728.745 | 3674.217 |  | 432620.521
2012 | 8 | 77143.075 | 22140 | 360756.272 | 551.085 | 0 |  | 6238.9201 | 4116.039 |  | 470945.3911
2012 | 9 | 77510.92 | 22815 | 368576.475 | 497.992 | 0 |  | 6415.799 | 3897.069 |  | 479713.255
2012 | 10 | 67200.521 | 21060 | 333902.405 | 479.164 | 0 |  | 5749.07 | 3490.969 |  | 431882.129
2012 | 11 | 62224.504 | 19395 | 310953.02 | 437.069 | 0 |  | 5337.9446 | 3039.8842 |  | 401387.4218
2012 | 12 | 45517.812 | 16560 | 235280.795 | 487.799 | 0 |  | 4122.5101 | 2761.0591 |  | 304729.9751
2013 | 1 | 52972.152 | 16110 | 262826.846 | 594.618 | 0 |  | 4579.383 | 3043.7551 |  | 340126.7541
2013 | 2 | 55278.137 | 16110 | 264921.566 | 495.657 | 0 |  | 4430.53 | 2945.2308 |  | 344181.1208
2013 | 3 | 50969.712 | 15615 | 253823.406 | 262.108 | 0 |  | 4216.1532 | 2657.6967 |  | 327544.0759
2013 | 4 | 53074.279 | 17100 | 279207.196 | 399.068 | 0 |  | 4511.5509 | 2948.5339 |  | 357240.6279
2013 | 5 | 61920.624 | 17235 | 303275.595 | 563.317 | 0 |  | 5015.6158 | 2772.426 |  | 390782.5778
2013 | 6 | 64215.762 | 20115 | 312588.462 | 547.913 | 0 |  | 5416.7007 | 3201.0166 |  | 406084.8544
2013 | 7 | 71685.378 | 0 | 339208.983 | 531.087 | 0 |  | 5723.4525 | 3746.2912 |  | 420895.1917
2013 | 8 | 75399.978 | 0 | 343956.251 | 540.6187 | 0 |  | 5654.0407 | 3766.6253 |  | 429317.5136
2013 | 9 | 77641.076 | 0 | 366324.562 | 502.0119 | 0 |  | 6416.3103 | 3922.9659 |  | 454806.9261
2013 | 10 | 68405.674 | 0 | 328855.841 | 500.2868 | 0 |  | 5734.3012 | 3620.5109 |  | 407116.6138
2013 | 11 | 66036.696 | 0 | 323482.283 | 455.3222 | 0 |  | 5499.3548 | 2964.0969 |  | 398437.7529
2013 | 12 | 55916.605 | 0 | 275260.648 | 453.7933 | 0 |  | 4493.9387 | 2661.8907 |  | 338786.8757
2014 | 1 | 58140.181 | 0 | 274570.495 | 0 | 0 | 0 | 4642.2964 | 2936.5062 | 0 | 340289.4786
2014 | 2 | 53789.6831 | 0 | 302663.9818 | 0 | 0 | 0 | 5095.5527 | 3644.0069 | 16537 | 381730.2245
2014 | 3 | 55279.3615 | 0 | 247855.3863 | 0 | 0 | 18643 | 4168.5845 | 2606.7177 | 15456 | 344009.0501
2014 | 4 | 60007.1158 | 0 | 277647.8152 | 0 | 0 | 14860 | 4477.9104 | 2685.4213 | 16997 | 376675.2627
2014 | 5 | 62174.597 | 0 | 311518.4058 | 0 | 0 | 7200 | 4975.8194 | 2650.1254 | 15387 | 403905.9476
2014 | 6 | 69701.235 | 0 | 346316.9007 | 0 | 0 | 14775 | 5840.878 | 3184.929 | 16790 | 456608.9427
2014 | 7 | 74290.361 | 0 | 361951.7123 | 0 | 81900 | 23090 | 6004.2162 | 3664.6651 | 16560 | 567460.9547
2014 | 8 | 83182.857 | 0 | 342204.5554 | 0 | 90850 | 24575 | 6401.7082 | 3991.8651 | 17112 | 568317.9858
2014 | 9 | 85591.367 | 0 | 364790.1174 | 0 | 67200 | 26040 | 6416.0547 | 3910.0174 | 17112 | 571059.5565
2014 | 10 | 78163.7078 | 0 | 343543.475 | 0 | 70400 | 18000 | 5741.6856 | 3555.7399 | 16560 | 535964.6083
2014 | 11 | 67326.9081 | 0 | 310293.8695 | 0 | 73600 | 14880 | 5418.6497 | 3001.9905 | 17112 | 491633.4179
2014 | 12 | 61597.8055 | 0 | 269140.0141 | 0 | 64000 | 7200 | 4308.2244 | 2711.4749 | 16560 | 425517.5189
2015 | 1 | 49859.1556 | 0 | 273410.8433 | 0 | 73600 | 14880 | 4610.8397 | 2990.1306 | 17112 | 436462.9692
2015 | 2 | 56292.2052 | 0 | 298869.2186 | 0 | 70400 | 29760 | 4777.5497 | 3271.9855 | 19158.0707 | 482529.0297
2015 | 3 | 53317.34 | 0 | 272034.9386 | 0 | 64000 | 26880 | 4174.1945 | 2790.3703 | 17525.3609 | 440722.2042
2015 | 4 | 60038.2941 | 0 | 277865.4869 | 0 | 70400 | 14880 | 4266.5827 | 2771.4593 | 18348.2085 | 448570.0315
2015 | 5 | 62938.3098 | 0 | 287454.3584 | 0 | 70400 | 14400 | 5206.1781 | 2665.4176 | 18832.6094 | 461896.8733
2015 | 6 | 71985.0282 | 0 | 329884.8111 | 0 | 67200 | 18600 | 5664.6711 | 3028.6625 | 24239.1127 | 520602.2856
2015 | 7 | 78379.2409 | 0 | 350588.1655 | 0 | 70400 | 28800 | 5756.3453 | 3874.8281 | 27847.3885 | 565645.9682
2015 | 8 | 85445.5808 | 0 | 366102.7629 | 0 | 73600 | 33480 | 6401.7082 | 3879.2452 | 27951.8249 | 596861.1221
2015 | 9 | 84789.6144 | 0 | 366364.2557 | 0 | 67200 | 33480 | 6416.0547 | 3916.4917 | 28556.6907 | 590723.1072
2015 | 10 | 72614.356 | 0 | 345994.3864 | 0 | 70400 | 21600 | 5741.6856 | 3588.1254 | 27811.957 | 547750.5104
2015 | 11 | 67065.214 | 0 | 313843.1527 | 0 | 70400 | 14880 | 5418.6497 | 2983.0437 | 23220.036 | 497810.0961
2015 | 12 | 55372.932 | 0 | 273964.6786 | 0 | 67200 | 10800 | 4308.2244 | 2686.6828 | 17586.6026 | 431919.1204
2016 | 1 | 56986.2915 | 0 | 278690.8611 | 0 | 73600 | 14880 | 4610.8397 | 2963.3184 | 18631.6603 | 450362.9709
2016 | 2 | 57001.9829 | 0 | 304375.0545 | 0 | 67200 | 29760 | 4777.5497 | 3435.3628 | 19158.0707 | 485708.0207
2016 | 3 | 53989.6082 | 0 | 277840.6275 | 0 | 67200 | 27840 | 4174.1945 | 2856.7071 | 18016.1691 | 451917.3065
2016 | 4 | 60795.3055 | 0 | 283524.7185 | 0 | 73600 | 18600 | 4266.5827 | 2682.922 | 18348.2085 | 461817.7372
2016 | 5 | 63731.887 | 0 | 292925.246 | 0 | 67200 | 14400 | 5206.1781 | 2611.9134 | 18832.6094 | 464907.8339
2016 | 6 | 72892.6738 | 0 | 334505.3318 | 0 | 70400 | 22320 | 5664.6711 | 2942.4855 | 24239.1127 | 532964.2749
2016 | 7 | 79367.5099 | 0 | 354674.5124 | 0 | 70400 | 28800 | 5756.3453 | 3939.0965 | 27847.3885 | 570784.8525
2016 | 8 | 86522.948 | 0 | 369945.9073 | 0 | 67200 | 33480 | 6401.7082 | 3935.5552 | 27951.8249 | 595437.9436
2016 | 9 | 85858.7107 | 0 | 370495.0071 | 0 | 73600 | 33480 | 6416.0547 | 3913.2545 | 28556.6907 | 602319.7178
2016 | 10 | 73529.9367 | 0 | 350921.1149 | 0 | 70400 | 25200 | 5741.6856 | 3571.9327 | 27811.957 | 557176.6268
2016 | 11 | 67910.8266 | 0 | 319936.0901 | 0 | 67200 | 18600 | 5418.6497 | 2992.5171 | 23220.036 | 505278.1195
2016 | 12 | 56071.1188 | 0 | 281385.9311 | 0 | 70400 | 14400 | 4308.2244 | 2699.0788 | 17586.6026 | 446850.9558
2017 | 1 | 57704.8209 | 0 | 286475.0339 | 0 | 70400 | 18600 | 4610.8397 | 2976.7245 | 18631.6603 | 459399.0793
2017 | 2 | 57720.7102 | 0 | 312033.6702 | 0 | 70400 | 33480 |  | 3353.6742 | 0 | 476988.0545
2017 | 3 | 54670.353 | 0 | 285310.711 | 0 | 64000 | 30240 |  | 2823.5387 | 0 | 437044.6028
2017 | 4 | 61561.8621 | 0 | 290635.2593 | 0 | 73600 | 22320 |  | 2727.1907 | 0 | 450844.312
2017 | 5 | 64535.4703 | 0 | 299313.3355 | 0 | 64000 | 14400 |  | 2638.6655 | 0 | 444887.4714
2017 | 6 | 73811.7638 | 0 | 339081.8529 | 0 | 73600 | 22320 |  |  | 0 | 508813.6166
2017 | 7 | 80368.2398 | 0 | 357944.6674 | 0 | 70400 | 32400 |  |  | 0 | 541112.9072
2017 | 8 | 87613.8995 | 0 | 372330.7954 | 0 | 67200 | 33480 |  |  | 0 | 560624.6949
2017 | 9 | 86941.2869 | 0 | 372696.1469 | 0 | 73600 | 33480 |  |  | 0 | 566717.4338
2017 | 10 | 74457.0617 | 0 | 353786.3279 | 0 | 67200 | 25200 |  |  | 0 | 520643.3896
2017 | 11 | 68767.1014 | 0 | 324350.3988 | 0 | 70400 | 22320 |  |  | 0 | 485837.5002
2017 | 12 | 56778.109 | 0 | 287834.9645 | 0 | 70400 | 14400 |  |  | 0 | 429413.0735
2018 | 1 | 58432.41 | 0 | 293515.9793 | 0 | 67200 | 22320 |  |  | 0 | 441468.3893
2018 | 2 | 58448.4997 | 0 | 319300.7354 | 0 | 73600 |  |  |  | 0 | 451349.2351
2018 | 3 | 55359.6811 | 0 | 292265.9155 | 0 | 64000 |  |  |  | 0 | 411625.5966
2018 | 4 | 62338.0839 | 0 | 296979.1804 | 0 | 70400 |  |  |  | 0 | 429717.2643
2018 | 5 | 65349.1859 | 0 | 304862.5715 | 0 | 67200 |  |  |  | 0 | 437411.7574
2018 | 6 | 74742.4423 | 0 | 343128.5429 | 0 | 73600 |  |  |  | 0 | 491470.9853
2018 | 7 | 81381.5877 | 0 | 360845.9794 | 0 | 67200 |  |  |  | 0 | 509427.5672
2018 | 8 | 88718.6066 | 0 | 374441.1247 | 0 | 70400 |  |  |  | 0 | 533559.7313
2018 | 9 | 88037.5132 | 0 | 374453.2543 | 0 | 73600 |  |  |  | 0 | 536090.7675
2018 | 10 | 75395.8767 | 0 | 355859.2542 | 0 | 64000 |  |  |  | 0 | 495255.1309
2018 | 11 | 69634.1727 | 0 | 327480.1573 | 0 | 73600 |  |  |  | 0 | 470714.3301
2018 | 12 | 57494.0134 | 0 | 292567.1312 | 0 | 70400 |  |  |  | 0 | 420461.1446
2019 | 1 | 59169.1732 | 0 | 298957.5617 | 0 | 67200 |  |  |  | 0 | 425326.7349
2019 | 2 | 59185.4658 | 0 | 325075.0773 | 0 | 73600 |  |  |  | 0 | 457860.543
2019 | 3 | 56057.7009 | 0 | 297965.4519 | 0 | 64000 |  |  |  | 0 | 418023.1528
2019 | 4 | 63124.093 | 0 | 302195.181 | 0 | 67200 |  |  |  | 0 | 432519.2741
2019 | 5 | 66173.1614 | 0 | 309398.6572 | 0 | 70400 |  |  |  | 0 | 445971.8186
2019 | 6 | 75684.8556 | 0 | 346308.5108 | 0 | 73600 |  |  |  | 0 | 495593.3665
2019 | 7 | 82407.7128 | 0 | 363110.0993 | 0 | 64000 |  |  |  | 0 | 509517.8121
2019 | 8 | 89837.2427 | 0 | 376188.6675 | 0 | 73600 |  |  |  | 0 | 539625.9102
2019 | 9 | 89147.5615 | 0 | 376161.0424 | 0 | 70400 |  |  |  | 0 | 535708.6039
2019 | 10 | 76346.5291 | 0 | 358108.4901 | 0 | 67200 |  |  |  | 0 | 501655.0192
2019 | 11 | 70512.1769 | 0 | 330680.6063 | 0 | 73600 |  |  |  | 0 | 474792.7832
2019 | 12 | 58218.9446 | 0 | 296895.8828 | 0 | 67200 |  |  |  | 0 | 422314.8274
2020 | 1 | 59915.2261 | 0 | 303374.364 | 0 | 70400 |  |  |  | 0 | 433689.5901
2020 | 2 | 59931.7241 | 0 | 329308.6347 | 0 | 73600 |  |  |  |  | 462840.3588
2020 | 3 | 56764.5218 | 0 | 302148.9586 | 0 | 64000 |  |  |  |  | 422913.4804
2020 | 4 | 63920.0128 | 0 | 305786.6939 | 0 | 70400 |  |  |  |  | 440106.7067
2020 | 5 | 67007.5263 | 0 | 312423.5932 | 0 | 70400 |  |  |  |  | 449831.1195
2020 | 6 | 76639.1517 | 0 | 348016.4511 | 0 | 67200 |  |  |  |  | 491855.6027
2020 | 7 | 83446.7761 | 0 | 363884.4485 | 0 | 70400 |  |  |  |  | 517731.2245
2020 | 8 | 90969.9835 | 0 | 376295.4166 | 0 | 73600 |  |  |  |  | 540865.4002
2020 | 9 | 90271.6063 | 0 | 376147.0467 | 0 | 67200 |  |  |  |  | 533618.6529
2020 | 10 | 77309.168 | 0 | 358631.4861 | 0 | 70400 |  |  |  |  | 506340.6542
2020 | 11 | 71401.2516 | 0 | 332335.6605 | 0 | 70400 |  |  |  |  | 474136.912
2020 | 12 | 58953.0162 | 0 | 300143.0664 | 0 | 67200 |  |  |  |  | 426296.0827
2021 | 1 | 60670.6859 | 0 | 307254.7707 | 0 | 73600 |  |  |  |  | 441525.4566
2021 | 2 | 60687.3919 | 0 | 333530.6868 | 0 | 67200 |  |  |  |  | 461418.0787
2021 | 3 | 57480.255 | 0 | 306019.5692 | 0 | 64000 |  |  |  |  | 427499.8242
2021 | 4 | 64725.9682 | 0 | 309440.9849 | 0 | 73600 |  |  |  |  | 447766.953
2021 | 5 | 67852.4115 | 0 | 315564.3607 | 0 | 70400 |  |  |  |  | 453816.7722
2021 | 6 | 77605.4802 | 0 | 350313.9626 | 0 | 0 |  |  |  |  | 427919.4429
2021 | 7 | 84498.9407 | 0 | 365389.8595 | 0 | 0 |  |  |  |  | 449888.8002
2021 | 8 | 92117.0068 | 0 | 377429.9966 | 0 | 0 |  |  |  |  | 469547.0035
2021 | 9 | 91409.8239 | 0 | 377221.5434 | 0 | 0 |  |  |  |  | 468631.3672
2021 | 10 | 78283.9447 | 0 | 359971.661 | 0 | 0 |  |  |  |  | 438255.6057
2021 | 11 | 72301.5364 | 0 | 334409.4988 | 0 | 0 |  |  |  |  | 406711.0353
2021 | 12 | 59696.3437 | 0 | 303314.4041 | 0 | 0 |  |  |  |  | 363010.7478
2022 | 1 | 61435.6711 | 0 | 310911.9945 | 0 | 0 |  |  |  |  | 372347.6656
2022 | 2 | 61452.5877 | 0 | 337431.8869 | 0 | 0 |  |  |  |  | 398884.4746
2022 | 3 | 58205.0126 | 0 | 309879.5258 | 0 | 0 |  |  |  |  | 368084.5384
2022 | 4 | 65542.0856 | 0 | 313024.4782 | 0 | 0 |  |  |  |  | 378566.5639
2022 | 5 | 68707.9497 | 0 | 318790.071 | 0 | 0 |  |  |  |  | 387498.0207
2022 | 6 | 78583.9931 | 0 | 352844.2263 | 0 | 0 |  |  |  |  | 431428.2193
2022 | 7 | 85564.3718 | 0 | 367741.6452 | 0 | 0 |  |  |  |  | 453306.0171
2022 | 8 | 93278.4928 | 0 | 379557.3349 | 0 | 0 |  |  |  |  | 472835.8277
2022 | 9 | 92562.393 | 0 | 379336.4718 | 0 | 0 |  |  |  |  | 471898.8649
2022 | 10 | 79271.0122 | 0 | 362366.015 | 0 | 0 |  |  |  |  | 441637.0272
2022 | 11 | 73213.1728 | 0 | 337389.05 | 0 | 0 |  |  |  |  | 410602.2229
2022 | 12 | 60449.0436 | 0 | 307125.3622 | 0 | 0 |  |  |  |  | 367574.4057
2023 | 1 | 62210.3019 | 0 | 315045.1666 | 0 | 0 |  |  |  |  | 377255.4685
2023 | 2 | 62227.4318 | 0 | 341801.9919 | 0 | 0 |  |  |  |  | 404029.4237
2023 | 3 | 58938.9086 | 0 | 314249.5645 | 0 | 0 |  |  |  |  | 373188.4731
2023 | 4 | 66368.4934 | 0 | 317300.7761 | 0 | 0 |  |  |  |  | 383669.2695
2023 | 5 | 69574.2753 | 0 | 322925.9642 | 0 | 0 |  |  |  |  | 392500.2395
2023 | 6 | 79574.8438 | 0 | 356666.3185 | 0 | 0 |  |  |  |  | 436241.1622
2023 | 7 | 86643.2368 | 0 | 371370.542 | 0 | 0 |  |  |  |  | 458013.7788
2023 | 8 | 94454.6236 | 0 | 383041.9644 | 0 | 0 |  |  |  |  | 477496.5881
2023 | 9 | 93729.4948 | 0 | 382771.2071 | 0 | 0 |  |  |  |  | 476500.7019
2023 | 10 | 80270.5254 | 0 | 365927.7706 | 0 | 0 |  |  |  |  | 446198.296
2023 | 11 | 74136.3039 | 0 | 341241.3865 | 0 | 0 |  |  |  |  | 415377.6904
2023 | 12 | 61211.2341 | 0 | 311434.2573 | 0 | 0 |  |  |  |  | 372645.4914
2024 | 1 | 62994.6998 | 0 | 319546.4731 | 0 | 0 |  |  |  |  | 382541.1729
2024 | 2 | 63012.0457 | 0 | 346426.1861 | 0 | 0 |  |  |  |  | 409438.2318
2024 | 3 | 59682.0582 | 0 | 318996.547 | 0 | 0 |  |  |  |  | 378678.6052
2024 | 4 | 67205.3212 | 0 | 321658.2274 | 0 | 0 |  |  |  |  | 388863.5486
2024 | 5 | 70451.5242 | 0 | 327086.6425 | 0 | 0 |  |  |  |  | 397538.1666
2024 | 6 | 80578.1879 | 0 | 360639.9723 | 0 | 0 |  |  |  |  | 441218.1603
2024 | 7 | 87735.705 | 0 | 375221.7338 | 0 | 0 |  |  |  |  | 462957.4389
2024 | 8 | 95645.5841 | 0 | 386792.0813 | 0 | 0 |  |  |  |  | 482437.6654
2024 | 9 | 94911.3122 | 0 | 386428.4876 | 0 | 0 |  |  |  |  | 481339.7998
2024 | 10 | 81282.6413 | 0 | 369588.598 | 0 | 0 |  |  |  |  | 450871.2393
2024 | 11 | 75071.0745 | 0 | 345005.0921 | 0 | 0 |  |  |  |  | 420076.1666
2024 | 12 | 61983.035 | 0 | 315448.8546 | 0 | 0 |  |  |  |  | 377431.8896
2025 | 1 | 63788.9881 | 0 | 323785.758 | 0 | 0 |  |  |  |  | 387574.746
2025 | 2 | 63806.5527 | 0 | 350823.1528 | 0 | 0 |  |  |  |  | 414629.7055
2025 | 3 | 60434.578 | 0 | 323172.5992 | 0 | 0 |  |  |  |  | 383607.1772
2025 | 4 | 68052.7004 | 0 | 325985.3501 | 0 | 0 |  |  |  |  | 394038.0505
2025 | 5 | 71339.8341 | 0 | 331313.259 | 0 | 0 |  |  |  |  | 402653.0931
2025 | 6 | 81594.1831 | 0 | 364779.6535 | 0 | 0 |  |  |  |  | 446373.8366
2025 | 7 | 88841.9479 | 0 | 379341.5344 | 0 | 0 |  |  |  |  | 468183.4824
2025 | 8 | 96851.5612 | 0 | 390901.088 | 0 | 0 |  |  |  |  | 487752.6492
2025 | 9 | 96108.031 | 0 | 390520.8879 | 0 | 0 |  |  |  |  | 486628.9189
2025 | 10 | 82307.5187 | 0 | 373699.318 | 0 | 0 |  |  |  |  | 456006.8368
2025 | 11 | 76017.6315 | 0 | 349111.1051 | 0 | 0 |  |  |  |  | 425128.7367
2025 | 12 | 62764.5674 | 0 | 319545.844 | 0 | 0 |  |  |  |  | 382310.4114
2026 | 1 | 64593.2913 | 0 | 327816.4131 | 0 | 0 |  |  |  |  | 392409.7044
2026 | 2 | 64611.0774 | 0 | 354827.7838 | 0 | 0 |  |  |  |  | 419438.8612
2026 | 3 | 61196.5861 | 0 | 327235.158 | 0 | 0 |  |  |  |  | 388431.7441
2026 | 4 | 68910.764 | 0 | 330150.3401 | 0 | 0 |  |  |  |  | 399061.1042
2026 | 5 | 72239.3446 | 0 | 335598.0256 | 0 | 0 |  |  |  |  | 407837.3702
2026 | 6 | 82622.9887 | 0 | 369129.1274 | 0 | 0 |  |  |  |  | 451752.1161
2026 | 7 | 89962.1393 | 0 | 383751.8037 | 0 | 0 |  |  |  |  | 473713.9429
2026 | 8 | 98072.7442 | 0 | 395316.6628 | 0 | 0 |  |  |  |  | 493389.407
2026 | 9 | 97319.839 | 0 | 394906.2123 | 0 | 0 |  |  |  |  | 492226.0513
2026 | 10 | 83345.3187 | 0 | 378135.1392 | 0 | 0 |  |  |  |  | 461480.4579
2026 | 11 | 76976.1235 | 0 | 353679.4749 | 0 | 0 |  |  |  |  | 430655.5984
2026 | 12 | 63555.9539 | 0 | 324411.9648 | 0 | 0 |  |  |  |  | 387967.9188
2027 | 1 | 65407.7359 | 0 | 332958.8123 | 0 | 0 |  |  |  |  | 398366.5482
2027 | 2 | 65425.7463 | 0 | 360155.4097 | 0 | 0 |  |  |  |  | 425581.156
2027 | 3 | 61968.2023 | 0 | 332557.8267 | 0 | 0 |  |  |  |  | 394526.029
2027 | 4 | 69779.6468 | 0 | 335349.4514 | 0 | 0 |  |  |  |  | 405129.0982
2027 | 5 | 73150.1968 | 0 | 340621.1247 | 0 | 0 |  |  |  |  | 413771.3215
2027 | 6 | 83664.7663 | 0 | 373994.5545 | 0 | 0 |  |  |  |  | 457659.3208
2027 | 7 | 91096.4549 | 0 | 388520.3577 | 0 | 0 |  |  |  |  | 479616.8126
2027 | 8 | 99309.3249 | 0 | 399984.4187 | 0 | 0 |  |  |  |  | 499293.7436
2027 | 9 | 98546.9265 | 0 | 399451.3547 | 0 | 0 |  |  |  |  | 497998.2812
2027 | 10 | 84396.204 | 0 | 382605.7027 | 0 | 0 |  |  |  |  | 467001.9067
2027 | 11 | 77946.7008 | 0 | 358068.0481 | 0 | 0 |  |  |  |  | 436014.7489
2027 | 12 | 64357.3189 | 0 | 328743.3951 | 0 | 0 |  |  |  |  | 393100.714
2028 | 1 | 66232.4497 | 0 | 337202.4713 | 0 | 0 |  |  |  |  | 403434.921
2028 | 2 | 66250.6871 | 0 | 364339.3022 | 0 | 0 |  |  |  |  | 430589.9894
2028 | 3 | 62749.5477 | 0 | 336965.0377 | 0 | 0 |  |  |  |  | 399714.5853
2028 | 4 | 70659.4852 | 0 | 339537.9428 | 0 | 0 |  |  |  |  | 410197.428
2028 | 5 | 74072.5338 | 0 | 344821.6224 | 0 | 0 |  |  |  |  | 418894.1562
2028 | 6 | 84719.6796 | 0 | 378177.2812 | 0 | 0 |  |  |  |  | 462896.9608
2028 | 7 | 92245.0728 | 0 | 392700.5684 | 0 | 0 |  |  |  |  | 484945.6412
2028 | 8 | 100561.4974 | 0 | 404148.1779 | 0 | 0 |  |  |  |  | 504709.6753
2028 | 9 | 99789.486 | 0 | 403605.8707 | 0 | 0 |  |  |  |  | 503395.3567
2028 | 10 | 85460.3398 | 0 | 386803.1375 | 0 | 0 |  |  |  |  | 472263.4772
2028 | 11 | 78929.5161 | 0 | 362270.4008 | 0 | 0 |  |  |  |  | 441199.9169
2028 | 12 | 65168.7882 | 0 | 332932.3832 | 0 | 0 |  |  |  |  | 398101.1714
2029 | 1 | 67067.5621 | 0 | 341325.1696 | 0 | 0 |  |  |  |  | 408392.7317
2029 | 2 | 67086.0295 | 0 | 368408.0692 | 0 | 0 |  |  |  |  | 435494.0987
2029 | 3 | 63540.7448 | 0 | 340772.2128 | 0 | 0 |  |  |  |  | 404312.9576
2029 | 4 | 71550.4173 | 0 | 343567.1613 | 0 | 0 |  |  |  |  | 415117.5786
2029 | 5 | 75006.5004 | 0 | 348823.3226 | 0 | 0 |  |  |  |  | 423829.8229
2029 | 6 | 85787.894 | 0 | 382109.1036 | 0 | 0 |  |  |  |  | 467896.9976
2029 | 7 | 93408.1735 | 0 | 396568.3216 | 0 | 0 |  |  |  |  | 489976.4951
2029 | 8 | 101829.4583 | 0 | 407956.5921 | 0 | 0 |  |  |  |  | 509786.0504
2029 | 9 | 101047.7128 | 0 | 407399.0147 | 0 | 0 |  |  |  |  | 508446.7275
2029 | 10 | 86537.8931 | 0 | 390645.1097 | 0 | 0 |  |  |  |  | 477183.0027
2029 | 11 | 79924.7234 | 0 | 366109.8742 | 0 | 0 |  |  |  |  | 446034.5976
2029 | 12 | 65990.4891 | 0 | 336725.1679 | 0 | 0 |  |  |  |  | 402715.657
2030 | 1 | 67913.2044 | 0 | 345022.5837 | 0 | 0 |  |  |  |  | 412935.7881
2030 | 2 | 67931.9046 | 0 | 372044.5914 | 0 | 0 |  |  |  |  | 439976.496
2030 | 3 | 64341.9181 | 0 | 344421.7067 | 0 | 0 |  |  |  |  | 408763.6247
2030 | 4 | 72452.5829 | 0 | 347286.5025 | 0 | 0 |  |  |  |  | 419739.0854
2030 | 5 | 75952.2432 | 0 | 352651.9549 | 0 | 0 |  |  |  |  | 428604.1981
2030 | 6 | 86869.5773 | 0 | 386048.3329 | 0 | 0 |  |  |  |  | 472917.9102
2030 | 7 | 94585.9395 | 0 | 400615.3349 | 0 | 0 |  |  |  |  | 495201.2744
2030 | 8 | 103113.4067 | 0 | 412031.1022 | 0 | 0 |  |  |  |  | 515144.5089
2030 | 9 | 102321.8043 | 0 | 411436.6448 | 0 | 0 |  |  |  |  | 513758.4491
2030 | 10 | 87629.033 | 0 | 394674.0509 | 0 | 0 |  |  |  |  | 482303.0838
2030 | 11 | 80932.4791 | 0 | 370127.3808 | 0 | 0 |  |  |  |  | 451059.86
2030 | 12 | 66822.5507 | 0 | 340802.9123 | 0 | 0 |  |  |  |  | 407625.4631
2031 | 1 | 68769.5091 | 0 | 349171.945 | 0 | 0 |  |  |  |  | 417941.4541
2031 | 2 | 68788.4451 | 0 | 376263.2526 | 0 | 0 |  |  |  |  | 445051.6977
2031 | 3 | 65153.1932 | 0 | 348696.2324 | 0 | 0 |  |  |  |  | 413849.4255
2031 | 4 | 73366.1239 | 0 | 351578.0312 | 0 | 0 |  |  |  |  | 424944.1551
2031 | 5 | 76909.9106 | 0 | 356936.6615 | 0 | 0 |  |  |  |  | 433846.5721
2031 | 6 | 87964.8994 | 0 | 390301.5594 | 0 | 0 |  |  |  |  | 478266.4587
2031 | 7 | 95778.5557 | 0 | 404858.857 | 0 | 0 |  |  |  |  | 500637.4127
2031 | 8 | 104413.5441 | 0 | 416260.273 | 0 | 0 |  |  |  |  | 520673.8172
2031 | 9 | 103611.9606 | 0 | 415655.2282 | 0 | 0 |  |  |  |  | 519267.1887
2031 | 10 | 88733.9309 | 0 | 398970.955 | 0 | 0 |  |  |  |  | 487704.8858
2031 | 11 | 81952.9414 | 0 | 374539.9703 | 0 | 0 |  |  |  |  | 456492.9118
2031 | 12 | 67665.1036 | 0 | 345412.5194 | 0 | 0 |  |  |  |  | 413077.623
2032 | 1 | 69636.6108 | 0 | 353950.9799 | 0 | 0 |  |  |  |  | 423587.5907
2032 | 2 | 69655.7856 | 0 | 381181.4041 | 0 | 0 |  |  |  |  | 450837.1897
2032 | 3 | 65974.6974 | 0 | 353919.3241 | 0 | 0 |  |  |  |  | 419894.0215
2032 | 4 | 74291.1834 | 0 | 356584.0718 | 0 | 0 |  |  |  |  | 430875.2552
2032 | 5 | 77879.6532 | 0 | 361922.7358 | 0 | 0 |  |  |  |  | 439802.389
2032 | 6 | 89074.0322 | 0 | 395253.3635 | 0 | 0 |  |  |  |  | 484327.3957
2032 | 7 | 96986.2094 | 0 | 409799.3519 | 0 | 0 |  |  |  |  | 506785.5613
2032 | 8 | 105730.0748 | 0 | 421170.4985 | 0 | 0 |  |  |  |  | 526900.5732
2032 | 9 | 104918.3842 | 0 | 420516.0909 | 0 | 0 |  |  |  |  | 525434.4751
2032 | 10 | 89852.7602 | 0 | 403844.4723 | 0 | 0 |  |  |  |  | 493697.2326
2032 | 11 | 82986.2706 | 0 | 379412.8581 | 0 | 0 |  |  |  |  | 462399.1287
2032 | 12 | 68518.2801 | 0 | 350308.6011 | 0 | 0 |  |  |  |  | 418826.8813
2033 | 1 | 70514.6457 | 0 | 358822.6972 | 0 | 0 |  |  |  |  | 429337.3429
2033 | 2 | 70534.0623 | 0 | 385978.6286 | 0 | 0 |  |  |  |  | 456512.6908
2033 | 3 | 66806.5599 | 0 | 358632.5386 | 0 | 0 |  |  |  |  | 425439.0985
2033 | 4 | 75227.9069 | 0 | 361170.7389 | 0 | 0 |  |  |  |  | 436398.6458
2033 | 5 | 78861.623 | 0 | 366381.939 | 0 | 0 |  |  |  |  | 445243.562
2033 | 6 | 90197.1498 | 0 | 399568.3445 | 0 | 0 |  |  |  |  | 489765.4943
2033 | 7 | 98209.0902 | 0 | 414022.6861 | 0 | 0 |  |  |  |  | 512231.7763
2033 | 8 | 107063.2053 | 0 | 425321.0534 | 0 | 0 |  |  |  |  | 532384.2587
2033 | 9 | 106241.2802 | 0 | 424592.625 | 0 | 0 |  |  |  |  | 530833.9052
2033 | 10 | 90985.6967 | 0 | 407910.0739 | 0 | 0 |  |  |  |  | 498895.7706
2033 | 11 | 84032.6288 | 0 | 383497.2523 | 0 | 0 |  |  |  |  | 467529.8811
2033 | 12 | 69382.2142 | 0 | 354453.4311 | 0 | 0 |  |  |  |  | 423835.6453
2034 | 1 | 71403.7515 | 0 | 362955.0718 | 0 | 0 |  |  |  |  | 434358.8234
2034 | 2 | 71423.4129 | 0 | 390064.9109 | 0 | 0 |  |  |  |  | 461488.3238
2034 | 3 | 67648.9112 | 0 | 362650.1837 | 0 | 0 |  |  |  |  | 430299.0949
2034 | 4 | 76176.4414 | 0 | 365103.0629 | 0 | 0 |  |  |  |  | 441279.5042
2034 | 5 | 79855.9743 | 0 | 370216.7436 | 0 | 0 |  |  |  |  | 450072.7178
2034 | 6 | 91334.4286 | 0 | 403282.6485 | 0 | 0 |  |  |  |  | 494617.0771
2034 | 7 | 99447.39 | 0 | 417663.3036 | 0 | 0 |  |  |  |  | 517110.6936
2034 | 8 | 108413.145 | 0 | 428918.72 | 0 | 0 |  |  |  |  | 537331.865
2034 | 9 | 107580.8565 | 0 | 428169.846 | 0 | 0 |  |  |  |  | 535750.7025
2034 | 10 | 92132.9182 | 0 | 411532.3053 | 0 | 0 |  |  |  |  | 503665.2235
2034 | 11 | 85092.1803 | 0 | 387182.0604 | 0 | 0 |  |  |  |  | 472274.2407
2034 | 12 | 70257.0414 | 0 | 358220.4754 | 0 | 0 |  |  |  |  | 428477.5168
2035 | 1 | 72304.0679 | 0 | 366730.1887 | 0 | 0 |  |  |  |  | 439034.2567
2035 | 2 | 72323.9772 | 0 | 393829.9488 | 0 | 0 |  |  |  |  | 466153.9261
2035 | 3 | 68501.8835 | 0 | 366410.3517 | 0 | 0 |  |  |  |  | 434912.2352
2035 | 4 | 77136.9357 | 0 | 368850.5793 | 0 | 0 |  |  |  |  | 445987.515
2035 | 5 | 80862.8631 | 0 | 373947.21 | 0 | 0 |  |  |  |  | 454810.0732
2035 | 6 | 92486.0471 | 0 | 406957.3345 | 0 | 0 |  |  |  |  | 499443.3816
2035 | 7 | 100701.3034 | 0 | 421305.1746 | 0 | 0 |  |  |  |  | 522006.478
2035 | 8 | 109780.1059 | 0 | 432523.1483 | 0 | 0 |  |  |  |  | 542303.2542
2035 | 9 | 108937.3231 | 0 | 431724.5321 | 0 | 0 |  |  |  |  | 540661.8552
2035 | 10 | 93294.6047 | 0 | 415106.7878 | 0 | 0 |  |  |  |  | 508401.3925
2035 | 11 | 86165.0915 | 0 | 390846.32 | 0 | 0 |  |  |  |  | 477011.4115
2035 | 12 | 71142.8991 | 0 | 362081.3534 | 0 | 0 |  |  |  |  | 433224.2525
2036 | 1 | 73215.7363 | 0 | 370740.5904 | 0 | 0 |  |  |  |  | 443956.3267
2036 | 2 | 73235.8966 | 0 | 397925.2537 | 0 | 0 |  |  |  |  | 471161.1503
2036 | 3 | 69365.6108 | 0 | 370484.0621 | 0 | 0 |  |  |  |  | 439849.6729
2036 | 4 | 78109.5408 | 0 | 372840.5687 | 0 | 0 |  |  |  |  | 450950.1094
2036 | 5 | 81882.4477 | 0 | 377826.1446 | 0 | 0 |  |  |  |  | 459708.5923
2036 | 6 | 93652.1862 | 0 | 410730.0896 | 0 | 0 |  |  |  |  | 504382.2758
2036 | 7 | 101971.0271 | 0 | 425040.4392 | 0 | 0 |  |  |  |  | 527011.4663
2036 | 8 | 111164.3024 | 0 | 436254.2482 | 0 | 0 |  |  |  |  | 547418.5506
2036 | 9 | 110310.8932 | 0 | 435461.2054 | 0 | 0 |  |  |  |  | 545772.0986
2036 | 10 | 94470.9387 | 0 | 418880.9074 | 0 | 0 |  |  |  |  | 513351.8461
2036 | 11 | 87251.5309 | 0 | 394619.0476 | 0 | 0 |  |  |  |  | 481870.5785
2036 | 12 | 72039.9265 | 0 | 365797.6817 | 0 | 0 |  |  |  |  | 437837.6082
2037 | 1 | 74138.8996 | 0 | 374306.4353 | 0 | 0 |  |  |  |  | 448445.3349
2037 | 2 | 74159.3141 | 0 | 401362.9671 | 0 | 0 |  |  |  |  | 475522.2812
2037 | 3 | 70240.2287 | 0 | 373895.9372 | 0 | 0 |  |  |  |  | 444136.1659
2037 | 4 | 79094.4092 | 0 | 376269.4877 | 0 | 0 |  |  |  |  | 455363.8969
2037 | 5 | 82914.888 | 0 | 381286.9544 | 0 | 0 |  |  |  |  | 464201.8424
2037 | 6 | 94833.0289 | 0 | 414154.4417 | 0 | 0 |  |  |  |  | 508987.4706
2037 | 7 | 103256.7605 | 0 | 428436.0898 | 0 | 0 |  |  |  |  | 531692.8503
2037 | 8 | 112565.9521 | 0 | 439632.17 | 0 | 0 |  |  |  |  | 552198.1221
2037 | 9 | 111701.7824 | 0 | 438846.01 | 0 | 0 |  |  |  |  | 550547.7924
2037 | 10 | 95662.1049 | 0 | 422358.6231 | 0 | 0 |  |  |  |  | 518020.728
2037 | 11 | 88351.6689 | 0 | 398250.4363 | 0 | 0 |  |  |  |  | 486602.1052
2037 | 12 | 72948.2643 | 0 | 369665.0799 | 0 | 0 |  |  |  |  | 442613.3442
2038 | 1 | 75073.703 | 0 | 378340.1607 | 0 | 0 |  |  |  |  | 453413.8637
2038 | 2 | 75094.3749 | 0 | 405488.2194 | 0 | 0 |  |  |  |  | 480582.5943
2038 | 3 | 71125.8745 | 0 | 378007.1053 | 0 | 0 |  |  |  |  | 449132.9798
2038 | 4 | 80091.6956 | 0 | 380304.0523 | 0 | 0 |  |  |  |  | 460395.748
2038 | 5 | 83960.3461 | 0 | 385240.9554 | 0 | 0 |  |  |  |  | 469201.3015
2038 | 6 | 96028.7606 | 0 | 418044.1124 | 0 | 0 |  |  |  |  | 514072.873
2038 | 7 | 104558.7054 | 0 | 432323.9631 | 0 | 0 |  |  |  |  | 536882.6685
2038 | 8 | 113985.2749 | 0 | 443517.0941 | 0 | 0 |  |  |  |  | 557502.369
2038 | 9 | 113110.2091 | 0 | 442692.7707 | 0 | 0 |  |  |  |  | 555802.9798
2038 | 10 | 96868.2903 | 0 | 426205.7935 | 0 | 0 |  |  |  |  | 523074.0838
2038 | 11 | 89465.6784 | 0 | 402128.5328 | 0 | 0 |  |  |  |  | 491594.2112
2038 | 12 | 73868.0552 | 0 | 373638.0025 | 0 | 0 |  |  |  |  | 447506.0577
2039 | 1 | 76020.2931 | 0 | 382368.0143 | 0 | 0 |  |  |  |  | 458388.3074
2039 | 2 | 76041.2257 | 0 | 409576.1129 | 0 | 0 |  |  |  |  | 485617.3386
2039 | 3 | 72022.6872 | 0 | 382160.7777 | 0 | 0 |  |  |  |  | 454183.4649
2039 | 4 | 81101.5567 | 0 | 384476.1441 | 0 | 0 |  |  |  |  | 465577.7008
2039 | 5 | 85018.9863 | 0 | 389358.693 | 0 | 0 |  |  |  |  | 474377.6793
2039 | 6 | 97239.5691 | 0 | 421980.4786 | 0 | 0 |  |  |  |  | 519220.0477
2039 | 7 | 105877.0664 | 0 | 436070.9671 | 0 | 0 |  |  |  |  | 541948.0335
2039 | 8 | 115422.4937 | 0 | 447117.4142 | 0 | 0 |  |  |  |  | 562539.9079
2039 | 9 | 114536.3943 | 0 | 446223.0356 | 0 | 0 |  |  |  |  | 560759.4299
2039 | 10 | 98089.6843 | 0 | 429789.4242 | 0 | 0 |  |  |  |  | 527879.1084
2039 | 11 | 90593.7342 | 0 | 405829.7091 | 0 | 0 |  |  |  |  | 496423.4434
2039 | 12 | 74799.4435 | 0 | 377515.3149 | 0 | 0 |  |  |  |  | 452314.7584
2040 | 1 | 76978.8186 | 0 | 386343.5956 | 0 | 0 |  |  |  |  | 463322.4142
2040 | 2 | 77000.0151 | 0 | 413588.2211 | 0 | 0 |  |  |  |  | 490588.2362
2040 | 3 | 72930.8076 | 0 | 386139.3001 | 0 | 0 |  |  |  |  | 459070.1077
2040 | 4 | 82124.1509 | 0 | 388398.0298 | 0 | 0 |  |  |  |  | 470522.1807
2040 | 5 | 86090.9746 | 0 | 393233.068 | 0 | 0 |  |  |  |  | 479324.0425
2040 | 6 | 98465.6445 | 0 | 425836.5473 | 0 | 0 |  |  |  |  | 524302.1917
2040 | 7 | 107212.0503 | 0 | 439975.5467 | 0 | 0 |  |  |  |  | 547187.597
2040 | 8 | 116877.8341 | 0 | 451061.197 | 0 | 0 |  |  |  |  | 567939.0311
2040 | 9 | 115980.5621 | 0 | 450159.8742 | 0 | 0 |  |  |  |  | 566140.4362
2040 | 10 | 99326.4785 | 0 | 433759.4142 | 0 | 0 |  |  |  |  | 533085.8928
2040 | 11 | 91736.0135 | 0 | 409880.0058 | 0 | 0 |  |  |  |  | 501616.0192
2040 | 12 | 75742.5755 | 0 | 381739.4283 | 0 | 0 |  |  |  |  | 457482.0038
2041 | 1 | 77949.43 | 0 | 390689.289 | 0 | 0 |  |  |  |  | 468638.719
2041 | 2 | 77970.8937 | 0 | 417639.631 | 0 | 0 |  |  |  |  | 495610.5247
2041 | 3 | 73850.3784 | 0 | 390159.2413 | 0 | 0 |  |  |  |  | 464009.6197
2041 | 4 | 83159.6388 | 0 | 392359.921 | 0 | 0 |  |  |  |  | 475519.5598
2041 | 5 | 87176.4794 | 0 | 397145.9955 | 0 | 0 |  |  |  |  | 484322.4749
2041 | 6 | 99707.1792 | 0 | 429727.8528 | 0 | 0 |  |  |  |  | 529435.0319
2041 | 7 | 108563.8668 | 0 | 443915.0879 | 0 | 0 |  |  |  |  | 552478.9547
2041 | 8 | 118351.5246 | 0 | 455039.7658 | 0 | 0 |  |  |  |  | 573391.2904
2041 | 9 | 117442.939 | 0 | 454131.4458 | 0 | 0 |  |  |  |  | 571574.3848
2041 | 10 | 100578.8673 | 0 | 437766.0753 | 0 | 0 |  |  |  |  | 538344.9427
2041 | 11 | 92892.6955 | 0 | 413970.7255 | 0 | 0 |  |  |  |  | 506863.421
2041 | 12 | 76697.5994 | 0 | 386010.8063 | 0 | 0 |  |  |  |  | 462708.4057
2042 | 1 | 78932.2796 | 0 | 395083.8638 | 0 | 0 |  |  |  |  | 474016.1435
2042 | 2 | 78954.014 | 0 | 421730.7275 | 0 | 0 |  |  |  |  | 500684.7415
2042 | 3 | 74781.5438 | 0 | 394221.0326 | 0 | 0 |  |  |  |  | 469002.5764
2042 | 4 | 84208.1829 | 0 | 396362.2259 | 0 | 0 |  |  |  |  | 480570.4089
2042 | 5 | 88275.6711 | 0 | 401097.8592 | 0 | 0 |  |  |  |  | 489373.5304
2042 | 6 | 100964.3681 | 0 | 433654.7171 | 0 | 0 |  |  |  |  | 534619.0852
2042 | 7 | 109932.728 | 0 | 447889.9038 | 0 | 0 |  |  |  |  | 557822.6318
2042 | 8 | 119843.7966 | 0 | 459053.4274 | 0 | 0 |  |  |  |  | 578897.224
2042 | 9 | 118923.7548 | 0 | 458138.0569 | 0 | 0 |  |  |  |  | 577061.8118
2042 | 10 | 101847.0473 | 0 | 441809.7462 | 0 | 0 |  |  |  |  | 543656.7934
2042 | 11 | 94063.962 | 0 | 418102.2718 | 0 | 0 |  |  |  |  | 512166.2337
2042 | 12 | 77664.6649 | 0 | 390329.9779 | 0 | 0 |  |  |  |  | 467994.6428
2043 | 1 | 79927.5218 | 0 | 399527.87 | 0 | 0 |  |  |  |  | 479455.3918
2043 | 2 | 79949.5302 | 0 | 425861.8993 | 0 | 0 |  |  |  |  | 505811.4296
2043 | 3 | 75724.4502 | 0 | 398325.1094 | 0 | 0 |  |  |  |  | 474049.5596
2043 | 4 | 85269.948 | 0 | 400405.3567 | 0 | 0 |  |  |  |  | 485675.3047
2043 | 5 | 89388.7224 | 0 | 405089.0466 | 0 | 0 |  |  |  |  | 494477.769
2043 | 6 | 102237.4087 | 0 | 437617.4652 | 0 | 0 |  |  |  |  | 539854.874
2043 | 7 | 111318.849 | 0 | 451900.3101 | 0 | 0 |  |  |  |  | 563219.1591
2043 | 8 | 121354.8844 | 0 | 463102.4914 | 0 | 0 |  |  |  |  | 584457.3758
2043 | 9 | 120423.242 | 0 | 462180.0167 | 0 | 0 |  |  |  |  | 582603.2587
2043 | 10 | 103131.2174 | 0 | 445890.7686 | 0 | 0 |  |  |  |  | 549021.9861
2043 | 11 | 95249.9967 | 0 | 422275.0521 | 0 | 0 |  |  |  |  | 517525.0488
2043 | 12 | 78643.924 | 0 | 394697.4778 | 0 | 0 |  |  |  |  | 473341.4017
2044 | 1 | 80935.3128 | 0 | 404021.8636 | 0 | 0 |  |  |  |  | 484957.1764
2044 | 2 | 80957.5987 | 0 | 430033.5392 | 0 | 0 |  |  |  |  | 510991.1379
2044 | 3 | 76679.2454 | 0 | 402471.9122 | 0 | 0 |  |  |  |  | 479151.1577
2044 | 4 | 86345.1006 | 0 | 404489.7299 | 0 | 0 |  |  |  |  | 490834.8305
2044 | 5 | 90515.8079 | 0 | 409119.9489 | 0 | 0 |  |  |  |  | 499635.7568
2044 | 6 | 103526.5009 | 0 | 441616.4251 | 0 | 0 |  |  |  |  | 545142.926
2044 | 7 | 112722.4473 | 0 | 455946.6257 | 0 | 0 |  |  |  |  | 568669.073
2044 | 8 | 122885.0251 | 0 | 467187.27 | 0 | 0 |  |  |  |  | 590072.2952
2044 | 9 | 121941.6359 | 0 | 466257.637 | 0 | 0 |  |  |  |  | 588199.2728
2044 | 10 | 104431.5794 | 0 | 450009.4878 | 0 | 0 |  |  |  |  | 554441.0672
2044 | 11 | 96450.9859 | 0 | 426489.4779 | 0 | 0 |  |  |  |  | 522940.4638
2044 | 12 | 79635.5303 | 0 | 399113.8467 | 0 | 0 |  |  |  |  | 478749.377
2045 | 1 | 81955.8109 | 0 | 408566.4067 | 0 | 0 |  |  |  |  | 490522.2176
2045 | 2 | 81978.3778 | 0 | 434246.0434 | 0 | 0 |  |  |  |  | 516224.4212
2045 | 3 | 77646.0795 | 0 | 406661.8857 | 0 | 0 |  |  |  |  | 484307.9653
2045 | 4 | 87433.8097 | 0 | 408615.766 | 0 | 0 |  |  |  |  | 496049.5757
2045 | 5 | 91657.1046 | 0 | 413190.9614 | 0 | 0 |  |  |  |  | 504848.066
2045 | 6 | 104831.847 | 0 | 445651.9275 | 0 | 0 |  |  |  |  | 550483.7745
2045 | 7 | 114143.7433 | 0 | 460029.172 | 0 | 0 |  |  |  |  | 574172.9153
2045 | 8 | 124434.4592 | 0 | 471308.0782 | 0 | 0 |  |  |  |  | 595742.5374
2045 | 9 | 123479.1749 | 0 | 470371.2324 | 0 | 0 |  |  |  |  | 593850.4073
2045 | 10 | 105748.3375 | 0 | 454166.2517 | 0 | 0 |  |  |  |  | 559914.5892
2045 | 11 | 97667.1181 | 0 | 430745.965 | 0 | 0 |  |  |  |  | 528413.0831
2045 | 12 | 80639.6397 | 0 | 403579.6315 | 0 | 0 |  |  |  |  | 484219.2711
2046 | 1 | 82989.1762 | 0 | 413162.0681 | 0 | 0 |  |  |  |  | 496151.2443
2046 | 2 | 83012.0277 | 0 | 438499.8123 | 0 | 0 |  |  |  |  | 521511.8399
2046 | 3 | 78625.1043 | 0 | 410895.4794 | 0 | 0 |  |  |  |  | 489520.5836
2046 | 4 | 88536.246 | 0 | 412783.8902 | 0 | 0 |  |  |  |  | 501320.1363
2046 | 5 | 92812.7917 | 0 | 417302.4831 | 0 | 0 |  |  |  |  | 510115.2748
2046 | 6 | 106153.6519 | 0 | 449724.3064 | 0 | 0 |  |  |  |  | 555877.9584
2046 | 7 | 115582.9602 | 0 | 464148.2733 | 0 | 0 |  |  |  |  | 579731.2335
2046 | 8 | 126003.4298 | 0 | 475465.2339 | 0 | 0 |  |  |  |  | 601468.6637
2046 | 9 | 125036.1004 | 0 | 474521.1204 | 0 | 0 |  |  |  |  | 599557.2208
2046 | 10 | 107081.6983 | 0 | 458361.412 | 0 | 0 |  |  |  |  | 565443.1102
2046 | 11 | 98898.5843 | 0 | 435044.9329 | 0 | 0 |  |  |  |  | 533943.5173
2046 | 12 | 81656.4096 | 0 | 408095.385 | 0 | 0 |  |  |  |  | 489751.7946
2047 | 1 | 84035.571 | 0 | 417809.4226 | 0 | 0 |  |  |  |  | 501844.9936
2047 | 2 | 84058.7106 | 0 | 442795.2501 | 0 | 0 |  |  |  |  | 526853.9607
2047 | 3 | 79616.4734 | 0 | 415173.1472 | 0 | 0 |  |  |  |  | 494789.6206
2047 | 4 | 89652.5828 | 0 | 416994.5318 | 0 | 0 |  |  |  |  | 506647.1146
2047 | 5 | 93983.0506 | 0 | 421454.9171 | 0 | 0 |  |  |  |  | 515437.9677
2047 | 6 | 107492.1232 | 0 | 453833.8989 | 0 | 0 |  |  |  |  | 561326.0221
2047 | 7 | 117040.3239 | 0 | 468304.2571 | 0 | 0 |  |  |  |  | 585344.581
2047 | 8 | 127592.1832 | 0 | 479659.0576 | 0 | 0 |  |  |  |  | 607251.2408
2047 | 9 | 126612.657 | 0 | 478707.621 | 0 | 0 |  |  |  |  | 605320.278
2047 | 10 | 108431.8711 | 0 | 462595.3231 | 0 | 0 |  |  |  |  | 571027.1943
2047 | 11 | 100145.5779 | 0 | 439386.8058 | 0 | 0 |  |  |  |  | 539532.3837
2047 | 12 | 82685.9999 | 0 | 412661.6665 | 0 | 0 |  |  |  |  | 495347.6663
2048 | 1 | 85095.1596 | 0 | 422509.0518 | 0 | 0 |  |  |  |  | 507604.2115
2048 | 2 | 85118.591 | 0 | 447132.7649 | 0 | 0 |  |  |  |  | 532251.3559
2048 | 3 | 80620.3424 | 0 | 419495.3482 | 0 | 0 |  |  |  |  | 500115.6906
2048 | 4 | 90782.9953 | 0 | 421248.1244 | 0 | 0 |  |  |  |  | 512031.1197
2048 | 5 | 95168.0651 | 0 | 425648.6706 | 0 | 0 |  |  |  |  | 520816.7357
2048 | 6 | 108847.4711 | 0 | 457981.0449 | 0 | 0 |  |  |  |  | 566828.516
2048 | 7 | 118516.0632 | 0 | 472497.4536 | 0 | 0 |  |  |  |  | 591013.5168
2048 | 8 | 129200.9689 | 0 | 483889.8728 | 0 | 0 |  |  |  |  | 613090.8417
2048 | 9 | 128209.092 | 0 | 482931.0574 | 0 | 0 |  |  |  |  | 611140.1495
2048 | 10 | 109799.0681 | 0 | 466868.3432 | 0 | 0 |  |  |  |  | 576667.4113
2048 | 11 | 101408.2945 | 0 | 443772.0119 | 0 | 0 |  |  |  |  | 545180.3064
2048 | 12 | 83728.572 | 0 | 417279.0412 | 0 | 0 |  |  |  |  | 501007.6132
2049 | 1 | 86168.1084 | 0 | 427261.5437 | 0 | 0 |  |  |  |  | 513429.6521
2049 | 2 | 86191.8352 | 0 | 451512.769 | 0 | 0 |  |  |  |  | 537704.6042
2049 | 3 | 81636.8691 | 0 | 423862.5458 | 0 | 0 |  |  |  |  | 505499.4149
2049 | 4 | 91927.6609 | 0 | 425545.1062 | 0 | 0 |  |  |  |  | 517472.7671
2049 | 5 | 96368.0213 | 0 | 429884.1547 | 0 | 0 |  |  |  |  | 526252.176
2049 | 6 | 110219.9083 | 0 | 462166.0877 | 0 | 0 |  |  |  |  | 572385.9959
2049 | 7 | 120010.4098 | 0 | 476728.196 | 0 | 0 |  |  |  |  | 596738.6059
2049 | 8 | 130830.0395 | 0 | 488158.0057 | 0 | 0 |  |  |  |  | 618988.0452
2049 | 9 | 129825.6562 | 0 | 487191.7554 | 0 | 0 |  |  |  |  | 617017.4117
2049 | 10 | 111183.5038 | 0 | 471180.8334 | 0 | 0 |  |  |  |  | 582364.3372
2049 | 11 | 102686.9325 | 0 | 448200.9835 | 0 | 0 |  |  |  |  | 550887.9161
2049 | 12 | 84784.2897 | 0 | 421948.0809 | 0 | 0 |  |  |  |  | 506732.3706
2050 | 1 | 87254.5858 | 0 | 432067.4928 | 0 | 0 |  |  |  |  | 519322.0786
2050 | 2 | 87278.6118 | 0 | 455935.6785 | 0 | 0 |  |  |  |  | 543214.2903
2050 | 3 | 82666.2129 | 0 | 428275.2086 | 0 | 0 |  |  |  |  | 510941.4215
2050 | 4 | 93086.7594 | 0 | 429885.9197 | 0 | 0 |  |  |  |  | 522972.6791
2050 | 5 | 97583.1074 | 0 | 434161.7846 | 0 | 0 |  |  |  |  | 531744.8921
2050 | 6 | 111609.6502 | 0 | 466389.3735 | 0 | 0 |  |  |  |  | 577999.0237
2050 | 7 | 121523.5984 | 0 | 480996.8205 | 0 | 0 |  |  |  |  | 602520.4189
2050 | 8 | 132479.6507 | 0 | 492463.7856 | 0 | 0 |  |  |  |  | 624943.4363
2050 | 9 | 131462.6034 | 0 | 491490.0438 | 0 | 0 |  |  |  |  | 622952.6472
2050 | 10 | 112585.3956 | 0 | 475533.1583 | 0 | 0 |  |  |  |  | 588118.5539
2050 | 11 | 103981.6927 | 0 | 452674.1576 | 0 | 0 |  |  |  |  | 556655.8503
2050 | 12 | 85853.3188 | 0 | 426669.3636 | 0 | 0 |  |  |  |  | 512522.6824
2051 | 1 | 88354.7624 |  | 436927.5005 | [6 empty] | 525282.2628
2051 | 2 | 88379.0913 |  | 460401.9138 | [6 empty] | 548781.0051
2051 | 3 | 83708.5356 |  | 432733.8099 | [6 empty] | 516442.3454
2051 | 4 | 94260.4727 |  | 434271.0122 | [6 empty] | 528531.4849
2051 | 5 | 98813.5144 |  | 438481.9798 | [6 empty] | 537295.4942
2051 | 6 | 113016.9152 |  | 470651.2517 | [6 empty] | 583668.167
2051 | 7 | 123055.8665 |  | 485303.6662 | [6 empty] | 608359.5326
2051 | 8 | 134150.0616 |  | 496807.5444 | [6 empty] | 630957.606
2051 | 9 | 133120.1905 |  | 495826.2542 | [6 empty] | 628946.4447
2051 | 10 | 114004.9635 |  | 479925.6859 | [6 empty] | 593930.6495
2051 | 11 | 105292.7782 |  | 457191.9752 | [6 empty] | 562484.7534
2051 | 12 | 86935.8271 |  | 431443.4739 | [6 empty] | 518379.301
2052 | 1 | 89468.8109 |  | 441842.1748 | [6 empty] | 531310.9857
2052 | 2 | 89493.4465 |  | 464911.8992 | [6 empty] | 554405.3458
2052 | 3 | 84764.0006 |  | 437238.8278 | [6 empty] | 522002.8285
2052 | 4 | 95448.9852 |  | 438700.8351 | [6 empty] | 534149.8204
2052 | 5 | 100059.4353 |  | 442845.1638 | [6 empty] | 542904.5991
2052 | 6 | 114441.9241 |  | 474952.0752 | [6 empty] | 589393.9993
2052 | 7 | 124607.4546 |  | 489649.0754 | [6 empty] | 614256.53
2052 | 8 | 135841.5343 |  | 501189.6172 | [6 empty] | 637031.1515
2052 | 9 | 134798.6778 |  | 500200.7211 | [6 empty] | 634999.3989
2052 | 10 | 115442.4305 |  | 484358.7876 | [6 empty] | 599801.2181
2052 | 11 | 106620.3949 |  | 461754.8819 | [6 empty] | 568375.2768
2052 | 12 | 88031.9845 |  | 436271.003 | [6 empty] | 524302.9875
2007 |  | 749620.269 | 240075 | 0 | 6230.625 | 0 |  |  |  |  | 995925.894
2008 |  | 856529.9645 | 258090 | 0 | 6958.353 | 0 | 0 |  |  |  | 1121578.3175
2009 |  | 867329.7889 | 226018 | 0 | 6469.741 | 211750 | 0 | 0 | 0 | 0 | 1311567.5299 | 1311567.5299 | 0%
2010 |  | 878265.7862 | 225495 | 3514078.428 | 6330.437 | 4950 | 0 | 0 | 0 | 0 | 4629119.6512 | 4629119.6512 | 0%
2011 |  | 794516.364 | 228690 | 3727197.408 | 7408.592 | 0 | 0 | 9181.392 | 0 | 0 | 4766993.756 | 4766993.756 | 0%
2012 |  | 738227.188 | 225675 | 3645171.405 | 5956.259 | 0 | 0 | 63152.5599 | 24569.0872 | 0 | 4702751.4991 | 4702751.4991 | 0%
2013 |  | 753516.073 | 102285 | 3653731.639 | 5845.8009 | 0 | 0 | 61691.3319 | 38251.04 | 0 | 4615320.8848 | 4615320.8848 | 0%
2014 |  | 809245.1799 | 0 | 3752496.7284 | 0 | 447950 | 169263 | 63491.5803 | 38543.4596 | 182183 | 5463172.9481 | 5463172.9481 | 0%
2015 |  | 798097.2709 | 0 | 3756377.0586 | 0 | 835200 | 262440 | 62742.6836 | 38446.4428 | 268189.8618 | 6021493.3178 | 6021493.3178 | 0%
2016 |  | 814658.7997 | 0 | 3819220.4022 | 0 | 838400 | 281760 | 62742.6836 | 38544.1442 | 270200.3303 | 6125526.3601 | 6125526.3601 | 0%
2017 |  | 824930.6784 | 0 | 3881793.1637 | 0 | 835200 | 302640 | 4610.8397 | 14519.7936 | 18631.6603 | 5882326.1357 | 5882326.1357 | 0%
2018 |  | 835332.0734 | 0 | 3935699.8261 | 0 | 835200 | 22320 | 0 | 0 | 0 | 5628551.8995 | 5628551.8995 | 0%
2019 |  | 845864.6175 | 0 | 3981045.2284 | 0 | 832000 | 0 | 0 | 0 | 0 | 5658909.8459 | 5658909.8459 | 0%
2020 |  | 856529.9645 | 0 | 4008495.8203 | 0 | 835200 | 0 | 0 | 0 | 0 | 5700225.7848 | 5700225.7848 | 0%
2021 |  | 867329.7889 | 0 | 4039861.2984 | 0 | 348800 | 0 | 0 | 0 | 0 | 5255991.0873 | 5255991.0873 | 0%
2022 |  | 878265.7862 | 0 | 4076398.0617 | 0 | 0 | 0 | 0 | 0 | 0 | 4954663.8479 | 4954663.8479 | 0%
2023 |  | 889339.6734 | 0 | 4123776.9097 | 0 | 0 | 0 | 0 | 0 | 0 | 5013116.5831 | 5013116.5831 | 0%
2024 |  | 900553.1891 | 0 | 4172838.8958 | 0 | 0 | 0 | 0 | 0 | 0 | 5073392.085 | 5073392.085 | 0%
2025 |  | 911908.094 | 0 | 4222979.5502 | 0 | 0 | 0 | 0 | 0 | 0 | 5134887.6442 | 5134887.6442 | 0%
2026 |  | 923406.1707 | 0 | 4274958.1057 | 0 | 0 | 0 | 0 | 0 | 0 | 5198364.2764 | 5198364.2764 | 0%
2027 |  | 935049.2245 | 0 | 4333010.4563 | 0 | 0 | 0 | 0 | 0 | 0 | 5268059.6808 | 5268059.6808 | 0%
2028 |  | 946839.0834 | 0 | 4383504.1961 | 0 | 0 | 0 | 0 | 0 | 0 | 5330343.2795 | 5330343.2795 | 0%
2029 |  | 958777.5983 | 0 | 4430409.1192 | 0 | 0 | 0 | 0 | 0 | 0 | 5389186.7175 | 5389186.7175 | 0%
2030 |  | 970866.6437 | 0 | 4477163.0982 | 0 | 0 | 0 | 0 | 0 | 0 | 5448029.7419 | 5448029.7419 | 0%
2031 |  | 983108.1177 | 0 | 4528645.4849 | 0 | 0 | 0 | 0 | 0 | 0 | 5511753.6025 | 5511753.6025 | 0%
2032 |  | 995503.942 | 0 | 4587863.752 | 0 | 0 | 0 | 0 | 0 | 0 | 5583367.694 | 5583367.694 | 0%
2033 |  | 1008056.063 | 0 | 4640352.0087 | 0 | 0 | 0 | 0 | 0 | 0 | 5648408.0716 | 5648408.0716 | 0%
2034 |  | 1020766.4512 | 0 | 4685959.332 | 0 | 0 | 0 | 0 | 0 | 0 | 5706725.7832 | 5706725.7832 | 0%
2035 |  | 1033637.1024 | 0 | 4730312.9293 | 0 | 0 | 0 | 0 | 0 | 0 | 5763950.0317 | 5763950.0317 | 0%
2036 |  | 1046670.0371 | 0 | 4776600.2387 | 0 | 0 | 0 | 0 | 0 | 0 | 5823270.2759 | 5823270.2759 | 0%
2037 |  | 1059867.3017 | 0 | 4818464.6323 | 0 | 0 | 0 | 0 | 0 | 0 | 5878331.934 | 5878331.934 | 0%
2038 |  | 1073230.9681 | 0 | 4865930.7622 | 0 | 0 | 0 | 0 | 0 | 0 | 5939161.7303 | 5939161.7303 | 0%
2039 |  | 1086763.1344 | 0 | 4912466.0858 | 0 | 0 | 0 | 0 | 0 | 0 | 5999229.2202 | 5999229.2202 | 0%
2040 |  | 1100465.9253 | 0 | 4960114.228 | 0 | 0 | 0 | 0 | 0 | 0 | 6060580.1533 | 6060580.1533 | 0%
2041 |  | 1114341.492 | 0 | 5008555.8373 | 0 | 0 | 0 | 0 | 0 | 0 | 6122897.3293 | 6122897.3293 | 0%
2042 |  | 1128392.0132 | 0 | 5057473.8101 | 0 | 0 | 0 | 0 | 0 | 0 | 6185865.8233 | 6185865.8233 | 0%
2043 |  | 1142619.6947 | 0 | 5106872.8642 | 0 | 0 | 0 | 0 | 0 | 0 | 6249492.5589 | 6249492.5589 | 0%
2044 |  | 1157026.7703 | 0 | 5156757.7639 | 0 | 0 | 0 | 0 | 0 | 0 | 6313784.5343 | 6313784.5343 | 0%
2045 |  | 1171615.5021 | 0 | 5207133.3215 | 0 | 0 | 0 | 0 | 0 | 0 | 6378748.8236 | 6378748.8236 | 0%
2046 |  | 1186388.1804 | 0 | 5258004.397 | 0 | 0 | 0 | 0 | 0 | 0 | 6444392.5774 | 6444392.5774 | 0%
2047 |  | 1201347.1246 | 0 | 5309375.899 | 0 | 0 | 0 | 0 | 0 | 0 | 6510723.0236 | 6510723.0236 | 0%
2048 |  | 1216494.6833 | 0 | 5361252.785 | 0 | 0 | 0 | 0 | 0 | 0 | 6577747.4683 | 6577747.4683 | 0%
2049 |  | 1231833.2347 | 0 | 5413640.062 | 0 | 0 | 0 | 0 | 0 | 0 | 6645473.2968 | 6645473.2968 | 0%
2050 |  | 1247365.187 | 0 | 5466542.7871 | 0 | 0 | 0 | 0 | 0 | 0 | 6713907.9742 | 6713907.9742 | 0%

## Summary_Delivered_Sales
Wholesale Delivered Sales | [11 empty] | FPL 000573 OCEC NEED
Year | Period | Florida Keys | Key West | Lee County | Metro Dade | Seminole Agreement | New Smyrna Beach | Wauchula | Blountstown | Winter Park | Total Wholesale
2008 | 1 | 51438.02 | 18675 |  | 619.117 | [5 empty] | 70732.137
2008 | 2 | 53909.591 | 21230 |  | 295.189 | [5 empty] | 75434.78
2008 | 3 | 58070.208 | 25200 |  | 659.911 | [5 empty] | 83930.119
2008 | 4 | 57682.352 | 24595 |  | 642.321 | [5 empty] | 82919.673
2008 | 5 | 67919.681 | 25695 |  | 601.435 | [5 empty] | 94216.116
2008 | 6 | 71794.6 | 23085 |  | 615.667 | [5 empty] | 95495.267
2008 | 7 | 73957.002 | 23040 |  | 643.124 | [5 empty] | 97640.126
2008 | 8 | 73492.165 | 23130 |  | 597.289 | [5 empty] | 97219.454
2008 | 9 | 62794.548 | 21330 |  | 589.969 | [5 empty] | 84714.517
2008 | 10 | 57611.893 | 19440 |  | 506.467 | [5 empty] | 77558.36
2008 | 11 | 45201.201 | 16605 |  | 531.902 | [5 empty] | 62338.103
2008 | 12 | 47513.018 | 16200 |  | 656.681 | 4500 |  |  |  |  | 68869.699
2009 | 1 | 48532.176 | 16245 |  | 611.02 | 4650 |  |  |  |  | 70038.196
2009 | 2 | 44843.899 | 15795 |  | 417.039 | 4200 |  |  |  |  | 65255.938
2009 | 3 | 51885.582 | 17100 |  | 611.953 | 4650 |  |  |  |  | 74247.535
2009 | 4 | 57070.319 | 17465 |  | 553.962 | 4650 |  |  |  |  | 79739.281
2009 | 5 | 64566.029 | 20115 |  | 608.645 | 13500 |  |  |  |  | 98789.674
2009 | 6 | 67422.286 | 21060 |  | 503.778 | 20925 |  |  |  |  | 109911.064
2009 | 7 | 75359.653 | 22185 |  | 593.649 | 20250 |  |  |  |  | 118388.302
2009 | 8 | 74640.708 | 22770 |  | 525.669 | 20925 |  |  |  |  | 118861.377
2009 | 9 | 65199.352 | 21060 |  | 539.79 | 20925 |  |  |  |  | 107724.142
2009 | 10 | 63729.235 | 19440 |  | 500.001 | 6750 |  |  |  |  | 90419.236
2009 | 11 | 49920.963 | 16583 |  | 347.554 | 4650 |  |  |  |  | 71501.517
2009 | 12 | 52145.927 | 16110 |  | 430.147 | 4500 |  |  |  |  | 73186.074
2010 | 1 | 56593.035 | 16200 | 109394.3 | 436.297 | 0 |  |  |  |  | 182623.632
2010 | 2 | 46078.829 | 15480 | 85973.099 | 253.868 | 0 |  |  |  |  | 147785.796
2010 | 3 | 49500.831 | 17055 | 88619.247 | 615.59 | 0 |  |  |  |  | 155790.668
2010 | 4 | 51444.13 | 17235 | 86660.504 | 593.885 | 0 |  |  |  |  | 155933.519
2010 | 5 | 65770.982 | 20250 | 111143.427 | 668.799 | 0 |  |  |  |  | 197833.208
2010 | 6 | 71167.412 | 21060 | 115273.648 | 467.716 | 0 |  |  |  |  | 207968.776
2010 | 7 | 71875.767 | 22275 | 113803.861 | 593.039 | 0 |  |  |  |  | 208547.667
2010 | 8 | 70637.158 | 22815 | 113071.015 | 586.661 | 0 |  |  |  |  | 207109.834
2010 | 9 | 63646.966 | 21060 | 106584.899 | 556.12 | 0 |  |  |  |  | 191847.985
2010 | 10 | 56271.941 | 19395 | 95246.997 | 597.324 | 0 |  |  |  |  | 171511.262
2010 | 11 | 47470.025 | 16560 | 83461.894 | 530.991 | 0 |  |  |  |  | 148022.91
2010 | 12 | 50114.637 | 18045 | 101294.148 | 692.068 | 0 |  |  |  |  | 170145.853
2011 | 1 | 46905.73 | 16110 | 88944.758 | 618.849 | 0 |  |  |  |  | 152579.337
2011 | 2 | 46600.297 | 15435 | 80799.967 | 355.997 | 0 |  |  |  |  | 143191.261
2011 | 3 | 54307.979 | 17100 | 92072.526 | 723.969 | 0 |  |  |  |  | 164204.474
2011 | 4 | 63704.388 | 17325 | 104888.657 | 688.893 | 0 |  |  |  |  | 186606.938
2011 | 5 | 68847.198 | 20115 | 107074.308 | 765.342 | 0 |  |  |  |  | 196801.848
2011 | 6 | 72436.462 | 21060 | 108087.621 | 633.727 | 0 |  |  |  |  | 202217.81
2011 | 7 | 80409.621 | 22140 | 112792.205 | 622.54 | 0 |  |  |  |  | 215964.366
2011 | 8 | 76752.611 | 22770 | 114067.916 | 581.344 | 0 |  |  |  |  | 214171.871
2011 | 9 | 69116.777 | 21060 | 107230.475 | 614.328 | 0 |  |  |  |  | 198021.58
2011 | 10 | 56226.877 | 20970 | 91884.466 | 488.707 | 0 |  | 4846.848 |  |  | 174416.898
2011 | 11 | 51407.406 | 16560 | 84513.238 | 622.828 | 0 |  | 4334.544 |  |  | 157438.016
2011 | 12 | 51239.465 | 16110 | 85559.115 | 442.481 | 0 |  | 4447.383 |  |  | 157798.444
2012 | 1 | 50699.967 | 16110 | 89991.825 | 573.01 | 0 |  | 4696.802 |  |  | 162071.604
2012 | 2 | 52001.394 | 15975 | 86884.248 | 365.38 | 0 |  | 4387.837 |  |  | 159613.859
2012 | 3 | 59426.751 | 17100 | 97530.348 | 568.669 | 0 |  | 4923.181 |  |  | 179548.949
2012 | 4 | 56813.245 | 17235 | 95089.7683 | 500.344 | 0 |  | 4983.3242 |  |  | 174621.6815
2012 | 5 | 65762.341 | 20115 | 109264.1547 | 520.575 | 0 |  | 6121.0439 | 3589.85 |  | 205372.9646
2012 | 6 | 69687.192 | 21060 | 105197.076 | 532.691 | 0 |  | 5728.745 | 3674.217 |  | 205879.921
2012 | 7 | 77143.0749 | 22140 | 113099.6235 | 551.085 | 0 |  | 6238.9201 | 4116.039 |  | 223288.7425
2012 | 8 | 77510.92 | 22815 | 115345.071 | 497.992 | 0 |  | 6415.799 | 3897.069 |  | 226481.851
2012 | 9 | 67200.521 | 21060 | 104983.1701 | 479.164 | 0 |  | 5749.07 | 3490.969 |  | 202962.8941
2012 | 10 | 62224.5033 | 19395 | 100007.6358 | 437.069 | 0 |  | 5337.9446 | 3039.8842 |  | 190442.0369
2012 | 11 | 45517.8114 | 16560 | 79468.1517 | 487.799 | 0 |  | 4122.5101 | 2761.0591 |  | 148917.3313
2012 | 12 | 52972.1518 | 16110 | 87506.6419 | 594.618 | 0 |  | 4579.383 | 3043.7551 |  | 164806.5498
2013 | 1 | 55278.1365 | 16110 | 89786.4264 | 495.657 | 0 |  | 4430.53 | 2945.2308 |  | 169045.9807
2013 | 2 | 50969.7119 | 15615 | 84958.6751 | 262.108 | 0 |  | 4216.1532 | 2657.6967 |  | 158679.345
2013 | 3 | 53074.2783 | 17100 | 92662.2037 | 399.068 | 0 |  | 4511.5509 | 2948.5339 |  | 170695.6349
2013 | 4 | 61920.6237 | 17235 | 101520.4839 | 563.317 | 0 |  | 5015.6158 | 2772.426 |  | 189027.4663
2013 | 5 | 64215.7624 | 20115 | 102931.9738 | 547.913 | 0 |  | 5416.7007 | 3201.0166 |  | 196428.3666
2013 | 6 | 71685.3782 | 0 | 107378.4151 | 531.087 | 0 |  | 5723.4525 | 3746.2912 |  | 189064.6241
2013 | 7 | 75399.9786 | 0 | 108944.6269 | 540.6187 | 0 |  | 5654.0407 | 3766.6253 |  | 194305.8902
2013 | 8 | 77641.0751 | 0 | 116066.3982 | 502.0119 | 0 |  | 6416.3103 | 3922.9659 |  | 204548.7614
2013 | 9 | 68405.674 | 0 | 104907.7248 | 500.2868 | 0 |  | 5734.3012 | 3620.5109 |  | 183168.4976
2013 | 10 | 66036.6954 | 0 | 106317.4068 | 455.3222 | 0 |  | 5499.3548 | 2964.0969 |  | 181272.8761
2013 | 11 | 55916.6054 | 0 | 93649.2246 | 453.7933 | 0 |  | 4493.9387 | 2661.8907 |  | 157175.4527
2013 | 12 | 58140.1811 | 0 | 93356.3934 | 0 | 0 |  | 4642.2964 | 2936.5062 |  | 159075.377
2014 | 1 | 53789.6831 | 0 | 302663.9818 | 0 | 0 | 0 | 5124.5694 | 3598.7402 | 16537 | 381713.9744
2014 | 2 | 55279.3615 | 0 | 247855.3863 | 0 | 0 | 18635 | 4132.2357 | 2923.0439 | 15456 | 344281.0275
2014 | 3 | 60007.1158 | 0 | 277647.8152 | 0 | 0 | 14868 | 4021.6145 | 2594.3847 | 16997 | 376135.9303
2014 | 4 | 62174.597 | 0 | 311518.4058 | 0 | 0 | 7200 | 5396.7404 | 2558.4093 | 15387 | 404235.1524
2014 | 5 | 69701.235 | 0 | 346316.9007 | 0 | 0 | 14775 | 5912.6414 | 2856.3084 | 16790 | 456352.0855
2014 | 6 | 74290.361 | 0 | 361951.7123 | 0 | 81900 | 23090 | 5789.238 | 4003.365 | 16560 | 567584.6763
2014 | 7 | 83182.857 | 0 | 342204.5554 | 0 | 90850 | 24575 | 6401.7082 | 3991.8651 | 17112 | 568317.9858
2014 | 8 | 85591.367 | 0 | 364790.1174 | 0 | 67200 | 26040 | 6416.0547 | 3910.0174 | 16386.4512 | 570334.0077
2014 | 9 | 78163.7078 | 0 | 343543.475 | 0 | 70400 | 18000 | 5741.6856 | 3555.7399 | 15857.856 | 535262.4643
2014 | 10 | 67326.9081 | 0 | 310293.8695 | 0 | 73600 | 14880 | 5418.6497 | 3001.9905 | 16386.4512 | 490907.8691
2014 | 11 | 61597.8055 | 0 | 269140.0141 | 0 | 64000 | 7200 | 4308.2244 | 2711.4749 | 15857.856 | 424815.3749
2014 | 12 | 49859.1556 | 0 | 273410.8433 | 0 | 73600 | 14880 | 4610.8397 | 2990.1306 | 16386.4512 | 435737.4204
2015 | 1 | 56292.2052 | 0 | 298869.2186 | 0 | 70400 | 29760 | 4777.5497 | 3271.9855 | 18345.7685 | 481716.7275
2015 | 2 | 53317.34 | 0 | 272034.9386 | 0 | 64000 | 26880 | 4174.1945 | 2790.3703 | 16782.2856 | 439979.1289
2015 | 3 | 60038.2941 | 0 | 277865.4869 | 0 | 70400 | 14880 | 4266.5827 | 2771.4593 | 17570.2444 | 447792.0675
2015 | 4 | 62938.3098 | 0 | 287454.3584 | 0 | 70400 | 14400 | 5206.1781 | 2665.4176 | 18034.1068 | 461098.3706
2015 | 5 | 71985.0282 | 0 | 329884.8111 | 0 | 67200 | 18600 | 5664.6711 | 3028.6625 | 23211.3743 | 519574.5472
2015 | 6 | 78379.2409 | 0 | 350588.1655 | 0 | 70400 | 28800 | 5756.3453 | 3874.8281 | 26666.6592 | 564465.2389
2015 | 7 | 85445.5808 | 0 | 366102.7629 | 0 | 73600 | 33480 | 6401.7082 | 3879.2452 | 26766.6675 | 595675.9647
2015 | 8 | 84789.6144 | 0 | 366364.2557 | 0 | 67200 | 33480 | 6416.0547 | 3916.4917 | 27345.887 | 589512.3035
2015 | 9 | 72614.356 | 0 | 345994.3864 | 0 | 70400 | 21600 | 5741.6856 | 3588.1254 | 26632.73 | 546571.2834
2015 | 10 | 67065.214 | 0 | 313843.1527 | 0 | 70400 | 14880 | 5418.6497 | 2983.0437 | 22235.5065 | 496825.5665
2015 | 11 | 55372.932 | 0 | 273964.6786 | 0 | 67200 | 10800 | 4308.2244 | 2686.6828 | 16840.9306 | 431173.4484
2015 | 12 | 56986.2915 | 0 | 278690.8611 | 0 | 73600 | 14880 | 4610.8397 | 2963.3184 | 17841.6779 | 449572.9885
2016 | 1 | 57001.9829 | 0 | 304375.0545 | 0 | 67200 | 29760 | 4777.5497 | 3435.3628 | 18345.7685 | 484895.7185
2016 | 2 | 53989.6082 | 0 | 277840.6275 | 0 | 67200 | 27840 | 4174.1945 | 2856.7071 | 17252.2835 | 451153.4209
2016 | 3 | 60795.3055 | 0 | 283524.7185 | 0 | 73600 | 18600 | 4266.5827 | 2682.922 | 17570.2444 | 461039.7732
2016 | 4 | 63731.887 | 0 | 292925.246 | 0 | 67200 | 14400 | 5206.1781 | 2611.9134 | 18034.1068 | 464109.3313
2016 | 5 | 72892.6738 | 0 | 334505.3318 | 0 | 70400 | 22320 | 5664.6711 | 2942.4855 | 23211.3743 | 531936.5365
2016 | 6 | 79367.5099 | 0 | 354674.5124 | 0 | 70400 | 28800 | 5756.3453 | 3939.0965 | 26666.6592 | 569604.1232
2016 | 7 | 86522.948 | 0 | 369945.9073 | 0 | 67200 | 33480 | 6401.7082 | 3935.5552 | 26766.6675 | 594252.7862
2016 | 8 | 85858.7107 | 0 | 370495.0071 | 0 | 73600 | 33480 | 6416.0547 | 3913.2545 | 27345.887 | 601108.9141
2016 | 9 | 73529.9367 | 0 | 350921.1149 | 0 | 70400 | 25200 | 5741.6856 | 3571.9327 | 26632.73 | 555997.3998
2016 | 10 | 67910.8266 | 0 | 319936.0901 | 0 | 67200 | 18600 | 5418.6497 | 2992.5171 | 22235.5065 | 504293.59
2016 | 11 | 56071.1188 | 0 | 281385.9311 | 0 | 70400 | 14400 | 4308.2244 | 2699.0788 | 16840.9306 | 446105.2839
2016 | 12 | 57704.8209 | 0 | 286475.0339 | 0 | 70400 | 18600 | 4610.8397 | 2976.7245 | 17841.6779 | 458609.0969
2017 | 1 | 57720.7102 | 0 | 312033.6702 | 0 | 70400 | 33480 |  | 3353.6742 | 0 | 476988.0545
2017 | 2 | 54670.353 | 0 | 285310.711 | 0 | 64000 | 30240 |  | 2823.5387 | 0 | 437044.6028
2017 | 3 | 61561.8621 | 0 | 290635.2593 | 0 | 73600 | 22320 |  | 2727.1907 | 0 | 450844.312
2017 | 4 | 64535.4703 | 0 | 299313.3355 | 0 | 64000 | 14400 |  | 2638.6655 | 0 | 444887.4714
2017 | 5 | 73811.7638 | 0 | 339081.8529 | 0 | 73600 | 22320 |  |  | 0 | 508813.6166
2017 | 6 | 80368.2398 | 0 | 357944.6674 | 0 | 70400 | 32400 |  |  | 0 | 541112.9072
2017 | 7 | 87613.8995 | 0 | 372330.7954 | 0 | 67200 | 33480 |  |  | 0 | 560624.6949
2017 | 8 | 86941.2869 | 0 | 372696.1469 | 0 | 73600 | 33480 |  |  | 0 | 566717.4338
2017 | 9 | 74457.0617 | 0 | 353786.3279 | 0 | 67200 | 25200 |  |  | 0 | 520643.3896
2017 | 10 | 68767.1014 | 0 | 324350.3988 | 0 | 70400 | 22320 |  |  | 0 | 485837.5002
2017 | 11 | 56778.109 | 0 | 287834.9645 | 0 | 70400 | 14400 |  |  | 0 | 429413.0735
2017 | 12 | 58432.41 | 0 | 293515.9793 | 0 | 67200 | 22320 |  |  | 0 | 441468.3893
2018 | 1 | 58448.4997 | 0 | 319300.7354 | 0 | 73600 |  |  |  | 0 | 451349.2351
2018 | 2 | 55359.6811 | 0 | 292265.9155 | 0 | 64000 |  |  |  | 0 | 411625.5966
2018 | 3 | 62338.0839 | 0 | 296979.1804 | 0 | 70400 |  |  |  | 0 | 429717.2643
2018 | 4 | 65349.1859 | 0 | 304862.5715 | 0 | 67200 |  |  |  | 0 | 437411.7574
2018 | 5 | 74742.4423 | 0 | 343128.5429 | 0 | 73600 |  |  |  | 0 | 491470.9853
2018 | 6 | 81381.5877 | 0 | 360845.9794 | 0 | 67200 |  |  |  | 0 | 509427.5672
2018 | 7 | 88718.6066 | 0 | 374441.1247 | 0 | 70400 |  |  |  | 0 | 533559.7313
2018 | 8 | 88037.5132 | 0 | 374453.2543 | 0 | 73600 |  |  |  | 0 | 536090.7675
2018 | 9 | 75395.8767 | 0 | 355859.2542 | 0 | 64000 |  |  |  | 0 | 495255.1309
2018 | 10 | 69634.1727 | 0 | 327480.1573 | 0 | 73600 |  |  |  | 0 | 470714.3301
2018 | 11 | 57494.0134 | 0 | 292567.1312 | 0 | 70400 |  |  |  | 0 | 420461.1446
2018 | 12 | 59169.1732 | 0 | 298957.5617 | 0 | 67200 |  |  |  | 0 | 425326.7349
2019 | 1 | 59185.4658 | 0 | 325075.0773 | 0 | 73600 |  |  |  | 0 | 457860.543
2019 | 2 | 56057.7009 | 0 | 297965.4519 | 0 | 64000 |  |  |  | 0 | 418023.1528
2019 | 3 | 63124.093 | 0 | 302195.181 | 0 | 67200 |  |  |  | 0 | 432519.2741
2019 | 4 | 66173.1614 | 0 | 309398.6572 | 0 | 70400 |  |  |  | 0 | 445971.8186
2019 | 5 | 75684.8556 | 0 | 346308.5108 | 0 | 73600 |  |  |  | 0 | 495593.3665
2019 | 6 | 82407.7128 | 0 | 363110.0993 | 0 | 64000 |  |  |  | 0 | 509517.8121
2019 | 7 | 89837.2427 | 0 | 376188.6675 | 0 | 73600 |  |  |  | 0 | 539625.9102
2019 | 8 | 89147.5615 | 0 | 376161.0424 | 0 | 70400 |  |  |  | 0 | 535708.6039
2019 | 9 | 76346.5291 | 0 | 358108.4901 | 0 | 67200 |  |  |  | 0 | 501655.0192
2019 | 10 | 70512.1769 | 0 | 330680.6063 | 0 | 73600 |  |  |  | 0 | 474792.7832
2019 | 11 | 58218.9446 | 0 | 296895.8828 | 0 | 67200 |  |  |  | 0 | 422314.8274
2019 | 12 | 59915.2261 | 0 | 303374.364 | 0 | 70400 |  |  |  | 0 | 433689.5901
2020 | 1 | 59931.7241 | 0 | 329308.6347 | 0 | 73600 |  |  |  |  | 462840.3588
2020 | 2 | 56764.5218 | 0 | 302148.9586 | 0 | 64000 |  |  |  |  | 422913.4804
2020 | 3 | 63920.0128 | 0 | 305786.6939 | 0 | 70400 |  |  |  |  | 440106.7067
2020 | 4 | 67007.5263 | 0 | 312423.5932 | 0 | 70400 |  |  |  |  | 449831.1195
2020 | 5 | 76639.1517 | 0 | 348016.4511 | 0 | 67200 |  |  |  |  | 491855.6027
2020 | 6 | 83446.7761 | 0 | 363884.4485 | 0 | 70400 |  |  |  |  | 517731.2245
2020 | 7 | 90969.9835 | 0 | 376295.4166 | 0 | 73600 |  |  |  |  | 540865.4002
2020 | 8 | 90271.6063 | 0 | 376147.0467 | 0 | 67200 |  |  |  |  | 533618.6529
2020 | 9 | 77309.168 | 0 | 358631.4861 | 0 | 70400 |  |  |  |  | 506340.6542
2020 | 10 | 71401.2516 | 0 | 332335.6605 | 0 | 70400 |  |  |  |  | 474136.912
2020 | 11 | 58953.0162 | 0 | 300143.0664 | 0 | 67200 |  |  |  |  | 426296.0827
2020 | 12 | 60670.6859 | 0 | 307254.7707 | 0 | 73600 |  |  |  |  | 441525.4566
2021 | 1 | 60687.3919 | 0 | 333530.6868 | 0 | 67200 |  |  |  |  | 461418.0787
2021 | 2 | 57480.255 | 0 | 306019.5692 | 0 | 64000 |  |  |  |  | 427499.8242
2021 | 3 | 64725.9682 | 0 | 309440.9849 | 0 | 73600 |  |  |  |  | 447766.953
2021 | 4 | 67852.4115 | 0 | 315564.3607 | 0 | 70400 |  |  |  |  | 453816.7722
2021 | 5 | 77605.4802 | 0 | 350313.9626 | 0 | 67200 |  |  |  |  | 495119.4429
2021 | 6 | 84498.9407 | 0 | 365389.8595 | 0 | 0 |  |  |  |  | 449888.8002
2021 | 7 | 92117.0068 | 0 | 377429.9966 | 0 | 0 |  |  |  |  | 469547.0035
2021 | 8 | 91409.8239 | 0 | 377221.5434 | 0 | 0 |  |  |  |  | 468631.3672
2021 | 9 | 78283.9447 | 0 | 359971.661 | 0 | 0 |  |  |  |  | 438255.6057
2021 | 10 | 72301.5364 | 0 | 334409.4988 | 0 | 0 |  |  |  |  | 406711.0353
2021 | 11 | 59696.3437 | 0 | 303314.4041 | 0 | 0 |  |  |  |  | 363010.7478
2021 | 12 | 61435.6711 | 0 | 310911.9945 | 0 | 0 |  |  |  |  | 372347.6656
2022 | 1 | 61452.5877 | 0 | 337431.8869 | 0 | 0 |  |  |  |  | 398884.4746
2022 | 2 | 58205.0126 | 0 | 309879.5258 | 0 | 0 |  |  |  |  | 368084.5384
2022 | 3 | 65542.0856 | 0 | 313024.4782 | 0 | 0 |  |  |  |  | 378566.5639
2022 | 4 | 68707.9497 | 0 | 318790.071 | 0 | 0 |  |  |  |  | 387498.0207
2022 | 5 | 78583.9931 | 0 | 352844.2263 | 0 | 0 |  |  |  |  | 431428.2193
2022 | 6 | 85564.3718 | 0 | 367741.6452 | 0 | 0 |  |  |  |  | 453306.0171
2022 | 7 | 93278.4928 | 0 | 379557.3349 | 0 | 0 |  |  |  |  | 472835.8277
2022 | 8 | 92562.393 | 0 | 379336.4718 | 0 | 0 |  |  |  |  | 471898.8649
2022 | 9 | 79271.0122 | 0 | 362366.015 | 0 | 0 |  |  |  |  | 441637.0272
2022 | 10 | 73213.1728 | 0 | 337389.05 | 0 | 0 |  |  |  |  | 410602.2229
2022 | 11 | 60449.0436 | 0 | 307125.3622 | 0 | 0 |  |  |  |  | 367574.4057
2022 | 12 | 62210.3019 | 0 | 315045.1666 | 0 | 0 |  |  |  |  | 377255.4685
2023 | 1 | 62227.4318 | 0 | 341801.9919 | 0 | 0 |  |  |  |  | 404029.4237
2023 | 2 | 58938.9086 | 0 | 314249.5645 | 0 | 0 |  |  |  |  | 373188.4731
2023 | 3 | 66368.4934 | 0 | 317300.7761 | 0 | 0 |  |  |  |  | 383669.2695
2023 | 4 | 69574.2753 | 0 | 322925.9642 | 0 | 0 |  |  |  |  | 392500.2395
2023 | 5 | 79574.8438 | 0 | 356666.3185 | 0 | 0 |  |  |  |  | 436241.1622
2023 | 6 | 86643.2368 | 0 | 371370.542 | 0 | 0 |  |  |  |  | 458013.7788
2023 | 7 | 94454.6236 | 0 | 383041.9644 | 0 | 0 |  |  |  |  | 477496.5881
2023 | 8 | 93729.4948 | 0 | 382771.2071 | 0 | 0 |  |  |  |  | 476500.7019
2023 | 9 | 80270.5254 | 0 | 365927.7706 | 0 | 0 |  |  |  |  | 446198.296
2023 | 10 | 74136.3039 | 0 | 341241.3865 | 0 | 0 |  |  |  |  | 415377.6904
2023 | 11 | 61211.2341 | 0 | 311434.2573 | 0 | 0 |  |  |  |  | 372645.4914
2023 | 12 | 62994.6998 | 0 | 319546.4731 | 0 | 0 |  |  |  |  | 382541.1729
2024 | 1 | 63012.0457 | 0 | 346426.1861 | 0 | 0 |  |  |  |  | 409438.2318
2024 | 2 | 59682.0582 | 0 | 318996.547 | 0 | 0 |  |  |  |  | 378678.6052
2024 | 3 | 67205.3212 | 0 | 321658.2274 | 0 | 0 |  |  |  |  | 388863.5486
2024 | 4 | 70451.5242 | 0 | 327086.6425 | 0 | 0 |  |  |  |  | 397538.1666
2024 | 5 | 80578.1879 | 0 | 360639.9723 | 0 | 0 |  |  |  |  | 441218.1603
2024 | 6 | 87735.705 | 0 | 375221.7338 | 0 | 0 |  |  |  |  | 462957.4389
2024 | 7 | 95645.5841 | 0 | 386792.0813 | 0 | 0 |  |  |  |  | 482437.6654
2024 | 8 | 94911.3122 | 0 | 386428.4876 | 0 | 0 |  |  |  |  | 481339.7998
2024 | 9 | 81282.6413 | 0 | 369588.598 | 0 | 0 |  |  |  |  | 450871.2393
2024 | 10 | 75071.0745 | 0 | 345005.0921 | 0 | 0 |  |  |  |  | 420076.1666
2024 | 11 | 61983.035 | 0 | 315448.8546 | 0 | 0 |  |  |  |  | 377431.8896
2024 | 12 | 63788.9881 | 0 | 323785.758 | 0 | 0 |  |  |  |  | 387574.746
2025 | 1 | 63806.5527 | 0 | 350823.1528 | 0 | 0 |  |  |  |  | 414629.7055
2025 | 2 | 60434.578 | 0 | 323172.5992 | 0 | 0 |  |  |  |  | 383607.1772
2025 | 3 | 68052.7004 | 0 | 325985.3501 | 0 | 0 |  |  |  |  | 394038.0505
2025 | 4 | 71339.8341 | 0 | 331313.259 | 0 | 0 |  |  |  |  | 402653.0931
2025 | 5 | 81594.1831 | 0 | 364779.6535 | 0 | 0 |  |  |  |  | 446373.8366
2025 | 6 | 88841.9479 | 0 | 379341.5344 | 0 | 0 |  |  |  |  | 468183.4824
2025 | 7 | 96851.5612 | 0 | 390901.088 | 0 | 0 |  |  |  |  | 487752.6492
2025 | 8 | 96108.031 | 0 | 390520.8879 | 0 | 0 |  |  |  |  | 486628.9189
2025 | 9 | 82307.5187 | 0 | 373699.318 | 0 | 0 |  |  |  |  | 456006.8368
2025 | 10 | 76017.6315 | 0 | 349111.1051 | 0 | 0 |  |  |  |  | 425128.7367
2025 | 11 | 62764.5674 | 0 | 319545.844 | 0 | 0 |  |  |  |  | 382310.4114
2025 | 12 | 64593.2913 | 0 | 327816.4131 | 0 | 0 |  |  |  |  | 392409.7044
2026 | 1 | 64611.0774 | 0 | 354827.7838 | 0 | 0 |  |  |  |  | 419438.8612
2026 | 2 | 61196.5861 | 0 | 327235.158 | 0 | 0 |  |  |  |  | 388431.7441
2026 | 3 | 68910.764 | 0 | 330150.3401 | 0 | 0 |  |  |  |  | 399061.1042
2026 | 4 | 72239.3446 | 0 | 335598.0256 | 0 | 0 |  |  |  |  | 407837.3702
2026 | 5 | 82622.9887 | 0 | 369129.1274 | 0 | 0 |  |  |  |  | 451752.1161
2026 | 6 | 89962.1393 | 0 | 383751.8037 | 0 | 0 |  |  |  |  | 473713.9429
2026 | 7 | 98072.7442 | 0 | 395316.6628 | 0 | 0 |  |  |  |  | 493389.407
2026 | 8 | 97319.839 | 0 | 394906.2123 | 0 | 0 |  |  |  |  | 492226.0513
2026 | 9 | 83345.3187 | 0 | 378135.1392 | 0 | 0 |  |  |  |  | 461480.4579
2026 | 10 | 76976.1235 | 0 | 353679.4749 | 0 | 0 |  |  |  |  | 430655.5984
2026 | 11 | 63555.9539 | 0 | 324411.9648 | 0 | 0 |  |  |  |  | 387967.9188
2026 | 12 | 65407.7359 | 0 | 332958.8123 | 0 | 0 |  |  |  |  | 398366.5482
2027 | 1 | 65425.7463 | 0 | 360155.4097 | 0 | 0 |  |  |  |  | 425581.156
2027 | 2 | 61968.2023 | 0 | 332557.8267 | 0 | 0 |  |  |  |  | 394526.029
2027 | 3 | 69779.6468 | 0 | 335349.4514 | 0 | 0 |  |  |  |  | 405129.0982
2027 | 4 | 73150.1968 | 0 | 340621.1247 | 0 | 0 |  |  |  |  | 413771.3215
2027 | 5 | 83664.7663 | 0 | 373994.5545 | 0 | 0 |  |  |  |  | 457659.3208
2027 | 6 | 91096.4549 | 0 | 388520.3577 | 0 | 0 |  |  |  |  | 479616.8126
2027 | 7 | 99309.3249 | 0 | 399984.4187 | 0 | 0 |  |  |  |  | 499293.7436
2027 | 8 | 98546.9265 | 0 | 399451.3547 | 0 | 0 |  |  |  |  | 497998.2812
2027 | 9 | 84396.204 | 0 | 382605.7027 | 0 | 0 |  |  |  |  | 467001.9067
2027 | 10 | 77946.7008 | 0 | 358068.0481 | 0 | 0 |  |  |  |  | 436014.7489
2027 | 11 | 64357.3189 | 0 | 328743.3951 | 0 | 0 |  |  |  |  | 393100.714
2027 | 12 | 66232.4497 | 0 | 337202.4713 | 0 | 0 |  |  |  |  | 403434.921
2028 | 1 | 66250.6871 | 0 | 364339.3022 | 0 | 0 |  |  |  |  | 430589.9894
2028 | 2 | 62749.5477 | 0 | 336965.0377 | 0 | 0 |  |  |  |  | 399714.5853
2028 | 3 | 70659.4852 | 0 | 339537.9428 | 0 | 0 |  |  |  |  | 410197.428
2028 | 4 | 74072.5338 | 0 | 344821.6224 | 0 | 0 |  |  |  |  | 418894.1562
2028 | 5 | 84719.6796 | 0 | 378177.2812 | 0 | 0 |  |  |  |  | 462896.9608
2028 | 6 | 92245.0728 | 0 | 392700.5684 | 0 | 0 |  |  |  |  | 484945.6412
2028 | 7 | 100561.4974 | 0 | 404148.1779 | 0 | 0 |  |  |  |  | 504709.6753
2028 | 8 | 99789.486 | 0 | 403605.8707 | 0 | 0 |  |  |  |  | 503395.3567
2028 | 9 | 85460.3398 | 0 | 386803.1375 | 0 | 0 |  |  |  |  | 472263.4772
2028 | 10 | 78929.5161 | 0 | 362270.4008 | 0 | 0 |  |  |  |  | 441199.9169
2028 | 11 | 65168.7882 | 0 | 332932.3832 | 0 | 0 |  |  |  |  | 398101.1714
2028 | 12 | 67067.5621 | 0 | 341325.1696 | 0 | 0 |  |  |  |  | 408392.7317
2029 | 1 | 67086.0295 | 0 | 368408.0692 | 0 | 0 |  |  |  |  | 435494.0987
2029 | 2 | 63540.7448 | 0 | 340772.2128 | 0 | 0 |  |  |  |  | 404312.9576
2029 | 3 | 71550.4173 | 0 | 343567.1613 | 0 | 0 |  |  |  |  | 415117.5786
2029 | 4 | 75006.5004 | 0 | 348823.3226 | 0 | 0 |  |  |  |  | 423829.8229
2029 | 5 | 85787.894 | 0 | 382109.1036 | 0 | 0 |  |  |  |  | 467896.9976
2029 | 6 | 93408.1735 | 0 | 396568.3216 | 0 | 0 |  |  |  |  | 489976.4951
2029 | 7 | 101829.4583 | 0 | 407956.5921 | 0 | 0 |  |  |  |  | 509786.0504
2029 | 8 | 101047.7128 | 0 | 407399.0147 | 0 | 0 |  |  |  |  | 508446.7275
2029 | 9 | 86537.8931 | 0 | 390645.1097 | 0 | 0 |  |  |  |  | 477183.0027
2029 | 10 | 79924.7234 | 0 | 366109.8742 | 0 | 0 |  |  |  |  | 446034.5976
2029 | 11 | 65990.4891 | 0 | 336725.1679 | 0 | 0 |  |  |  |  | 402715.657
2029 | 12 | 67913.2044 | 0 | 345022.5837 | 0 | 0 |  |  |  |  | 412935.7881
2030 | 1 | 67931.9046 | 0 | 372044.5914 | 0 | 0 |  |  |  |  | 439976.496
2030 | 2 | 64341.9181 | 0 | 344421.7067 | 0 | 0 |  |  |  |  | 408763.6247
2030 | 3 | 72452.5829 | 0 | 347286.5025 | 0 | 0 |  |  |  |  | 419739.0854
2030 | 4 | 75952.2432 | 0 | 352651.9549 | 0 | 0 |  |  |  |  | 428604.1981
2030 | 5 | 86869.5773 | 0 | 386048.3329 | 0 | 0 |  |  |  |  | 472917.9102
2030 | 6 | 94585.9395 | 0 | 400615.3349 | 0 | 0 |  |  |  |  | 495201.2744
2030 | 7 | 103113.4067 | 0 | 412031.1022 | 0 | 0 |  |  |  |  | 515144.5089
2030 | 8 | 102321.8043 | 0 | 411436.6448 | 0 | 0 |  |  |  |  | 513758.4491
2030 | 9 | 87629.033 | 0 | 394674.0509 | 0 | 0 |  |  |  |  | 482303.0838
2030 | 10 | 80932.4791 | 0 | 370127.3808 | 0 | 0 |  |  |  |  | 451059.86
2030 | 11 | 66822.5507 | 0 | 340802.9123 | 0 | 0 |  |  |  |  | 407625.4631
2030 | 12 | 68769.5091 | 0 | 349171.945 | 0 | 0 |  |  |  |  | 417941.4541
2031 | 1 | 68788.4451 | 0 | 376263.2526 | 0 | 0 |  |  |  |  | 445051.6977
2031 | 2 | 65153.1932 | 0 | 348696.2324 | 0 | 0 |  |  |  |  | 413849.4255
2031 | 3 | 73366.1239 | 0 | 351578.0312 | 0 | 0 |  |  |  |  | 424944.1551
2031 | 4 | 76909.9106 | 0 | 356936.6615 | 0 | 0 |  |  |  |  | 433846.5721
2031 | 5 | 87964.8994 | 0 | 390301.5594 | 0 | 0 |  |  |  |  | 478266.4587
2031 | 6 | 95778.5557 | 0 | 404858.857 | 0 | 0 |  |  |  |  | 500637.4127
2031 | 7 | 104413.5441 | 0 | 416260.273 | 0 | 0 |  |  |  |  | 520673.8172
2031 | 8 | 103611.9606 | 0 | 415655.2282 | 0 | 0 |  |  |  |  | 519267.1887
2031 | 9 | 88733.9309 | 0 | 398970.955 | 0 | 0 |  |  |  |  | 487704.8858
2031 | 10 | 81952.9414 | 0 | 374539.9703 | 0 | 0 |  |  |  |  | 456492.9118
2031 | 11 | 67665.1036 | 0 | 345412.5194 | 0 | 0 |  |  |  |  | 413077.623
2031 | 12 | 69636.6108 | 0 | 353950.9799 | 0 | 0 |  |  |  |  | 423587.5907
2032 | 1 | 69655.7856 | 0 | 381181.4041 | 0 | 0 |  |  |  |  | 450837.1897
2032 | 2 | 65974.6974 | 0 | 353919.3241 | 0 | 0 |  |  |  |  | 419894.0215
2032 | 3 | 74291.1834 | 0 | 356584.0718 | 0 | 0 |  |  |  |  | 430875.2552
2032 | 4 | 77879.6532 | 0 | 361922.7358 | 0 | 0 |  |  |  |  | 439802.389
2032 | 5 | 89074.0322 | 0 | 395253.3635 | 0 | 0 |  |  |  |  | 484327.3957
2032 | 6 | 96986.2094 | 0 | 409799.3519 | 0 | 0 |  |  |  |  | 506785.5613
2032 | 7 | 105730.0748 | 0 | 421170.4985 | 0 | 0 |  |  |  |  | 526900.5732
2032 | 8 | 104918.3842 | 0 | 420516.0909 | 0 | 0 |  |  |  |  | 525434.4751
2032 | 9 | 89852.7602 | 0 | 403844.4723 | 0 | 0 |  |  |  |  | 493697.2326
2032 | 10 | 82986.2706 | 0 | 379412.8581 | 0 | 0 |  |  |  |  | 462399.1287
2032 | 11 | 68518.2801 | 0 | 350308.6011 | 0 | 0 |  |  |  |  | 418826.8813
2032 | 12 | 70514.6457 | 0 | 358822.6972 | 0 | 0 |  |  |  |  | 429337.3429
2033 | 1 | 70534.0623 | 0 | 385978.6286 | 0 | 0 |  |  |  |  | 456512.6908
2033 | 2 | 66806.5599 | 0 | 358632.5386 | 0 | 0 |  |  |  |  | 425439.0985
2033 | 3 | 75227.9069 | 0 | 361170.7389 | 0 | 0 |  |  |  |  | 436398.6458
2033 | 4 | 78861.623 | 0 | 366381.939 | 0 | 0 |  |  |  |  | 445243.562
2033 | 5 | 90197.1498 | 0 | 399568.3445 | 0 | 0 |  |  |  |  | 489765.4943
2033 | 6 | 98209.0902 | 0 | 414022.6861 | 0 | 0 |  |  |  |  | 512231.7763
2033 | 7 | 107063.2053 | 0 | 425321.0534 | 0 | 0 |  |  |  |  | 532384.2587
2033 | 8 | 106241.2802 | 0 | 424592.625 | 0 | 0 |  |  |  |  | 530833.9052
2033 | 9 | 90985.6967 | 0 | 407910.0739 | 0 | 0 |  |  |  |  | 498895.7706
2033 | 10 | 84032.6288 | 0 | 383497.2523 | 0 | 0 |  |  |  |  | 467529.8811
2033 | 11 | 69382.2142 | 0 | 354453.4311 | 0 | 0 |  |  |  |  | 423835.6453
2033 | 12 | 71403.7515 | 0 | 362955.0718 | 0 | 0 |  |  |  |  | 434358.8234
2034 | 1 | 71423.4129 | 0 | 390064.9109 | 0 | 0 |  |  |  |  | 461488.3238
2034 | 2 | 67648.9112 | 0 | 362650.1837 | 0 | 0 |  |  |  |  | 430299.0949
2034 | 3 | 76176.4414 | 0 | 365103.0629 | 0 | 0 |  |  |  |  | 441279.5042
2034 | 4 | 79855.9743 | 0 | 370216.7436 | 0 | 0 |  |  |  |  | 450072.7178
2034 | 5 | 91334.4286 | 0 | 403282.6485 | 0 | 0 |  |  |  |  | 494617.0771
2034 | 6 | 99447.39 | 0 | 417663.3036 | 0 | 0 |  |  |  |  | 517110.6936
2034 | 7 | 108413.145 | 0 | 428918.72 | 0 | 0 |  |  |  |  | 537331.865
2034 | 8 | 107580.8565 | 0 | 428169.846 | 0 | 0 |  |  |  |  | 535750.7025
2034 | 9 | 92132.9182 | 0 | 411532.3053 | 0 | 0 |  |  |  |  | 503665.2235
2034 | 10 | 85092.1803 | 0 | 387182.0604 | 0 | 0 |  |  |  |  | 472274.2407
2034 | 11 | 70257.0414 | 0 | 358220.4754 | 0 | 0 |  |  |  |  | 428477.5168
2034 | 12 | 72304.0679 | 0 | 366730.1887 | 0 | 0 |  |  |  |  | 439034.2567
2035 | 1 | 72323.9772 | 0 | 393829.9488 | 0 | 0 |  |  |  |  | 466153.9261
2035 | 2 | 68501.8835 | 0 | 366410.3517 | 0 | 0 |  |  |  |  | 434912.2352
2035 | 3 | 77136.9357 | 0 | 368850.5793 | 0 | 0 |  |  |  |  | 445987.515
2035 | 4 | 80862.8631 | 0 | 373947.21 | 0 | 0 |  |  |  |  | 454810.0732
2035 | 5 | 92486.0471 | 0 | 406957.3345 | 0 | 0 |  |  |  |  | 499443.3816
2035 | 6 | 100701.3034 | 0 | 421305.1746 | 0 | 0 |  |  |  |  | 522006.478
2035 | 7 | 109780.1059 | 0 | 432523.1483 | 0 | 0 |  |  |  |  | 542303.2542
2035 | 8 | 108937.3231 | 0 | 431724.5321 | 0 | 0 |  |  |  |  | 540661.8552
2035 | 9 | 93294.6047 | 0 | 415106.7878 | 0 | 0 |  |  |  |  | 508401.3925
2035 | 10 | 86165.0915 | 0 | 390846.32 | 0 | 0 |  |  |  |  | 477011.4115
2035 | 11 | 71142.8991 | 0 | 362081.3534 | 0 | 0 |  |  |  |  | 433224.2525
2035 | 12 | 73215.7363 | 0 | 370740.5904 | 0 | 0 |  |  |  |  | 443956.3267
2036 | 1 | 73235.8966 | 0 | 397925.2537 | 0 | 0 |  |  |  |  | 471161.1503
2036 | 2 | 69365.6108 | 0 | 370484.0621 | 0 | 0 |  |  |  |  | 439849.6729
2036 | 3 | 78109.5408 | 0 | 372840.5687 | 0 | 0 |  |  |  |  | 450950.1094
2036 | 4 | 81882.4477 | 0 | 377826.1446 | 0 | 0 |  |  |  |  | 459708.5923
2036 | 5 | 93652.1862 | 0 | 410730.0896 | 0 | 0 |  |  |  |  | 504382.2758
2036 | 6 | 101971.0271 | 0 | 425040.4392 | 0 | 0 |  |  |  |  | 527011.4663
2036 | 7 | 111164.3024 | 0 | 436254.2482 | 0 | 0 |  |  |  |  | 547418.5506
2036 | 8 | 110310.8932 | 0 | 435461.2054 | 0 | 0 |  |  |  |  | 545772.0986
2036 | 9 | 94470.9387 | 0 | 418880.9074 | 0 | 0 |  |  |  |  | 513351.8461
2036 | 10 | 87251.5309 | 0 | 394619.0476 | 0 | 0 |  |  |  |  | 481870.5785
2036 | 11 | 72039.9265 | 0 | 365797.6817 | 0 | 0 |  |  |  |  | 437837.6082
2036 | 12 | 74138.8996 | 0 | 374306.4353 | 0 | 0 |  |  |  |  | 448445.3349
2037 | 1 | 74159.3141 | 0 | 401362.9671 | 0 | 0 |  |  |  |  | 475522.2812
2037 | 2 | 70240.2287 | 0 | 373895.9372 | 0 | 0 |  |  |  |  | 444136.1659
2037 | 3 | 79094.4092 | 0 | 376269.4877 | 0 | 0 |  |  |  |  | 455363.8969
2037 | 4 | 82914.888 | 0 | 381286.9544 | 0 | 0 |  |  |  |  | 464201.8424
2037 | 5 | 94833.0289 | 0 | 414154.4417 | 0 | 0 |  |  |  |  | 508987.4706
2037 | 6 | 103256.7605 | 0 | 428436.0898 | 0 | 0 |  |  |  |  | 531692.8503
2037 | 7 | 112565.9521 | 0 | 439632.17 | 0 | 0 |  |  |  |  | 552198.1221
2037 | 8 | 111701.7824 | 0 | 438846.01 | 0 | 0 |  |  |  |  | 550547.7924
2037 | 9 | 95662.1049 | 0 | 422358.6231 | 0 | 0 |  |  |  |  | 518020.728
2037 | 10 | 88351.6689 | 0 | 398250.4363 | 0 | 0 |  |  |  |  | 486602.1052
2037 | 11 | 72948.2643 | 0 | 369665.0799 | 0 | 0 |  |  |  |  | 442613.3442
2037 | 12 | 75073.703 | 0 | 378340.1607 | 0 | 0 |  |  |  |  | 453413.8637
2038 | 1 | 75094.3749 | 0 | 405488.2194 | 0 | 0 |  |  |  |  | 480582.5943
2038 | 2 | 71125.8745 | 0 | 378007.1053 | 0 | 0 |  |  |  |  | 449132.9798
2038 | 3 | 80091.6956 | 0 | 380304.0523 | 0 | 0 |  |  |  |  | 460395.748
2038 | 4 | 83960.3461 | 0 | 385240.9554 | 0 | 0 |  |  |  |  | 469201.3015
2038 | 5 | 96028.7606 | 0 | 418044.1124 | 0 | 0 |  |  |  |  | 514072.873
2038 | 6 | 104558.7054 | 0 | 432323.9631 | 0 | 0 |  |  |  |  | 536882.6685
2038 | 7 | 113985.2749 | 0 | 443517.0941 | 0 | 0 |  |  |  |  | 557502.369
2038 | 8 | 113110.2091 | 0 | 442692.7707 | 0 | 0 |  |  |  |  | 555802.9798
2038 | 9 | 96868.2903 | 0 | 426205.7935 | 0 | 0 |  |  |  |  | 523074.0838
2038 | 10 | 89465.6784 | 0 | 402128.5328 | 0 | 0 |  |  |  |  | 491594.2112
2038 | 11 | 73868.0552 | 0 | 373638.0025 | 0 | 0 |  |  |  |  | 447506.0577
2038 | 12 | 76020.2931 | 0 | 382368.0143 | 0 | 0 |  |  |  |  | 458388.3074
2039 | 1 | 76041.2257 | 0 | 409576.1129 | 0 | 0 |  |  |  |  | 485617.3386
2039 | 2 | 72022.6872 | 0 | 382160.7777 | 0 | 0 |  |  |  |  | 454183.4649
2039 | 3 | 81101.5567 | 0 | 384476.1441 | 0 | 0 |  |  |  |  | 465577.7008
2039 | 4 | 85018.9863 | 0 | 389358.693 | 0 | 0 |  |  |  |  | 474377.6793
2039 | 5 | 97239.5691 | 0 | 421980.4786 | 0 | 0 |  |  |  |  | 519220.0477
2039 | 6 | 105877.0664 | 0 | 436070.9671 | 0 | 0 |  |  |  |  | 541948.0335
2039 | 7 | 115422.4937 | 0 | 447117.4142 | 0 | 0 |  |  |  |  | 562539.9079
2039 | 8 | 114536.3943 | 0 | 446223.0356 | 0 | 0 |  |  |  |  | 560759.4299
2039 | 9 | 98089.6843 | 0 | 429789.4242 | 0 | 0 |  |  |  |  | 527879.1084
2039 | 10 | 90593.7342 | 0 | 405829.7091 | 0 | 0 |  |  |  |  | 496423.4434
2039 | 11 | 74799.4435 | 0 | 377515.3149 | 0 | 0 |  |  |  |  | 452314.7584
2039 | 12 | 76978.8186 | 0 | 386343.5956 | 0 | 0 |  |  |  |  | 463322.4142
2040 | 1 | 77000.0151 | 0 | 413588.2211 | 0 | 0 |  |  |  |  | 490588.2362
2040 | 2 | 72930.8076 | 0 | 386139.3001 | 0 | 0 |  |  |  |  | 459070.1077
2040 | 3 | 82124.1509 | 0 | 388398.0298 | 0 | 0 |  |  |  |  | 470522.1807
2040 | 4 | 86090.9746 | 0 | 393233.068 | 0 | 0 |  |  |  |  | 479324.0425
2040 | 5 | 98465.6445 | 0 | 425836.5473 | 0 | 0 |  |  |  |  | 524302.1917
2040 | 6 | 107212.0503 | 0 | 439975.5467 | 0 | 0 |  |  |  |  | 547187.597
2040 | 7 | 116877.8341 | 0 | 451061.197 | 0 | 0 |  |  |  |  | 567939.0311
2040 | 8 | 115980.5621 | 0 | 450159.8742 | 0 | 0 |  |  |  |  | 566140.4362
2040 | 9 | 99326.4785 | 0 | 433759.4142 | 0 | 0 |  |  |  |  | 533085.8928
2040 | 10 | 91736.0135 | 0 | 409880.0058 | 0 | 0 |  |  |  |  | 501616.0192
2040 | 11 | 75742.5755 | 0 | 381739.4283 | 0 | 0 |  |  |  |  | 457482.0038
2040 | 12 | 77949.43 | 0 | 390689.289 | 0 | 0 |  |  |  |  | 468638.719
2041 | 1 | 77970.8937 |  | 417639.631 | 0 | 0 |  |  |  |  | 495610.5247
2041 | 2 | 73850.3784 |  | 390159.2413 | 0 | 0 |  |  |  |  | 464009.6197
2041 | 3 | 83159.6388 |  | 392359.921 | 0 | 0 |  |  |  |  | 475519.5598
2041 | 4 | 87176.4794 |  | 397145.9955 | 0 | 0 |  |  |  |  | 484322.4749
2041 | 5 | 99707.1792 |  | 429727.8528 | 0 | 0 |  |  |  |  | 529435.0319
2041 | 6 | 108563.8668 |  | 443915.0879 | 0 | 0 |  |  |  |  | 552478.9547
2041 | 7 | 118351.5246 |  | 455039.7658 | 0 | 0 |  |  |  |  | 573391.2904
2041 | 8 | 117442.939 |  | 454131.4458 | 0 | 0 |  |  |  |  | 571574.3848
2041 | 9 | 100578.8673 |  | 437766.0753 | 0 | 0 |  |  |  |  | 538344.9427
2041 | 10 | 92892.6955 |  | 413970.7255 | 0 | 0 |  |  |  |  | 506863.421
2041 | 11 | 76697.5994 |  | 386010.8063 | 0 | 0 |  |  |  |  | 462708.4057
2041 | 12 | 78932.2796 |  | 395083.8638 | 0 | 0 |  |  |  |  | 474016.1435
2042 | 1 | 78954.014 |  | 421730.7275 | 0 | 0 |  |  |  |  | 500684.7415
2042 | 2 | 74781.5438 |  | 394221.0326 | 0 | 0 |  |  |  |  | 469002.5764
2042 | 3 | 84208.1829 |  | 396362.2259 | 0 | 0 |  |  |  |  | 480570.4089
2042 | 4 | 88275.6711 |  | 401097.8592 | 0 | 0 |  |  |  |  | 489373.5304
2042 | 5 | 100964.3681 |  | 433654.7171 | 0 | 0 |  |  |  |  | 534619.0852
2042 | 6 | 109932.728 |  | 447889.9038 | 0 | 0 |  |  |  |  | 557822.6318
2042 | 7 | 119843.7966 |  | 459053.4274 | 0 | 0 |  |  |  |  | 578897.224
2042 | 8 | 118923.7548 |  | 458138.0569 | 0 | 0 |  |  |  |  | 577061.8118
2042 | 9 | 101847.0473 |  | 441809.7462 | 0 | 0 |  |  |  |  | 543656.7934
2042 | 10 | 94063.962 |  | 418102.2718 | 0 | 0 |  |  |  |  | 512166.2337
2042 | 11 | 77664.6649 |  | 390329.9779 | 0 | 0 |  |  |  |  | 467994.6428
2042 | 12 | 79927.5218 |  | 399527.87 | 0 | 0 |  |  |  |  | 479455.3918
2043 | 1 | 79949.5302 |  | 425861.8993 | 0 | 0 |  |  |  |  | 505811.4296
2043 | 2 | 75724.4502 |  | 398325.1094 | 0 | 0 |  |  |  |  | 474049.5596
2043 | 3 | 85269.948 |  | 400405.3567 | 0 | 0 |  |  |  |  | 485675.3047
2043 | 4 | 89388.7224 |  | 405089.0466 | 0 | 0 |  |  |  |  | 494477.769
2043 | 5 | 102237.4087 |  | 437617.4652 | 0 | 0 |  |  |  |  | 539854.874
2043 | 6 | 111318.849 |  | 451900.3101 | 0 | 0 |  |  |  |  | 563219.1591
2043 | 7 | 121354.8844 |  | 463102.4914 | 0 | 0 |  |  |  |  | 584457.3758
2043 | 8 | 120423.242 |  | 462180.0167 | 0 | 0 |  |  |  |  | 582603.2587
2043 | 9 | 103131.2174 |  | 445890.7686 | 0 | 0 |  |  |  |  | 549021.9861
2043 | 10 | 95249.9967 |  | 422275.0521 | 0 | 0 |  |  |  |  | 517525.0488
2043 | 11 | 78643.924 |  | 394697.4778 | 0 | 0 |  |  |  |  | 473341.4017
2043 | 12 | 80935.3128 |  | 404021.8636 | 0 | 0 |  |  |  |  | 484957.1764
2044 | 1 | 80957.5987 |  | 430033.5392 | 0 | 0 |  |  |  |  | 510991.1379
2044 | 2 | 76679.2454 |  | 402471.9122 | 0 | 0 |  |  |  |  | 479151.1577
2044 | 3 | 86345.1006 |  | 404489.7299 | 0 | 0 |  |  |  |  | 490834.8305
2044 | 4 | 90515.8079 |  | 409119.9489 | 0 | 0 |  |  |  |  | 499635.7568
2044 | 5 | 103526.5009 |  | 441616.4251 | 0 | 0 |  |  |  |  | 545142.926
2044 | 6 | 112722.4473 |  | 455946.6257 | 0 | 0 |  |  |  |  | 568669.073
2044 | 7 | 122885.0251 |  | 467187.27 | 0 | 0 |  |  |  |  | 590072.2952
2044 | 8 | 121941.6359 |  | 466257.637 | 0 | 0 |  |  |  |  | 588199.2728
2044 | 9 | 104431.5794 |  | 450009.4878 | 0 | 0 |  |  |  |  | 554441.0672
2044 | 10 | 96450.9859 |  | 426489.4779 | 0 | 0 |  |  |  |  | 522940.4638
2044 | 11 | 79635.5303 |  | 399113.8467 | 0 | 0 |  |  |  |  | 478749.377
2044 | 12 | 81955.8109 |  | 408566.4067 | 0 | 0 |  |  |  |  | 490522.2176
2045 | 1 | 81978.3778 |  | 434246.0434 | 0 | 0 |  |  |  |  | 516224.4212
2045 | 2 | 77646.0795 |  | 406661.8857 | 0 | 0 |  |  |  |  | 484307.9653
2045 | 3 | 87433.8097 |  | 408615.766 | 0 | 0 |  |  |  |  | 496049.5757
2045 | 4 | 91657.1046 |  | 413190.9614 | 0 | 0 |  |  |  |  | 504848.066
2045 | 5 | 104831.847 |  | 445651.9275 | 0 | 0 |  |  |  |  | 550483.7745
2045 | 6 | 114143.7433 |  | 460029.172 | 0 | 0 |  |  |  |  | 574172.9153
2045 | 7 | 124434.4592 |  | 471308.0782 | 0 | 0 |  |  |  |  | 595742.5374
2045 | 8 | 123479.1749 |  | 470371.2324 | 0 | 0 |  |  |  |  | 593850.4073
2045 | 9 | 105748.3375 |  | 454166.2517 | 0 | 0 |  |  |  |  | 559914.5892
2045 | 10 | 97667.1181 |  | 430745.965 | 0 | 0 |  |  |  |  | 528413.0831
2045 | 11 | 80639.6397 |  | 403579.6315 | 0 | 0 |  |  |  |  | 484219.2711
2045 | 12 | 82989.1762 |  | 413162.0681 | 0 | 0 |  |  |  |  | 496151.2443
2046 | 1 | 83012.0277 |  | 438499.8123 | 0 | 0 |  |  |  |  | 521511.8399
2046 | 2 | 78625.1043 |  | 410895.4794 | 0 | 0 |  |  |  |  | 489520.5836
2046 | 3 | 88536.246 |  | 412783.8902 | 0 | 0 |  |  |  |  | 501320.1363
2046 | 4 | 92812.7917 |  | 417302.4831 | 0 | 0 |  |  |  |  | 510115.2748
2046 | 5 | 106153.6519 |  | 449724.3064 | 0 | 0 |  |  |  |  | 555877.9584
2046 | 6 | 115582.9602 |  | 464148.2733 | 0 | 0 |  |  |  |  | 579731.2335
2046 | 7 | 126003.4298 |  | 475465.2339 | 0 | 0 |  |  |  |  | 601468.6637
2046 | 8 | 125036.1004 |  | 474521.1204 | 0 | 0 |  |  |  |  | 599557.2208
2046 | 9 | 107081.6983 |  | 458361.412 | 0 | 0 |  |  |  |  | 565443.1102
2046 | 10 | 98898.5843 |  | 435044.9329 | 0 | 0 |  |  |  |  | 533943.5173
2046 | 11 | 81656.4096 |  | 408095.385 | 0 | 0 |  |  |  |  | 489751.7946
2046 | 12 | 84035.571 |  | 417809.4226 | 0 | 0 |  |  |  |  | 501844.9936
2047 | 1 | 84058.7106 |  | 442795.2501 | 0 | 0 |  |  |  |  | 526853.9607
2047 | 2 | 79616.4734 |  | 415173.1472 | 0 | 0 |  |  |  |  | 494789.6206
2047 | 3 | 89652.5828 |  | 416994.5318 | 0 | 0 |  |  |  |  | 506647.1146
2047 | 4 | 93983.0506 |  | 421454.9171 | 0 | 0 |  |  |  |  | 515437.9677
2047 | 5 | 107492.1232 |  | 453833.8989 | 0 | 0 |  |  |  |  | 561326.0221
2047 | 6 | 117040.3239 |  | 468304.2571 | 0 | 0 |  |  |  |  | 585344.581
2047 | 7 | 127592.1832 |  | 479659.0576 | 0 | 0 |  |  |  |  | 607251.2408
2047 | 8 | 126612.657 |  | 478707.621 | 0 | 0 |  |  |  |  | 605320.278
2047 | 9 | 108431.8711 |  | 462595.3231 | 0 | 0 |  |  |  |  | 571027.1943
2047 | 10 | 100145.5779 |  | 439386.8058 | 0 | 0 |  |  |  |  | 539532.3837
2047 | 11 | 82685.9999 |  | 412661.6665 | 0 | 0 |  |  |  |  | 495347.6663
2047 | 12 | 85095.1596 |  | 422509.0518 | 0 | 0 |  |  |  |  | 507604.2115
2048 | 1 | 85118.591 |  | 447132.7649 | 0 | 0 |  |  |  |  | 532251.3559
2048 | 2 | 80620.3424 |  | 419495.3482 | 0 | 0 |  |  |  |  | 500115.6906
2048 | 3 | 90782.9953 |  | 421248.1244 | 0 | 0 |  |  |  |  | 512031.1197
2048 | 4 | 95168.0651 |  | 425648.6706 | 0 | 0 |  |  |  |  | 520816.7357
2048 | 5 | 108847.4711 |  | 457981.0449 | 0 | 0 |  |  |  |  | 566828.516
2048 | 6 | 118516.0632 |  | 472497.4536 | 0 | 0 |  |  |  |  | 591013.5168
2048 | 7 | 129200.9689 |  | 483889.8728 | 0 | 0 |  |  |  |  | 613090.8417
2048 | 8 | 128209.092 |  | 482931.0574 | 0 | 0 |  |  |  |  | 611140.1495
2048 | 9 | 109799.0681 |  | 466868.3432 | 0 | 0 |  |  |  |  | 576667.4113
2048 | 10 | 101408.2945 |  | 443772.0119 | 0 | 0 |  |  |  |  | 545180.3064
2048 | 11 | 83728.572 |  | 417279.0412 | 0 | 0 |  |  |  |  | 501007.6132
2048 | 12 | 86168.1084 |  | 427261.5437 | 0 | 0 |  |  |  |  | 513429.6521
2049 | 1 | 86191.8352 |  | 451512.769 | 0 | 0 |  |  |  |  | 537704.6042
2049 | 2 | 81636.8691 |  | 423862.5458 | 0 | 0 |  |  |  |  | 505499.4149
2049 | 3 | 91927.6609 |  | 425545.1062 | 0 | 0 |  |  |  |  | 517472.7671
2049 | 4 | 96368.0213 |  | 429884.1547 | 0 | 0 |  |  |  |  | 526252.176
2049 | 5 | 110219.9083 |  | 462166.0877 | 0 | 0 |  |  |  |  | 572385.9959
2049 | 6 | 120010.4098 |  | 476728.196 | 0 | 0 |  |  |  |  | 596738.6059
2049 | 7 | 130830.0395 |  | 488158.0057 | 0 | 0 |  |  |  |  | 618988.0452
2049 | 8 | 129825.6562 |  | 487191.7554 | 0 | 0 |  |  |  |  | 617017.4117
2049 | 9 | 111183.5038 |  | 471180.8334 | 0 | 0 |  |  |  |  | 582364.3372
2049 | 10 | 102686.9325 |  | 448200.9835 | 0 | 0 |  |  |  |  | 550887.9161
2049 | 11 | 84784.2897 |  | 421948.0809 | 0 | 0 |  |  |  |  | 506732.3706
2049 | 12 | 87254.5858 |  | 432067.4928 | 0 | 0 |  |  |  |  | 519322.0786
2050 | 1 | 87278.6118 |  | 455935.6785 | 0 | 0 |  |  |  |  | 543214.2903
2050 | 2 | 82666.2129 |  | 428275.2086 | 0 | 0 |  |  |  |  | 510941.4215
2050 | 3 | 93086.7594 |  | 429885.9197 | 0 | 0 |  |  |  |  | 522972.6791
2050 | 4 | 97583.1074 |  | 434161.7846 | 0 | 0 |  |  |  |  | 531744.8921
2050 | 5 | 111609.6502 |  | 466389.3735 | 0 | 0 |  |  |  |  | 577999.0237
2050 | 6 | 121523.5984 |  | 480996.8205 | 0 | 0 |  |  |  |  | 602520.4189
2050 | 7 | 132479.6507 |  | 492463.7856 | 0 | 0 |  |  |  |  | 624943.4363
2050 | 8 | 131462.6034 |  | 491490.0438 | 0 | 0 |  |  |  |  | 622952.6472
2050 | 9 | 112585.3956 |  | 475533.1583 | 0 | 0 |  |  |  |  | 588118.5539
2050 | 10 | 103981.6927 |  | 452674.1576 | 0 | 0 |  |  |  |  | 556655.8503
2050 | 11 | 85853.3188 |  | 426669.3636 | 0 | 0 |  |  |  |  | 512522.6824
2050 | 12 | 88354.7624 |  | 436927.5005 | 0 | 0 |  |  |  |  | 525282.2628
2051 | 1 | 88379.0913 |  | 460401.9138 | 0 | 0 |  |  |  |  | 548781.0051
2051 | 2 | 83708.5356 |  | 432733.8099 | 0 | 0 |  |  |  |  | 516442.3454
2051 | 3 | 94260.4727 |  | 434271.0122 | 0 | 0 |  |  |  |  | 528531.4849
2051 | 4 | 98813.5144 |  | 438481.9798 | 0 | 0 |  |  |  |  | 537295.4942
2051 | 5 | 113016.9152 |  | 470651.2517 | 0 | 0 |  |  |  |  | 583668.167
2051 | 6 | 123055.8665 |  | 485303.6662 | 0 | 0 |  |  |  |  | 608359.5326
2051 | 7 | 134150.0616 |  | 496807.5444 | 0 | 0 |  |  |  |  | 630957.606
2051 | 8 | 133120.1905 |  | 495826.2542 | 0 | 0 |  |  |  |  | 628946.4447
2051 | 9 | 114004.9635 |  | 479925.6859 | 0 | 0 |  |  |  |  | 593930.6495
2051 | 10 | 105292.7782 |  | 457191.9752 | 0 | 0 |  |  |  |  | 562484.7534
2051 | 11 | 86935.8271 |  | 431443.4739 | 0 | 0 |  |  |  |  | 518379.301
2051 | 12 | 89468.8109 |  | 441842.1748 | 0 | 0 |  |  |  |  | 531310.9857
2052 | 1 | 89493.4465 |  | 464911.8992 | 0 | 0 |  |  |  |  | 554405.3458
2052 | 2 | 84764.0006 |  | 437238.8278 | 0 | 0 |  |  |  |  | 522002.8285
2052 | 3 | 95448.9852 |  | 438700.8351 | 0 | 0 |  |  |  |  | 534149.8204
2052 | 4 | 100059.4353 |  | 442845.1638 | 0 | 0 |  |  |  |  | 542904.5991
2052 | 5 | 114441.9241 |  | 474952.0752 | 0 | 0 |  |  |  |  | 589393.9993
2052 | 6 | 124607.4546 |  | 489649.0754 | 0 | 0 |  |  |  |  | 614256.53
2052 | 7 | 135841.5343 |  | 501189.6172 | 0 | 0 |  |  |  |  | 637031.1515
2052 | 8 | 134798.6778 |  | 500200.7211 | 0 | 0 |  |  |  |  | 634999.3989
2052 | 9 | 115442.4305 |  | 484358.7876 | 0 | 0 |  |  |  |  | 599801.2181
2052 | 10 | 106620.3949 |  | 461754.8819 | 0 | 0 |  |  |  |  | 568375.2768
2052 | 11 | 88031.9845 |  | 436271.003 | 0 | 0 |  |  |  |  | 524302.9875
2052 | 12 | 90596.9062 |  | 446812.1307 | 0 | 0 |  |  |  |  | 537409.0368
2053 | 1 | 90621.8525 |  | 469466.0634 | 0 | 0 |  |  |  |  | 560087.9159
2053 | 2 | 85832.7739 |  | 441790.7457 | 0 | 0 |  |  |  |  | 527623.5196
2053 | 3 | 96652.4834 |  | 443175.845 | 0 | 0 |  |  |  |  | 539828.3284
2053 | 4 | 101321.0658 |  | 447251.7643 | 0 | 0 |  |  |  |  | 548572.8301
2053 | 5 | 115884.9007 |  | 479292.1996 | 0 | 0 |  |  |  |  | 595177.1004
2053 | 6 | 126178.6065 |  | 494033.3934 | 0 | 0 |  |  |  |  | 620211.9998
2053 | 7 | 137554.3345 |  | 505610.3419 | 0 | 0 |  |  |  |  | 643164.6764
2053 | 8 | 136498.3288 |  | 504613.7821 | 0 | 0 |  |  |  |  | 641112.1109
2053 | 9 | 116898.0223 |  | 488832.838 | 0 | 0 |  |  |  |  | 605730.8604
2053 | 10 | 107964.7513 |  | 466363.3278 | 0 | 0 |  |  |  |  | 574328.0791
2053 | 11 | 89141.9631 |  | 441152.5485 | 0 | 0 |  |  |  |  | 530294.5116
2053 | 12 | 91739.2254 |  | 451837.9899 | 0 | 0 |  |  |  |  | 543577.2153
2054 | 1 | 91764.4863 |  | 474064.8391 | 0 | 0 |  |  |  |  | 565829.3253
2054 | 2 | 86915.0231 |  | 446390.0518 | 0 | 0 |  |  |  |  | 533305.0749
2054 | 3 | 97871.1563 |  | 447696.5026 | 0 | 0 |  |  |  |  | 545567.6589
2054 | 4 | 102598.604 |  | 451702.2134 | 0 | 0 |  |  |  |  | 554300.8173
2054 | 5 | 117346.0715 |  | 483671.9843 | 0 | 0 |  |  |  |  | 601018.0558
2054 | 6 | 127769.5686 |  | 498456.9686 | 0 | 0 |  |  |  |  | 626226.5372
2054 | 7 | 139288.7311 |  | 510070.0594 | 0 | 0 |  |  |  |  | 649358.7905
2054 | 8 | 138219.4105 |  | 509065.7777 | 0 | 0 |  |  |  |  | 647285.1882
2054 | 9 | 118371.9674 |  | 493348.2156 | 0 | 0 |  |  |  |  | 611720.183
2054 | 10 | 109326.0584 |  | 471017.7672 | 0 | 0 |  |  |  |  | 580343.8256
2054 | 11 | 90265.9373 |  | 446088.7148 | 0 | 0 |  |  |  |  | 536354.6521
2054 | 12 | 92895.948 |  | 456920.3813 | 0 | 0 |  |  |  |  | 549816.3292
2055 | 1 | 92921.5273 |  | 478708.6632 | 0 | 0 |  |  |  |  | 571630.1905
2055 | 2 | 88010.9182 |  | 451037.2394 | 0 | 0 |  |  |  |  | 539048.1576
2055 | 3 | 99105.1952 |  | 452263.2735 | 0 | 0 |  |  |  |  | 551368.4688
2055 | 4 | 103892.2503 |  | 456196.9473 | 0 | 0 |  |  |  |  | 560089.1977
2055 | 5 | 118825.6659 |  | 488091.7915 | 0 | 0 |  |  |  |  | 606917.4574
2055 | 6 | 129380.591 |  | 502920.1525 | 0 | 0 |  |  |  |  | 632300.7434
2055 | 7 | 141044.9964 |  | 514569.1137 | 0 | 0 |  |  |  |  | 655614.1101
2055 | 8 | 139962.1929 |  | 513557.0514 | 0 | 0 |  |  |  |  | 653519.2442
2055 | 9 | 119864.4971 |  | 497905.3019 | 0 | 0 |  |  |  |  | 617769.799
2055 | 10 | 110704.53 |  | 475718.6593 | 0 | 0 |  |  |  |  | 586423.1893
2055 | 11 | 91404.0834 |  | 451080.1132 | 0 | 0 |  |  |  |  | 542484.1966
2055 | 12 | 94067.2554 |  | 462059.9407 | 0 | 0 |  |  |  |  | 556127.1961
2056 | 1 | 94093.1573 |  | 483397.9771 | 0 | 0 |  |  |  |  | 577491.1344
2056 | 2 | 89120.6312 |  | 455732.807 | 0 | 0 |  |  |  |  | 544853.4382
2056 | 3 | 100354.7939 |  | 456876.6283 | 0 | 0 |  |  |  |  | 557231.4222
2056 | 4 | 105202.2081 |  | 460736.4069 | 0 | 0 |  |  |  |  | 565938.615
2056 | 5 | 120323.9163 |  | 492551.9871 | 0 | 0 |  |  |  |  | 612875.9033
2056 | 6 | 131011.9264 |  | 507423.2997 | 0 | 0 |  |  |  |  | 638435.2261
2056 | 7 | 142823.4061 |  | 519107.8518 | 0 | 0 |  |  |  |  | 661931.2579
2056 | 8 | 141726.9497 |  | 518087.9497 | 0 | 0 |  |  |  |  | 659814.8994
2056 | 9 | 121375.8459 |  | 502504.4823 | 0 | 0 |  |  |  |  | 623880.3282
2056 | 10 | 112100.3825 |  | 480466.4677 | 0 | 0 |  |  |  |  | 592566.8502
2056 | 11 | 92556.5802 |  | 456127.3615 | 0 | 0 |  |  |  |  | 548683.9417
2056 | 12 | 95253.3316 |  | 467257.3113 | 0 | 0 |  |  |  |  | 562510.6429
2057 | 1 | 95279.5601 |  | 488133.2264 | 0 | 0 |  |  |  |  | 583412.7865
2057 | 2 | 90244.3364 |  | 460477.2583 | 0 | 0 |  |  |  |  | 550721.5947
2057 | 3 | 101620.1485 |  | 461537.0421 | 0 | 0 |  |  |  |  | 563157.1905
2057 | 4 | 106528.6828 |  | 465321.037 | 0 | 0 |  |  |  |  | 571849.7198
2057 | 5 | 121841.0578 |  | 497052.94 | 0 | 0 |  |  |  |  | 618893.9978
2057 | 6 | 132663.831 |  | 511966.7681 | 0 | 0 |  |  |  |  | 644630.5991
2057 | 7 | 144624.2394 |  | 523686.6236 | 0 | 0 |  |  |  |  | 668310.863
2057 | 8 | 143513.958 |  | 522658.8222 | 0 | 0 |  |  |  |  | 666172.7802
2057 | 9 | 122906.251 |  | 507146.1456 | 0 | 0 |  |  |  |  | 630052.3966
2057 | 10 | 113513.835 |  | 485261.6605 | 0 | 0 |  |  |  |  | 598775.4955
2057 | 11 | 93723.6086 |  | 461231.0848 | 0 | 0 |  |  |  |  | 554954.6934
2057 | 12 | 96454.3629 |  | 472513.1432 | 0 | 0 |  |  |  |  | 568967.5061
2058 | 1 | 96480.9221 |  | 492914.8611 | 0 | 0 |  |  |  |  | 589395.7831
2058 | 2 | 91382.2102 |  | 465271.1021 | 0 | 0 |  |  |  |  | 556653.3123
2058 | 3 | 102901.4577 |  | 466244.9948 | 0 | 0 |  |  |  |  | 569146.4525
2058 | 4 | 107871.8829 |  | 469951.2872 | 0 | 0 |  |  |  |  | 577823.1701
2058 | 5 | 123377.3286 |  | 501595.0227 | 0 | 0 |  |  |  |  | 624972.3514
2058 | 6 | 134336.5641 |  | 516550.9187 | 0 | 0 |  |  |  |  | 650887.4829
2058 | 7 | 146447.7791 |  | 528305.7823 | 0 | 0 |  |  |  |  | 674753.5614
2058 | 8 | 145323.4984 |  | 527270.0216 | 0 | 0 |  |  |  |  | 672593.52
2058 | 9 | 124455.9527 |  | 511830.6842 | 0 | 0 |  |  |  |  | 636286.6369
2058 | 10 | 114945.1095 |  | 490104.7107 | 0 | 0 |  |  |  |  | 605049.8202
2058 | 11 | 94905.3519 |  | 466391.9149 | 0 | 0 |  |  |  |  | 561297.2668
2058 | 12 | 97670.5377 |  | 477828.0941 | 0 | 0 |  |  |  |  | 575498.6318
2059 | 1 | 97697.4318 |  | 497743.3354 | 0 | 0 |  |  |  |  | 595440.7672
2059 | 2 | 92534.4312 |  | 470114.8528 | 0 | 0 |  |  |  |  | 562649.284
2059 | 3 | 104198.9228 |  | 471000.9714 | 0 | 0 |  |  |  |  | 575199.8942
2059 | 4 | 109232.019 |  | 474627.6115 | 0 | 0 |  |  |  |  | 583859.6305
2059 | 5 | 124932.9701 |  | 506178.6112 | 0 | 0 |  |  |  |  | 631111.5812
2059 | 6 | 136030.3885 |  | 521176.1159 | 0 | 0 |  |  |  |  | 657206.5043
2059 | 7 | 148294.3114 |  | 532965.6842 | 0 | 0 |  |  |  |  | 681259.9956
2059 | 8 | 147155.8549 |  | 531921.9037 | 0 | 0 |  |  |  |  | 679077.7586
2059 | 9 | 126025.1942 |  | 516558.4942 | 0 | 0 |  |  |  |  | 642583.6885
2059 | 10 | 116394.4306 |  | 494996.0959 | 0 | 0 |  |  |  |  | 611390.5266
2059 | 11 | 96101.9955 |  | 471610.4908 | 0 | 0 |  |  |  |  | 567712.4863
2059 | 12 | 98902.0471 |  | 483202.8289 | 0 | 0 |  |  |  |  | 582104.876
2060 | 1 | 98929.2802 |  | 502619.1084 | 0 | 0 |  |  |  |  | 601548.3886
2060 | 2 | 93701.1803 |  | 475009.0298 | 0 | 0 |  |  |  |  | 568710.2101
2060 | 3 | 105512.7473 |  | 475805.4619 | 0 | 0 |  |  |  |  | 581318.2092
2060 | 4 | 110609.3049 |  | 479350.4682 | 0 | 0 |  |  |  |  | 589959.7731
2060 | 5 | 126508.2262 |  | 510804.0845 | 0 | 0 |  |  |  |  | 637312.3108
2060 | 6 | 137745.5699 |  | 525842.727 | 0 | 0 |  |  |  |  | 663588.2969
2060 | 7 | 150164.1264 |  | 537666.6885 | 0 | 0 |  |  |  |  | 687830.8149
2060 | 8 | 149011.3152 |  | 536614.8274 | 0 | 0 |  |  |  |  | 685626.1426
2060 | 9 | 127614.2221 |  | 521329.9752 | 0 | 0 |  |  |  |  | 648944.1973
2060 | 10 | 117862.026 |  | 499936.2986 | 0 | 0 |  |  |  |  | 617798.3246
2060 | 11 | 97313.7274 |  | 476887.4587 | 0 | 0 |  |  |  |  | 574201.1861
2060 | 12 | 100149.0843 |  | 488638.0202 | 0 | 0 |  |  |  |  | 588787.1045
2061 | 1 | 100176.6608 |  | 507542.6432 | 0 | 0 |  |  |  |  | 607719.304
2061 | 2 | 94882.6408 |  | 479954.1581 | 0 | 0 |  |  |  |  | 574836.7989
2061 | 3 | 106843.1375 |  | 480658.961 | 0 | 0 |  |  |  |  | 587502.0986
2061 | 4 | 112003.9567 |  | 484120.3205 | 0 | 0 |  |  |  |  | 596124.2772
2061 | 5 | 128103.3446 |  | 515471.8256 | 0 | 0 |  |  |  |  | 643575.1701
2061 | 6 | 139482.3778 |  | 530551.123 | 0 | 0 |  |  |  |  | 670033.5007
2061 | 7 | 152057.5174 |  | 542409.1578 | 0 | 0 |  |  |  |  | 694466.6753
2061 | 8 | 150890.1707 |  | 541349.1548 | 0 | 0 |  |  |  |  | 692239.3255
2061 | 9 | 129223.2857 |  | 526145.5307 | 0 | 0 |  |  |  |  | 655368.8164
2061 | 10 | 119348.126 |  | 504925.8059 | 0 | 0 |  |  |  |  | 624273.9319
2061 | 11 | 98540.7378 |  | 482223.4719 | 0 | 0 |  |  |  |  | 580764.2097
2061 | 12 | 101411.8451 |  | 494134.3479 | 0 | 0 |  |  |  |  | 595546.1931
2062 | 1 | 101439.7694 |  | 512514.4078 | 0 | 0 |  |  |  |  | 613954.1772
2062 | 2 | 96078.9981 |  | 484950.7681 | 0 | 0 |  |  |  |  | 581029.7662
2062 | 3 | 108190.3025 |  | 485561.9687 | 0 | 0 |  |  |  |  | 593752.2712
2062 | 4 | 113416.1934 |  | 488937.636 | 0 | 0 |  |  |  |  | 602353.8294
2062 | 5 | 129718.5754 |  | 520182.2206 | 0 | 0 |  |  |  |  | 649900.796
2062 | 6 | 141241.0847 |  | 535301.6779 | 0 | 0 |  |  |  |  | 676542.7626
2062 | 7 | 153974.7819 |  | 547193.458 | 0 | 0 |  |  |  |  | 701168.2399
2062 | 8 | 152792.7163 |  | 546125.2511 | 0 | 0 |  |  |  |  | 698917.9675
2062 | 9 | 130852.6377 |  | 531005.5678 | 0 | 0 |  |  |  |  | 661858.2054
2062 | 10 | 120852.964 |  | 509965.1099 | 0 | 0 |  |  |  |  | 630818.0739
2062 | 11 | 99783.2193 |  | 487619.1911 | 0 | 0 |  |  |  |  | 587402.4104
2062 | 12 | 102690.5279 |  | 499692.4998 | 0 | 0 |  |  |  |  | 602383.0277
2063 | 1 | 102718.8043 |  | 517534.8746 | 0 | 0 |  |  |  |  | 620253.6789
2063 | 2 | 97290.44 |  | 489999.3959 | 0 | 0 |  |  |  |  | 587289.8359
2063 | 3 | 109554.4535 |  | 490514.99 | 0 | 0 |  |  |  |  | 600069.4435
2063 | 4 | 114846.2367 |  | 493802.8869 | 0 | 0 |  |  |  |  | 608649.1236
2063 | 5 | 131354.1724 |  | 524935.6593 | 0 | 0 |  |  |  |  | 656289.8317
2063 | 6 | 143021.9668 |  | 540094.7693 | 0 | 0 |  |  |  |  | 683116.7362
2063 | 7 | 155916.2208 |  | 552019.9579 | 0 | 0 |  |  |  |  | 707936.1787
2063 | 8 | 154719.2508 |  | 550943.485 | 0 | 0 |  |  |  |  | 705662.7358
2063 | 9 | 132502.5338 |  | 535910.4973 | 0 | 0 |  |  |  |  | 668413.0311
2063 | 10 | 122376.7761 |  | 515054.7077 | 0 | 0 |  |  |  |  | 637431.4838
2063 | 11 | 101041.3671 |  | 493075.2843 | 0 | 0 |  |  |  |  | 594116.6513
2063 | 12 | 103985.3334 |  | 505313.1711 | 0 | 0 |  |  |  |  | 609298.5045
2007
2008 |  | 721384.279 | 258225 | 0 | 6959.072 | 4500 | 0 | 0 | 0 | 0 | 991068.351
2009 |  | 715316.129 | 225928 | 0 | 6243.207 | 130575 | 0 | 0 | 0 | 0 | 1078062.336 | 1078062.336 | 0%
2010 |  | 700571.713 | 227430 | 1210527.039 | 6592.358 | 0 | 0 | 0 | 0 | 0 | 2145121.11 | 2145121.11 | 0%
2011 |  | 737954.811 | 226755 | 1177915.252 | 7159.005 | 0 | 0 | 13628.775 | 0 | 0 | 2163412.843 | 2163412.843 | 0%
2012 |  | 736959.8724 | 225675 | 1184367.714 | 6108.396 | 0 | 0 | 63284.5599 | 27612.8423 | 0 | 2244008.3846 | 2244008.3846 | 0%
2013 |  | 758684.1007 | 86175 | 1202479.9527 | 5251.1829 | 0 | 0 | 61754.2453 | 38143.7911 | 0 | 2152488.2726 | 2152488.2726 | 0%
2014 |  | 800964.1544 | 0 | 3751337.0767 | 0 | 521550 | 184143 | 63274.2018 | 38695.4701 | 195714.0656 | 5555677.9685 | 5555677.9685 | 0%
2015 |  | 805224.4068 | 0 | 3761657.0764 | 0 | 835200 | 262440 | 62742.6836 | 38419.6306 | 258273.8384 | 6023957.6358 | 6023957.6358 | 0%
2016 |  | 815377.3291 | 0 | 3827004.5751 | 0 | 835200 | 285480 | 62742.6836 | 38557.5503 | 258743.8363 | 6123105.9744 | 6123105.9744 | 0%
2017 |  | 825658.2676 | 0 | 3888834.109 | 0 | 832000 | 306360 | 0 | 11543.0691 | 0 | 5864395.4457 | 5864395.4457 | 0%
2018 |  | 836068.8366 | 0 | 3941141.4085 | 0 | 835200 | 0 | 0 | 0 | 0 | 5612410.2451 | 5612410.2451 | 0%
2019 |  | 846610.6704 | 0 | 3985462.0307 | 0 | 835200 | 0 | 0 | 0 | 0 | 5667272.7011 | 5667272.7011 | 0%
2020 |  | 857285.4243 | 0 | 4012376.227 | 0 | 838400 | 0 | 0 | 0 | 0 | 5708061.6513 | 5708061.6513 | 0%
2021 |  | 868094.7741 | 0 | 4043518.5222 | 0 | 342400 | 0 | 0 | 0 | 0 | 5254013.2963 | 5254013.2963 | 0%
2022 |  | 879040.4169 | 0 | 4080531.2339 | 0 | 0 | 0 | 0 | 0 | 0 | 4959571.6508 | 4959571.6508 | 0%
2023 |  | 890124.0713 | 0 | 4128278.2161 | 0 | 0 | 0 | 0 | 0 | 0 | 5018402.2874 | 5018402.2874 | 0%
2024 |  | 901347.4774 | 0 | 4177078.1808 | 0 | 0 | 0 | 0 | 0 | 0 | 5078425.6582 | 5078425.6582 | 0%
2025 |  | 912712.3973 | 0 | 4227010.2053 | 0 | 0 | 0 | 0 | 0 | 0 | 5139722.6026 | 5139722.6026 | 0%
2026 |  | 924220.6153 | 0 | 4280100.5049 | 0 | 0 | 0 | 0 | 0 | 0 | 5204321.1202 | 5204321.1202 | 0%
2027 |  | 935873.9383 | 0 | 4337254.1153 | 0 | 0 | 0 | 0 | 0 | 0 | 5273128.0536 | 5273128.0536 | 0%
2028 |  | 947674.1958 | 0 | 4387626.8944 | 0 | 0 | 0 | 0 | 0 | 0 | 5335301.0902 | 5335301.0902 | 0%
2029 |  | 959623.2405 | 0 | 4434106.5334 | 0 | 0 | 0 | 0 | 0 | 0 | 5393729.7739 | 5393729.7739 | 0%
2030 |  | 971722.9485 | 0 | 4481312.4594 | 0 | 0 | 0 | 0 | 0 | 0 | 5453035.4079 | 5453035.4079 | 0%
2031 |  | 983975.2194 | 0 | 4533424.5197 | 0 | 0 | 0 | 0 | 0 | 0 | 5517399.7391 | 5517399.7391 | 0%
2032 |  | 996381.9769 | 0 | 4592735.4693 | 0 | 0 | 0 | 0 | 0 | 0 | 5589117.4462 | 5589117.4462 | 0%
2033 |  | 1008945.1688 | 0 | 4644484.3833 | 0 | 0 | 0 | 0 | 0 | 0 | 5653429.5521 | 5653429.5521 | 0%
2034 |  | 1021666.7676 | 0 | 4689734.4489 | 0 | 0 | 0 | 0 | 0 | 0 | 5711401.2165 | 5711401.2165 | 0%
2035 |  | 1034548.7707 | 0 | 4734323.331 | 0 | 0 | 0 | 0 | 0 | 0 | 5768872.1017 | 5768872.1017 | 0%
2036 |  | 1047593.2005 | 0 | 4780166.0836 | 0 | 0 | 0 | 0 | 0 | 0 | 5827759.2841 | 5827759.2841 | 0%
2037 |  | 1060802.1051 | 0 | 4822498.3577 | 0 | 0 | 0 | 0 | 0 | 0 | 5883300.4628 | 5883300.4628 | 0%
2038 |  | 1074177.5582 | 0 | 4869958.6158 | 0 | 0 | 0 | 0 | 0 | 0 | 5944136.174 | 5944136.174 | 0%
2039 |  | 1087721.6599 | 0 | 4916441.6671 | 0 | 0 | 0 | 0 | 0 | 0 | 6004163.327 | 6004163.327 | 0%
2040 |  | 1101436.5366 | 0 | 4964459.9214 | 0 | 0 | 0 | 0 | 0 | 0 | 6065896.458 | 6065896.458 | 0%
2041 |  | 1115324.3416 | 0 | 5012950.4121 | 0 | 0 | 0 | 0 | 0 | 0 | 6128274.7538 | 6128274.7538 | 0%
2042 |  | 1129387.2553 | 0 | 5061917.8163 | 0 | 0 | 0 | 0 | 0 | 0 | 6191305.0717 | 6191305.0717 | 0%
2043 |  | 1143627.4857 | 0 | 5111366.8577 | 0 | 0 | 0 | 0 | 0 | 0 | 6254994.3434 | 6254994.3434 | 0%
2044 |  | 1158047.2684 | 0 | 5161302.3071 | 0 | 0 | 0 | 0 | 0 | 0 | 6319349.5755 | 6319349.5755 | 0%
2045 |  | 1172648.8674 | 0 | 5211728.9829 | 0 | 0 | 0 | 0 | 0 | 0 | 6384377.8503 | 6384377.8503 | 0%
2046 |  | 1187434.5752 | 0 | 5262651.7515 | 0 | 0 | 0 | 0 | 0 | 0 | 6450086.3268 | 6450086.3268 | 0%
2047 |  | 1202406.7132 | 0 | 5314075.5282 | 0 | 0 | 0 | 0 | 0 | 0 | 6516482.2414 | 6516482.2414 | 0%
2048 |  | 1217567.6321 | 0 | 5366005.2768 | 0 | 0 | 0 | 0 | 0 | 0 | 6583572.9089 | 6583572.9089 | 0%
2049 |  | 1232919.7121 | 0 | 5418446.0112 | 0 | 0 | 0 | 0 | 0 | 0 | 6651365.7233 | 6651365.7233 | 0%
2050 |  | 1248465.3636 | 0 | 5471402.7948 | 0 | 0 | 0 | 0 | 0 | 0 | 6719868.1584 | 6719868.1584 | 0%
2051 |  | 1264207.0273 | 0 | 5524880.742 | 0 | 0 | 0 | 0 | 0 | 0 | 6789087.7693 | 6789087.7693 | 0%
2052 |  | 1280147.1746 | 0 | 5578885.018 | 0 | 0 | 0 | 0 | 0 | 0 | 6859032.1926 | 6859032.1926 | 0%
2053 |  | 1296288.3083 | 0 | 5633420.8396 | 0 | 0 | 0 | 0 | 0 | 0 | 6929709.1479 | 6929709.1479 | 0%
2054 |  | 1312632.9624 | 0 | 5688493.4756 | 0 | 0 | 0 | 0 | 0 | 0 | 7001126.4381 | 7001126.4381 | 0%
2055 |  | 1329183.7032 | 0 | 5744108.2476 | 0 | 0 | 0 | 0 | 0 | 0 | 7073291.9509 | 7073291.9509 | 0%
2056 |  | 1345943.1292 | 0 | 5800270.5302 | 0 | 0 | 0 | 0 | 0 | 0 | 7146213.6594 | 7146213.6594 | 0%
2057 |  | 1362913.8716 | 0 | 5856985.7517 | 0 | 0 | 0 | 0 | 0 | 0 | 7219899.6233 | 7219899.6233 | 0%
2058 |  | 1380098.5949 | 0 | 5914259.3945 | 0 | 0 | 0 | 0 | 0 | 0 | 7294357.9894 | 7294357.9894 | 0%
2059 |  | 1397499.9971 | 0 | 5972096.9959 | 0 | 0 | 0 | 0 | 0 | 0 | 7369596.993 | 7369596.993 | 0%
2060 |  | 1415120.8103 | 0 | 6030504.1484 | 0 | 0 | 0 | 0 | 0 | 0 | 7445624.9587 | 7445624.9587 | 0%
2061 |  | 1432963.8009 | 0 | 6089486.5005 | 0 | 0 | 0 | 0 | 0 | 0 | 7522450.3014 | 7522450.3014 | 0%
2062 |  | 1451031.7705 | 0 | 6149049.7568 | 0 | 0 | 0 | 0 | 0 | 0 | 7600081.5273 | 7600081.5273 | 0%
2063 |  | 1469327.5557 | 0 | 6209199.6792 | 0 | 0 | 0 | 0 | 0 | 0 | 7678527.235 | 7678527.235 | 0%

## Summary_CP
Wholesale Peaks | [11 empty] | FPL 000574 OCEC NEED
Year | Period | Florida Keys | Key West | Lee County | Metro Dade | Seminole Agreement | New Smyrna Beach | Wauchula | Blountstown | Winter Park | Total Wholesale |  | Lee + Seminole - Key West
2008 | 1 | 106.7917 | 45 | [7 empty] | 151.7917 |  | 0
2008 | 2 | 117.3266 | 45 | [7 empty] | 162.3266 |  | 0
2008 | 3 | 109.6529 | 45 | [7 empty] | 154.6529 |  | 0
2008 | 4 | 130.9648 | 45 | [7 empty] | 175.9648 |  | 0
2008 | 5 | 141.7717 | 45 | [7 empty] | 186.7717 |  | 0
2008 | 6 | 142.3107 | 45 | [7 empty] | 187.3107 |  | 0
2008 | 7 | 157.7342 | 45 | [7 empty] | 202.7342 |  | 0
2008 | 8 | 156.5121 | 45 | [7 empty] | 201.5121 |  | 0
2008 | 9 | 145.2895 | 45 | [7 empty] | 190.2895 |  | 0
2008 | 10 | 133.5584 | 45 | [7 empty] | 178.5584 |  | 0
2008 | 11 | 118.6455 | 45 | [7 empty] | 163.6455 |  | 0
2008 | 12 | 114.1529 | 45 |  |  | 75 |  |  |  |  | 234.1529 |  | 75
2009 | 1 | 107.3363 | 45 |  |  | 75 |  |  |  |  | 227.3363 |  | 75
2009 | 2 | 117.925 | 45 |  |  | 75 |  |  |  |  | 237.925 |  | 75
2009 | 3 | 110.2122 | 45 |  |  | 75 |  |  |  |  | 230.2122 |  | 75
2009 | 4 | 131.6327 | 45 |  |  | 75 |  |  |  |  | 251.6327 |  | 75
2009 | 5 | 142.4948 | 45 |  |  | 75 |  |  |  |  | 262.4948 |  | 75
2009 | 6 | 143.0365 | 45 |  |  | 75 |  |  |  |  | 263.0365 |  | 75
2009 | 7 | 158.5389 | 45 |  |  | 75 |  |  |  |  | 278.5389 |  | 75
2009 | 8 | 157.3103 | 45 |  |  | 75 |  |  |  |  | 277.3103 |  | 75
2009 | 9 | 146.0304 | 45 |  |  | 75 |  |  |  |  | 266.0304 |  | 75
2009 | 10 | 134.2396 | 45 |  |  | 75 |  |  |  |  | 254.2396 |  | 75
2009 | 11 | 119.2506 | 45 |  |  | 75 |  |  |  |  | 239.2506 |  | 75
2009 | 12 | 114.7351 | 45 |  |  | 75 |  |  |  |  | 234.7351 |  | 75
2010 | 1 | 107.8837 | 45 | 320.762 | 0.611 | 0 |  |  |  |  | 474.2567 |  | 320.762
2010 | 2 | 118.5264 | 45 | 197.951 | 0 | 0 |  |  |  |  | 361.4774 |  | 197.951
2010 | 3 | 110.7742 | 45 | 218.888 | 1.102 | 0 |  |  |  |  | 375.7642 |  | 218.888
2010 | 4 | 132.3041 | 45 | 172.841 | 0.634 | 0 |  |  |  |  | 350.7791 |  | 172.841
2010 | 5 | 143.2215 | 45 | 209.884 | 1.017 | 0 |  |  |  |  | 399.1225 |  | 209.884
2010 | 6 | 143.766 | 45 | 233.482 | 0.403 | 0 |  |  |  |  | 422.651 |  | 233.482
2010 | 7 | 159.3475 | 45 | 219.078 | 0.349 | 0 |  |  |  |  | 423.7745 |  | 219.078
2010 | 8 | 158.1126 | 45 | 232.25 | 0.626 | 0 |  |  |  |  | 435.9886 |  | 232.25
2010 | 9 | 146.7752 | 45 | 221.089 | 0.856 | 0 |  |  |  |  | 413.7202 |  | 221.089
2010 | 10 | 134.9242 | 45 | 203.813 | 0.114 | 0 |  |  |  |  | 383.8512 |  | 203.813
2010 | 11 | 119.8587 | 45 | 191.816 | 0.578 | 0 |  |  |  |  | 357.2527 |  | 191.816
2010 | 12 | 115.3203 | 45 | 255.754 | 1.009 | 0 |  |  |  |  | 417.0833 |  | 255.754
2011 | 1 | 108.4339 | 45 | 235.322 | 0.318 | 0 |  |  |  |  | 389.0739 |  | 235.322
2011 | 2 | 119.1309 | 45 | 159.958 | 0.705 | 0 |  |  |  |  | 324.7939 |  | 159.958
2011 | 3 | 111.3392 | 45 | 183.481 | 1.159 | 0 |  |  |  |  | 340.9792 |  | 183.481
2011 | 4 | 132.9788 | 45 | 220.283 | 1.032 | 0 |  |  |  |  | 399.2938 |  | 220.283
2011 | 5 | 143.9519 | 45 | 217.248 | 0.363 | 0 |  |  |  |  | 406.5629 |  | 217.248
2011 | 6 | 135 | 45 | 221.021 | 0.547 | 0 |  |  |  |  | 401.568 |  | 221.021
2011 | 7 | 144 | 45 | 224.388 | 0.815 | 0 |  |  |  |  | 414.203 |  | 224.388
2011 | 8 | 146 | 45 | 234.479 | 0.997 | 0 |  |  |  |  | 426.476 |  | 234.479
2011 | 9 | 133 | 45 | 218.943 | 0.976 | 0 |  |  |  |  | 397.919 |  | 218.943
2011 | 10 | 113 | 45 | 199.83 | 0.778 | 0 |  | 11.157 |  |  | 369.765 |  | 199.83
2011 | 11 | 102 | 45 | 183.04 | 0.956 | 0 |  | 10.145 |  |  | 341.141 |  | 183.04
2011 | 12 | 96 | 45 | 157.739 | 0.906 | 0 |  | 8.484 |  |  | 308.129 |  | 157.739
2012 | 1 | 97 | 45 | 224.965 | 0.978 | 0 |  | 13 |  |  | 380.943 |  | 224.965
2012 | 2 | 110 | 45 | 178.631 | 0.92 | 0 |  | 10 |  |  | 344.551 |  | 178.631
2012 | 3 | 103 | 45 | 189.024 | 0.35 | 0 |  | 11 |  |  | 348.374 |  | 189.024
2012 | 4 | 117 | 45 | 205.486 | 0.57 | 0 |  | 11 |  |  | 379.056 |  | 205.486
2012 | 5 | 123 | 45 | 215.855 | 0.896 | 0 |  | 13 | 8 |  | 405.751 |  | 215.855
2012 | 6 | 122 | 45 | 206.019 | 0.898 | 0 |  | 12 | 8 |  | 393.917 |  | 206.019
2012 | 7 | 145 | 45 | 226.667 | 0.601 | 0 |  | 13 | 8 |  | 438.268 |  | 226.667
2012 | 8 | 143 | 45 | 223.403 | 0.363 | 0 |  | 13 | 6 |  | 430.766 |  | 223.403
2012 | 9 | 134 | 45 | 215.817 | 0.682 | 0 |  | 11 | 7 |  | 413.499 |  | 215.817
2012 | 10 | 125 | 45 | 211.904 | 0.301 | 0 |  | 11 | 6 |  | 399.205 |  | 211.904
2012 | 11 | 85 | 45 | 147.772 | 0.573 | 0 |  | 8 | 4 |  | 290.345 |  | 147.772
2012 | 12 | 99 | 45 | 174.495 | 0.66 | 0 |  | 9 | 5 |  | 333.155 |  | 174.495
2013 | 1 | 102 | 45 | 486.5553 | 0.77076 | 0 |  | 9 | 4 |  | 647.3261 |  | 486.5553
2013 | 2 | 111 | 45 | 598.0589 | 0.57388 | 0 |  | 10 | 4 |  | 768.6328 |  | 598.0589
2013 | 3 | 88 | 45 | 622.8159 | 0.83726 | 0 |  | 11 | 7 |  | 774.6531 |  | 622.8159
2013 | 4 | 120 | 45 | 591.6068 | 0.73949 | 0 |  | 10 | 4 |  | 771.3462 |  | 591.6068
2013 | 5 | 139 | 45 | 702.3392 | 0.78311 | 0 |  | 12 | 7 |  | 906.1223 |  | 702.3392
2013 | 6 | 137 | 0 | 750.9076 | 0.64614 | 0 |  | 12 | 8 |  | 908.5538 |  | 705.9076
2013 | 7 | 146 | 0 | 757.5603 | 0.59929 | 0 |  | 11 | 8 |  | 923.1596 |  | 712.5603
2013 | 8 | 139 | 0 | 771.5365 | 0.80066 | 0 |  | 13 | 6 |  | 930.3371 |  | 726.5365
2013 | 9 | 133 | 0 | 758.0166 | 0.91052 | 0 |  | 13 | 8 |  | 912.9271 |  | 713.0166
2013 | 10 | 129 | 0 | 711.1721 | 0.86879 | 0 |  | 11 | 5 |  | 857.0409 |  | 666.1721
2013 | 11 | 114 | 0 | 618.1399 | 1.11 | 0 |  | 10 | 5 |  | 748.2499 |  | 573.1399
2013 | 12 | 111 | 0 | 543.9102 | 0 | 0 |  | 9 | 4 |  | 667.9102 |  | 498.9102
2014 | 1 | 88 | 0 | 718.906 | 0 | 0 | 0 | 12 | 7 | 23 | 848.906 |  | 673.906
2014 | 2 | 111 | 0 | 555.7559 | 0 | 0 | 30 | 9 | 4 | 22 | 731.7559 |  | 510.7559
2014 | 3 | 123 | 0 | 575.8851 | 0 | 0 | 20 | 8 | 3 | 23 | 752.8851 |  | 530.8851
2014 | 4 | 129 | 0 | 703.1936 | 0 | 0 | 10 | 12 | 7 | 23 | 884.1936 |  | 658.1936
2014 | 5 | 123 | 0 | 745.21 | 0 | 0 | 30 | 13 | 7 | 23 | 941.21 |  | 700.21
2014 | 6 | 140 | 0 | 824.0932 | 0 | 200 | 35 | 13 | 7 | 22 | 1241.0932 |  | 979.0932
2014 | 7 | 153.076 | 0 | 731.6779 | 0 | 200 | 35 | 12 | 8 | 13 | 1152.7539 |  | 886.6779
2014 | 8 | 142.4365 | 0 | 786.5655 | 0 | 200 | 35 | 13 | 6 | 13 | 1196.002 |  | 941.5655
2014 | 9 | 131.9844 | 0 | 738.2575 | 0 | 200 | 25 | 12 | 7.5 | 13 | 1127.7419 |  | 893.2575
2014 | 10 | 122.0138 | 0 | 676.1954 | 0 | 200 | 20 | 11 | 5.5 | 13 | 1047.7092 |  | 831.1954
2014 | 11 | 107.6385 | 0 | 601.4252 | 0 | 200 | 10 | 9 | 4.5 | 13 | 945.5637 |  | 756.4252
2014 | 12 | 103.9919 | 0 | 583.9177 | 0 | 200 | 20 | 9 | 4.5 | 13 | 934.4096 |  | 738.9177
2015 | 1 | 104.1097 | 0 | 771.7682 | 0 | 200 | 40 | 10.5 | 5.5 | 63.3688 | 1195.2467 |  | 926.7682
2015 | 2 | 114.38 | 0 | 654.0428 | 0 | 200 | 40 | 9.5 | 4 | 27.0937 | 1049.0166 |  | 809.0428
2015 | 3 | 106.8991 | 0 | 594.2879 | 0 | 200 | 20 | 9.5 | 5 | 27.9373 | 963.6243 |  | 749.2879
2015 | 4 | 127.6757 | 0 | 605.7296 | 0 | 200 | 20 | 11 | 5.5 | 42.2787 | 1012.184 |  | 760.7296
2015 | 5 | 138.2112 | 0 | 700.3457 | 0 | 200 | 25 | 12.5 | 7 | 34.6862 | 1117.7431 |  | 855.3457
2015 | 6 | 138.7366 | 0 | 739.5623 | 0 | 200 | 40 | 12.5 | 7.5 | 58.3072 | 1196.6061 |  | 894.5623
2015 | 7 | 153.7726 | 0 | 771.9763 | 0 | 200 | 45 | 12 | 8 | 39.7478 | 1230.4968 |  | 926.9763
2015 | 8 | 152.5813 | 0 | 775.0941 | 0 | 200 | 45 | 13 | 6 | 39.7478 | 1231.4233 |  | 930.0941
2015 | 9 | 141.6406 | 0 | 742.8617 | 0 | 200 | 30 | 12 | 7.75 | 57.4636 | 1191.7159 |  | 897.8617
2015 | 10 | 130.2042 | 0 | 682.855 | 0 | 200 | 20 | 11 | 5.25 | 46.4967 | 1095.8058 |  | 837.855
2015 | 11 | 115.6658 | 0 | 610.4977 | 0 | 200 | 15 | 9 | 4.75 | 32.1554 | 987.0688 |  | 765.4977
2015 | 12 | 111.2861 | 0 | 593.3797 | 0 | 200 | 20 | 9 | 4.25 | 40.5914 | 978.5072 |  | 748.3797
2016 | 1 | 104.6406 | 0 | 781.5436 | 0 | 200 | 40 | 10.5 | 6.25 | 63.3688 | 1206.303 |  | 936.5436
2016 | 2 | 114.9634 | 0 | 664.0014 | 0 | 200 | 40 | 9.5 | 4 | 27.0937 | 1059.5585 |  | 819.0014
2016 | 3 | 107.4442 | 0 | 604.6929 | 0 | 200 | 25 | 9.5 | 4 | 27.9373 | 978.5745 |  | 759.6929
2016 | 4 | 128.3268 | 0 | 615.7445 | 0 | 200 | 20 | 11 | 6.25 | 42.2787 | 1023.6 |  | 770.7445
2016 | 5 | 138.9161 | 0 | 708.9038 | 0 | 200 | 30 | 12.5 | 7 | 34.6862 | 1132.0061 |  | 863.9038
2016 | 6 | 139.4442 | 0 | 747.1501 | 0 | 200 | 40 | 12.5 | 7.25 | 58.3072 | 1204.6514 |  | 902.1501
2016 | 7 | 154.5567 | 0 | 779.146 | 0 | 200 | 45 | 12 | 8 | 39.7478 | 1238.4505 |  | 934.146
2016 | 8 | 153.3595 | 0 | 782.8278 | 0 | 200 | 45 | 13 | 6 | 39.7478 | 1239.9351 |  | 937.8278
2016 | 9 | 142.363 | 0 | 752.1169 | 0 | 200 | 35 | 12 | 7.625 | 57.4636 | 1206.5684 |  | 907.1169
2016 | 10 | 130.8682 | 0 | 694.2873 | 0 | 200 | 25 | 11 | 5.375 | 46.4967 | 1113.0272 |  | 849.2873
2016 | 11 | 116.2556 | 0 | 624.4529 | 0 | 200 | 20 | 9 | 4.625 | 32.1554 | 1006.4889 |  | 779.4529
2016 | 12 | 111.8536 | 0 | 607.3293 | 0 | 200 | 25 | 9 | 4.375 | 40.5914 | 998.1494 |  | 762.3293
2017 | 1 | 105.1743 | 0 | 795.1411 | 0 | 200 | 45 |  | 5.875 | 0 | 1151.1904 |  | 950.1411
2017 | 2 | 115.5497 | 0 | 676.815 | 0 | 200 | 45 |  | 4 | 0 | 1041.3647 |  | 831.815
2017 | 3 | 107.9922 | 0 | 617.7662 | 0 | 200 | 30 |  | 4.5 | 0 | 960.2584 |  | 772.7662
2017 | 4 | 128.9813 | 0 | 627.4384 | 0 | 200 | 20 |  | 5.875 | 0 | 982.2947 |  | 782.4384
2017 | 5 | 139.6245 | 0 | 717.3804 | 0 | 200 | 30 |  |  | 0 | 1087.0049 |  | 872.3804
2017 | 6 | 140.1554 | 0 | 753.2223 | 0 | 200 | 45 |  |  | 0 | 1138.3776 |  | 908.2223
2017 | 7 | 155.3457 | 0 | 783.5952 | 0 | 200 | 45 |  |  | 0 | 1183.9408 |  | 938.5952
2017 | 8 | 154.1416 | 0 | 786.9488 | 0 | 200 | 45 |  |  | 0 | 1186.0904 |  | 941.9488
2017 | 9 | 143.089 | 0 | 757.4993 | 0 | 200 | 35 |  |  | 0 | 1135.5884 |  | 912.4993
2017 | 10 | 131.5356 | 0 | 702.57 | 0 | 200 | 30 |  |  | 0 | 1064.1056 |  | 857.57
2017 | 11 | 116.8486 | 0 | 636.5799 | 0 | 200 | 20 |  |  | 0 | 973.4284 |  | 791.5799
2017 | 12 | 112.4241 | 0 | 619.947 | 0 | 200 | 30 |  |  | 0 | 962.371 |  | 774.947
2018 | 1 | 105.7107 | 0 | 808.0435 | 0 | 200 |  |  |  | 0 | 1113.7542 |  | 963.0435
2018 | 2 | 116.139 | 0 | 688.7454 | 0 | 200 |  |  |  | 0 | 1004.8844 |  | 843.7454
2018 | 3 | 108.543 | 0 | 629.43 | 0 | 200 |  |  |  | 0 | 937.973 |  | 784.43
2018 | 4 | 129.6391 | 0 | 637.5967 | 0 | 200 |  |  |  | 0 | 967.2359 |  | 792.5967
2018 | 5 | 140.3366 | 0 | 724.8756 | 0 | 200 |  |  |  | 0 | 1065.2122 |  | 879.8756
2018 | 6 | 140.8701 | 0 | 758.6096 | 0 | 200 |  |  |  | 0 | 1099.4798 |  | 913.6096
2018 | 7 | 156.1376 | 0 | 787.5321 | 0 | 200 |  |  |  | 0 | 1143.6697 |  | 942.5321
2018 | 8 | 154.9278 | 0 | 790.2385 | 0 | 200 |  |  |  | 0 | 1145.1662 |  | 945.2385
2018 | 9 | 143.8188 | 0 | 761.3935 | 0 | 200 |  |  |  | 0 | 1105.2122 |  | 916.3935
2018 | 10 | 132.2065 | 0 | 708.4424 | 0 | 200 |  |  |  | 0 | 1040.6489 |  | 863.4424
2018 | 11 | 117.4445 | 0 | 645.4784 | 0 | 200 |  |  |  | 0 | 962.9229 |  | 800.4784
2018 | 12 | 112.9974 | 0 | 629.6985 | 0 | 200 |  |  |  | 0 | 942.6959 |  | 784.6985
2019 | 1 | 106.2498 | 0 | 818.2956 | 0 | 200 |  |  |  | 0 | 1124.5454 |  | 973.2956
2019 | 2 | 116.7313 | 0 | 698.5219 | 0 | 200 |  |  |  | 0 | 1015.2532 |  | 853.5219
2019 | 3 | 109.0965 | 0 | 639.02 | 0 | 200 |  |  |  | 0 | 948.1166 |  | 794.02
2019 | 4 | 130.3003 | 0 | 645.9004 | 0 | 200 |  |  |  | 0 | 976.2007 |  | 800.9004
2019 | 5 | 141.0523 | 0 | 730.7655 | 0 | 200 |  |  |  | 0 | 1071.8179 |  | 885.7655
2019 | 6 | 141.5886 | 0 | 762.8138 | 0 | 200 |  |  |  | 0 | 1104.4024 |  | 917.8138
2019 | 7 | 156.9335 | 0 | 790.7923 | 0 | 200 |  |  |  | 0 | 1147.7258 |  | 945.7923
2019 | 8 | 155.7179 | 0 | 793.4358 | 0 | 200 |  |  |  | 0 | 1149.1537 |  | 948.4358
2019 | 9 | 144.5522 | 0 | 765.6188 | 0 | 200 |  |  |  | 0 | 1110.171 |  | 920.6188
2019 | 10 | 132.8807 | 0 | 714.4475 | 0 | 200 |  |  |  | 0 | 1047.3282 |  | 869.4475
2019 | 11 | 118.0434 | 0 | 653.6183 | 0 | 200 |  |  |  | 0 | 971.6618 |  | 808.6183
2019 | 12 | 113.5737 | 0 | 637.6136 | 0 | 200 |  |  |  | 0 | 951.1873 |  | 792.6136
2020 | 1 | 106.7917 | 0 | 825.8121 | 0 | 200 |  |  |  |  | 1132.6038 |  | 980.8121
2020 | 2 | 117.3266 | 0 | 705.698 | 0 | 200 |  |  |  |  | 1023.0246 |  | 860.698
2020 | 3 | 109.6529 | 0 | 645.6233 | 0 | 200 |  |  |  |  | 955.2763 |  | 800.6233
2020 | 4 | 130.9648 | 0 | 651.4378 | 0 | 200 |  |  |  |  | 982.4026 |  | 806.4378
2020 | 5 | 141.7717 | 0 | 733.929 | 0 | 200 |  |  |  |  | 1075.7007 |  | 888.929
2020 | 6 | 142.3107 | 0 | 764.2517 | 0 | 200 |  |  |  |  | 1106.5623 |  | 919.2517
2020 | 7 | 157.7342 | 0 | 790.9915 | 0 | 200 |  |  |  |  | 1148.7257 |  | 945.9915
2020 | 8 | 156.5121 | 0 | 793.4096 | 0 | 200 |  |  |  |  | 1149.9217 |  | 948.4096
2020 | 9 | 145.2895 | 0 | 766.6013 | 0 | 200 |  |  |  |  | 1111.8907 |  | 921.6013
2020 | 10 | 133.5584 | 0 | 717.5529 | 0 | 200 |  |  |  |  | 1051.1113 |  | 872.5529
2020 | 11 | 118.6455 | 0 | 659.7245 | 0 | 200 |  |  |  |  | 978.3699 |  | 814.7245
2020 | 12 | 114.1529 | 0 | 644.5674 | 0 | 200 |  |  |  |  | 958.7204 |  | 799.5674
2021 | 1 | 107.3363 | 0 | 833.3082 | 0 | 200 |  |  |  |  | 1140.6445 |  | 988.3082
2021 | 2 | 117.925 | 0 | 712.3373 | 0 | 200 |  |  |  |  | 1030.2623 |  | 867.3373
2021 | 3 | 110.2122 | 0 | 652.342 | 0 | 200 |  |  |  |  | 962.5542 |  | 807.342
2021 | 4 | 131.6327 | 0 | 657.1872 | 0 | 200 |  |  |  |  | 988.8199 |  | 812.1872
2021 | 5 | 142.4948 | 0 | 738.1844 | 0 | 200 |  |  |  |  | 1080.6791 |  | 893.1844
2021 | 6 | 143.0365 | 0 | 767.047 | 0 | 0 |  |  |  |  | 910.0835 |  | 722.047
2021 | 7 | 158.5389 | 0 | 793.1081 | 0 | 0 |  |  |  |  | 951.647 |  | 748.1081
2021 | 8 | 157.3103 | 0 | 795.4213 | 0 | 0 |  |  |  |  | 952.7316 |  | 750.4213
2021 | 9 | 146.0304 | 0 | 769.1189 | 0 | 0 |  |  |  |  | 915.1493 |  | 724.1189
2021 | 10 | 134.2396 | 0 | 721.4441 | 0 | 0 |  |  |  |  | 855.6837 |  | 676.4441
2021 | 11 | 119.2506 | 0 | 665.688 | 0 | 0 |  |  |  |  | 784.9385 |  | 620.688
2021 | 12 | 114.7351 | 0 | 651.1213 | 0 | 0 |  |  |  |  | 765.8565 |  | 606.1213
2022 | 1 | 107.8837 | 0 | 840.2346 | 0 | 0 |  |  |  |  | 948.1183 |  | 795.2346
2022 | 2 | 118.5264 | 0 | 718.9583 | 0 | 0 |  |  |  |  | 837.4847 |  | 673.9583
2022 | 3 | 110.7742 | 0 | 658.9306 | 0 | 0 |  |  |  |  | 769.7048 |  | 613.9306
2022 | 4 | 132.3041 | 0 | 663.0921 | 0 | 0 |  |  |  |  | 795.3962 |  | 618.0921
2022 | 5 | 143.2215 | 0 | 742.8709 | 0 | 0 |  |  |  |  | 886.0924 |  | 697.8709
2022 | 6 | 143.766 | 0 | 771.414 | 0 | 0 |  |  |  |  | 915.1799 |  | 726.414
2022 | 7 | 159.3475 | 0 | 797.0768 | 0 | 0 |  |  |  |  | 956.4244 |  | 752.0768
2022 | 8 | 158.1126 | 0 | 799.3809 | 0 | 0 |  |  |  |  | 957.4935 |  | 754.3809
2022 | 9 | 146.7752 | 0 | 773.6168 | 0 | 0 |  |  |  |  | 920.392 |  | 728.6168
2022 | 10 | 134.9242 | 0 | 727.0347 | 0 | 0 |  |  |  |  | 861.9589 |  | 682.0347
2022 | 11 | 119.8587 | 0 | 672.8542 | 0 | 0 |  |  |  |  | 792.713 |  | 627.8542
2022 | 12 | 115.3203 | 0 | 658.5282 | 0 | 0 |  |  |  |  | 773.8484 |  | 613.5282
2023 | 1 | 108.4339 | 0 | 847.9935 | 0 | 0 |  |  |  |  | 956.4275 |  | 802.9935
2023 | 2 | 119.1309 | 0 | 726.4543 | 0 | 0 |  |  |  |  | 845.5852 |  | 681.4543
2023 | 3 | 111.3392 | 0 | 666.7929 | 0 | 0 |  |  |  |  | 778.1321 |  | 621.7929
2023 | 4 | 132.9788 | 0 | 670.6632 | 0 | 0 |  |  |  |  | 803.642 |  | 625.6632
2023 | 5 | 143.9519 | 0 | 749.9502 | 0 | 0 |  |  |  |  | 893.9021 |  | 704.9502
2023 | 6 | 144.4992 | 0 | 778.1523 | 0 | 0 |  |  |  |  | 922.6515 |  | 733.1523
2023 | 7 | 160.1601 | 0 | 803.5777 | 0 | 0 |  |  |  |  | 963.7378 |  | 758.5777
2023 | 8 | 158.9189 | 0 | 805.8115 | 0 | 0 |  |  |  |  | 964.7304 |  | 760.8115
2023 | 9 | 147.5237 | 0 | 780.3078 | 0 | 0 |  |  |  |  | 927.8315 |  | 735.3078
2023 | 10 | 135.6123 | 0 | 734.263 | 0 | 0 |  |  |  |  | 869.8753 |  | 689.263
2023 | 11 | 120.47 | 0 | 680.9568 | 0 | 0 |  |  |  |  | 801.4269 |  | 635.9568
2023 | 12 | 115.9084 | 0 | 666.5947 | 0 | 0 |  |  |  |  | 782.5031 |  | 621.5947
2024 | 1 | 108.987 | 0 | 856.2036 | 0 | 0 |  |  |  |  | 965.1906 |  | 811.2036
2024 | 2 | 119.7385 | 0 | 734.5969 | 0 | 0 |  |  |  |  | 854.3354 |  | 689.5969
2024 | 3 | 111.907 | 0 | 674.8045 | 0 | 0 |  |  |  |  | 786.7115 |  | 629.8045
2024 | 4 | 133.657 | 0 | 678.2797 | 0 | 0 |  |  |  |  | 811.9367 |  | 633.2797
2024 | 5 | 144.6861 | 0 | 757.3101 | 0 | 0 |  |  |  |  | 901.9962 |  | 712.3101
2024 | 6 | 145.2361 | 0 | 785.3035 | 0 | 0 |  |  |  |  | 930.5396 |  | 740.3035
2024 | 7 | 160.9766 | 0 | 810.5738 | 0 | 0 |  |  |  |  | 971.5504 |  | 765.5738
2024 | 8 | 159.7294 | 0 | 812.6587 | 0 | 0 |  |  |  |  | 972.3881 |  | 767.6587
2024 | 9 | 148.2761 | 0 | 787.1849 | 0 | 0 |  |  |  |  | 935.461 |  | 742.1849
2024 | 10 | 136.3039 | 0 | 741.3249 | 0 | 0 |  |  |  |  | 877.6288 |  | 696.3249
2024 | 11 | 121.0844 | 0 | 688.506 | 0 | 0 |  |  |  |  | 809.5905 |  | 643.506
2024 | 12 | 116.4995 | 0 | 674.1917 | 0 | 0 |  |  |  |  | 790.6912 |  | 629.1917
2025 | 1 | 109.5428 | 0 | 864.0102 | 0 | 0 |  |  |  |  | 973.553 |  | 819.0102
2025 | 2 | 120.3491 | 0 | 741.7602 | 0 | 0 |  |  |  |  | 862.1093 |  | 696.7602
2025 | 3 | 112.4778 | 0 | 682.7602 | 0 | 0 |  |  |  |  | 795.238 |  | 637.7602
2025 | 4 | 134.3386 | 0 | 686.0168 | 0 | 0 |  |  |  |  | 820.3555 |  | 641.0168
2025 | 5 | 145.424 | 0 | 764.9776 | 0 | 0 |  |  |  |  | 910.4016 |  | 719.9776
2025 | 6 | 145.9768 | 0 | 792.9534 | 0 | 0 |  |  |  |  | 938.9302 |  | 747.9534
2025 | 7 | 161.7972 | 0 | 818.2395 | 0 | 0 |  |  |  |  | 980.0367 |  | 773.2395
2025 | 8 | 160.544 | 0 | 820.3206 | 0 | 0 |  |  |  |  | 980.8646 |  | 775.3206
2025 | 9 | 149.0323 | 0 | 794.9071 | 0 | 0 |  |  |  |  | 943.9394 |  | 749.9071
2025 | 10 | 136.9991 | 0 | 749.0291 | 0 | 0 |  |  |  |  | 886.0282 |  | 704.0291
2025 | 11 | 121.7019 | 0 | 696.2102 | 0 | 0 |  |  |  |  | 817.9121 |  | 651.2102
2025 | 12 | 117.0937 | 0 | 681.4148 | 0 | 0 |  |  |  |  | 798.5085 |  | 636.4148
2026 | 1 | 110.1015 | 0 | 871.1203 | 0 | 0 |  |  |  |  | 981.2217 |  | 826.1203
2026 | 2 | 120.9629 | 0 | 748.7288 | 0 | 0 |  |  |  |  | 869.6917 |  | 703.7288
2026 | 3 | 113.0514 | 0 | 690.4179 | 0 | 0 |  |  |  |  | 803.4693 |  | 645.4179
2026 | 4 | 135.0238 | 0 | 693.8604 | 0 | 0 |  |  |  |  | 828.8842 |  | 648.8604
2026 | 5 | 146.1656 | 0 | 773.0337 | 0 | 0 |  |  |  |  | 919.1993 |  | 728.0337
2026 | 6 | 146.7213 | 0 | 801.1426 | 0 | 0 |  |  |  |  | 947.8639 |  | 756.1426
2026 | 7 | 162.6221 | 0 | 826.4771 | 0 | 0 |  |  |  |  | 989.0991 |  | 781.4771
2026 | 8 | 161.3628 | 0 | 828.5309 | 0 | 0 |  |  |  |  | 989.8937 |  | 783.5309
2026 | 9 | 149.7924 | 0 | 803.2401 | 0 | 0 |  |  |  |  | 953.0325 |  | 758.2401
2026 | 10 | 137.6978 | 0 | 757.6009 | 0 | 0 |  |  |  |  | 895.2986 |  | 712.6009
2026 | 11 | 122.3226 | 0 | 705.3606 | 0 | 0 |  |  |  |  | 827.6832 |  | 660.3606
2026 | 12 | 117.6909 | 0 | 690.6302 | 0 | 0 |  |  |  |  | 808.321 |  | 645.6302
2027 | 1 | 110.663 | 0 | 880.5792 | 0 | 0 |  |  |  |  | 991.2422 |  | 835.5792
2027 | 2 | 121.5798 | 0 | 757.8588 | 0 | 0 |  |  |  |  | 879.4387 |  | 712.8588
2027 | 3 | 113.628 | 0 | 699.9769 | 0 | 0 |  |  |  |  | 813.6048 |  | 654.9769
2027 | 4 | 135.7124 | 0 | 703.0556 | 0 | 0 |  |  |  |  | 838.768 |  | 658.0556
2027 | 5 | 146.9111 | 0 | 782.0454 | 0 | 0 |  |  |  |  | 928.9564 |  | 737.0454
2027 | 6 | 147.4696 | 0 | 809.9972 | 0 | 0 |  |  |  |  | 957.4668 |  | 764.9972
2027 | 7 | 163.4511 | 0 | 835.1851 | 0 | 0 |  |  |  |  | 998.6362 |  | 790.1851
2027 | 8 | 162.1858 | 0 | 837.0404 | 0 | 0 |  |  |  |  | 999.2261 |  | 792.0404
2027 | 9 | 150.5563 | 0 | 811.6383 | 0 | 0 |  |  |  |  | 962.1946 |  | 766.6383
2027 | 10 | 138.4 | 0 | 765.8353 | 0 | 0 |  |  |  |  | 904.2353 |  | 720.8353
2027 | 11 | 122.9465 | 0 | 713.5056 | 0 | 0 |  |  |  |  | 836.4521 |  | 668.5056
2027 | 12 | 118.2911 | 0 | 698.235 | 0 | 0 |  |  |  |  | 816.5261 |  | 653.235
2028 | 1 | 111.2274 | 0 | 888.0076 | 0 | 0 |  |  |  |  | 999.2349 |  | 843.0076
2028 | 2 | 122.1999 | 0 | 765.4186 | 0 | 0 |  |  |  |  | 887.6185 |  | 720.4186
2028 | 3 | 114.2075 | 0 | 707.6778 | 0 | 0 |  |  |  |  | 821.8852 |  | 662.6778
2028 | 4 | 136.4045 | 0 | 710.745 | 0 | 0 |  |  |  |  | 847.1495 |  | 665.745
2028 | 5 | 147.6603 | 0 | 789.7926 | 0 | 0 |  |  |  |  | 937.4529 |  | 744.7926
2028 | 6 | 148.2217 | 0 | 817.7593 | 0 | 0 |  |  |  |  | 965.9809 |  | 772.7593
2028 | 7 | 164.2844 | 0 | 842.9529 | 0 | 0 |  |  |  |  | 1007.2373 |  | 797.9529
2028 | 8 | 163.0129 | 0 | 844.8186 | 0 | 0 |  |  |  |  | 1007.8315 |  | 799.8186
2028 | 9 | 151.3242 | 0 | 819.5234 | 0 | 0 |  |  |  |  | 970.8476 |  | 774.5234
2028 | 10 | 139.1059 | 0 | 773.7202 | 0 | 0 |  |  |  |  | 912.8261 |  | 728.7202
2028 | 11 | 123.5735 | 0 | 721.3827 | 0 | 0 |  |  |  |  | 844.9562 |  | 676.3827
2028 | 12 | 118.8944 | 0 | 705.623 | 0 | 0 |  |  |  |  | 824.5174 |  | 660.623
2029 | 1 | 111.7946 | 0 | 895.2315 | 0 | 0 |  |  |  |  | 1007.0261 |  | 850.2315
2029 | 2 | 122.8231 | 0 | 771.9491 | 0 | 0 |  |  |  |  | 894.7722 |  | 726.9491
2029 | 3 | 114.7899 | 0 | 715.0858 | 0 | 0 |  |  |  |  | 829.8757 |  | 670.0858
2029 | 4 | 137.1002 | 0 | 718.0704 | 0 | 0 |  |  |  |  | 855.1706 |  | 673.0704
2029 | 5 | 148.4134 | 0 | 797.075 | 0 | 0 |  |  |  |  | 945.4884 |  | 752.075
2029 | 6 | 148.9776 | 0 | 824.9412 | 0 | 0 |  |  |  |  | 973.9188 |  | 779.9412
2029 | 7 | 165.1219 | 0 | 850.0578 | 0 | 0 |  |  |  |  | 1015.1797 |  | 805.0578
2029 | 8 | 163.8443 | 0 | 851.9202 | 0 | 0 |  |  |  |  | 1015.7644 |  | 806.9202
2029 | 9 | 152.0959 | 0 | 826.7408 | 0 | 0 |  |  |  |  | 978.8367 |  | 781.7408
2029 | 10 | 139.8153 | 0 | 780.9243 | 0 | 0 |  |  |  |  | 920.7396 |  | 735.9243
2029 | 11 | 124.2037 | 0 | 728.5148 | 0 | 0 |  |  |  |  | 852.7185 |  | 683.5148
2029 | 12 | 119.5007 | 0 | 712.2489 | 0 | 0 |  |  |  |  | 831.7497 |  | 667.2489
2030 | 1 | 112.3648 | 0 | 901.688 | 0 | 0 |  |  |  |  | 1014.0528 |  | 856.688
2030 | 2 | 123.4495 | 0 | 778.5354 | 0 | 0 |  |  |  |  | 901.9849 |  | 733.5354
2030 | 3 | 115.3753 | 0 | 722.5714 | 0 | 0 |  |  |  |  | 837.9468 |  | 677.5714
2030 | 4 | 137.7994 | 0 | 725.4713 | 0 | 0 |  |  |  |  | 863.2707 |  | 680.4713
2030 | 5 | 149.1703 | 0 | 804.4247 | 0 | 0 |  |  |  |  | 953.595 |  | 759.4247
2030 | 6 | 149.7374 | 0 | 832.1861 | 0 | 0 |  |  |  |  | 981.9235 |  | 787.1861
2030 | 7 | 165.9637 | 0 | 857.2226 | 0 | 0 |  |  |  |  | 1023.1863 |  | 812.2226
2030 | 8 | 164.6799 | 0 | 859.0814 | 0 | 0 |  |  |  |  | 1023.7613 |  | 814.0814
2030 | 9 | 152.8716 | 0 | 834.0218 | 0 | 0 |  |  |  |  | 986.8934
2030 | 10 | 140.5284 | 0 | 788.1955 | 0 | 0 |  |  |  |  | 928.7239
2030 | 11 | 124.8372 | 0 | 735.7174 | 0 | 0 |  |  |  |  | 860.5546
2030 | 12 | 120.1102 | 0 | 718.9371 | 0 | 0 |  |  |  |  | 839.0473
2031 | 1 | 112.9378 | 0 | 908.191 | 0 | 0 |  |  |  |  | 1021.1289
2031 | 2 | 124.0791 | 0 | 785.1778 | 0 | 0 |  |  |  |  | 909.2569
2031 | 3 | 115.9638 | 0 | 730.1354 | 0 | 0 |  |  |  |  | 846.0991
2031 | 4 | 138.5022 | 0 | 732.9486 | 0 | 0 |  |  |  |  | 871.4507
2031 | 5 | 149.9311 | 0 | 811.8421 | 0 | 0 |  |  |  |  | 961.7731
2031 | 6 | 150.501 | 0 | 839.4947 | 0 | 0 |  |  |  |  | 989.9958
2031 | 7 | 166.8097 | 0 | 864.4478 | 0 | 0 |  |  |  |  | 1031.2575
2031 | 8 | 165.5197 | 0 | 866.3029 | 0 | 0 |  |  |  |  | 1031.8227
2031 | 9 | 153.6512 | 0 | 841.3668 | 0 | 0 |  |  |  |  | 995.0181
2031 | 10 | 141.2451 | 0 | 795.5344 | 0 | 0 |  |  |  |  | 936.7794
2031 | 11 | 125.4738 | 0 | 742.9912 | 0 | 0 |  |  |  |  | 868.4651
2031 | 12 | 120.7228 | 0 | 725.688 | 0 | 0 |  |  |  |  | 846.4108
2032 | 1 | 113.5138 | 0 | 914.741 | 0 | 0 |  |  |  |  | 1028.2548
2032 | 2 | 124.7119 | 0 | 791.8769 | 0 | 0 |  |  |  |  | 916.5888
2032 | 3 | 116.5552 | 0 | 737.7785 | 0 | 0 |  |  |  |  | 854.3337
2032 | 4 | 139.2085 | 0 | 740.5028 | 0 | 0 |  |  |  |  | 879.7114
2032 | 5 | 150.6957 | 0 | 819.3279 | 0 | 0 |  |  |  |  | 970.0236
2032 | 6 | 151.2686 | 0 | 846.8675 | 0 | 0 |  |  |  |  | 998.1361
2032 | 7 | 167.6601 | 0 | 871.7338 | 0 | 0 |  |  |  |  | 1039.3939
2032 | 8 | 166.3639 | 0 | 873.5851 | 0 | 0 |  |  |  |  | 1039.949
2032 | 9 | 154.4349 | 0 | 848.7766 | 0 | 0 |  |  |  |  | 1003.2114
2032 | 10 | 141.9654 | 0 | 802.9416 | 0 | 0 |  |  |  |  | 944.907
2032 | 11 | 126.1137 | 0 | 750.337 | 0 | 0 |  |  |  |  | 876.4507
2032 | 12 | 121.3384 | 0 | 732.5024 | 0 | 0 |  |  |  |  | 853.8408
2033 | 1 | 114.0927 | 0 | 921.3382 | 0 | 0 |  |  |  |  | 1035.4309
2033 | 2 | 125.3479 | 0 | 798.6332 | 0 | 0 |  |  |  |  | 923.9811
2033 | 3 | 117.1496 | 0 | 745.5017 | 0 | 0 |  |  |  |  | 862.6513
2033 | 4 | 139.9185 | 0 | 748.135 | 0 | 0 |  |  |  |  | 888.0535
2033 | 5 | 151.4643 | 0 | 826.8827 | 0 | 0 |  |  |  |  | 978.3469
2033 | 6 | 152.0401 | 0 | 854.305 | 0 | 0 |  |  |  |  | 1006.3451
2033 | 7 | 168.5148 | 0 | 879.0813 | 0 | 0 |  |  |  |  | 1047.5961
2033 | 8 | 167.2124 | 0 | 880.9285 | 0 | 0 |  |  |  |  | 1048.1409
2033 | 9 | 155.2225 | 0 | 856.2516 | 0 | 0 |  |  |  |  | 1011.4741
2033 | 10 | 142.6894 | 0 | 810.4178 | 0 | 0 |  |  |  |  | 953.1072
2033 | 11 | 126.7569 | 0 | 757.7553 | 0 | 0 |  |  |  |  | 884.5123
2033 | 12 | 121.9573 | 0 | 739.3807 | 0 | 0 |  |  |  |  | 861.3379
2034 | 1 | 114.6746 | 0 | 927.983 | 0 | 0 |  |  |  |  | 1042.6576
2034 | 2 | 125.9872 | 0 | 805.4471 | 0 | 0 |  |  |  |  | 931.4343
2034 | 3 | 117.7471 | 0 | 753.3057 | 0 | 0 |  |  |  |  | 871.0527
2034 | 4 | 140.6321 | 0 | 755.8458 | 0 | 0 |  |  |  |  | 896.4779
2034 | 5 | 152.2367 | 0 | 834.5072 | 0 | 0 |  |  |  |  | 986.7439
2034 | 6 | 152.8155 | 0 | 861.8079 | 0 | 0 |  |  |  |  | 1014.6234
2034 | 7 | 169.3739 | 0 | 886.4907 | 0 | 0 |  |  |  |  | 1055.8646
2034 | 8 | 168.0651 | 0 | 888.3337 | 0 | 0 |  |  |  |  | 1056.3988
2034 | 9 | 156.0141 | 0 | 863.7924 | 0 | 0 |  |  |  |  | 1019.8065
2034 | 10 | 143.4171 | 0 | 817.9636 | 0 | 0 |  |  |  |  | 961.3807
2034 | 11 | 127.4034 | 0 | 765.247 | 0 | 0 |  |  |  |  | 892.6504
2034 | 12 | 122.5792 | 0 | 746.3236 | 0 | 0 |  |  |  |  | 868.9028
2035 | 1 | 115.2595 | 0 | 934.6757 | 0 | 0 |  |  |  |  | 1049.9351
2035 | 2 | 126.6297 | 0 | 812.3191 | 0 | 0 |  |  |  |  | 938.9488
2035 | 3 | 118.3476 | 0 | 761.1913 | 0 | 0 |  |  |  |  | 879.5389
2035 | 4 | 141.3493 | 0 | 763.636 | 0 | 0 |  |  |  |  | 904.9854
2035 | 5 | 153.0131 | 0 | 842.202 | 0 | 0 |  |  |  |  | 995.2151
2035 | 6 | 153.5948 | 0 | 869.3766 | 0 | 0 |  |  |  |  | 1022.9715
2035 | 7 | 170.2374 | 0 | 893.9626 | 0 | 0 |  |  |  |  | 1064.1999
2035 | 8 | 168.9223 | 0 | 895.8011 | 0 | 0 |  |  |  |  | 1064.7233
2035 | 9 | 156.8098 | 0 | 871.3997 | 0 | 0 |  |  |  |  | 1028.2095
2035 | 10 | 144.1486 | 0 | 825.5796 | 0 | 0 |  |  |  |  | 969.7282
2035 | 11 | 128.0531 | 0 | 772.8128 | 0 | 0 |  |  |  |  | 900.8659
2035 | 12 | 123.2044 | 0 | 753.3317 | 0 | 0 |  |  |  |  | 876.5361
2036 | 1 | 115.8473 | 0 | 941.4166 | 0 | 0 |  |  |  |  | 1057.2639
2036 | 2 | 127.2755 | 0 | 819.2498 | 0 | 0 |  |  |  |  | 946.5253
2036 | 3 | 118.9511 | 0 | 769.1596 | 0 | 0 |  |  |  |  | 888.1107
2036 | 4 | 142.0702 | 0 | 771.5066 | 0 | 0 |  |  |  |  | 913.5768
2036 | 5 | 153.7935 | 0 | 849.9677 | 0 | 0 |  |  |  |  | 1003.7612
2036 | 6 | 154.3782 | 0 | 877.0119 | 0 | 0 |  |  |  |  | 1031.39
2036 | 7 | 171.1052 | 0 | 901.4974 | 0 | 0 |  |  |  |  | 1072.6026
2036 | 8 | 169.7838 | 0 | 903.3312 | 0 | 0 |  |  |  |  | 1073.115
2036 | 9 | 157.6095 | 0 | 879.0739 | 0 | 0 |  |  |  |  | 1036.6834
2036 | 10 | 144.8837 | 0 | 833.2666 | 0 | 0 |  |  |  |  | 978.1503
2036 | 11 | 128.7062 | 0 | 780.4534 | 0 | 0 |  |  |  |  | 909.1596
2036 | 12 | 123.8327 | 0 | 760.4056 | 0 | 0 |  |  |  |  | 884.2383
2037 | 1 | 116.4381 | 0 | 948.2062 | 0 | 0 |  |  |  |  | 1064.6443
2037 | 2 | 127.9246 | 0 | 826.2396 | 0 | 0 |  |  |  |  | 954.1642
2037 | 3 | 119.5578 | 0 | 777.2112 | 0 | 0 |  |  |  |  | 896.769
2037 | 4 | 142.7948 | 0 | 779.4583 | 0 | 0 |  |  |  |  | 922.253
2037 | 5 | 154.5778 | 0 | 857.8051 | 0 | 0 |  |  |  |  | 1012.3829
2037 | 6 | 155.1655 | 0 | 884.7141 | 0 | 0 |  |  |  |  | 1039.8796
2037 | 7 | 171.9775 | 0 | 909.0957 | 0 | 0 |  |  |  |  | 1081.0732
2037 | 8 | 170.6497 | 0 | 910.9247 | 0 | 0 |  |  |  |  | 1081.5744
2037 | 9 | 158.4133 | 0 | 886.8157 | 0 | 0 |  |  |  |  | 1045.2291
2037 | 10 | 145.6226 | 0 | 841.0251 | 0 | 0 |  |  |  |  | 986.6477
2037 | 11 | 129.3626 | 0 | 788.1695 | 0 | 0 |  |  |  |  | 917.5321
2037 | 12 | 124.4643 | 0 | 767.5459 | 0 | 0 |  |  |  |  | 892.0102
2038 | 1 | 117.0319 | 0 | 955.0448 | 0 | 0 |  |  |  |  | 1072.0767
2038 | 2 | 128.5771 | 0 | 833.289 | 0 | 0 |  |  |  |  | 961.8661
2038 | 3 | 120.1675 | 0 | 785.3472 | 0 | 0 |  |  |  |  | 905.5147
2038 | 4 | 143.523 | 0 | 787.4919 | 0 | 0 |  |  |  |  | 931.0149
2038 | 5 | 155.3662 | 0 | 865.7147 | 0 | 0 |  |  |  |  | 1021.0809
2038 | 6 | 155.9568 | 0 | 892.4841 | 0 | 0 |  |  |  |  | 1048.4409
2038 | 7 | 172.8543 | 0 | 916.7581 | 0 | 0 |  |  |  |  | 1089.6124
2038 | 8 | 171.52 | 0 | 918.582 | 0 | 0 |  |  |  |  | 1090.102
2038 | 9 | 159.2212 | 0 | 894.6257 | 0 | 0 |  |  |  |  | 1053.847
2038 | 10 | 146.3653 | 0 | 848.8559 | 0 | 0 |  |  |  |  | 995.2212
2038 | 11 | 130.0224 | 0 | 795.9619 | 0 | 0 |  |  |  |  | 925.9842
2038 | 12 | 125.0991 | 0 | 774.7533 | 0 | 0 |  |  |  |  | 899.8524
2039 | 1 | 117.6288 | 0 | 961.9326 | 0 | 0 |  |  |  |  | 1079.5614
2039 | 2 | 129.2328 | 0 | 840.3986 | 0 | 0 |  |  |  |  | 969.6314
2039 | 3 | 120.7804 | 0 | 793.5683 | 0 | 0 |  |  |  |  | 914.3487
2039 | 4 | 144.255 | 0 | 795.6084 | 0 | 0 |  |  |  |  | 939.8633
2039 | 5 | 156.1586 | 0 | 873.6972 | 0 | 0 |  |  |  |  | 1029.8558
2039 | 6 | 156.7522 | 0 | 900.3222 | 0 | 0 |  |  |  |  | 1057.0744
2039 | 7 | 173.7355 | 0 | 924.4851 | 0 | 0 |  |  |  |  | 1098.2205
2039 | 8 | 172.3947 | 0 | 926.3036 | 0 | 0 |  |  |  |  | 1098.6984
2039 | 9 | 160.0333 | 0 | 902.5045 | 0 | 0 |  |  |  |  | 1062.5378
2039 | 10 | 147.1118 | 0 | 856.7596 | 0 | 0 |  |  |  |  | 1003.8713
2039 | 11 | 130.6855 | 0 | 803.8313 | 0 | 0 |  |  |  |  | 934.5168
2039 | 12 | 125.7371 | 0 | 782.0284 | 0 | 0 |  |  |  |  | 907.7655
2040 | 1 | 118.2287 | 0 | 968.8702 | 0 | 0 |  |  |  |  | 1087.0989
2040 | 2 | 129.8919 | 0 | 847.5688 | 0 | 0 |  |  |  |  | 977.4607
2040 | 3 | 121.3964 | 0 | 801.8754 | 0 | 0 |  |  |  |  | 923.2718
2040 | 4 | 144.9907 | 0 | 803.8085 | 0 | 0 |  |  |  |  | 948.7991
2040 | 5 | 156.955 | 0 | 881.7534 | 0 | 0 |  |  |  |  | 1038.7083
2040 | 6 | 157.5517 | 0 | 908.2292 | 0 | 0 |  |  |  |  | 1065.7809
2040 | 7 | 174.6211 | 0 | 932.2772 | 0 | 0 |  |  |  |  | 1106.8983
2040 | 8 | 173.2739 | 0 | 934.0902 | 0 | 0 |  |  |  |  | 1107.3641
2040 | 9 | 160.8494 | 0 | 910.4527 | 0 | 0 |  |  |  |  | 1071.3022
2040 | 10 | 147.862 | 0 | 864.7368 | 0 | 0 |  |  |  |  | 1012.5989
2040 | 11 | 131.352 | 0 | 811.7785 | 0 | 0 |  |  |  |  | 943.1305
2040 | 12 | 126.3783 | 0 | 789.3718 | 0 | 0 |  |  |  |  | 915.7501
2041 | 1 | 118.8317 | 0 | 975.8577 | 0 | 0 |  |  |  |  | 1094.6894
2041 | 2 | 130.5543 | 0 | 854.8003 | 0 | 0 |  |  |  |  | 985.3546
2041 | 3 | 122.0155 | 0 | 810.2695 | 0 | 0 |  |  |  |  | 932.285
2041 | 4 | 145.7301 | 0 | 812.0931 | 0 | 0 |  |  |  |  | 957.8232
2041 | 5 | 157.7554 | 0 | 889.8838 | 0 | 0 |  |  |  |  | 1047.6392
2041 | 6 | 158.3552 | 0 | 916.2056 | 0 | 0 |  |  |  |  | 1074.5608
2041 | 7 | 175.5114 | 0 | 940.1349 | 0 | 0 |  |  |  |  | 1115.6463
2041 | 8 | 174.1576 | 0 | 941.9422 | 0 | 0 |  |  |  |  | 1116.0999
2041 | 9 | 161.6698 | 0 | 918.4709 | 0 | 0 |  |  |  |  | 1080.1407
2041 | 10 | 148.6161 | 0 | 872.7884 | 0 | 0 |  |  |  |  | 1021.4045
2041 | 11 | 132.0219 | 0 | 819.8043 | 0 | 0 |  |  |  |  | 951.8262
2041 | 12 | 127.0229 | 0 | 796.7841 | 0 | 0 |  |  |  |  | 923.807
2042 | 1 | 119.4377 | 0 | 982.8957 | 0 | 0 |  |  |  |  | 1102.3334
2042 | 2 | 131.2202 | 0 | 862.0934 | 0 | 0 |  |  |  |  | 993.3135
2042 | 3 | 122.6378 | 0 | 818.7515 | 0 | 0 |  |  |  |  | 941.3893
2042 | 4 | 146.4733 | 0 | 820.4631 | 0 | 0 |  |  |  |  | 966.9364
2042 | 5 | 158.56 | 0 | 898.0892 | 0 | 0 |  |  |  |  | 1056.6492
2042 | 6 | 159.1628 | 0 | 924.2521 | 0 | 0 |  |  |  |  | 1083.4149
2042 | 7 | 176.4061 | 0 | 948.0589 | 0 | 0 |  |  |  |  | 1124.465
2042 | 8 | 175.0458 | 0 | 949.8602 | 0 | 0 |  |  |  |  | 1124.9061
2042 | 9 | 162.4943 | 0 | 926.5597 | 0 | 0 |  |  |  |  | 1089.054
2042 | 10 | 149.3741 | 0 | 880.9149 | 0 | 0 |  |  |  |  | 1030.289
2042 | 11 | 132.6952 | 0 | 827.9095 | 0 | 0 |  |  |  |  | 960.6047
2042 | 12 | 127.6707 | 0 | 804.266 | 0 | 0 |  |  |  |  | 931.9367
2043 | 1 | 120.0468 | 0 | 989.9845 | 0 | 0 |  |  |  |  | 1110.0313
2043 | 2 | 131.8894 | 0 | 869.4487 | 0 | 0 |  |  |  |  | 1001.3381
2043 | 3 | 123.2632 | 0 | 827.3223 | 0 | 0 |  |  |  |  | 950.5856
2043 | 4 | 147.2204 | 0 | 828.9193 | 0 | 0 |  |  |  |  | 976.1397
2043 | 5 | 159.3686 | 0 | 906.3703 | 0 | 0 |  |  |  |  | 1065.7389
2043 | 6 | 159.9745 | 0 | 932.3693 | 0 | 0 |  |  |  |  | 1092.3438
2043 | 7 | 177.3054 | 0 | 956.0497 | 0 | 0 |  |  |  |  | 1133.3551
2043 | 8 | 175.9386 | 0 | 957.8448 | 0 | 0 |  |  |  |  | 1133.7834
2043 | 9 | 163.323 | 0 | 934.7197 | 0 | 0 |  |  |  |  | 1098.0427
2043 | 10 | 150.1359 | 0 | 889.1171 | 0 | 0 |  |  |  |  | 1039.253
2043 | 11 | 133.3719 | 0 | 836.0948 | 0 | 0 |  |  |  |  | 969.4667
2043 | 12 | 128.3218 | 0 | 811.8182 | 0 | 0 |  |  |  |  | 940.14
2044 | 1 | 120.6591 | 0 | 997.1243 | 0 | 0 |  |  |  |  | 1117.7834
2044 | 2 | 132.562 | 0 | 876.8668 | 0 | 0 |  |  |  |  | 1009.4288
2044 | 3 | 123.8919 | 0 | 835.9828 | 0 | 0 |  |  |  |  | 959.8747
2044 | 4 | 147.9712 | 0 | 837.4628 | 0 | 0 |  |  |  |  | 985.4339
2044 | 5 | 160.1814 | 0 | 914.7277 | 0 | 0 |  |  |  |  | 1074.9091
2044 | 6 | 160.7904 | 0 | 940.5577 | 0 | 0 |  |  |  |  | 1101.3481
2044 | 7 | 178.2093 | 0 | 964.1078 | 0 | 0 |  |  |  |  | 1142.3171
2044 | 8 | 176.8359 | 0 | 965.8965 | 0 | 0 |  |  |  |  | 1142.7324
2044 | 9 | 164.156 | 0 | 942.9516 | 0 | 0 |  |  |  |  | 1107.1075
2044 | 10 | 150.9016 | 0 | 897.3957 | 0 | 0 |  |  |  |  | 1048.2973
2044 | 11 | 134.0521 | 0 | 844.361 | 0 | 0 |  |  |  |  | 978.4131
2044 | 12 | 128.9762 | 0 | 819.4413 | 0 | 0 |  |  |  |  | 948.4176
2045 | 1 | 121.2744 | 0 | 1004.3157 | 0 | 0 |  |  |  |  | 1125.5901
2045 | 2 | 133.2381 | 0 | 884.3482 | 0 | 0 |  |  |  |  | 1017.5863
2045 | 3 | 124.5237 | 0 | 844.734 | 0 | 0 |  |  |  |  | 969.2577
2045 | 4 | 148.7258 | 0 | 846.0942 | 0 | 0 |  |  |  |  | 994.8201
2045 | 5 | 160.9983 | 0 | 923.1622 | 0 | 0 |  |  |  |  | 1084.1605
2045 | 6 | 161.6104 | 0 | 948.8181 | 0 | 0 |  |  |  |  | 1110.4285
2045 | 7 | 179.1178 | 0 | 972.2339 | 0 | 0 |  |  |  |  | 1151.3517
2045 | 8 | 177.7377 | 0 | 974.0159 | 0 | 0 |  |  |  |  | 1151.7537
2045 | 9 | 164.9932 | 0 | 951.256 | 0 | 0 |  |  |  |  | 1116.2491
2045 | 10 | 151.6712 | 0 | 905.7513 | 0 | 0 |  |  |  |  | 1057.4225
2045 | 11 | 134.7358 | 0 | 852.709 | 0 | 0 |  |  |  |  | 987.4447
2045 | 12 | 129.634 | 0 | 827.136 | 0 | 0 |  |  |  |  | 956.7701
2046 | 1 | 121.8929 | 0 | 1011.5589 | 0 | 0 |  |  |  |  | 1133.4518
2046 | 2 | 133.9176 | 0 | 891.8934 | 0 | 0 |  |  |  |  | 1025.811
2046 | 3 | 125.1588 | 0 | 853.5768 | 0 | 0 |  |  |  |  | 978.7355
2046 | 4 | 149.4843 | 0 | 854.8147 | 0 | 0 |  |  |  |  | 1004.299
2046 | 5 | 161.8194 | 0 | 931.6744 | 0 | 0 |  |  |  |  | 1093.4938
2046 | 6 | 162.4346 | 0 | 957.151 | 0 | 0 |  |  |  |  | 1119.5856
2046 | 7 | 180.0309 | 0 | 980.4284 | 0 | 0 |  |  |  |  | 1160.4594
2046 | 8 | 178.6442 | 0 | 982.2036 | 0 | 0 |  |  |  |  | 1160.8478
2046 | 9 | 165.8346 | 0 | 959.6335 | 0 | 0 |  |  |  |  | 1125.4681
2046 | 10 | 152.4447 | 0 | 914.1847 | 0 | 0 |  |  |  |  | 1066.6295
2046 | 11 | 135.4229 | 0 | 861.1394 | 0 | 0 |  |  |  |  | 996.5624
2046 | 12 | 130.2951 | 0 | 834.903 | 0 | 0 |  |  |  |  | 965.1981
2047 | 1 | 122.5146 | 0 | 1018.8543 | 0 | 0 |  |  |  |  | 1141.3689
2047 | 2 | 134.6006 | 0 | 899.503 | 0 | 0 |  |  |  |  | 1034.1036
2047 | 3 | 125.7971 | 0 | 862.5121 | 0 | 0 |  |  |  |  | 988.3092
2047 | 4 | 150.2467 | 0 | 863.625 | 0 | 0 |  |  |  |  | 1013.8717
2047 | 5 | 162.6447 | 0 | 940.2651 | 0 | 0 |  |  |  |  | 1102.9099
2047 | 6 | 163.263 | 0 | 965.5571 | 0 | 0 |  |  |  |  | 1128.8201
2047 | 7 | 180.9487 | 0 | 988.692 | 0 | 0 |  |  |  |  | 1169.6408
2047 | 8 | 179.5553 | 0 | 990.46 | 0 | 0 |  |  |  |  | 1170.0153
2047 | 9 | 166.6804 | 0 | 968.0848 | 0 | 0 |  |  |  |  | 1134.7652
2047 | 10 | 153.2222 | 0 | 922.6967 | 0 | 0 |  |  |  |  | 1075.9189
2047 | 11 | 136.1136 | 0 | 869.6533 | 0 | 0 |  |  |  |  | 1005.7669
2047 | 12 | 130.9597 | 0 | 842.7429 | 0 | 0 |  |  |  |  | 973.7025
2048 | 1 | 123.1394 | 0 | 1026.2024 | 0 | 0 |  |  |  |  | 1149.3418
2048 | 2 | 135.287 | 0 | 907.1775 | 0 | 0 |  |  |  |  | 1042.4646
2048 | 3 | 126.4387 | 0 | 871.541 | 0 | 0 |  |  |  |  | 997.9796
2048 | 4 | 151.013 | 0 | 872.5261 | 0 | 0 |  |  |  |  | 1023.5391
2048 | 5 | 163.4742 | 0 | 948.9351 | 0 | 0 |  |  |  |  | 1112.4093
2048 | 6 | 164.0957 | 0 | 974.037 | 0 | 0 |  |  |  |  | 1138.1327
2048 | 7 | 181.8712 | 0 | 997.0253 | 0 | 0 |  |  |  |  | 1178.8965
2048 | 8 | 180.471 | 0 | 998.7859 | 0 | 0 |  |  |  |  | 1179.2569
2048 | 9 | 167.5304 | 0 | 976.6105 | 0 | 0 |  |  |  |  | 1144.141
2048 | 10 | 154.0036 | 0 | 931.2879 | 0 | 0 |  |  |  |  | 1085.2915
2048 | 11 | 136.8078 | 0 | 878.2513 | 0 | 0 |  |  |  |  | 1015.059
2048 | 12 | 131.6275 | 0 | 850.6564 | 0 | 0 |  |  |  |  | 982.2839
2049 | 1 | 123.7674 | 0 | 1033.6035 | 0 | 0 |  |  |  |  | 1157.3709
2049 | 2 | 135.977 | 0 | 914.9175 | 0 | 0 |  |  |  |  | 1050.8945
2049 | 3 | 127.0835 | 0 | 880.6643 | 0 | 0 |  |  |  |  | 1007.7479
2049 | 4 | 151.7831 | 0 | 881.519 | 0 | 0 |  |  |  |  | 1033.3021
2049 | 5 | 164.3079 | 0 | 957.685 | 0 | 0 |  |  |  |  | 1121.9929
2049 | 6 | 164.9326 | 0 | 982.5914 | 0 | 0 |  |  |  |  | 1147.5239
2049 | 7 | 182.7984 | 0 | 1005.4288 | 0 | 0 |  |  |  |  | 1188.2272
2049 | 8 | 181.3914 | 0 | 1007.1817 | 0 | 0 |  |  |  |  | 1188.5732
2049 | 9 | 168.3848 | 0 | 985.2113 | 0 | 0 |  |  |  |  | 1153.5962
2049 | 10 | 154.789 | 0 | 939.9591 | 0 | 0 |  |  |  |  | 1094.7482
2049 | 11 | 137.5055 | 0 | 886.9343 | 0 | 0 |  |  |  |  | 1024.4398
2049 | 12 | 132.2988 | 0 | 858.6442 | 0 | 0 |  |  |  |  | 990.943
2050 | 1 | 124.3986 | 0 | 1041.0579 | 0 | 0 |  |  |  |  | 1165.4566
2050 | 2 | 136.6705 | 0 | 922.7236 | 0 | 0 |  |  |  |  | 1059.3941
2050 | 3 | 127.7316 | 0 | 889.8832 | 0 | 0 |  |  |  |  | 1017.6149
2050 | 4 | 152.5572 | 0 | 890.6045 | 0 | 0 |  |  |  |  | 1043.1617
2050 | 5 | 165.1459 | 0 | 966.5156 | 0 | 0 |  |  |  |  | 1131.6615
2050 | 6 | 165.7737 | 0 | 991.2209 | 0 | 0 |  |  |  |  | 1156.9946
2050 | 7 | 183.7303 | 0 | 1013.9031 | 0 | 0 |  |  |  |  | 1197.6334
2050 | 8 | 182.3165 | 0 | 1015.6482 | 0 | 0 |  |  |  |  | 1197.9647
2050 | 9 | 169.2436 | 0 | 993.8879 | 0 | 0 |  |  |  |  | 1163.1315
2050 | 10 | 155.5785 | 0 | 948.7111 | 0 | 0 |  |  |  |  | 1104.2895
2050 | 11 | 138.2068 | 0 | 895.7031 | 0 | 0 |  |  |  |  | 1033.9099
2050 | 12 | 132.9736 | 0 | 866.707 | 0 | 0 |  |  |  |  | 999.6806
2051 | 1 | 125.0331 | 0 | 1048.5661 | 0 | 0 |  |  |  |  | 1173.5992
2051 | 2 | 137.3675 | 0 | 930.5962 | 0 | 0 |  |  |  |  | 1067.9637
2051 | 3 | 128.3831 | 0 | 899.1986 | 0 | 0 |  |  |  |  | 1027.5817
2051 | 4 | 153.3353 | 0 | 899.7837 | 0 | 0 |  |  |  |  | 1053.119
2051 | 5 | 165.9881 | 0 | 975.4276 | 0 | 0 |  |  |  |  | 1141.4157
2051 | 6 | 166.6192 | 0 | 999.9262 | 0 | 0 |  |  |  |  | 1166.5454
2051 | 7 | 184.6669 | 0 | 1022.4489 | 0 | 0 |  |  |  |  | 1207.1158
2051 | 8 | 183.2463 | 0 | 1024.1858 | 0 | 0 |  |  |  |  | 1207.4321
2051 | 9 | 170.1068 | 0 | 1002.6409 | 0 | 0 |  |  |  |  | 1172.7476
2051 | 10 | 156.3719 | 0 | 957.5445 | 0 | 0 |  |  |  |  | 1113.9164
2051 | 11 | 138.9116 | 0 | 904.5587 | 0 | 0 |  |  |  |  | 1043.4703
2051 | 12 | 133.6517 | 0 | 874.8455 | 0 | 0 |  |  |  |  | 1008.4973
2052 | 1 | 125.6707 | 0 | 1056.1285 | 0 | 0 |  |  |  |  | 1181.7992
2052 | 2 | 138.0681 | 0 | 938.536 | 0 | 0 |  |  |  |  | 1076.6041
2052 | 3 | 129.0378 | 0 | 908.6115 | 0 | 0 |  |  |  |  | 1037.6494
2052 | 4 | 154.1173 | 0 | 909.0575 | 0 | 0 |  |  |  |  | 1063.1748
2052 | 5 | 166.8347 | 0 | 984.4218 | 0 | 0 |  |  |  |  | 1151.2564
2052 | 6 | 167.4689 | 0 | 1008.7079 | 0 | 0 |  |  |  |  | 1176.1769
2052 | 7 | 185.6083 | 0 | 1031.0667 | 0 | 0 |  |  |  |  | 1216.675
2052 | 8 | 184.1809 | 0 | 1032.7951 | 0 | 0 |  |  |  |  | 1216.976
2052 | 9 | 170.9743 | 0 | 1011.4709 | 0 | 0 |  |  |  |  | 1182.4452
2052 | 10 | 157.1694 | 0 | 966.4602 | 0 | 0 |  |  |  |  | 1123.6296
2052 | 11 | 139.6201 | 0 | 913.5018 | 0 | 0 |  |  |  |  | 1053.1218
2052 | 12 | 134.3334 | 0 | 883.0605 | 0 | 0 |  |  |  |  | 1017.3938
2053 | 1 | 126.3117 | 0 | 1063.7454 | 0 | 0 |  |  |  |  | 1190.057
2053 | 2 | 138.7722 | 0 | 946.5436 | 0 | 0 |  |  |  |  | 1085.3158
2053 | 3 | 129.6959 | 0 | 918.123 | 0 | 0 |  |  |  |  | 1047.8189
2053 | 4 | 154.9033 | 0 | 918.4269 | 0 | 0 |  |  |  |  | 1073.3302
2053 | 5 | 167.6855 | 0 | 993.4989 | 0 | 0 |  |  |  |  | 1161.1844
2053 | 6 | 168.323 | 0 | 1017.5668 | 0 | 0 |  |  |  |  | 1185.8898
2053 | 7 | 186.5545 | 0 | 1039.7571 | 0 | 0 |  |  |  |  | 1226.3117
2053 | 8 | 185.1202 | 0 | 1041.4769 | 0 | 0 |  |  |  |  | 1226.5971
2053 | 9 | 171.8463 | 0 | 1020.3788 | 0 | 0 |  |  |  |  | 1192.225
2053 | 10 | 157.971 | 0 | 975.4589 | 0 | 0 |  |  |  |  | 1133.4299
2053 | 11 | 140.3321 | 0 | 922.5333 | 0 | 0 |  |  |  |  | 1062.8654
2053 | 12 | 135.0185 | 0 | 891.3526 | 0 | 0 |  |  |  |  | 1026.371
2054 | 1 | 126.9559 | 0 | 1071.4172 | 0 | 0 |  |  |  |  | 1198.373
2054 | 2 | 139.48 | 0 | 954.6194 | 0 | 0 |  |  |  |  | 1094.0994
2054 | 3 | 130.3574 | 0 | 927.734 | 0 | 0 |  |  |  |  | 1058.0914
2054 | 4 | 155.6933 | 0 | 927.8928 | 0 | 0 |  |  |  |  | 1083.5861
2054 | 5 | 168.5407 | 0 | 1002.6597 | 0 | 0 |  |  |  |  | 1171.2004
2054 | 6 | 169.1815 | 0 | 1026.5035 | 0 | 0 |  |  |  |  | 1195.685
2054 | 7 | 187.5056 | 0 | 1048.5208 | 0 | 0 |  |  |  |  | 1236.0264
2054 | 8 | 186.0643 | 0 | 1050.2316 | 0 | 0 |  |  |  |  | 1236.2959
2054 | 9 | 172.7227 | 0 | 1029.365 | 0 | 0 |  |  |  |  | 1202.0877
2054 | 10 | 158.7766 | 0 | 984.5414 | 0 | 0 |  |  |  |  | 1143.318
2054 | 11 | 141.0478 | 0 | 931.6541 | 0 | 0 |  |  |  |  | 1072.7019
2054 | 12 | 135.7071 | 0 | 899.7225 | 0 | 0 |  |  |  |  | 1035.4296
2055 | 1 | 127.6033 | 0 | 1079.1443 | 0 | 0 |  |  |  |  | 1206.7477
2055 | 2 | 140.1913 | 0 | 962.7642 | 0 | 0 |  |  |  |  | 1102.9555
2055 | 3 | 131.0222 | 0 | 937.4456 | 0 | 0 |  |  |  |  | 1068.4678
2055 | 4 | 156.4873 | 0 | 937.4563 | 0 | 0 |  |  |  |  | 1093.9437
2055 | 5 | 169.4003 | 0 | 1011.905 | 0 | 0 |  |  |  |  | 1181.3053
2055 | 6 | 170.0443 | 0 | 1035.5187 | 0 | 0 |  |  |  |  | 1205.563
2055 | 7 | 188.4615 | 0 | 1057.3583 | 0 | 0 |  |  |  |  | 1245.8198
2055 | 8 | 187.0132 | 0 | 1059.0599 | 0 | 0 |  |  |  |  | 1246.0732
2055 | 9 | 173.6036 | 0 | 1038.4304 | 0 | 0 |  |  |  |  | 1212.034
2055 | 10 | 159.5864 | 0 | 993.7084 | 0 | 0 |  |  |  |  | 1153.2948
2055 | 11 | 141.7672 | 0 | 940.8651 | 0 | 0 |  |  |  |  | 1082.6323
2055 | 12 | 136.3992 | 0 | 908.1711 | 0 | 0 |  |  |  |  | 1044.5702
2056 | 1 | 128.2541 | 0 | 1086.9272 | 0 | 0 |  |  |  |  | 1215.1813
2056 | 2 | 140.9063 | 0 | 970.9785 | 0 | 0 |  |  |  |  | 1111.8848
2056 | 3 | 131.6904 | 0 | 947.2589 | 0 | 0 |  |  |  |  | 1078.9493
2056 | 4 | 157.2854 | 0 | 947.1184 | 0 | 0 |  |  |  |  | 1104.4038
2056 | 5 | 170.2642 | 0 | 1021.2355 | 0 | 0 |  |  |  |  | 1191.4997
2056 | 6 | 170.9115 | 0 | 1044.613 | 0 | 0 |  |  |  |  | 1215.5245
2056 | 7 | 189.4222 | 0 | 1066.2703 | 0 | 0 |  |  |  |  | 1255.6926
2056 | 8 | 187.967 | 0 | 1067.9624 | 0 | 0 |  |  |  |  | 1255.9295
2056 | 9 | 174.4889 | 0 | 1047.5757 | 0 | 0 |  |  |  |  | 1222.0646
2056 | 10 | 160.4003 | 0 | 1002.9608 | 0 | 0 |  |  |  |  | 1163.3611
2056 | 11 | 142.4902 | 0 | 950.1671 | 0 | 0 |  |  |  |  | 1092.6573
2056 | 12 | 137.0948 | 0 | 916.6989 | 0 | 0 |  |  |  |  | 1053.7937
2057 | 1 | 128.9082 | 0 | 1094.7663 | 0 | 0 |  |  |  |  | 1223.6745
2057 | 2 | 141.6249 | 0 | 979.2628 | 0 | 0 |  |  |  |  | 1120.8877
2057 | 3 | 132.362 | 0 | 957.1749 | 0 | 0 |  |  |  |  | 1089.5369
2057 | 4 | 158.0876 | 0 | 956.8801 | 0 | 0 |  |  |  |  | 1114.9676
2057 | 5 | 171.1326 | 0 | 1030.6521 | 0 | 0 |  |  |  |  | 1201.7846
2057 | 6 | 171.7832 | 0 | 1053.7872 | 0 | 0 |  |  |  |  | 1225.5704
2057 | 7 | 190.3879 | 0 | 1075.2575 | 0 | 0 |  |  |  |  | 1265.6454
2057 | 8 | 188.9256 | 0 | 1076.9398 | 0 | 0 |  |  |  |  | 1265.8654
2057 | 9 | 175.3788 | 0 | 1056.8015 | 0 | 0 |  |  |  |  | 1232.1803
2057 | 10 | 161.2183 | 0 | 1012.2994 | 0 | 0 |  |  |  |  | 1173.5177
2057 | 11 | 143.2169 | 0 | 959.5611 | 0 | 0 |  |  |  |  | 1102.778
2057 | 12 | 137.794 | 0 | 925.3069 | 0 | 0 |  |  |  |  | 1063.1009
2058 | 1 | 129.5656 | 0 | 1102.6618 | 0 | 0 |  |  |  |  | 1232.2274
2058 | 2 | 142.3472 | 0 | 987.6178 | 0 | 0 |  |  |  |  | 1129.965
2058 | 3 | 133.0371 | 0 | 967.1947 | 0 | 0 |  |  |  |  | 1100.2318
2058 | 4 | 158.8938 | 0 | 966.7423 | 0 | 0 |  |  |  |  | 1125.6362
2058 | 5 | 172.0054 | 0 | 1040.1555 | 0 | 0 |  |  |  |  | 1212.1608
2058 | 6 | 172.6593 | 0 | 1063.042 | 0 | 0 |  |  |  |  | 1235.7013
2058 | 7 | 191.3585 | 0 | 1084.3204 | 0 | 0 |  |  |  |  | 1275.6789
2058 | 8 | 189.8892 | 0 | 1085.9926 | 0 | 0 |  |  |  |  | 1275.8818
2058 | 9 | 176.2733 | 0 | 1066.1085 | 0 | 0 |  |  |  |  | 1242.3818
2058 | 10 | 162.0405 | 0 | 1021.7249 | 0 | 0 |  |  |  |  | 1183.7654
2058 | 11 | 143.9473 | 0 | 969.048 | 0 | 0 |  |  |  |  | 1112.9953
2058 | 12 | 138.4967 | 0 | 933.9957 | 0 | 0 |  |  |  |  | 1072.4924
2059 | 1 | 130.2264 | 0 | 1110.6143 | 0 | 0 |  |  |  |  | 1240.8407
2059 | 2 | 143.0732 | 0 | 996.0441 | 0 | 0 |  |  |  |  | 1139.1173
2059 | 3 | 133.7156 | 0 | 977.3194 | 0 | 0 |  |  |  |  | 1111.035
2059 | 4 | 159.7042 | 0 | 976.7063 | 0 | 0 |  |  |  |  | 1136.4104
2059 | 5 | 172.8826 | 0 | 1049.7465 | 0 | 0 |  |  |  |  | 1222.6291
2059 | 6 | 173.5398 | 0 | 1072.3781 | 0 | 0 |  |  |  |  | 1245.9179
2059 | 7 | 192.334 | 0 | 1093.4596 | 0 | 0 |  |  |  |  | 1285.7937
2059 | 8 | 190.8576 | 0 | 1095.1215 | 0 | 0 |  |  |  |  | 1285.9791
2059 | 9 | 177.1723 | 0 | 1075.4975 | 0 | 0 |  |  |  |  | 1252.6698
2059 | 10 | 162.8669 | 0 | 1031.2382 | 0 | 0 |  |  |  |  | 1194.1051
2059 | 11 | 144.6814 | 0 | 978.6287 | 0 | 0 |  |  |  |  | 1123.3102
2059 | 12 | 139.2031 | 0 | 942.7661 | 0 | 0 |  |  |  |  | 1081.9691
2060 | 1 | 130.8906 | 0 | 1118.6242 | 0 | 0 |  |  |  |  | 1249.5147
2060 | 2 | 143.8029 | 0 | 1004.5423 | 0 | 0 |  |  |  |  | 1148.3452
2060 | 3 | 134.3975 | 0 | 987.5501 | 0 | 0 |  |  |  |  | 1121.9476
2060 | 4 | 160.5187 | 0 | 986.7729 | 0 | 0 |  |  |  |  | 1147.2915
2060 | 5 | 173.7643 | 0 | 1059.4259 | 0 | 0 |  |  |  |  | 1233.1902
2060 | 6 | 174.4249 | 0 | 1081.7961 | 0 | 0 |  |  |  |  | 1256.221
2060 | 7 | 193.3145 | 0 | 1102.6759 | 0 | 0 |  |  |  |  | 1295.9905
2060 | 8 | 191.831 | 0 | 1104.3272 | 0 | 0 |  |  |  |  | 1296.1582
2060 | 9 | 178.0758 | 0 | 1084.9692 | 0 | 0 |  |  |  |  | 1263.0451
2060 | 10 | 163.6975 | 0 | 1040.84 | 0 | 0 |  |  |  |  | 1204.5376
2060 | 11 | 145.4193 | 0 | 988.3041 | 0 | 0 |  |  |  |  | 1133.7234
2060 | 12 | 139.913 | 0 | 951.6188 | 0 | 0 |  |  |  |  | 1091.5318
2061 | 1 | 131.5581 | 0 | 1126.6918 | 0 | 0 |  |  |  |  | 1258.2499
2061 | 2 | 144.5362 | 0 | 1013.113 | 0 | 0 |  |  |  |  | 1157.6493
2061 | 3 | 135.0829 | 0 | 997.8879 | 0 | 0 |  |  |  |  | 1132.9708
2061 | 4 | 161.3373 | 0 | 996.9433 | 0 | 0 |  |  |  |  | 1158.2806
2061 | 5 | 174.6505 | 0 | 1069.1946 | 0 | 0 |  |  |  |  | 1243.8451
2061 | 6 | 175.3144 | 0 | 1091.2969 | 0 | 0 |  |  |  |  | 1266.6114
2061 | 7 | 194.3 | 0 | 1111.9699 | 0 | 0 |  |  |  |  | 1306.27
2061 | 8 | 192.8093 | 0 | 1113.6103 | 0 | 0 |  |  |  |  | 1306.4196
2061 | 9 | 178.984 | 0 | 1094.5243 | 0 | 0 |  |  |  |  | 1273.5084
2061 | 10 | 164.5324 | 0 | 1050.5313 | 0 | 0 |  |  |  |  | 1215.0637
2061 | 11 | 146.1609 | 0 | 998.0752 | 0 | 0 |  |  |  |  | 1144.2361
2061 | 12 | 140.6266 | 0 | 960.5547 | 0 | 0 |  |  |  |  | 1101.1812
2062 | 1 | 132.2291 | 0 | 1134.8176 | 0 | 0 |  |  |  |  | 1267.0466
2062 | 2 | 145.2734 | 0 | 1021.7569 | 0 | 0 |  |  |  |  | 1167.0303
2062 | 3 | 135.7719 | 0 | 1008.3339 | 0 | 0 |  |  |  |  | 1144.1058
2062 | 4 | 162.1601 | 0 | 1007.2184 | 0 | 0 |  |  |  |  | 1169.3786
2062 | 5 | 175.5412 | 0 | 1079.0534 | 0 | 0 |  |  |  |  | 1254.5946
2062 | 6 | 176.2085 | 0 | 1100.8811 | 0 | 0 |  |  |  |  | 1277.0897
2062 | 7 | 195.2906 | 0 | 1121.3422 | 0 | 0 |  |  |  |  | 1316.6328
2062 | 8 | 193.7926 | 0 | 1122.9713 | 0 | 0 |  |  |  |  | 1316.764
2062 | 9 | 179.8968 | 0 | 1104.1636 | 0 | 0 |  |  |  |  | 1284.0604
2062 | 10 | 165.3715 | 0 | 1060.3128 | 0 | 0 |  |  |  |  | 1225.6843
2062 | 11 | 146.9064 | 0 | 1007.9429 | 0 | 0 |  |  |  |  | 1154.8492
2062 | 12 | 141.3437 | 0 | 969.5744 | 0 | 0 |  |  |  |  | 1110.9182
2063 | 1 | 132.9034 | 0 | 1143.002 | 0 | 0 |  |  |  |  | 1275.9054
2063 | 2 | 146.0143 | 0 | 1030.4745 | 0 | 0 |  |  |  |  | 1176.4887
2063 | 3 | 136.4643 | 0 | 1018.8893 | 0 | 0 |  |  |  |  | 1155.3536
2063 | 4 | 162.9871 | 0 | 1017.5995 | 0 | 0 |  |  |  |  | 1180.5867
2063 | 5 | 176.4365 | 0 | 1089.0031 | 0 | 0 |  |  |  |  | 1265.4396
2063 | 6 | 177.1072 | 0 | 1110.5495 | 0 | 0 |  |  |  |  | 1287.6567
2063 | 7 | 196.2861 | 0 | 1130.7936 | 0 | 0 |  |  |  |  | 1327.0797
2063 | 8 | 194.781 | 0 | 1132.4111 | 0 | 0 |  |  |  |  | 1327.1921
2063 | 9 | 180.8143 | 0 | 1113.8877 | 0 | 0 |  |  |  |  | 1294.7021
2063 | 10 | 166.2149 | 0 | 1070.1853 | 0 | 0 |  |  |  |  | 1236.4002
2063 | 11 | 147.6556 | 0 | 1017.9081 | 0 | 0 |  |  |  |  | 1165.5637
2063 | 12 | 142.0646 | 0 | 978.6789 | 0 | 0 |  |  |  |  | 1120.7435

## Summary_NCP
Wholesale Peaks | [12 empty] | FPL 000575 OCEC NEED
Year | Period | Florida Keys | Key West | Lee County | Metro Dade | Seminole Agreement | New Smyrna Beach | Wauchula | Blountstown | Winter Park | Total Wholesale |  | Lee + Seminole - Key West
2008 | 1 | 124.8928 | 45 |  | 1.314 | [5 empty] | 171.2068 |  | 0
2008 | 2 | 123.5016 | 45 |  | 1.314 | [5 empty] | 169.8156 |  | 0
2008 | 3 | 130.7253 | 45 |  | 1.314 | [5 empty] | 177.0393 |  | 0
2008 | 4 | 135.8123 | 45 |  | 1.314 | [5 empty] | 182.1263 |  | 0
2008 | 5 | 149.149 | 45 |  | 1.314 | [5 empty] | 195.463 |  | 0
2008 | 6 | 152.2587 | 45 |  | 1.314 | [5 empty] | 198.5727 |  | 0
2008 | 7 | 160.538 | 45 |  | 1.314 | [5 empty] | 206.852 |  | 0
2008 | 8 | 159.0182 | 45 |  | 1.314 | [5 empty] | 205.3322 |  | 0
2008 | 9 | 150.0636 | 45 |  | 1.314 | [5 empty] | 196.3776 |  | 0
2008 | 10 | 135.5639 | 45 |  | 1.314 | [5 empty] | 181.8779 |  | 0
2008 | 11 | 121.0887 | 45 |  | 1.314 | [5 empty] | 167.4027 |  | 0
2008 | 12 | 125.6924 | 45 |  | 1.314 | 75 |  |  |  |  | 247.0064 |  | 75
2009 | 1 | 125.5298 | 45 |  | 1.314 | 75 |  |  |  |  | 246.8438 |  | 75
2009 | 2 | 124.1315 | 45 |  | 1.314 | 75 |  |  |  |  | 245.4455 |  | 75
2009 | 3 | 131.392 | 45 |  | 1.314 | 75 |  |  |  |  | 252.706 |  | 75
2009 | 4 | 136.505 | 45 |  | 1.314 | 75 |  |  |  |  | 257.819 |  | 75
2009 | 5 | 149.9096 | 45 |  | 1.314 | 75 |  |  |  |  | 271.2236 |  | 75
2009 | 6 | 153.0352 | 45 |  | 1.314 | 75 |  |  |  |  | 274.3492 |  | 75
2009 | 7 | 161.357 | 45 |  | 1.314 | 75 |  |  |  |  | 282.671 |  | 75
2009 | 8 | 159.8292 | 45 |  | 1.314 | 75 |  |  |  |  | 281.1432 |  | 75
2009 | 9 | 150.829 | 45 |  | 1.314 | 75 |  |  |  |  | 272.143 |  | 75
2009 | 10 | 136.2552 | 45 |  | 1.314 | 75 |  |  |  |  | 257.5692 |  | 75
2009 | 11 | 121.7062 | 45 |  | 1.314 | 75 |  |  |  |  | 243.0202 |  | 75
2009 | 12 | 126.3334 | 45 |  | 1.314 | 75 |  |  |  |  | 247.6474 |  | 75
2010 | 1 | 126.17 | 45 | 1130.84 | 0.685 | 0 |  |  |  |  | 1302.695 |  | 1130.84
2010 | 2 | 124.7645 | 45 | 740.48 | 0.72 | 0 |  |  |  |  | 910.9645 |  | 740.48
2010 | 3 | 132.0621 | 45 | 761.08 | 1.168 | 0 |  |  |  |  | 939.3101 |  | 761.08
2010 | 4 | 137.2012 | 45 | 569.17 | 1.141 | 0 |  |  |  |  | 752.5122 |  | 569.17
2010 | 5 | 150.6742 | 45 | 712.93 | 1.13 | 0 |  |  |  |  | 909.7342 |  | 712.93
2010 | 6 | 153.8157 | 45 | 797.42 | 1.138 | 0 |  |  |  |  | 997.3737 |  | 797.42
2010 | 7 | 162.18 | 45 | 765.29 | 1.146 | 0 |  |  |  |  | 973.616 |  | 765.29
2010 | 8 | 160.6443 | 45 | 793.6 | 1.155 | 0 |  |  |  |  | 1000.3993 |  | 793.6
2010 | 9 | 151.5982 | 45 | 732.59 | 1.083 | 0 |  |  |  |  | 930.2712 |  | 732.59
2010 | 10 | 136.9501 | 45 | 679.54 | 1.099 | 0 |  |  |  |  | 862.5891 |  | 679.54
2010 | 11 | 122.3269 | 45 | 595.83 | 1.196 | 0 |  |  |  |  | 764.3529 |  | 595.83
2010 | 12 | 126.9777 | 45 | 880.98 | 1.2 | 0 |  |  |  |  | 1054.1577 |  | 880.98
2011 | 1 | 126.8135 | 45 | 835.56 | 1.192 | 0 |  |  |  |  | 1008.5655 |  | 835.56
2011 | 2 | 125.4008 | 45 | 588.01 | 1.106 | 0 |  |  |  |  | 759.5168 |  | 588.01
2011 | 3 | 132.7356 | 45 | 571.61 | 1.2 | 0 |  |  |  |  | 750.5456 |  | 571.61
2011 | 4 | 137.9009 | 45 | 709.58 | 1.204 | 0 |  |  |  |  | 893.6849 |  | 709.58
2011 | 5 | 151.4426 | 45 | 710.69 | 1.22 | 0 |  |  |  |  | 908.3526 |  | 710.69
2011 | 6 | 141.3519 | 45 | 746.2 | 1.168 | 0 |  |  |  |  | 933.7199 |  | 746.2
2011 | 7 | 145.7818 | 45 | 763.14 | 1.155 | 0 |  |  |  |  | 955.0768 |  | 763.14
2011 | 8 | 146.6461 | 45 | 782.39 | 1.107 | 0 |  |  |  |  | 975.1431 |  | 782.39
2011 | 9 | 136.8311 | 45 | 750.42 | 1.148 | 0 |  |  |  |  | 933.3991 |  | 750.42
2011 | 10 | 116.8149 | 45 | 646.01 | 0.994 | 0 |  | 11.157 |  |  | 819.9759 | 0 | 646.01
2011 | 11 | 105.308 | 45 | 571.76 | 1.003 | 0 |  | 10.145 |  |  | 733.216 | 0 | 571.76
2011 | 12 | 108.3127 | 45 | 521.92 | 1.036 | 0 |  | 8.484 |  |  | 684.7527 | 0 | 521.92
2012 | 1 | 102.055 | 45 | 744.95 | 1.058 | 0 |  | 13.129 |  |  | 906.192 | 0.129 | 744.95
2012 | 2 | 111.5901 | 45 | 714.35 | 1.007 | 0 |  | 11.883 |  |  | 883.8301 | 1.883 | 714.35
2012 | 3 | 112.7477 | 45 | 583.43 | 0.99 | 0 |  | 10.638 |  |  | 752.8057 | -0.362 | 583.43
2012 | 4 | 126.2049 | 45 | 641.09 | 0.973 | 0 |  | 11.65 |  |  | 824.9179 | 0.65 | 641.09
2012 | 5 | 135.5162 | 45 | 731.04 | 0.975 | 0 |  | 13.132 | 8.313 |  | 933.9762 | 0.132 | 731.04
2012 | 6 | 138.0745 | 45 | 744.99 | 0.972 | 0 |  | 13.054 | 8.105 |  | 950.1955 | 1.054 | 744.99
2012 | 7 | 148.7855 | 45 | 769.73 | 0.986 | 0 |  | 13.417 | 8.571 |  | 986.4895 | 0.417 | 769.73
2012 | 8 | 144.6917 | 45 | 794.07 | 0.95 | 0 |  | 13.65 | 8.455 |  | 1006.8167 | 0.65 | 794.07
2012 | 9 | 135.1842 | 45 | 728.17 | 0.949 | 0 |  | 12.873 | 7.681 |  | 929.8572 | 1.873 | 728.17
2012 | 10 | 125.4417 | 45 | 703.91 | 0.879 | 0 |  | 12.1114 | 6.442 |  | 893.7841 | 1.1114 | 703.91
2012 | 11 | 86.5136 | 45 | 461.63 | 1.01 | 0 |  | 8.1558 | 6.02 |  | 608.3294 | 0.15576 | 461.63
2012 | 12 | 112.0458 | 45 | 552.99 | 1.015 | 0 |  | 10.032 | 5.707 |  | 726.7898 | 1.032 | 552.99
2013 | 1 | 104.3405 | 45 | 516.3 | 1.11 | 0 |  | 8.9628 | 6.528 |  | 682.2413 | -0.037157 | 516.3
2013 | 2 | 114.5764 | 45 | 656.87 | 1.11 | 0 |  | 10.8526 | 6.727 |  | 835.136 | 0.85259 | 656.87
2013 | 3 | 126.2049 | 45 | 638.2 | 1.11 | 0 |  | 11.3644 | 6.742 |  | 828.6213 | 0.3644 | 638.2
2013 | 4 | 126.9619 | 45 | 608.87 | 1.11 | 0 |  | 11.5789 | 6.324 |  | 799.8448 | 1.5789 | 608.87
2013 | 5 | 139.3168 | 45 | 714.4 | 1.11 | 0 |  | 12.3663 | 7.555 |  | 919.748 | 0.36626 | 714.4
2013 | 6 | 141.9179 | 0 | 761.88 | 1.11 | 0 |  | 13.1847 | 7.988 |  | 926.0807 | 1.1847 | 716.88
2013 | 7 | 148.1827 | 0 | 765.04 | 1.11 | 0 |  | 12.4998 | 8.255 |  | 935.0875 | 1.4998 | 720.04
2013 | 8 | 143.4739 | 0 | 776.39 | 1.11 | 0 |  | 13.5557 | 8.389 |  | 942.9186 | 0.55569 | 731.39
2013 | 9 | 141.2916 | 0 | 760.21 | 1.11 | 0 |  | 13.0221 | 8.163 |  | 923.7967 | 0.022069 | 715.21
2013 | 10 | 130.0667 | 0 | 714.08 | 1.11 | 0 |  | 11.9041 | 7.22 |  | 864.3809 | 0.90415 | 669.08
2013 | 11 | 115.3406 | 0 | 619.31 | 1.11 | 0 |  | 10.3095 | 5.707 |  | 751.7771 | 0.30948 | 574.31
2013 | 12 | 116.2683 | 0 | 571.82 | 0 | 0 |  | 10.032 | 6.401 |  | 704.5213 | 1.032 | 526.82
2014 | 1 | 120.126 | 0 | 762.855 | 0 | 0 | 0 | 12.4429 | 8.505 | 23 | 926.9289 | 0.44294 | 717.855
2014 | 2 | 119.199 | 0 | 610.407 | 0 | 0 | 35 | 9.4077 | 6.861 | 23 | 803.8747 | 0.4077 | 565.407
2014 | 3 | 125.468 | 0 | 590.11 | 0 | 0 | 20 | 9.0168 | 5.883 | 23 | 773.4778 | 1.0168 | 545.11
2014 | 4 | 131.171 | 0 | 723.713 | 0 | 0 | 10 | 12.4729 | 6.516 | 23 | 906.8729 | 0.47293 | 678.713
2014 | 5 | 136.16 | 0 | 758.007 | 0 | 0 | 20 | 12.6573 | 7.297 | 23 | 957.1213 | -0.34267 | 713.007
2014 | 6 | 148.586 | 0 | 836.135 | 0 | 200 | 35 | 13 | 7 | 23 | 1262.721 | 0 | 991.135
2014 | 7 | 155.797 | 0 | 738.902 | 0 | 200 | 35 | 12.9584 | 8.413 | 23 | 1174.0705 | 0.95841 | 893.902
2014 | 8 | 144.7172 | 0 | 791.5136 | 0 | 200 | 35 | 13.6028 | 8.422 | 13 | 1206.2557 | 0.60285 | 946.5136
2014 | 9 | 136.3214 | 0 | 740.3938 | 0 | 200 | 25 | 12.9475 | 7.922 | 13 | 1135.5847 | 0.94753 | 895.3938
2014 | 10 | 123.8459 | 0 | 678.9603 | 0 | 200 | 20 | 12.0078 | 6.831 | 13 | 1054.6449 | 1.0078 | 833.9603
2014 | 11 | 109.8551 | 0 | 602.5637 | 0 | 200 | 10 | 9.2326 | 5.8635 | 13 | 950.5149 | 0.23262 | 757.5637
2014 | 12 | 114.5042 | 0 | 613.8804 | 0 | 200 | 20 | 10.032 | 6.054 | 13 | 977.4707 | 1.032 | 768.8804
2015 | 1 | 121.7562 | 0 | 818.9489 | 0 | 200 | 40 | 10.7029 | 7.5165 | 63.3688 | 1262.2933 | 0.20289 | 973.9489
2015 | 2 | 120.3999 | 0 | 718.3592 | 0 | 200 | 40 | 10.1301 | 6.794 | 60.838 | 1156.5213 | 0.63015 | 873.3592
2015 | 3 | 127.4422 | 0 | 608.9674 | 0 | 200 | 20 | 10.1906 | 6.3125 | 43.9659 | 1016.8785 | 0.6906 | 763.9674
2015 | 4 | 132.4015 | 0 | 623.405 | 0 | 200 | 20 | 12.0259 | 6.42 | 47.3403 | 1041.5926 | 1.0259 | 778.405
2015 | 5 | 145.4032 | 0 | 712.3722 | 0 | 200 | 25 | 12.5118 | 7.426 | 65.056 | 1167.7693 | 0.011793 | 867.3722
2015 | 6 | 148.4348 | 0 | 750.3689 | 0 | 200 | 40 | 13.0924 | 7.494 | 66.7432 | 1226.1333 | 0.59237 | 905.3689
2015 | 7 | 156.506 | 0 | 779.5983 | 0 | 200 | 45 | 12.9584 | 8.334 | 64.2124 | 1266.6092 | 0.95841 | 934.5983
2015 | 8 | 155.0246 | 0 | 779.97 | 0 | 200 | 45 | 13.6028 | 8.4055 | 71.8049 | 1273.8078 | 0.60285 | 934.97
2015 | 9 | 146.2949 | 0 | 745.0113 | 0 | 200 | 30 | 12.9475 | 8.0425 | 62.5252 | 1204.8214 | 0.94753 | 900.0113
2015 | 10 | 132.1592 | 0 | 685.6471 | 0 | 200 | 20 | 12.0078 | 7.0255 | 60.838 | 1117.6776 | 1.0078 | 840.6471
2015 | 11 | 118.0476 | 0 | 611.6533 | 0 | 200 | 15 | 9.2326 | 5.7852 | 43.1223 | 1002.8411 | 0.23262 | 766.6533
2015 | 12 | 122.5357 | 0 | 623.8279 | 0 | 200 | 20 | 10.032 | 6.2275 | 43.1223 | 1025.7454 | 1.032 | 778.8279
2016 | 1 | 122.3772 | 0 | 829.3219 | 0 | 200 | 40 | 10.7029 | 8.0108 | 63.3688 | 1273.7815 | 0.20289 | 984.3219
2016 | 2 | 121.014 | 0 | 729.2971 | 0 | 200 | 40 | 10.1301 | 6.8275 | 60.838 | 1168.1067 | 0.63015 | 884.2971
2016 | 3 | 128.0922 | 0 | 619.6293 | 0 | 200 | 25 | 10.1906 | 6.0977 | 43.9659 | 1032.9757 | 0.6906 | 774.6293
2016 | 4 | 133.0767 | 0 | 633.7121 | 0 | 200 | 20 | 12.0259 | 6.468 | 47.3403 | 1052.623 | 1.0259 | 788.7121
2016 | 5 | 146.1447 | 0 | 721.0773 | 0 | 200 | 30 | 12.5118 | 7.3615 | 65.056 | 1182.1514 | 0.011793 | 876.0773
2016 | 6 | 149.1918 | 0 | 758.0675 | 0 | 200 | 40 | 13.0924 | 7.247 | 66.7432 | 1234.342 | 0.59237 | 913.0675
2016 | 7 | 157.304 | 0 | 786.8388 | 0 | 200 | 45 | 12.9584 | 8.3735 | 64.2124 | 1274.6871 | 0.95841 | 941.8388
2016 | 8 | 155.8152 | 0 | 787.7523 | 0 | 200 | 45 | 13.6028 | 8.4138 | 71.8049 | 1282.389 | 0.60285 | 942.7523
2016 | 9 | 147.041 | 0 | 754.2932 | 0 | 200 | 35 | 12.9475 | 7.9823 | 62.5252 | 1219.7892 | 0.94753 | 909.2932
2016 | 10 | 132.8333 | 0 | 697.1262 | 0 | 200 | 25 | 12.0078 | 6.9282 | 60.838 | 1134.7334 | 1.0078 | 852.1262
2016 | 11 | 118.6497 | 0 | 625.6349 | 0 | 200 | 20 | 9.2326 | 5.8244 | 43.1223 | 1022.4638 | 0.23262 | 780.6349
2016 | 12 | 123.1606 | 0 | 638.4933 | 0 | 200 | 25 | 10.032 | 6.1408 | 43.1223 | 1045.949 | 1.032 | 793.4933
2017 | 1 | 123.0013 | 0 | 843.7507 | 0 | 200 | 45 |  | 7.7636 | 0 | 1219.5156 | 0 | 998.7507
2017 | 2 | 121.6311 | 0 | 743.3707 | 0 | 200 | 45 |  | 6.8108 | 0 | 1116.8126 | 0 | 898.3707
2017 | 3 | 128.7454 | 0 | 633.0256 | 0 | 200 | 30 |  | 6.2051 | 0 | 997.9761 | 0 | 788.0256
2017 | 4 | 133.7554 | 0 | 645.7472 | 0 | 200 | 20 |  | 6.444 | 0 | 1005.9467 | 0 | 800.7472
2017 | 5 | 146.8901 | 0 | 729.6994 | 0 | 200 | 30 |  |  | 0 | 1106.5895 | 0 | 884.6994
2017 | 6 | 149.9527 | 0 | 764.2285 | 0 | 200 | 45 |  |  | 0 | 1159.1812 | 0 | 919.2285
2017 | 7 | 158.107 | 0 | 791.3319 | 0 | 200 | 45 |  |  | 0 | 1194.4389 | 0 | 946.3319
2017 | 8 | 156.6098 | 0 | 791.8993 | 0 | 200 | 45 |  |  | 0 | 1193.5091 | 0 | 946.8993
2017 | 9 | 147.7909 | 0 | 759.6913 | 0 | 200 | 35 |  |  | 0 | 1142.4822 | 0 | 914.6913
2017 | 10 | 133.5107 | 0 | 705.4427 | 0 | 200 | 30 |  |  | 0 | 1068.9534 | 0 | 860.4427
2017 | 11 | 119.2548 | 0 | 637.7849 | 0 | 200 | 20 |  |  | 0 | 977.0397 | 0 | 792.7849
2017 | 12 | 123.7887 | 0 | 651.7584 | 0 | 200 | 30 |  |  | 0 | 1005.5472 | 0 | 806.7584
2018 | 1 | 123.6286 | 0 | 857.4418 | 0 | 200 |  |  |  | 0 | 1181.0704 | 0 | 1012.4418
2018 | 2 | 122.2515 | 0 | 756.4743 | 0 | 200 |  |  |  | 0 | 1078.7257 | 0 | 911.4743
2018 | 3 | 129.402 | 0 | 644.9775 | 0 | 200 |  |  |  | 0 | 974.3795 | 0 | 799.9775
2018 | 4 | 134.4376 | 0 | 656.202 | 0 | 200 |  |  |  | 0 | 990.6396 | 0 | 811.202
2018 | 5 | 147.6392 | 0 | 737.3234 | 0 | 200 |  |  |  | 0 | 1084.9626 | 0 | 892.3234
2018 | 6 | 150.7175 | 0 | 769.6946 | 0 | 200 |  |  |  | 0 | 1120.412 | 0 | 924.6946
2018 | 7 | 158.913 | 0 | 795.3078 | 0 | 200 |  |  |  | 0 | 1154.2208 | 0 | 950.3078
2018 | 8 | 157.4086 | 0 | 795.2097 | 0 | 200 |  |  |  | 0 | 1152.6182 | 0 | 950.2097
2018 | 9 | 148.5446 | 0 | 763.5967 | 0 | 200 |  |  |  | 0 | 1112.1413 | 0 | 918.5967
2018 | 10 | 134.1916 | 0 | 711.3392 | 0 | 200 |  |  |  | 0 | 1045.5308 | 0 | 866.3392
2018 | 11 | 119.863 | 0 | 646.7003 | 0 | 200 |  |  |  | 0 | 966.5632 | 0 | 801.7003
2018 | 12 | 124.4201 | 0 | 662.0103 | 0 | 200 |  |  |  | 0 | 986.4304 | 0 | 817.0103
2019 | 1 | 124.2591 | 0 | 868.3207 | 0 | 200 |  |  |  | 0 | 1192.5798 | 0 | 1023.3207
2019 | 2 | 122.8749 | 0 | 767.2122 | 0 | 200 |  |  |  | 0 | 1090.0871 | 0 | 922.2122
2019 | 3 | 130.062 | 0 | 654.8044 | 0 | 200 |  |  |  | 0 | 984.8664 | 0 | 809.8044
2019 | 4 | 135.1232 | 0 | 664.748 | 0 | 200 |  |  |  | 0 | 999.8712 | 0 | 819.748
2019 | 5 | 148.3922 | 0 | 743.3144 | 0 | 200 |  |  |  | 0 | 1091.7066 | 0 | 898.3144
2019 | 6 | 151.4861 | 0 | 773.9602 | 0 | 200 |  |  |  | 0 | 1125.4463 | 0 | 928.9602
2019 | 7 | 159.723 | 0 | 798.6001 | 0 | 200 |  |  |  | 0 | 1158.3231 | 0 | 953.6001
2019 | 8 | 158.2113 | 0 | 798.4271 | 0 | 200 |  |  |  | 0 | 1156.6385 | 0 | 953.4271
2019 | 9 | 149.3022 | 0 | 767.8342 | 0 | 200 |  |  |  | 0 | 1117.1364 | 0 | 922.8342
2019 | 10 | 134.876 | 0 | 717.3688 | 0 | 200 |  |  |  | 0 | 1052.2448 | 0 | 872.3688
2019 | 11 | 120.4743 | 0 | 654.8556 | 0 | 200 |  |  |  | 0 | 975.3299 | 0 | 809.8556
2019 | 12 | 125.0546 | 0 | 670.3316 | 0 | 200 |  |  |  | 0 | 995.3862 | 0 | 825.3316
2020 | 1 | 124.8928 | 0 | 876.2967 | 0 | 200 |  |  |  |  | 1201.1895 | 0 | 1031.2967
2020 | 2 | 123.5016 | 0 | 775.0939 | 0 | 200 |  |  |  |  | 1098.5955 | 0 | 930.0939
2020 | 3 | 130.7253 | 0 | 661.5708 | 0 | 200 |  |  |  |  | 992.2961 | 0 | 816.5708
2020 | 4 | 135.8123 | 0 | 670.4469 | 0 | 200 |  |  |  |  | 1006.2593 | 0 | 825.4469
2020 | 5 | 149.149 | 0 | 746.5322 | 0 | 200 |  |  |  |  | 1095.6812 | 0 | 901.5322
2020 | 6 | 152.2587 | 0 | 775.419 | 0 | 200 |  |  |  |  | 1127.6777 | 0 | 930.419
2020 | 7 | 160.538 | 0 | 798.8013 | 0 | 200 |  |  |  |  | 1159.3393 | 0 | 953.8013
2020 | 8 | 159.0182 | 0 | 798.4008 | 0 | 200 |  |  |  |  | 1157.419 | 0 | 953.4008
2020 | 9 | 150.0636 | 0 | 768.8195 | 0 | 200 |  |  |  |  | 1118.8832 | 0 | 923.8195
2020 | 10 | 135.5639 | 0 | 720.4869 | 0 | 200 |  |  |  |  | 1056.0508 | 0 | 875.4869
2020 | 11 | 121.0887 | 0 | 660.9733 | 0 | 200 |  |  |  |  | 982.062 | 0 | 815.9733
2020 | 12 | 125.6924 | 0 | 677.6423 | 0 | 200 |  |  |  |  | 1003.3347 | 0 | 832.6423
2021 | 1 | 125.5298 | 0 | 884.251 | 0 | 200 |  |  |  |  | 1209.7808 | 0 | 1039.251
2021 | 2 | 124.1315 | 0 | 782.3861 | 0 | 200 |  |  |  |  | 1106.5176 | 0 | 937.3861
2021 | 3 | 131.392 | 0 | 668.4555 | 0 | 200 |  |  |  |  | 999.8475 | 0 | 823.4555
2021 | 4 | 136.505 | 0 | 676.3641 | 0 | 200 |  |  |  |  | 1012.8691 | 0 | 831.3641
2021 | 5 | 149.9096 | 0 | 750.8607 | 0 | 200 |  |  |  |  | 1100.7703 | 0 | 905.8607
2021 | 6 | 153.0352 | 0 | 778.2552 | 0 | 0 |  |  |  |  | 931.2904 | 0 | 733.2552
2021 | 7 | 161.357 | 0 | 800.9388 | 0 | 0 |  |  |  |  | 962.2958 | 0 | 755.9388
2021 | 8 | 159.8292 | 0 | 800.4251 | 0 | 0 |  |  |  |  | 960.2543 | 0 | 755.4251
2021 | 9 | 150.829 | 0 | 771.3444 | 0 | 0 |  |  |  |  | 922.1734 | 0 | 726.3444
2021 | 10 | 136.2552 | 0 | 724.394 | 0 | 0 |  |  |  |  | 860.6493 | 0 | 679.394
2021 | 11 | 121.7062 | 0 | 666.9481 | 0 | 0 |  |  |  |  | 788.6543 | 0 | 621.9481
2021 | 12 | 126.3334 | 0 | 684.5325 | 0 | 0 |  |  |  |  | 810.8659 | 0 | 639.5325
2022 | 1 | 126.17 | 0 | 891.6008 | 0 | 0 |  |  |  |  | 1017.7708 | 0 | 846.6008
2022 | 2 | 124.7645 | 0 | 789.6583 | 0 | 0 |  |  |  |  | 914.4228 | 0 | 744.6583
2022 | 3 | 132.0621 | 0 | 675.2068 | 0 | 0 |  |  |  |  | 807.2689 | 0 | 630.2068
2022 | 4 | 137.2012 | 0 | 682.4413 | 0 | 0 |  |  |  |  | 819.6425 | 0 | 637.4413
2022 | 5 | 150.6742 | 0 | 755.6277 | 0 | 0 |  |  |  |  | 906.3019 | 0 | 710.6277
2022 | 6 | 153.8157 | 0 | 782.686 | 0 | 0 |  |  |  |  | 936.5017 | 0 | 737.686
2022 | 7 | 162.18 | 0 | 804.9467 | 0 | 0 |  |  |  |  | 967.1267 | 0 | 759.9467
2022 | 8 | 160.6443 | 0 | 804.4096 | 0 | 0 |  |  |  |  | 965.054 | 0 | 759.4096
2022 | 9 | 151.5982 | 0 | 775.8554 | 0 | 0 |  |  |  |  | 927.4536 | 0 | 730.8554
2022 | 10 | 136.9501 | 0 | 730.0075 | 0 | 0 |  |  |  |  | 866.9576 | 0 | 685.0075
2022 | 11 | 122.3269 | 0 | 674.1279 | 0 | 0 |  |  |  |  | 796.4549 | 0 | 629.1279
2022 | 12 | 126.9777 | 0 | 692.3193 | 0 | 0 |  |  |  |  | 819.2971 | 0 | 647.3193
2023 | 1 | 126.8135 | 0 | 899.8341 | 0 | 0 |  |  |  |  | 1026.6476 | 0 | 854.8341
2023 | 2 | 125.4008 | 0 | 797.8914 | 0 | 0 |  |  |  |  | 923.2922 | 0 | 752.8914
2023 | 3 | 132.7356 | 0 | 683.2633 | 0 | 0 |  |  |  |  | 815.9989 | 0 | 638.2633
2023 | 4 | 137.9009 | 0 | 690.2334 | 0 | 0 |  |  |  |  | 828.1342 | 0 | 645.2334
2023 | 5 | 151.4426 | 0 | 762.8285 | 0 | 0 |  |  |  |  | 914.2711 | 0 | 717.8285
2023 | 6 | 154.6002 | 0 | 789.5228 | 0 | 0 |  |  |  |  | 944.123 | 0 | 744.5228
2023 | 7 | 163.007 | 0 | 811.5117 | 0 | 0 |  |  |  |  | 974.5187 | 0 | 766.5117
2023 | 8 | 161.4636 | 0 | 810.8807 | 0 | 0 |  |  |  |  | 972.3443 | 0 | 765.8807
2023 | 9 | 152.3713 | 0 | 782.5657 | 0 | 0 |  |  |  |  | 934.9371 | 0 | 737.5657
2023 | 10 | 137.6486 | 0 | 737.2653 | 0 | 0 |  |  |  |  | 874.9139 | 0 | 692.2653
2023 | 11 | 122.9508 | 0 | 682.2459 | 0 | 0 |  |  |  |  | 805.1967 | 0 | 637.2459
2023 | 12 | 127.6253 | 0 | 700.7998 | 0 | 0 |  |  |  |  | 828.4251 | 0 | 655.7998
2024 | 1 | 127.4602 | 0 | 908.5461 | 0 | 0 |  |  |  |  | 1036.0063 | 0 | 863.5461
2024 | 2 | 126.0404 | 0 | 806.8347 | 0 | 0 |  |  |  |  | 932.8751 | 0 | 761.8347
2024 | 3 | 133.4126 | 0 | 691.4728 | 0 | 0 |  |  |  |  | 824.8853 | 0 | 646.4728
2024 | 4 | 138.6042 | 0 | 698.0721 | 0 | 0 |  |  |  |  | 836.6762 | 0 | 653.0721
2024 | 5 | 152.215 | 0 | 770.3149 | 0 | 0 |  |  |  |  | 922.5298 | 0 | 725.3149
2024 | 6 | 155.3886 | 0 | 796.7784 | 0 | 0 |  |  |  |  | 952.1671 | 0 | 751.7784
2024 | 7 | 163.838 | 0 | 818.5769 | 0 | 0 |  |  |  |  | 982.4149 | 0 | 773.5769
2024 | 8 | 162.2871 | 0 | 817.771 | 0 | 0 |  |  |  |  | 980.058 | 0 | 772.771
2024 | 9 | 153.1484 | 0 | 789.4627 | 0 | 0 |  |  |  |  | 942.6111 | 0 | 744.4627
2024 | 10 | 138.3506 | 0 | 744.3561 | 0 | 0 |  |  |  |  | 882.7067 | 0 | 699.3561
2024 | 11 | 123.5779 | 0 | 689.8094 | 0 | 0 |  |  |  |  | 813.3872 | 0 | 644.8094
2024 | 12 | 128.2762 | 0 | 708.7866 | 0 | 0 |  |  |  |  | 837.0628 | 0 | 663.7866
2025 | 1 | 128.1103 | 0 | 916.8299 | 0 | 0 |  |  |  |  | 1044.9402 | 0 | 871.8299
2025 | 2 | 126.6832 | 0 | 814.7024 | 0 | 0 |  |  |  |  | 941.3856 | 0 | 769.7024
2025 | 3 | 134.093 | 0 | 699.625 | 0 | 0 |  |  |  |  | 833.718 | 0 | 654.625
2025 | 4 | 139.3111 | 0 | 706.035 | 0 | 0 |  |  |  |  | 845.346 | 0 | 661.035
2025 | 5 | 152.9913 | 0 | 778.114 | 0 | 0 |  |  |  |  | 931.1053 | 0 | 733.114
2025 | 6 | 156.1811 | 0 | 804.5401 | 0 | 0 |  |  |  |  | 960.7212 | 0 | 759.5401
2025 | 7 | 164.6732 | 0 | 826.3183 | 0 | 0 |  |  |  |  | 990.9915 | 0 | 781.3183
2025 | 8 | 163.1147 | 0 | 825.481 | 0 | 0 |  |  |  |  | 988.5958 | 0 | 780.481
2025 | 9 | 153.9295 | 0 | 797.2073 | 0 | 0 |  |  |  |  | 951.1368 | 0 | 752.2073
2025 | 10 | 139.0562 | 0 | 752.0918 | 0 | 0 |  |  |  |  | 891.148 | 0 | 707.0918
2025 | 11 | 124.2081 | 0 | 697.5281 | 0 | 0 |  |  |  |  | 821.7362 | 0 | 652.5281
2025 | 12 | 128.9304 | 0 | 716.3803 | 0 | 0 |  |  |  |  | 845.3107 | 0 | 671.3803
2026 | 1 | 128.7636 | 0 | 924.3747 | 0 | 0 |  |  |  |  | 1053.1383 | 0 | 879.3747
2026 | 2 | 127.3293 | 0 | 822.3562 | 0 | 0 |  |  |  |  | 949.6855 | 0 | 777.3562
2026 | 3 | 134.7768 | 0 | 707.4719 | 0 | 0 |  |  |  |  | 842.2487 | 0 | 662.4719
2026 | 4 | 140.0215 | 0 | 714.1075 | 0 | 0 |  |  |  |  | 854.129 | 0 | 669.1075
2026 | 5 | 153.7715 | 0 | 786.3084 | 0 | 0 |  |  |  |  | 940.0799 | 0 | 741.3084
2026 | 6 | 156.9776 | 0 | 812.8491 | 0 | 0 |  |  |  |  | 969.8267 | 0 | 767.8491
2026 | 7 | 165.5127 | 0 | 834.6372 | 0 | 0 |  |  |  |  | 1000.15 | 0 | 789.6372
2026 | 8 | 163.9466 | 0 | 833.743 | 0 | 0 |  |  |  |  | 997.6896 | 0 | 788.743
2026 | 9 | 154.7145 | 0 | 805.5644 | 0 | 0 |  |  |  |  | 960.2789 | 0 | 760.5644
2026 | 10 | 139.7654 | 0 | 760.6986 | 0 | 0 |  |  |  |  | 900.464 | 0 | 715.6986
2026 | 11 | 124.8416 | 0 | 706.6958 | 0 | 0 |  |  |  |  | 831.5374 | 0 | 661.6958
2026 | 12 | 129.588 | 0 | 726.0686 | 0 | 0 |  |  |  |  | 855.6565 | 0 | 681.0686
2027 | 1 | 129.4203 | 0 | 934.4119 | 0 | 0 |  |  |  |  | 1063.8322 | 0 | 889.4119
2027 | 2 | 127.9786 | 0 | 832.3841 | 0 | 0 |  |  |  |  | 960.3628 | 0 | 787.3841
2027 | 3 | 135.4642 | 0 | 717.267 | 0 | 0 |  |  |  |  | 852.7312 | 0 | 672.267
2027 | 4 | 140.7357 | 0 | 723.571 | 0 | 0 |  |  |  |  | 864.3066 | 0 | 678.571
2027 | 5 | 154.5558 | 0 | 795.4749 | 0 | 0 |  |  |  |  | 950.0306 | 0 | 750.4749
2027 | 6 | 157.7782 | 0 | 821.833 | 0 | 0 |  |  |  |  | 979.6112 | 0 | 776.833
2027 | 7 | 166.3565 | 0 | 843.4313 | 0 | 0 |  |  |  |  | 1009.7878 | 0 | 798.4313
2027 | 8 | 164.7828 | 0 | 842.306 | 0 | 0 |  |  |  |  | 1007.0888 | 0 | 797.306
2027 | 9 | 155.5036 | 0 | 813.9869 | 0 | 0 |  |  |  |  | 969.4905 | 0 | 768.9869
2027 | 10 | 140.4782 | 0 | 768.9667 | 0 | 0 |  |  |  |  | 909.4448 | 0 | 723.9667
2027 | 11 | 125.4783 | 0 | 714.8562 | 0 | 0 |  |  |  |  | 840.3345 | 0 | 669.8562
2027 | 12 | 130.2489 | 0 | 734.0636 | 0 | 0 |  |  |  |  | 864.3125 | 0 | 689.0636
2028 | 1 | 130.0804 | 0 | 942.2943 | 0 | 0 |  |  |  |  | 1072.3747 | 0 | 897.2943
2028 | 2 | 128.6313 | 0 | 840.6873 | 0 | 0 |  |  |  |  | 969.3186 | 0 | 795.6873
2028 | 3 | 136.1551 | 0 | 725.1581 | 0 | 0 |  |  |  |  | 861.3132 | 0 | 680.1581
2028 | 4 | 141.4534 | 0 | 731.4847 | 0 | 0 |  |  |  |  | 872.9381 | 0 | 686.4847
2028 | 5 | 155.344 | 0 | 803.3551 | 0 | 0 |  |  |  |  | 958.6991 | 0 | 758.3551
2028 | 6 | 158.5829 | 0 | 829.7085 | 0 | 0 |  |  |  |  | 988.2914 | 0 | 784.7085
2028 | 7 | 167.2046 | 0 | 851.2758 | 0 | 0 |  |  |  |  | 1018.4804 | 0 | 806.2758
2028 | 8 | 165.6232 | 0 | 850.1331 | 0 | 0 |  |  |  |  | 1015.7563 | 0 | 805.1331
2028 | 9 | 156.2966 | 0 | 821.8948 | 0 | 0 |  |  |  |  | 978.1915 | 0 | 776.8948
2028 | 10 | 141.1946 | 0 | 776.8839 | 0 | 0 |  |  |  |  | 918.0785 | 0 | 731.8839
2028 | 11 | 126.1182 | 0 | 722.7483 | 0 | 0 |  |  |  |  | 848.8665 | 0 | 677.7483
2028 | 12 | 130.9131 | 0 | 741.8308 | 0 | 0 |  |  |  |  | 872.7439 | 0 | 696.8308
2029 | 1 | 130.7438 | 0 | 949.9599 | 0 | 0 |  |  |  |  | 1080.7036 | 0 | 904.9599
2029 | 2 | 129.2874 | 0 | 847.86 | 0 | 0 |  |  |  |  | 977.1474 | 0 | 802.86
2029 | 3 | 136.8495 | 0 | 732.7491 | 0 | 0 |  |  |  |  | 869.5986 | 0 | 687.7491
2029 | 4 | 142.1748 | 0 | 739.0239 | 0 | 0 |  |  |  |  | 881.1987 | 0 | 694.0239
2029 | 5 | 156.1363 | 0 | 810.7626 | 0 | 0 |  |  |  |  | 966.8989 | 0 | 765.7626
2029 | 6 | 159.3917 | 0 | 836.9954 | 0 | 0 |  |  |  |  | 996.387 | 0 | 791.9954
2029 | 7 | 168.057 | 0 | 858.4508 | 0 | 0 |  |  |  |  | 1026.5078 | 0 | 813.4508
2029 | 8 | 166.4678 | 0 | 857.2794 | 0 | 0 |  |  |  |  | 1023.7472 | 0 | 812.2794
2029 | 9 | 157.0938 | 0 | 829.1331 | 0 | 0 |  |  |  |  | 986.2269 | 0 | 784.1331
2029 | 10 | 141.9147 | 0 | 784.1174 | 0 | 0 |  |  |  |  | 926.0321 | 0 | 739.1174
2029 | 11 | 126.7614 | 0 | 729.8939 | 0 | 0 |  |  |  |  | 856.6553 | 0 | 684.8939
2029 | 12 | 131.5808 | 0 | 748.7967 | 0 | 0 |  |  |  |  | 880.3775 | 0 | 703.7967
2030 | 1 | 131.4106 | 0 | 956.8111 | 0 | 0 |  |  |  |  | 1088.2216 | 0 | 911.8111
2030 | 2 | 129.9467 | 0 | 855.0939 | 0 | 0 |  |  |  |  | 985.0406 | 0 | 810.0939
2030 | 3 | 137.5474 | 0 | 740.4196 | 0 | 0 |  |  |  |  | 877.967 | 0 | 695.4196
2030 | 4 | 142.8999 | 0 | 746.6408 | 0 | 0 |  |  |  |  | 889.5407 | 0 | 701.6408
2030 | 5 | 156.9325 | 0 | 818.2385 | 0 | 0 |  |  |  |  | 975.171 | 0 | 773.2385
2030 | 6 | 160.2046 | 0 | 844.3462 | 0 | 0 |  |  |  |  | 1004.5507 | 0 | 799.3462
2030 | 7 | 168.9137 | 0 | 865.6863 | 0 | 0 |  |  |  |  | 1034.6001 | 0 | 820.6863
2030 | 8 | 167.3168 | 0 | 864.4857 | 0 | 0 |  |  |  |  | 1031.8025 | 0 | 819.4857
2030 | 9 | 157.8949 | 0 | 836.4351 | 0 | 0 |  |  |  |  | 994.33 | 0
2030 | 10 | 142.6385 | 0 | 791.4183 | 0 | 0 |  |  |  |  | 934.0568 | 0
2030 | 11 | 127.4079 | 0 | 737.1101 | 0 | 0 |  |  |  |  | 864.518 | 0
2030 | 12 | 132.2518 | 0 | 755.828 | 0 | 0 |  |  |  |  | 888.0799 | 0
2031 | 1 | 132.0808 | 0 | 963.7117 | 0 | 0 |  |  |  |  | 1095.7924 | 0
2031 | 2 | 130.6095 | 0 | 862.3895 | 0 | 0 |  |  |  |  | 992.999 | 0
2031 | 3 | 138.2489 | 0 | 748.1704 | 0 | 0 |  |  |  |  | 886.4193 | 0
2031 | 4 | 143.6287 | 0 | 754.3362 | 0 | 0 |  |  |  |  | 897.9649 | 0
2031 | 5 | 157.7329 | 0 | 825.7833 | 0 | 0 |  |  |  |  | 983.5162 | 0
2031 | 6 | 161.0216 | 0 | 851.7616 | 0 | 0 |  |  |  |  | 1012.7832 | 0
2031 | 7 | 169.7748 | 0 | 872.9828 | 0 | 0 |  |  |  |  | 1042.7577 | 0
2031 | 8 | 168.1701 | 0 | 871.7526 | 0 | 0 |  |  |  |  | 1039.9228 | 0
2031 | 9 | 158.7002 | 0 | 843.8014 | 0 | 0 |  |  |  |  | 1002.5016 | 0
2031 | 10 | 143.3659 | 0 | 798.7872 | 0 | 0 |  |  |  |  | 942.1531 | 0
2031 | 11 | 128.0577 | 0 | 744.3977 | 0 | 0 |  |  |  |  | 872.4554 | 0
2031 | 12 | 132.9263 | 0 | 762.9254 | 0 | 0 |  |  |  |  | 895.8517 | 0
2032 | 1 | 132.7544 | 0 | 970.6621 | 0 | 0 |  |  |  |  | 1103.4164 | 0
2032 | 2 | 131.2756 | 0 | 869.7474 | 0 | 0 |  |  |  |  | 1001.023 | 0
2032 | 3 | 138.954 | 0 | 756.0023 | 0 | 0 |  |  |  |  | 894.9563 | 0
2032 | 4 | 144.3612 | 0 | 762.1109 | 0 | 0 |  |  |  |  | 906.4721 | 0
2032 | 5 | 158.5373 | 0 | 833.3976 | 0 | 0 |  |  |  |  | 991.935 | 0
2032 | 6 | 161.8428 | 0 | 859.2421 | 0 | 0 |  |  |  |  | 1021.0849 | 0
2032 | 7 | 170.6403 | 0 | 880.3408 | 0 | 0 |  |  |  |  | 1050.9812 | 0
2032 | 8 | 169.0278 | 0 | 879.0806 | 0 | 0 |  |  |  |  | 1048.1084 | 0
2032 | 9 | 159.5096 | 0 | 851.2326 | 0 | 0 |  |  |  |  | 1010.7422 | 0
2032 | 10 | 144.0971 | 0 | 806.2247 | 0 | 0 |  |  |  |  | 950.3218 | 0
2032 | 11 | 128.7108 | 0 | 751.7573 | 0 | 0 |  |  |  |  | 880.4681 | 0
2032 | 12 | 133.6042 | 0 | 770.0894 | 0 | 0 |  |  |  |  | 903.6936 | 0
2033 | 1 | 133.4314 | 0 | 977.6626 | 0 | 0 |  |  |  |  | 1111.094 | 0
2033 | 2 | 131.9451 | 0 | 877.168 | 0 | 0 |  |  |  |  | 1009.1131 | 0
2033 | 3 | 139.6626 | 0 | 763.9163 | 0 | 0 |  |  |  |  | 903.5789 | 0
2033 | 4 | 145.0974 | 0 | 769.9658 | 0 | 0 |  |  |  |  | 915.0632 | 0
2033 | 5 | 159.3459 | 0 | 841.0822 | 0 | 0 |  |  |  |  | 1000.428 | 0
2033 | 6 | 162.6682 | 0 | 866.7883 | 0 | 0 |  |  |  |  | 1029.4565 | 0
2033 | 7 | 171.5103 | 0 | 887.7609 | 0 | 0 |  |  |  |  | 1059.2711 | 0
2033 | 8 | 169.8898 | 0 | 886.4702 | 0 | 0 |  |  |  |  | 1056.3601 | 0
2033 | 9 | 160.3231 | 0 | 858.7293 | 0 | 0 |  |  |  |  | 1019.0523 | 0
2033 | 10 | 144.832 | 0 | 813.7315 | 0 | 0 |  |  |  |  | 958.5635 | 0
2033 | 11 | 129.3672 | 0 | 759.1897 | 0 | 0 |  |  |  |  | 888.5569 | 0
2033 | 12 | 134.2856 | 0 | 777.3207 | 0 | 0 |  |  |  |  | 911.6063 | 0
2034 | 1 | 134.1119 | 0 | 984.7136 | 0 | 0 |  |  |  |  | 1118.8255 | 0
2034 | 2 | 132.618 | 0 | 884.652 | 0 | 0 |  |  |  |  | 1017.27 | 0
2034 | 3 | 140.3749 | 0 | 771.913 | 0 | 0 |  |  |  |  | 912.2879 | 0
2034 | 4 | 145.8374 | 0 | 777.9016 | 0 | 0 |  |  |  |  | 923.739 | 0
2034 | 5 | 160.1585 | 0 | 848.8376 | 0 | 0 |  |  |  |  | 1008.9961 | 0
2034 | 6 | 163.4978 | 0 | 874.4008 | 0 | 0 |  |  |  |  | 1037.8986 | 0
2034 | 7 | 172.3846 | 0 | 895.2434 | 0 | 0 |  |  |  |  | 1067.628 | 0
2034 | 8 | 170.7563 | 0 | 893.922 | 0 | 0 |  |  |  |  | 1064.6783 | 0
2034 | 9 | 161.1407 | 0 | 866.2919 | 0 | 0 |  |  |  |  | 1027.4326 | 0
2034 | 10 | 145.5706 | 0 | 821.3081 | 0 | 0 |  |  |  |  | 966.8787 | 0
2034 | 11 | 130.027 | 0 | 766.6956 | 0 | 0 |  |  |  |  | 896.7226 | 0
2034 | 12 | 134.9705 | 0 | 784.6198 | 0 | 0 |  |  |  |  | 919.5903 | 0
2035 | 1 | 134.7959 | 0 | 991.8154 | 0 | 0 |  |  |  |  | 1126.6113 | 0
2035 | 2 | 133.2943 | 0 | 892.1998 | 0 | 0 |  |  |  |  | 1025.4941 | 0
2035 | 3 | 141.0908 | 0 | 779.9935 | 0 | 0 |  |  |  |  | 921.0843 | 0
2035 | 4 | 146.5812 | 0 | 785.9192 | 0 | 0 |  |  |  |  | 932.5004 | 0
2035 | 5 | 160.9754 | 0 | 856.6645 | 0 | 0 |  |  |  |  | 1017.6399 | 0
2035 | 6 | 164.3317 | 0 | 882.0801 | 0 | 0 |  |  |  |  | 1046.4118 | 0
2035 | 7 | 173.2634 | 0 | 902.789 | 0 | 0 |  |  |  |  | 1076.0524 | 0
2035 | 8 | 171.6271 | 0 | 901.4363 | 0 | 0 |  |  |  |  | 1073.0635 | 0
2035 | 9 | 161.9625 | 0 | 873.9212 | 0 | 0 |  |  |  |  | 1035.8837 | 0
2035 | 10 | 146.313 | 0 | 828.9553 | 0 | 0 |  |  |  |  | 975.2683 | 0
2035 | 11 | 130.6901 | 0 | 774.2757 | 0 | 0 |  |  |  |  | 904.9658 | 0
2035 | 12 | 135.6588 | 0 | 791.9875 | 0 | 0 |  |  |  |  | 927.6464 | 0
2036 | 1 | 135.4833 | 0 | 998.9685 | 0 | 0 |  |  |  |  | 1134.4518 | 0
2036 | 2 | 133.9741 | 0 | 899.812 | 0 | 0 |  |  |  |  | 1033.7862 | 0
2036 | 3 | 141.8104 | 0 | 788.1586 | 0 | 0 |  |  |  |  | 929.9689 | 0
2036 | 4 | 147.3288 | 0 | 794.0194 | 0 | 0 |  |  |  |  | 941.3482 | 0
2036 | 5 | 161.7963 | 0 | 864.5636 | 0 | 0 |  |  |  |  | 1026.3599 | 0
2036 | 6 | 165.1697 | 0 | 889.8269 | 0 | 0 |  |  |  |  | 1054.9967 | 0
2036 | 7 | 174.1467 | 0 | 910.3983 | 0 | 0 |  |  |  |  | 1084.545 | 0
2036 | 8 | 172.5024 | 0 | 909.0139 | 0 | 0 |  |  |  |  | 1081.5163 | 0
2036 | 9 | 162.7885 | 0 | 881.6176 | 0 | 0 |  |  |  |  | 1044.4062 | 0
2036 | 10 | 147.0592 | 0 | 836.6737 | 0 | 0 |  |  |  |  | 983.7329 | 0
2036 | 11 | 131.3566 | 0 | 781.9307 | 0 | 0 |  |  |  |  | 913.2873 | 0
2036 | 12 | 136.3507 | 0 | 799.4244 | 0 | 0 |  |  |  |  | 935.7751 | 0
2037 | 1 | 136.1743 | 0 | 1006.1731 | 0 | 0 |  |  |  |  | 1142.3474 | 0
2037 | 2 | 134.6574 | 0 | 907.4892 | 0 | 0 |  |  |  |  | 1042.1466 | 0
2037 | 3 | 142.5336 | 0 | 796.4091 | 0 | 0 |  |  |  |  | 938.9427 | 0
2037 | 4 | 148.0802 | 0 | 802.2031 | 0 | 0 |  |  |  |  | 950.2833 | 0
2037 | 5 | 162.6215 | 0 | 872.5355 | 0 | 0 |  |  |  |  | 1035.157 | 0
2037 | 6 | 166.0121 | 0 | 897.6417 | 0 | 0 |  |  |  |  | 1063.6538 | 0
2037 | 7 | 175.0345 | 0 | 918.0716 | 0 | 0 |  |  |  |  | 1093.1061 | 0
2037 | 8 | 173.3822 | 0 | 916.6551 | 0 | 0 |  |  |  |  | 1090.0373 | 0
2037 | 9 | 163.6188 | 0 | 889.3819 | 0 | 0 |  |  |  |  | 1053.0006 | 0
2037 | 10 | 147.8092 | 0 | 844.464 | 0 | 0 |  |  |  |  | 992.2732 | 0
2037 | 11 | 132.0265 | 0 | 789.6614 | 0 | 0 |  |  |  |  | 921.688 | 0
2037 | 12 | 137.0461 | 0 | 806.9312 | 0 | 0 |  |  |  |  | 943.9773 | 0
2038 | 1 | 136.8688 | 0 | 1013.4297 | 0 | 0 |  |  |  |  | 1150.2985 | 0
2038 | 2 | 135.3442 | 0 | 915.2318 | 0 | 0 |  |  |  |  | 1050.576 | 0
2038 | 3 | 143.2605 | 0 | 804.746 | 0 | 0 |  |  |  |  | 948.0065 | 0
2038 | 4 | 148.8354 | 0 | 810.4712 | 0 | 0 |  |  |  |  | 959.3065 | 0
2038 | 5 | 163.4509 | 0 | 880.581 | 0 | 0 |  |  |  |  | 1044.0318 | 0
2038 | 6 | 166.8588 | 0 | 905.5252 | 0 | 0 |  |  |  |  | 1072.384 | 0
2038 | 7 | 175.9268 | 0 | 925.8097 | 0 | 0 |  |  |  |  | 1101.7365 | 0
2038 | 8 | 174.2664 | 0 | 924.3605 | 0 | 0 |  |  |  |  | 1098.627 | 0
2038 | 9 | 164.4532 | 0 | 897.2145 | 0 | 0 |  |  |  |  | 1061.6677 | 0
2038 | 10 | 148.5631 | 0 | 852.3268 | 0 | 0 |  |  |  |  | 1000.8898 | 0
2038 | 11 | 132.6999 | 0 | 797.4686 | 0 | 0 |  |  |  |  | 930.1685 | 0
2038 | 12 | 137.745 | 0 | 814.5084 | 0 | 0 |  |  |  |  | 952.2534 | 0
2039 | 1 | 137.5668 | 0 | 1020.7387 | 0 | 0 |  |  |  |  | 1158.3055 | 0
2039 | 2 | 136.0344 | 0 | 923.0405 | 0 | 0 |  |  |  |  | 1059.075 | 0
2039 | 3 | 143.9912 | 0 | 813.1702 | 0 | 0 |  |  |  |  | 957.1613 | 0
2039 | 4 | 149.5944 | 0 | 818.8244 | 0 | 0 |  |  |  |  | 968.4189 | 0
2039 | 5 | 164.2845 | 0 | 888.7006 | 0 | 0 |  |  |  |  | 1052.985 | 0
2039 | 6 | 167.7098 | 0 | 913.4779 | 0 | 0 |  |  |  |  | 1081.1876 | 0
2039 | 7 | 176.8237 | 0 | 933.6129 | 0 | 0 |  |  |  |  | 1110.4366 | 0
2039 | 8 | 175.1552 | 0 | 932.1308 | 0 | 0 |  |  |  |  | 1107.286 | 0
2039 | 9 | 165.2919 | 0 | 905.1161 | 0 | 0 |  |  |  |  | 1070.408 | 0
2039 | 10 | 149.3207 | 0 | 860.2628 | 0 | 0 |  |  |  |  | 1009.5835 | 0
2039 | 11 | 133.3766 | 0 | 805.3529 | 0 | 0 |  |  |  |  | 938.7296 | 0
2039 | 12 | 138.4475 | 0 | 822.1568 | 0 | 0 |  |  |  |  | 960.6043 | 0
2040 | 1 | 138.2684 | 0 | 1028.1003 | 0 | 0 |  |  |  |  | 1166.3687 | 0
2040 | 2 | 136.7282 | 0 | 930.9159 | 0 | 0 |  |  |  |  | 1067.6441 | 0
2040 | 3 | 144.7255 | 0 | 821.6825 | 0 | 0 |  |  |  |  | 966.408 | 0
2040 | 4 | 150.3574 | 0 | 827.2638 | 0 | 0 |  |  |  |  | 977.6212 | 0
2040 | 5 | 165.1223 | 0 | 896.8951 | 0 | 0 |  |  |  |  | 1062.0174 | 0
2040 | 6 | 168.5651 | 0 | 921.5004 | 0 | 0 |  |  |  |  | 1090.0655 | 0
2040 | 7 | 177.7251 | 0 | 941.4819 | 0 | 0 |  |  |  |  | 1119.207 | 0
2040 | 8 | 176.0485 | 0 | 939.9663 | 0 | 0 |  |  |  |  | 1116.0148 | 0
2040 | 9 | 166.1349 | 0 | 913.0872 | 0 | 0 |  |  |  |  | 1079.2221 | 0
2040 | 10 | 150.0823 | 0 | 868.2727 | 0 | 0 |  |  |  |  | 1018.3549 | 0
2040 | 11 | 134.0569 | 0 | 813.3152 | 0 | 0 |  |  |  |  | 947.3721 | 0
2040 | 12 | 139.1536 | 0 | 829.877 | 0 | 0 |  |  |  |  | 969.0306 | 0
2041 | 1 | 138.9736 | 0 | 1035.5151 | 0 | 0 |  |  |  |  | 1174.4887 | 0
2041 | 2 | 137.4255 | 0 | 938.8584 | 0 | 0 |  |  |  |  | 1076.2839 | 0
2041 | 3 | 145.4636 | 0 | 830.284 | 0 | 0 |  |  |  |  | 975.7476 | 0
2041 | 4 | 151.1242 | 0 | 835.7902 | 0 | 0 |  |  |  |  | 986.9143 | 0
2041 | 5 | 165.9644 | 0 | 905.1651 | 0 | 0 |  |  |  |  | 1071.1296 | 0
2041 | 6 | 169.4248 | 0 | 929.5934 | 0 | 0 |  |  |  |  | 1099.0181 | 0
2041 | 7 | 178.6311 | 0 | 949.4173 | 0 | 0 |  |  |  |  | 1128.0484 | 0
2041 | 8 | 176.9463 | 0 | 947.8677 | 0 | 0 |  |  |  |  | 1124.8141 | 0
2041 | 9 | 166.9822 | 0 | 921.1286 | 0 | 0 |  |  |  |  | 1088.1108 | 0
2041 | 10 | 150.8477 | 0 | 876.3571 | 0 | 0 |  |  |  |  | 1027.2048 | 0
2041 | 11 | 134.7405 | 0 | 821.3562 | 0 | 0 |  |  |  |  | 956.0968 | 0
2041 | 12 | 139.8633 | 0 | 837.6696 | 0 | 0 |  |  |  |  | 977.5329 | 0
2042 | 1 | 139.6824 | 0 | 1042.9833 | 0 | 0 |  |  |  |  | 1182.6657 | 0
2042 | 2 | 138.1264 | 0 | 946.8687 | 0 | 0 |  |  |  |  | 1084.9951 | 0
2042 | 3 | 146.2055 | 0 | 838.9755 | 0 | 0 |  |  |  |  | 985.181 | 0
2042 | 4 | 151.8949 | 0 | 844.4044 | 0 | 0 |  |  |  |  | 996.2993 | 0
2042 | 5 | 166.8109 | 0 | 913.5114 | 0 | 0 |  |  |  |  | 1080.3223 | 0
2042 | 6 | 170.2888 | 0 | 937.7574 | 0 | 0 |  |  |  |  | 1108.0463 | 0
2042 | 7 | 179.5418 | 0 | 957.4195 | 0 | 0 |  |  |  |  | 1136.9613 | 0
2042 | 8 | 177.8488 | 0 | 955.8356 | 0 | 0 |  |  |  |  | 1133.6844 | 0
2042 | 9 | 167.8338 | 0 | 929.2408 | 0 | 0 |  |  |  |  | 1097.0746 | 0
2042 | 10 | 151.617 | 0 | 884.5169 | 0 | 0 |  |  |  |  | 1036.1339 | 0
2042 | 11 | 135.4277 | 0 | 829.4767 | 0 | 0 |  |  |  |  | 964.9044 | 0
2042 | 12 | 140.5766 | 0 | 845.5355 | 0 | 0 |  |  |  |  | 986.1121 | 0
2043 | 1 | 140.3947 | 0 | 1050.5054 | 0 | 0 |  |  |  |  | 1190.9001 | 0
2043 | 2 | 138.8308 | 0 | 954.9474 | 0 | 0 |  |  |  |  | 1093.7782 | 0
2043 | 3 | 146.9511 | 0 | 847.758 | 0 | 0 |  |  |  |  | 994.7091 | 0
2043 | 4 | 152.6696 | 0 | 853.1074 | 0 | 0 |  |  |  |  | 1005.777 | 0
2043 | 5 | 167.6616 | 0 | 921.9347 | 0 | 0 |  |  |  |  | 1089.5963 | 0
2043 | 6 | 171.1573 | 0 | 945.9932 | 0 | 0 |  |  |  |  | 1117.1505 | 0
2043 | 7 | 180.4571 | 0 | 965.4892 | 0 | 0 |  |  |  |  | 1145.9463 | 0
2043 | 8 | 178.7558 | 0 | 963.8704 | 0 | 0 |  |  |  |  | 1142.6262 | 0
2043 | 9 | 168.6898 | 0 | 937.4244 | 0 | 0 |  |  |  |  | 1106.1142 | 0
2043 | 10 | 152.3903 | 0 | 892.7526 | 0 | 0 |  |  |  |  | 1045.1429 | 0
2043 | 11 | 136.1184 | 0 | 837.6775 | 0 | 0 |  |  |  |  | 973.7959 | 0
2043 | 12 | 141.2935 | 0 | 853.4752 | 0 | 0 |  |  |  |  | 994.7687 | 0
2044 | 1 | 141.1108 | 0 | 1058.0817 | 0 | 0 |  |  |  |  | 1199.1925 | 0
2044 | 2 | 139.5389 | 0 | 963.0949 | 0 | 0 |  |  |  |  | 1102.6338 | 0
2044 | 3 | 147.7006 | 0 | 856.6324 | 0 | 0 |  |  |  |  | 1004.333 | 0
2044 | 4 | 153.4482 | 0 | 861.9001 | 0 | 0 |  |  |  |  | 1015.3483 | 0
2044 | 5 | 168.5167 | 0 | 930.4356 | 0 | 0 |  |  |  |  | 1098.9523 | 0
2044 | 6 | 172.0302 | 0 | 954.3013 | 0 | 0 |  |  |  |  | 1126.3315 | 0
2044 | 7 | 181.377 | 0 | 973.6269 | 0 | 0 |  |  |  |  | 1155.0039 | 0
2044 | 8 | 179.6675 | 0 | 971.9727 | 0 | 0 |  |  |  |  | 1151.6402 | 0
2044 | 9 | 169.5501 | 0 | 945.6801 | 0 | 0 |  |  |  |  | 1115.2302 | 0
2044 | 10 | 153.1674 | 0 | 901.065 | 0 | 0 |  |  |  |  | 1054.2325 | 0
2044 | 11 | 136.8126 | 0 | 845.9594 | 0 | 0 |  |  |  |  | 982.772 | 0
2044 | 12 | 142.0141 | 0 | 861.4895 | 0 | 0 |  |  |  |  | 1003.5036 | 0
2045 | 1 | 141.8304 | 0 | 1065.7127 | 0 | 0 |  |  |  |  | 1207.5431 | 0
2045 | 2 | 140.2505 | 0 | 971.312 | 0 | 0 |  |  |  |  | 1111.5625 | 0
2045 | 3 | 148.4538 | 0 | 865.5997 | 0 | 0 |  |  |  |  | 1014.0536 | 0
2045 | 4 | 154.2308 | 0 | 870.7835 | 0 | 0 |  |  |  |  | 1025.0143 | 0
2045 | 5 | 169.3761 | 0 | 939.015 | 0 | 0 |  |  |  |  | 1108.3911 | 0
2045 | 6 | 172.9076 | 0 | 962.6824 | 0 | 0 |  |  |  |  | 1135.5899 | 0
2045 | 7 | 182.3017 | 0 | 981.8332 | 0 | 0 |  |  |  |  | 1164.1349 | 0
2045 | 8 | 180.5838 | 0 | 980.1432 | 0 | 0 |  |  |  |  | 1160.727 | 0
2045 | 9 | 170.4148 | 0 | 954.0086 | 0 | 0 |  |  |  |  | 1124.4234 | 0
2045 | 10 | 153.9486 | 0 | 909.4548 | 0 | 0 |  |  |  |  | 1063.4034 | 0
2045 | 11 | 137.5104 | 0 | 854.3231 | 0 | 0 |  |  |  |  | 991.8335 | 0
2045 | 12 | 142.7384 | 0 | 869.579 | 0 | 0 |  |  |  |  | 1012.3174 | 0
2046 | 1 | 142.5538 | 0 | 1073.3987 | 0 | 0 |  |  |  |  | 1215.9525 | 0
2046 | 2 | 140.9658 | 0 | 979.5992 | 0 | 0 |  |  |  |  | 1120.565 | 0
2046 | 3 | 149.211 | 0 | 874.6609 | 0 | 0 |  |  |  |  | 1023.8719 | 0
2046 | 4 | 155.0174 | 0 | 879.7584 | 0 | 0 |  |  |  |  | 1034.7757 | 0
2046 | 5 | 170.2399 | 0 | 947.6734 | 0 | 0 |  |  |  |  | 1117.9133 | 0
2046 | 6 | 173.7894 | 0 | 971.137 | 0 | 0 |  |  |  |  | 1144.9264 | 0
2046 | 7 | 183.231 | 0 | 990.1086 | 0 | 0 |  |  |  |  | 1173.3397 | 0
2046 | 8 | 181.5047 | 0 | 988.3824 | 0 | 0 |  |  |  |  | 1169.8871 | 0
2046 | 9 | 171.2839 | 0 | 962.4103 | 0 | 0 |  |  |  |  | 1133.6942 | 0
2046 | 10 | 154.7337 | 0 | 917.9227 | 0 | 0 |  |  |  |  | 1072.6565 | 0
2046 | 11 | 138.2117 | 0 | 862.7695 | 0 | 0 |  |  |  |  | 1000.9812 | 0
2046 | 12 | 143.4664 | 0 | 877.7445 | 0 | 0 |  |  |  |  | 1021.2109 | 0
2047 | 1 | 143.2808 | 0 | 1081.1402 | 0 | 0 |  |  |  |  | 1224.421 | 0
2047 | 2 | 141.6847 | 0 | 987.9571 | 0 | 0 |  |  |  |  | 1129.6418 | 0
2047 | 3 | 149.9719 | 0 | 883.817 | 0 | 0 |  |  |  |  | 1033.7889 | 0
2047 | 4 | 155.8079 | 0 | 888.8258 | 0 | 0 |  |  |  |  | 1044.6337 | 0
2047 | 5 | 171.1081 | 0 | 956.4116 | 0 | 0 |  |  |  |  | 1127.5198 | 0
2047 | 6 | 174.6757 | 0 | 979.666 | 0 | 0 |  |  |  |  | 1154.3417 | 0
2047 | 7 | 184.1651 | 0 | 998.4538 | 0 | 0 |  |  |  |  | 1182.619 | 0
2047 | 8 | 182.4304 | 0 | 996.6908 | 0 | 0 |  |  |  |  | 1179.1212 | 0
2047 | 9 | 172.1575 | 0 | 970.8861 | 0 | 0 |  |  |  |  | 1143.0435 | 0
2047 | 10 | 155.5229 | 0 | 926.4695 | 0 | 0 |  |  |  |  | 1081.9924 | 0
2047 | 11 | 138.9165 | 0 | 871.2995 | 0 | 0 |  |  |  |  | 1010.216 | 0
2047 | 12 | 144.198 | 0 | 885.9867 | 0 | 0 |  |  |  |  | 1030.1847 | 0
2048 | 1 | 144.0115 | 0 | 1088.9375 | 0 | 0 |  |  |  |  | 1232.949 | 0
2048 | 2 | 142.4073 | 0 | 996.3863 | 0 | 0 |  |  |  |  | 1138.7936 | 0
2048 | 3 | 150.7368 | 0 | 893.0688 | 0 | 0 |  |  |  |  | 1043.8056 | 0
2048 | 4 | 156.6026 | 0 | 897.9867 | 0 | 0 |  |  |  |  | 1054.5892 | 0
2048 | 5 | 171.9808 | 0 | 965.2305 | 0 | 0 |  |  |  |  | 1137.2113 | 0
2048 | 6 | 175.5666 | 0 | 988.2698 | 0 | 0 |  |  |  |  | 1163.8363 | 0
2048 | 7 | 185.104 | 0 | 1006.8694 | 0 | 0 |  |  |  |  | 1191.9734 | 0
2048 | 8 | 183.3608 | 0 | 1005.069 | 0 | 0 |  |  |  |  | 1188.4298 | 0
2048 | 9 | 173.0355 | 0 | 979.4365 | 0 | 0 |  |  |  |  | 1152.4719 | 0
2048 | 10 | 156.316 | 0 | 935.0959 | 0 | 0 |  |  |  |  | 1091.4119 | 0
2048 | 11 | 139.625 | 0 | 879.9138 | 0 | 0 |  |  |  |  | 1019.5388 | 0
2048 | 12 | 144.9335 | 0 | 894.3063 | 0 | 0 |  |  |  |  | 1039.2397 | 0
2049 | 1 | 144.746 | 0 | 1096.791 | 0 | 0 |  |  |  |  | 1241.5369 | 0
2049 | 2 | 143.1336 | 0 | 1004.8874 | 0 | 0 |  |  |  |  | 1148.021 | 0
2049 | 3 | 151.5056 | 0 | 902.4176 | 0 | 0 |  |  |  |  | 1053.9231 | 0
2049 | 4 | 157.4012 | 0 | 907.2419 | 0 | 0 |  |  |  |  | 1064.6432 | 0
2049 | 5 | 172.8579 | 0 | 974.1306 | 0 | 0 |  |  |  |  | 1146.9885 | 0
2049 | 6 | 176.4619 | 0 | 996.9492 | 0 | 0 |  |  |  |  | 1173.4111 | 0
2049 | 7 | 186.0477 | 0 | 1015.3559 | 0 | 0 |  |  |  |  | 1201.4035 | 0
2049 | 8 | 184.2959 | 0 | 1013.5177 | 0 | 0 |  |  |  |  | 1197.8136 | 0
2049 | 9 | 173.9179 | 0 | 988.0622 | 0 | 0 |  |  |  |  | 1161.9801 | 0
2049 | 10 | 157.1133 | 0 | 943.8025 | 0 | 0 |  |  |  |  | 1100.9158 | 0
2049 | 11 | 140.3371 | 0 | 888.6132 | 0 | 0 |  |  |  |  | 1028.9503 | 0
2049 | 12 | 145.6726 | 0 | 902.7039 | 0 | 0 |  |  |  |  | 1048.3766 | 0
2050 | 1 | 145.4842 | 0 | 1104.7011 | 0 | 0 |  |  |  |  | 1250.1853 | 0
2050 | 2 | 143.8636 | 0 | 1013.4611 | 0 | 0 |  |  |  |  | 1157.3246 | 0
2050 | 3 | 152.2782 | 0 | 911.8642 | 0 | 0 |  |  |  |  | 1064.1424 | 0
2050 | 4 | 158.204 | 0 | 916.5926 | 0 | 0 |  |  |  |  | 1074.7966 | 0
2050 | 5 | 173.7395 | 0 | 983.1129 | 0 | 0 |  |  |  |  | 1156.8523 | 0
2050 | 6 | 177.3619 | 0 | 1005.7048 | 0 | 0 |  |  |  |  | 1183.0667 | 0
2050 | 7 | 186.9961 | 0 | 1023.9139 | 0 | 0 |  |  |  |  | 1210.91 | 0
2050 | 8 | 185.2359 | 0 | 1022.0374 | 0 | 0 |  |  |  |  | 1207.2732 | 0
2050 | 9 | 174.8049 | 0 | 996.7639 | 0 | 0 |  |  |  |  | 1171.5688 | 0
2050 | 10 | 157.9145 | 0 | 952.5903 | 0 | 0 |  |  |  |  | 1110.5048 | 0
2050 | 11 | 141.0528 | 0 | 897.3987 | 0 | 0 |  |  |  |  | 1038.4515 | 0
2050 | 12 | 146.4155 | 0 | 911.1805 | 0 | 0 |  |  |  |  | 1057.596 | 0
2051 | 1 | 146.2261 | 0 | 1112.6683 | 0 | 0 |  |  |  |  | 1258.8945 | 0
2051 | 2 | 144.5973 | 0 | 1022.1079 | 0 | 0 |  |  |  |  | 1166.7051 | 0
2051 | 3 | 153.0549 | 0 | 921.4097 | 0 | 0 |  |  |  |  | 1074.4645 | 0
2051 | 4 | 159.0108 | 0 | 926.0396 | 0 | 0 |  |  |  |  | 1085.0505 | 0
2051 | 5 | 174.6255 | 0 | 992.1779 | 0 | 0 |  |  |  |  | 1166.8034 | 0
2051 | 6 | 178.2664 | 0 | 1014.5373 | 0 | 0 |  |  |  |  | 1192.8037 | 0
2051 | 7 | 187.9494 | 0 | 1032.544 | 0 | 0 |  |  |  |  | 1220.4934 | 0
2051 | 8 | 186.1806 | 0 | 1030.6287 | 0 | 0 |  |  |  |  | 1216.8092 | 0
2051 | 9 | 175.6964 | 0 | 1005.5422 | 0 | 0 |  |  |  |  | 1181.2386 | 0
2051 | 10 | 158.7199 | 0 | 961.4598 | 0 | 0 |  |  |  |  | 1120.1797 | 0
2051 | 11 | 141.7722 | 0 | 906.271 | 0 | 0 |  |  |  |  | 1048.0432 | 0
2051 | 12 | 147.1623 | 0 | 919.7366 | 0 | 0 |  |  |  |  | 1066.8989 | 0
2052 | 1 | 146.9719 | 0 | 1120.693 | 0 | 0 |  |  |  |  | 1267.6649 | 0
2052 | 2 | 145.3347 | 0 | 1030.8285 | 0 | 0 |  |  |  |  | 1176.1632 | 0
2052 | 3 | 153.8354 | 0 | 931.0551 | 0 | 0 |  |  |  |  | 1084.8905 | 0
2052 | 4 | 159.8218 | 0 | 935.584 | 0 | 0 |  |  |  |  | 1095.4058 | 0
2052 | 5 | 175.5161 | 0 | 1001.3265 | 0 | 0 |  |  |  |  | 1176.8427 | 0
2052 | 6 | 179.1756 | 0 | 1023.4473 | 0 | 0 |  |  |  |  | 1202.6229 | 0
2052 | 7 | 188.9076 | 0 | 1041.2469 | 0 | 0 |  |  |  |  | 1230.1544 | 0
2052 | 8 | 187.1301 | 0 | 1039.2922 | 0 | 0 |  |  |  |  | 1226.4223 | 0
2052 | 9 | 176.5925 | 0 | 1014.3978 | 0 | 0 |  |  |  |  | 1190.9902 | 0
2052 | 10 | 159.5294 | 0 | 970.4119 | 0 | 0 |  |  |  |  | 1129.9413 | 0
2052 | 11 | 142.4952 | 0 | 915.231 | 0 | 0 |  |  |  |  | 1057.7262 | 0
2052 | 12 | 147.9128 | 0 | 928.3731 | 0 | 0 |  |  |  |  | 1076.2859 | 0
2053 | 1 | 147.7214 | 0 | 1128.7755 | 0 | [5 empty] | 1276.497
2053 | 2 | 146.0759 | 0 | 1039.6234 | 0 | [5 empty] | 1185.6994
2053 | 3 | 154.62 | 0 | 940.8015 | 0 | [5 empty] | 1095.4215
2053 | 4 | 160.6369 | 0 | 945.2268 | 0 | [5 empty] | 1105.8637
2053 | 5 | 176.4113 | 0 | 1010.5595 | 0 | [5 empty] | 1186.9708
2053 | 6 | 180.0894 | 0 | 1032.4357 | 0 | [5 empty] | 1212.5251
2053 | 7 | 189.8706 | 0 | 1050.0231 | 0 | [5 empty] | 1239.8937
2053 | 8 | 188.0844 | 0 | 1048.0286 | 0 | [5 empty] | 1236.113
2053 | 9 | 177.4931 | 0 | 1023.3314 | 0 | [5 empty] | 1200.8245
2053 | 10 | 160.343 | 0 | 979.4474 | 0 | [5 empty] | 1139.7904
2053 | 11 | 143.222 | 0 | 924.2796 | 0 | [5 empty] | 1067.5016
2053 | 12 | 148.6671 | 0 | 937.0907 | 0 | [5 empty] | 1085.7578
2054 | 1 | 148.4748 | 0 | 1136.9164 | 0 | [5 empty] | 1285.3912
2054 | 2 | 146.8209 | 0 | 1048.4935 | 0 | [5 empty] | 1195.3144
2054 | 3 | 155.4086 | 0 | 950.6499 | 0 | [5 empty] | 1106.0585
2054 | 4 | 161.4561 | 0 | 954.969 | 0 | [5 empty] | 1116.4251
2054 | 5 | 177.311 | 0 | 1019.8776 | 0 | [5 empty] | 1197.1886
2054 | 6 | 181.0079 | 0 | 1041.5029 | 0 | [5 empty] | 1222.5108
2054 | 7 | 190.8386 | 0 | 1058.8733 | 0 | [5 empty] | 1249.7118
2054 | 8 | 189.0437 | 0 | 1056.8384 | 0 | [5 empty] | 1245.882
2054 | 9 | 178.3983 | 0 | 1032.3436 | 0 | [5 empty] | 1210.742
2054 | 10 | 161.1607 | 0 | 988.5671 | 0 | [5 empty] | 1149.7278
2054 | 11 | 143.9524 | 0 | 933.4177 | 0 | [5 empty] | 1077.3701
2054 | 12 | 149.4253 | 0 | 945.8901 | 0 | [5 empty] | 1095.3155
2055 | 1 | 149.2321 | 0 | 1145.1159 | 0 | [5 empty] | 1294.348
2055 | 2 | 147.5697 | 0 | 1057.4392 | 0 | [5 empty] | 1205.0089
2055 | 3 | 156.2011 | 0 | 960.6014 | 0 | [5 empty] | 1116.8026
2055 | 4 | 162.2795 | 0 | 964.8116 | 0 | [5 empty] | 1127.0911
2055 | 5 | 178.2152 | 0 | 1029.2817 | 0 | [5 empty] | 1207.4969
2055 | 6 | 181.931 | 0 | 1050.6498 | 0 | [5 empty] | 1232.5808
2055 | 7 | 191.8114 | 0 | 1067.7981 | 0 | [5 empty] | 1259.6095
2055 | 8 | 190.0078 | 0 | 1065.7222 | 0 | [5 empty] | 1255.73
2055 | 9 | 179.3081 | 0 | 1041.4353 | 0 | [5 empty] | 1220.7434
2055 | 10 | 161.9826 | 0 | 997.7716 | 0 | [5 empty] | 1159.7542
2055 | 11 | 144.6865 | 0 | 942.6461 | 0 | [5 empty] | 1087.3326
2055 | 12 | 150.1874 | 0 | 954.7722 | 0 | [5 empty] | 1104.9596
2056 | 1 | 149.9931 | 0 | 1153.3746 | 0 | [5 empty] | 1303.3677
2056 | 2 | 148.3223 | 0 | 1066.4612 | 0 | [5 empty] | 1214.7835
2056 | 3 | 156.9978 | 0 | 970.6571 | 0 | [5 empty] | 1127.6549
2056 | 4 | 163.1072 | 0 | 974.7556 | 0 | [5 empty] | 1137.8628
2056 | 5 | 179.1241 | 0 | 1038.7724 | 0 | [5 empty] | 1217.8966
2056 | 6 | 182.8588 | 0 | 1059.8771 | 0 | [5 empty] | 1242.7359
2056 | 7 | 192.7893 | 0 | 1076.7981 | 0 | [5 empty] | 1269.5874
2056 | 8 | 190.9768 | 0 | 1074.6807 | 0 | [5 empty] | 1265.6576
2056 | 9 | 180.2226 | 0 | 1050.607 | 0 | [5 empty] | 1230.8296
2056 | 10 | 162.8087 | 0 | 1007.0618 | 0 | [5 empty] | 1169.8706
2056 | 11 | 145.4244 | 0 | 951.9658 | 0 | [5 empty] | 1097.3902
2056 | 12 | 150.9534 | 0 | 963.7377 | 0 | [5 empty] | 1114.691
2057 | 1 | 150.7581 | 0 | 1161.6928 | 0 | [5 empty] | 1312.4509
2057 | 2 | 149.0787 | 0 | 1075.5602 | 0 | [5 empty] | 1224.6389
2057 | 3 | 157.7985 | 0 | 980.8181 | 0 | [5 empty] | 1138.6165
2057 | 4 | 163.939 | 0 | 984.8021 | 0 | [5 empty] | 1148.7411
2057 | 5 | 180.0377 | 0 | 1048.3507 | 0 | [5 empty] | 1228.3884
2057 | 6 | 183.7914 | 0 | 1069.1853 | 0 | [5 empty] | 1252.9768
2057 | 7 | 193.7721 | 0 | 1085.874 | 0 | [5 empty] | 1279.6461
2057 | 8 | 191.9508 | 0 | 1083.7146 | 0 | [5 empty] | 1275.6654
2057 | 9 | 181.1418 | 0 | 1059.8595 | 0 | [5 empty] | 1241.0012
2057 | 10 | 163.6391 | 0 | 1016.4386 | 0 | [5 empty] | 1180.0777
2057 | 11 | 146.1661 | 0 | 961.3776 | 0 | [5 empty] | 1107.5437
2057 | 12 | 151.7232 | 0 | 972.7873 | 0 | [5 empty] | 1124.5106
2058 | 1 | 151.527 | 0 | 1170.0711 | 0 | [5 empty] | 1321.598
2058 | 2 | 149.839 | 0 | 1084.7368 | 0 | [5 empty] | 1234.5759
2058 | 3 | 158.6032 | 0 | 991.0854 | 0 | [5 empty] | 1149.6886
2058 | 4 | 164.7751 | 0 | 994.9522 | 0 | [5 empty] | 1159.7273
2058 | 5 | 180.9559 | 0 | 1058.0173 | 0 | [5 empty] | 1238.9732
2058 | 6 | 184.7288 | 0 | 1078.5754 | 0 | [5 empty] | 1263.3041
2058 | 7 | 194.76 | 0 | 1095.0263 | 0 | [5 empty] | 1289.7863
2058 | 8 | 192.9298 | 0 | 1092.8243 | 0 | [5 empty] | 1285.7541
2058 | 9 | 182.0656 | 0 | 1069.1934 | 0 | [5 empty] | 1251.259
2058 | 10 | 164.4736 | 0 | 1025.9026 | 0 | [5 empty] | 1190.3763
2058 | 11 | 146.9116 | 0 | 970.8824 | 0 | [5 empty] | 1117.794
2058 | 12 | 152.497 | 0 | 981.922 | 0 | [5 empty] | 1134.419
2059 | 1 | 152.2998 | 0 | 1178.5097 | 0 | [5 empty] | 1330.8095
2059 | 2 | 150.6032 | 0 | 1093.9917 | 0 | [5 empty] | 1244.595
2059 | 3 | 159.4121 | 0 | 1001.4602 | 0 | [5 empty] | 1160.8723
2059 | 4 | 165.6155 | 0 | 1005.2068 | 0 | [5 empty] | 1170.8223
2059 | 5 | 181.8787 | 0 | 1067.773 | 0 | [5 empty] | 1249.6518
2059 | 6 | 185.6709 | 0 | 1088.0478 | 0 | [5 empty] | 1273.7187
2059 | 7 | 195.7528 | 0 | 1104.2558 | 0 | [5 empty] | 1300.0087
2059 | 8 | 193.9137 | 0 | 1102.0107 | 0 | [5 empty] | 1295.9244
2059 | 9 | 182.9941 | 0 | 1078.6096 | 0 | [5 empty] | 1261.6037
2059 | 10 | 165.3124 | 0 | 1035.4548 | 0 | [5 empty] | 1200.7672
2059 | 11 | 147.6608 | 0 | 980.4812 | 0 | [5 empty] | 1128.142
2059 | 12 | 153.2748 | 0 | 991.1424 | 0 | [5 empty] | 1144.4171
2060 | 1 | 153.0765 | 0 | 1187.0093 | 0 | [5 empty] | 1340.0857
2060 | 2 | 151.3713 | 0 | 1103.3256 | 0 | [5 empty] | 1254.6969
2060 | 3 | 160.2251 | 0 | 1011.9436 | 0 | [5 empty] | 1172.1687
2060 | 4 | 166.4601 | 0 | 1015.5672 | 0 | [5 empty] | 1182.0273
2060 | 5 | 182.8063 | 0 | 1077.6187 | 0 | [5 empty] | 1260.425
2060 | 6 | 186.6178 | 0 | 1097.6035 | 0 | [5 empty] | 1284.2213
2060 | 7 | 196.7508 | 0 | 1113.5631 | 0 | [5 empty] | 1310.3139
2060 | 8 | 194.9027 | 0 | 1111.2743 | 0 | [5 empty] | 1306.1769
2060 | 9 | 183.9274 | 0 | 1088.1087 | 0 | [5 empty] | 1272.0361
2060 | 10 | 166.1555 | 0 | 1045.0959 | 0 | [5 empty] | 1211.2514
2060 | 11 | 148.4139 | 0 | 990.175 | 0 | [5 empty] | 1138.5888
2060 | 12 | 154.0565 | 0 | 1000.4494 | 0 | [5 empty] | 1154.5058
2061 | 1 | 153.8572 | 0 | 1195.5701 | 0 | [5 empty] | 1349.4272
2061 | 2 | 152.1433 | 0 | 1112.7392 | 0 | [5 empty] | 1264.8824
2061 | 3 | 161.0423 | 0 | 1022.5367 | 0 | [5 empty] | 1183.5789
2061 | 4 | 167.309 | 0 | 1026.0343 | 0 | [5 empty] | 1193.3434
2061 | 5 | 183.7386 | 0 | 1087.5551 | 0 | [5 empty] | 1271.2938
2061 | 6 | 187.5695 | 0 | 1107.2431 | 0 | [5 empty] | 1294.8127
2061 | 7 | 197.7538 | 0 | 1122.9489 | 0 | [5 empty] | 1320.7027
2061 | 8 | 195.8967 | 0 | 1120.6157 | 0 | [5 empty] | 1316.5124
2061 | 9 | 184.8654 | 0 | 1097.6915 | 0 | [5 empty] | 1282.5569
2061 | 10 | 167.0029 | 0 | 1054.8268 | 0 | [5 empty] | 1221.8297
2061 | 11 | 149.1708 | 0 | 999.9645 | 0 | [5 empty] | 1149.1353
2061 | 12 | 154.8421 | 0 | 1009.8438 | 0 | [5 empty] | 1164.6859
2062 | 1 | 154.6418 | 0 | 1204.1926 | 0 | [5 empty] | 1358.8345
2062 | 2 | 152.9192 | 0 | 1122.233 | 0 | [5 empty] | 1275.1522
2062 | 3 | 161.8636 | 0 | 1033.2407 | 0 | [5 empty] | 1195.1043
2062 | 4 | 168.1623 | 0 | 1036.6094 | 0 | [5 empty] | 1204.7717
2062 | 5 | 184.6757 | 0 | 1097.5832 | 0 | [5 empty] | 1282.2589
2062 | 6 | 188.5262 | 0 | 1116.9674 | 0 | [5 empty] | 1305.4935
2062 | 7 | 198.7619 | 0 | 1132.4137 | 0 | [5 empty] | 1331.1757
2062 | 8 | 196.8957 | 0 | 1130.0357 | 0 | [5 empty] | 1326.9314
2062 | 9 | 185.8082 | 0 | 1107.3586 | 0 | [5 empty] | 1293.1669
2062 | 10 | 167.8546 | 0 | 1064.6482 | 0 | [5 empty] | 1232.5029
2062 | 11 | 149.9316 | 0 | 1009.8509 | 0 | [5 empty] | 1159.7824
2062 | 12 | 155.6318 | 0 | 1019.3264 | 0 | [5 empty] | 1174.9582
2063 | 1 | 155.4305 | 0 | 1212.8774 | 0 | [5 empty] | 1368.3079
2063 | 2 | 153.6991 | 0 | 1131.8078 | 0 | [5 empty] | 1285.5069
2063 | 3 | 162.6891 | 0 | 1044.0568 | 0 | [5 empty] | 1206.7459
2063 | 4 | 169.0199 | 0 | 1047.2934 | 0 | [5 empty] | 1216.3133
2063 | 5 | 185.6176 | 0 | 1107.7038 | 0 | [5 empty] | 1293.3213
2063 | 6 | 189.4876 | 0 | 1126.777 | 0 | [5 empty] | 1316.2647
2063 | 7 | 199.7752 | 0 | 1141.9584 | 0 | [5 empty] | 1341.7336
2063 | 8 | 197.8999 | 0 | 1139.5348 | 0 | [5 empty] | 1337.4347
2063 | 9 | 186.7558 | 0 | 1117.1109 | 0 | [5 empty] | 1303.8668
2063 | 10 | 168.7107 | 0 | 1074.5612 | 0 | [5 empty] | 1243.2719
2063 | 11 | 150.6962 | 0 | 1019.835 | 0 | [5 empty] | 1170.5312
2063 | 12 | 156.4256 | 0 | 1028.898 | 0 | [5 empty] | 1185.3236

## Summary_NEL
Wholesale NEL | [11 empty] | FPL 000576 OCEC NEED
Year | Period | Florida Keys | Key West | Lee County | Metro Dade | Seminole Agreement | New Smyrna Beach | Wauchula | Blountstown | Winter Park | Total Wholesale NEL
2008 | 1 | 59931.7241 | 18675 |  | 619.117 | [5 empty] | 79225.8411
2008 | 2 | 56764.5218 | 21230 |  | 295.189 | [5 empty] | 78289.7108
2008 | 3 | 63920.0128 | 25200 |  | 659.911 | [5 empty] | 89779.9238
2008 | 4 | 67007.5263 | 24595 |  | 642.321 | [5 empty] | 92244.8473
2008 | 5 | 76639.1517 | 25695 |  | 601.435 | [5 empty] | 102935.5867
2008 | 6 | 83446.7761 | 23085 |  | 615.667 | [5 empty] | 107147.4431
2008 | 7 | 90969.9835 | 23040 |  | 643.124 | [5 empty] | 114653.1075
2008 | 8 | 90271.6063 | 23130 |  | 597.289 | [5 empty] | 113998.8953
2008 | 9 | 77309.168 | 21330 |  | 589.969 | [5 empty] | 99229.137
2008 | 10 | 71401.2516 | 19440 |  | 506.467 | [5 empty] | 91347.7186
2008 | 11 | 58953.0162 | 16605 |  | 531.902 | 0 |  |  |  |  | 76089.9182
2008 | 12 | 60670.6859 | 16200 |  | 656.681 | 3250 |  |  |  |  | 80777.3669
2009 | 1 | 60687.3919 | 16245 |  | 611.02 | 0 |  |  |  |  | 77543.4119
2009 | 2 | 57480.255 | 15795 |  | 417.039 | 10550 |  |  |  |  | 84242.294
2009 | 3 | 64725.9682 | 17100 |  | 611.953 | 19400 |  |  |  |  | 101837.9212
2009 | 4 | 67852.4115 | 17465 |  | 553.962 | 14850 |  |  |  |  | 100721.3735
2009 | 5 | 77605.4802 | 20115 |  | 608.645 | 18150 |  |  |  |  | 116479.1252
2009 | 6 | 84498.9407 | 21060 |  | 503.778 | 21525 |  |  |  |  | 127587.7187
2009 | 7 | 92117.0068 | 22185 |  | 593.649 | 29850 |  |  |  |  | 144745.6558
2009 | 8 | 91409.8239 | 22770 |  | 525.669 | 30150 |  |  |  |  | 144855.4929
2009 | 9 | 78283.9447 | 21060 |  | 539.79 | 31425 |  |  |  |  | 131308.7347
2009 | 10 | 72301.5364 | 19440 |  | 500.001 | 19400 |  |  |  |  | 111641.5374
2009 | 11 | 59696.3437 | 16583 |  | 347.554 | 13200 |  |  |  |  | 89826.8977
2009 | 12 | 61435.6711 | 16110 |  | 430.147 | 4950 |  |  |  |  | 82925.8181
2010 | 1 | 61452.5877 | 16200 | 109394.3 | 436.297 | 0 |  |  |  |  | 187483.1847
2010 | 2 | 58205.0126 | 15480 | 85973.099 | 253.868 | 0 |  |  |  |  | 159911.9796
2010 | 3 | 65542.0856 | 17055 | 88619.247 | 615.59 | 0 |  |  |  |  | 171831.9226
2010 | 4 | 68707.9497 | 17235 | 86660.504 | 593.885 | 0 |  |  |  |  | 173197.3387
2010 | 5 | 78583.9931 | 20250 | 111143.427 | 668.799 | 0 |  |  |  |  | 210646.2191
2010 | 6 | 85564.3718 | 21060 | 115273.648 | 467.716 | 0 |  |  |  |  | 222365.7358
2010 | 7 | 93278.4928 | 22275 | 113803.861 | 593.039 | 0 |  |  |  |  | 229950.3928
2010 | 8 | 92562.393 | 22815 | 113071.015 | 586.661 | 0 |  |  |  |  | 229035.069
2010 | 9 | 79271.0122 | 21060 | 106584.899 | 556.12 | 0 |  |  |  |  | 207472.0312
2010 | 10 | 73213.1728 | 19395 | 95246.997 | 597.324 | 0 |  |  |  |  | 188452.4938
2010 | 11 | 60449.0436 | 16560 | 83461.894 | 530.991 | 0 |  |  |  |  | 161001.9286
2010 | 12 | 62210.3019 | 18045 | 101294.148 | 692.068 | 0 |  |  |  |  | 182241.5179
2011 | 1 | 62227.4318 | 16110 | 88944.758 | 618.849 | 0 |  |  |  |  | 167901.0388
2011 | 2 | 58938.9086 | 15435 | 80799.967 | 355.997 | 0 |  |  |  |  | 155529.8726
2011 | 3 | 66368.4934 | 17100 | 92072.526 | 723.969 | 0 |  |  |  |  | 176264.9884
2011 | 4 | 69574.2753 | 17325 | 104888.657 | 688.893 | 0 |  |  |  |  | 192476.8253
2011 | 5 | 79574.8438 | 20115 | 107074.308 | 765.342 | 0 |  |  |  |  | 207529.4938
2011 | 6 | 72436.462 | 21060 | 108087.621 | 633.727 | 0 |  |  |  |  | 202217.81
2011 | 7 | 80409.621 | 22140 | 112792.205 | 622.54 | 0 |  |  |  |  | 215964.366
2011 | 8 | 76752.611 | 22770 | 114067.916 | 581.344 | 0 |  |  |  |  | 214171.871
2011 | 9 | 69116.777 | 21060 | 107230.475 | 614.328 | 0 |  |  |  |  | 198021.58
2011 | 10 | 56226.877 | 20970 | 91884.466 | 488.707 | 0 |  | 4846.848 |  |  | 174416.898
2011 | 11 | 51407.407 | 16560 | 84513.238 | 622.828 | 0 |  | 4334.544 |  |  | 157438.017
2011 | 12 | 54239.466 | 16110 | 85559.115 | 442.481 | 0 |  | 4447.383 |  |  | 160798.445
2012 | 1 | 50699.967 | 16110 | 89991.825 | 573.01 | 0 |  | 4696.802 |  |  | 162071.604
2012 | 2 | 52001.394 | 15975 | 86884.248 | 365.38 | 0 |  | 4387.837 |  |  | 159613.859
2012 | 3 | 59426.751 | 17100 | 97530.348 | 568.669 | 0 |  | 4923.181 |  |  | 179548.949
2012 | 4 | 56813.245 | 17235 | 95089.7683 | 500.344 | 0 |  | 4983.3242 |  |  | 174621.6815
2012 | 5 | 65762.341 | 20115 | 109264.1547 | 520.575 | 0 |  | 6121.0439 | 3589.85 |  | 205372.9646
2012 | 6 | 69687.192 | 21060 | 105197.076 | 532.691 | 0 |  | 5728.745 | 3674.217 |  | 205879.921
2012 | 7 | 77143.075 | 22140 | 113099.6235 | 551.085 | 0 |  | 6238.9201 | 4116.039 |  | 223288.7426
2012 | 8 | 77510.92 | 22815 | 115345.071 | 497.992 | 0 |  | 6415.799 | 3897.069 |  | 226481.851
2012 | 9 | 67200.521 | 21060 | 104983.1701 | 479.164 | 0 |  | 5749.07 | 3490.969 |  | 202962.8941
2012 | 10 | 62224.504 | 19395 | 100007.6358 | 437.069 | 0 |  | 5337.9446 | 3039.8842 |  | 190442.0376
2012 | 11 | 45517.812 | 16560 | 79468.1517 | 487.799 | 0 |  | 4122.5101 | 2761.0591 |  | 148917.3319
2012 | 12 | 52972.152 | 16110 | 87506.6419 | 594.618 | 0 |  | 4579.383 | 3043.7551 |  | 164806.55
2013 | 1 | 55278.137 | 16110 | 89786.4264 | 495.657 | 0 |  | 4430.53 | 2945.2308 |  | 169045.9812
2013 | 2 | 50969.712 | 15615 | 84958.6751 | 262.108 | 0 |  | 4216.1532 | 2657.6967 |  | 158679.345
2013 | 3 | 53074.279 | 17100 | 92662.2037 | 399.068 | 0 |  | 4511.5509 | 2948.5339 |  | 170695.6356
2013 | 4 | 61920.624 | 17235 | 101520.4839 | 563.317 | 0 |  | 5015.6158 | 2772.426 |  | 189027.4667
2013 | 5 | 64215.762 | 20115 | 102931.9738 | 547.913 | 0 |  | 5416.7007 | 3201.0166 |  | 196428.3662
2013 | 6 | 71685.378 | 0 | 107378.4151 | 531.087 | 0 |  | 5723.4525 | 3746.2912 |  | 189064.6238
2013 | 7 | 75399.978 | 0 | 108944.6269 | 540.6187 | 0 |  | 5654.0407 | 3766.6253 |  | 194305.8896
2013 | 8 | 77641.076 | 0 | 116066.3982 | 502.0119 | 0 |  | 6416.3103 | 3922.9659 |  | 204548.7623
2013 | 9 | 68405.674 | 0 | 104907.7248 | 500.2868 | 0 |  | 5734.3012 | 3620.5109 |  | 183168.4976
2013 | 10 | 66036.696 | 0 | 106317.4068 | 455.3222 | 0 |  | 5499.3548 | 2964.0969 |  | 181272.8767
2013 | 11 | 55916.605 | 0 | 93649.2246 | 453.7933 | 0 |  | 4493.9387 | 2661.8907 |  | 157175.4523
2013 | 12 | 58140.181 | 0 | 93356.3934 | 0 | 0 |  | 4642.2964 | 2936.5062 |  | 159075.377
2014 | 1 | 53789.6831 | 0 | 302663.9818 | 0 | 0 | 0 | 5124.5694 | 3598.7402 | 16537 | 381713.9744
2014 | 2 | 55279.3615 | 0 | 247855.3863 | 0 | 0 | 18635 | 4132.2357 | 2923.0439 | 15456 | 344281.0275
2014 | 3 | 60007.1158 | 0 | 277647.8152 | 0 | 0 | 14868 | 4021.6145 | 2594.3847 | 16997 | 376135.9303
2014 | 4 | 62174.597 | 0 | 311518.4058 | 0 | 0 | 7200 | 5396.7404 | 2558.4093 | 15387 | 404235.1524
2014 | 5 | 69701.235 | 0 | 346316.9007 | 0 | 0 | 14775 | 5912.6414 | 2856.3084 | 16790 | 456352.0855
2014 | 6 | 74290.361 | 0 | 361951.7123 | 0 | 81900 | 23090 | 5789.238 | 4003.365 | 16560 | 567584.6763
2014 | 7 | 83182.857 | 0 | 342204.5554 | 0 | 90850 | 24575 | 6401.7082 | 3991.8651 | 17112 | 568317.9858
2014 | 8 | 85591.367 | 0 | 364790.1174 | 0 | 67200 | 26040 | 6416.0547 | 3910.0174 | 17112 | 571059.5565
2014 | 9 | 78163.7078 | 0 | 343543.475 | 0 | 70400 | 18000 | 5741.6856 | 3555.7399 | 16560 | 535964.6083
2014 | 10 | 67326.9081 | 0 | 310293.8695 | 0 | 73600 | 14880 | 5418.6497 | 3001.9905 | 17112 | 491633.4179
2014 | 11 | 61597.8055 | 0 | 269140.0141 | 0 | 64000 | 7200 | 4308.2244 | 2711.4749 | 16560 | 425517.5189
2014 | 12 | 49859.1556 | 0 | 273410.8433 | 0 | 73600 | 14880 | 4610.8397 | 2990.1306 | 17112 | 436462.9692
2015 | 1 | 56292.2052 | 0 | 298869.2186 | 0 | 70400 | 29760 | 4777.5497 | 3271.9855 | 19158.0707 | 482529.0297
2015 | 2 | 53317.34 | 0 | 272034.9386 | 0 | 64000 | 26880 | 4174.1945 | 2790.3703 | 17525.3609 | 440722.2042
2015 | 3 | 60038.2941 | 0 | 277865.4869 | 0 | 70400 | 14880 | 4266.5827 | 2771.4593 | 18348.2085 | 448570.0315
2015 | 4 | 62938.3098 | 0 | 287454.3584 | 0 | 70400 | 14400 | 5206.1781 | 2665.4176 | 18832.6094 | 461896.8733
2015 | 5 | 71985.0282 | 0 | 329884.8111 | 0 | 67200 | 18600 | 5664.6711 | 3028.6625 | 24239.1127 | 520602.2856
2015 | 6 | 78379.2409 | 0 | 350588.1655 | 0 | 70400 | 28800 | 5756.3453 | 3874.8281 | 27847.3885 | 565645.9682
2015 | 7 | 85445.5808 | 0 | 366102.7629 | 0 | 73600 | 33480 | 6401.7082 | 3879.2452 | 27951.8249 | 596861.1221
2015 | 8 | 84789.6144 | 0 | 366364.2557 | 0 | 67200 | 33480 | 6416.0547 | 3916.4917 | 28556.6907 | 590723.1072
2015 | 9 | 72614.356 | 0 | 345994.3864 | 0 | 70400 | 21600 | 5741.6856 | 3588.1254 | 27811.957 | 547750.5104
2015 | 10 | 67065.214 | 0 | 313843.1527 | 0 | 70400 | 14880 | 5418.6497 | 2983.0437 | 23220.036 | 497810.0961
2015 | 11 | 55372.932 | 0 | 273964.6786 | 0 | 67200 | 10800 | 4308.2244 | 2686.6828 | 17586.6026 | 431919.1204
2015 | 12 | 56986.2915 | 0 | 278690.8611 | 0 | 73600 | 14880 | 4610.8397 | 2963.3184 | 18631.6603 | 450362.9709
2016 | 1 | 57001.9829 | 0 | 304375.0545 | 0 | 67200 | 29760 | 4777.5497 | 3435.3628 | 19158.0707 | 485708.0207
2016 | 2 | 53989.6082 | 0 | 277840.6275 | 0 | 67200 | 27840 | 4174.1945 | 2856.7071 | 18016.1691 | 451917.3065
2016 | 3 | 60795.3055 | 0 | 283524.7185 | 0 | 73600 | 18600 | 4266.5827 | 2682.922 | 18348.2085 | 461817.7372
2016 | 4 | 63731.887 | 0 | 292925.246 | 0 | 67200 | 14400 | 5206.1781 | 2611.9134 | 18832.6094 | 464907.8339
2016 | 5 | 72892.6738 | 0 | 334505.3318 | 0 | 70400 | 22320 | 5664.6711 | 2942.4855 | 24239.1127 | 532964.2749
2016 | 6 | 79367.5099 | 0 | 354674.5124 | 0 | 70400 | 28800 | 5756.3453 | 3939.0965 | 27847.3885 | 570784.8525
2016 | 7 | 86522.948 | 0 | 369945.9073 | 0 | 67200 | 33480 | 6401.7082 | 3935.5552 | 27951.8249 | 595437.9436
2016 | 8 | 85858.7107 | 0 | 370495.0071 | 0 | 73600 | 33480 | 6416.0547 | 3913.2545 | 28556.6907 | 602319.7178
2016 | 9 | 73529.9367 | 0 | 350921.1149 | 0 | 70400 | 25200 | 5741.6856 | 3571.9327 | 27811.957 | 557176.6268
2016 | 10 | 67910.8266 | 0 | 319936.0901 | 0 | 67200 | 18600 | 5418.6497 | 2992.5171 | 23220.036 | 505278.1195
2016 | 11 | 56071.1188 | 0 | 281385.9311 | 0 | 70400 | 14400 | 4308.2244 | 2699.0788 | 17586.6026 | 446850.9558
2016 | 12 | 57704.8209 | 0 | 286475.0339 | 0 | 70400 | 18600 | 4610.8397 | 2976.7245 | 18631.6603 | 459399.0793
2017 | 1 | 57720.7102 | 0 | 312033.6702 | 0 | 70400 | 33480 |  | 3353.6742 | 0 | 476988.0545
2017 | 2 | 54670.353 | 0 | 285310.711 | 0 | 64000 | 30240 |  | 2823.5387 | 0 | 437044.6028
2017 | 3 | 61561.8621 | 0 | 290635.2593 | 0 | 73600 | 22320 |  | 2727.1907 | 0 | 450844.312
2017 | 4 | 64535.4703 | 0 | 299313.3355 | 0 | 64000 | 14400 |  | 2638.6655 | 0 | 444887.4714
2017 | 5 | 73811.7638 | 0 | 339081.8529 | 0 | 73600 | 22320 |  |  | 0 | 508813.6166
2017 | 6 | 80368.2398 | 0 | 357944.6674 | 0 | 70400 | 32400 |  |  | 0 | 541112.9072
2017 | 7 | 87613.8995 | 0 | 372330.7954 | 0 | 67200 | 33480 |  |  | 0 | 560624.6949
2017 | 8 | 86941.2869 | 0 | 372696.1469 | 0 | 73600 | 33480 |  |  | 0 | 566717.4338
2017 | 9 | 74457.0617 | 0 | 353786.3279 | 0 | 67200 | 25200 |  |  | 0 | 520643.3896
2017 | 10 | 68767.1014 | 0 | 324350.3988 | 0 | 70400 | 22320 |  |  | 0 | 485837.5002
2017 | 11 | 56778.109 | 0 | 287834.9645 | 0 | 70400 | 14400 |  |  | 0 | 429413.0735
2017 | 12 | 58432.41 | 0 | 293515.9793 | 0 | 67200 | 22320 |  |  | 0 | 441468.3893
2018 | 1 | 58448.4997 | 0 | 319300.7354 | 0 | 73600 | 0 |  |  | 0 | 451349.2351
2018 | 2 | 55359.6811 | 0 | 292265.9155 | 0 | 64000 | 0 |  |  | 0 | 411625.5966
2018 | 3 | 62338.0839 | 0 | 296979.1804 | 0 | 70400 | 0 |  |  | 0 | 429717.2643
2018 | 4 | 65349.1859 | 0 | 304862.5715 | 0 | 67200 | 0 |  |  | 0 | 437411.7574
2018 | 5 | 74742.4423 | 0 | 343128.5429 | 0 | 73600 | 0 |  |  | 0 | 491470.9853
2018 | 6 | 81381.5877 | 0 | 360845.9794 | 0 | 67200 | 0 |  |  | 0 | 509427.5672
2018 | 7 | 88718.6066 | 0 | 374441.1247 | 0 | 70400 | 0 |  |  | 0 | 533559.7313
2018 | 8 | 88037.5132 | 0 | 374453.2543 | 0 | 73600 | 0 |  |  | 0 | 536090.7675
2018 | 9 | 75395.8767 | 0 | 355859.2542 | 0 | 64000 | 0 |  |  | 0 | 495255.1309
2018 | 10 | 69634.1727 | 0 | 327480.1573 | 0 | 73600 | 0 |  |  | 0 | 470714.3301
2018 | 11 | 57494.0134 | 0 | 292567.1312 | 0 | 70400 | 0 |  |  | 0 | 420461.1446
2018 | 12 | 59169.1732 | 0 | 298957.5617 | 0 | 67200 | 0 |  |  | 0 | 425326.7349
2019 | 1 | 59185.4658 | 0 | 325075.0773 | 0 | 73600 | 0 |  |  | 0 | 457860.543
2019 | 2 | 56057.7009 | 0 | 297965.4519 | 0 | 64000 | 0 |  |  | 0 | 418023.1528
2019 | 3 | 63124.093 | 0 | 302195.181 | 0 | 67200 | 0 |  |  | 0 | 432519.2741
2019 | 4 | 66173.1614 | 0 | 309398.6572 | 0 | 70400 | 0 |  |  | 0 | 445971.8186
2019 | 5 | 75684.8556 | 0 | 346308.5108 | 0 | 73600 | 0 |  |  | 0 | 495593.3665
2019 | 6 | 82407.7128 | 0 | 363110.0993 | 0 | 64000 | 0 |  |  | 0 | 509517.8121
2019 | 7 | 89837.2427 | 0 | 376188.6675 | 0 | 73600 | 0 |  |  | 0 | 539625.9102
2019 | 8 | 89147.5615 | 0 | 376161.0424 | 0 | 70400 | 0 |  |  | 0 | 535708.6039
2019 | 9 | 76346.5291 | 0 | 358108.4901 | 0 | 67200 | 0 |  |  | 0 | 501655.0192
2019 | 10 | 70512.1769 | 0 | 330680.6063 | 0 | 73600 | 0 |  |  | 0 | 474792.7832
2019 | 11 | 58218.9446 | 0 | 296895.8828 | 0 | 67200 | 0 |  |  | 0 | 422314.8274
2019 | 12 | 59915.2261 | 0 | 303374.364 | 0 | 70400 | 0 |  |  | 0 | 433689.5901
2020 | 1 | 59931.7241 | 0 | 329308.6347 | 0 | 73600 | 0 |  |  |  | 462840.3588
2020 | 2 | 56764.5218 | 0 | 302148.9586 | 0 | 64000 | 0 |  |  |  | 422913.4804
2020 | 3 | 63920.0128 | 0 | 305786.6939 | 0 | 70400 | 0 |  |  |  | 440106.7067
2020 | 4 | 67007.5263 | 0 | 312423.5932 | 0 | 70400 | 0 |  |  |  | 449831.1195
2020 | 5 | 76639.1517 | 0 | 348016.4511 | 0 | 67200 | 0 |  |  |  | 491855.6027
2020 | 6 | 83446.7761 | 0 | 363884.4485 | 0 | 70400 | 0 |  |  |  | 517731.2245
2020 | 7 | 90969.9835 | 0 | 376295.4166 | 0 | 73600 | 0 |  |  |  | 540865.4002
2020 | 8 | 90271.6063 | 0 | 376147.0467 | 0 | 67200 | 0 |  |  |  | 533618.6529
2020 | 9 | 77309.168 | 0 | 358631.4861 | 0 | 70400 | 0 |  |  |  | 506340.6542
2020 | 10 | 71401.2516 | 0 | 332335.6605 | 0 | 70400 | 0 |  |  |  | 474136.912
2020 | 11 | 58953.0162 | 0 | 300143.0664 | 0 | 67200 | 0 |  |  |  | 426296.0827
2020 | 12 | 60670.6859 | 0 | 307254.7707 | 0 | 73600 | 0 |  |  |  | 441525.4566
2021 | 1 | 60687.3919 | 0 | 333530.6868 | 0 | 67200 | 0 |  |  |  | 461418.0787
2021 | 2 | 57480.255 | 0 | 306019.5692 | 0 | 64000 | 0 |  |  |  | 427499.8242
2021 | 3 | 64725.9682 | 0 | 309440.9849 | 0 | 73600 | 0 |  |  |  | 447766.953
2021 | 4 | 67852.4115 | 0 | 315564.3607 | 0 | 70400 | 0 |  |  |  | 453816.7722
2021 | 5 | 77605.4802 | 0 | 350313.9626 | 0 | 67200 | 0 |  |  |  | 495119.4429
2021 | 6 | 84498.9407 | 0 | 365389.8595 | 0 | 0 | 0 |  |  |  | 449888.8002
2021 | 7 | 92117.0068 | 0 | 377429.9966 | 0 | 0 | 0 |  |  |  | 469547.0035
2021 | 8 | 91409.8239 | 0 | 377221.5434 | 0 | 0 | 0 |  |  |  | 468631.3672
2021 | 9 | 78283.9447 | 0 | 359971.661 | 0 | 0 | 0 |  |  |  | 438255.6057
2021 | 10 | 72301.5364 | 0 | 334409.4988 | 0 | 0 | 0 |  |  |  | 406711.0353
2021 | 11 | 59696.3437 | 0 | 303314.4041 | 0 | 0 | 0 |  |  |  | 363010.7478
2021 | 12 | 61435.6711 | 0 | 310911.9945 | 0 | 0 | 0 |  |  |  | 372347.6656
2022 | 1 | 61452.5877 | 0 | 337431.8869 | 0 | 0 | 0 |  |  |  | 398884.4746
2022 | 2 | 58205.0126 | 0 | 309879.5258 | 0 | 0 | 0 |  |  |  | 368084.5384
2022 | 3 | 65542.0856 | 0 | 313024.4782 | 0 | 0 | 0 |  |  |  | 378566.5639
2022 | 4 | 68707.9497 | 0 | 318790.071 | 0 | 0 | 0 |  |  |  | 387498.0207
2022 | 5 | 78583.9931 | 0 | 352844.2263 | 0 | 0 | 0 |  |  |  | 431428.2193
2022 | 6 | 85564.3718 | 0 | 367741.6452 | 0 | 0 | 0 |  |  |  | 453306.0171
2022 | 7 | 93278.4928 | 0 | 379557.3349 | 0 | 0 | 0 |  |  |  | 472835.8277
2022 | 8 | 92562.393 | 0 | 379336.4718 | 0 | 0 | 0 |  |  |  | 471898.8649
2022 | 9 | 79271.0122 | 0 | 362366.015 | 0 | 0 | 0 |  |  |  | 441637.0272
2022 | 10 | 73213.1728 | 0 | 337389.05 | 0 | 0 | 0 |  |  |  | 410602.2229
2022 | 11 | 60449.0436 | 0 | 307125.3622 | 0 | 0 | 0 |  |  |  | 367574.4057
2022 | 12 | 62210.3019 | 0 | 315045.1666 | 0 | 0 | 0 |  |  |  | 377255.4685
2023 | 1 | 62227.4318 | 0 | 341801.9919 | 0 | 0 | 0 |  |  |  | 404029.4237
2023 | 2 | 58938.9086 | 0 | 314249.5645 | 0 | 0 | 0 |  |  |  | 373188.4731
2023 | 3 | 66368.4934 | 0 | 317300.7761 | 0 | 0 | 0 |  |  |  | 383669.2695
2023 | 4 | 69574.2753 | 0 | 322925.9642 | 0 | 0 | 0 |  |  |  | 392500.2395
2023 | 5 | 79574.8438 | 0 | 356666.3185 | 0 | 0 | 0 |  |  |  | 436241.1622
2023 | 6 | 86643.2368 | 0 | 371370.542 | 0 | 0 | 0 |  |  |  | 458013.7788
2023 | 7 | 94454.6236 | 0 | 383041.9644 | 0 | 0 | 0 |  |  |  | 477496.5881
2023 | 8 | 93729.4948 | 0 | 382771.2071 | 0 | 0 | 0 |  |  |  | 476500.7019
2023 | 9 | 80270.5254 | 0 | 365927.7706 | 0 | 0 | 0 |  |  |  | 446198.296
2023 | 10 | 74136.3039 | 0 | 341241.3865 | 0 | 0 | 0 |  |  |  | 415377.6904
2023 | 11 | 61211.2341 | 0 | 311434.2573 | 0 | 0 | 0 |  |  |  | 372645.4914
2023 | 12 | 62994.6998 | 0 | 319546.4731 | 0 | 0 | 0 |  |  |  | 382541.1729
2024 | 1 | 63012.0457 | 0 | 346426.1861 | 0 | 0 | 0 |  |  |  | 409438.2318
2024 | 2 | 59682.0582 | 0 | 318996.547 | 0 | 0 | 0 |  |  |  | 378678.6052
2024 | 3 | 67205.3212 | 0 | 321658.2274 | 0 | 0 | 0 |  |  |  | 388863.5486
2024 | 4 | 70451.5242 | 0 | 327086.6425 | 0 | 0 | 0 |  |  |  | 397538.1666
2024 | 5 | 80578.1879 | 0 | 360639.9723 | 0 | 0 | 0 |  |  |  | 441218.1603
2024 | 6 | 87735.705 | 0 | 375221.7338 | 0 | 0 | 0 |  |  |  | 462957.4389
2024 | 7 | 95645.5841 | 0 | 386792.0813 | 0 | 0 | 0 |  |  |  | 482437.6654
2024 | 8 | 94911.3122 | 0 | 386428.4876 | 0 | 0 | 0 |  |  |  | 481339.7998
2024 | 9 | 81282.6413 | 0 | 369588.598 | 0 | 0 | 0 |  |  |  | 450871.2393
2024 | 10 | 75071.0745 | 0 | 345005.0921 | 0 | 0 | 0 |  |  |  | 420076.1666
2024 | 11 | 61983.035 | 0 | 315448.8546 | 0 | 0 | 0 |  |  |  | 377431.8896
2024 | 12 | 63788.9881 | 0 | 323785.758 | 0 | 0 | 0 |  |  |  | 387574.746
2025 | 1 | 63806.5527 | 0 | 350823.1528 | 0 | 0 | 0 |  |  |  | 414629.7055
2025 | 2 | 60434.578 | 0 | 323172.5992 | 0 | 0 | 0 |  |  |  | 383607.1772
2025 | 3 | 68052.7004 | 0 | 325985.3501 | 0 | 0 | 0 |  |  |  | 394038.0505
2025 | 4 | 71339.8341 | 0 | 331313.259 | 0 | 0 | 0 |  |  |  | 402653.0931
2025 | 5 | 81594.1831 | 0 | 364779.6535 | 0 | 0 | 0 |  |  |  | 446373.8366
2025 | 6 | 88841.9479 | 0 | 379341.5344 | 0 | 0 | 0 |  |  |  | 468183.4824
2025 | 7 | 96851.5612 | 0 | 390901.088 | 0 | 0 | 0 |  |  |  | 487752.6492
2025 | 8 | 96108.031 | 0 | 390520.8879 | 0 | 0 | 0 |  |  |  | 486628.9189
2025 | 9 | 82307.5187 | 0 | 373699.318 | 0 | 0 | 0 |  |  |  | 456006.8368
2025 | 10 | 76017.6315 | 0 | 349111.1051 | 0 | 0 | 0 |  |  |  | 425128.7367
2025 | 11 | 62764.5674 | 0 | 319545.844 | 0 | 0 | 0 |  |  |  | 382310.4114
2025 | 12 | 64593.2913 | 0 | 327816.4131 | 0 | 0 | 0 |  |  |  | 392409.7044
2026 | 1 | 64611.0774 | 0 | 354827.7838 | 0 | 0 | 0 |  |  |  | 419438.8612
2026 | 2 | 61196.5861 | 0 | 327235.158 | 0 | 0 | 0 |  |  |  | 388431.7441
2026 | 3 | 68910.764 | 0 | 330150.3401 | 0 | 0 | 0 |  |  |  | 399061.1042
2026 | 4 | 72239.3446 | 0 | 335598.0256 | 0 | 0 | 0 |  |  |  | 407837.3702
2026 | 5 | 82622.9887 | 0 | 369129.1274 | 0 | 0 | 0 |  |  |  | 451752.1161
2026 | 6 | 89962.1393 | 0 | 383751.8037 | 0 | 0 | 0 |  |  |  | 473713.9429
2026 | 7 | 98072.7442 | 0 | 395316.6628 | 0 | 0 | 0 |  |  |  | 493389.407
2026 | 8 | 97319.839 | 0 | 394906.2123 | 0 | 0 | 0 |  |  |  | 492226.0513
2026 | 9 | 83345.3187 | 0 | 378135.1392 | 0 | 0 | 0 |  |  |  | 461480.4579
2026 | 10 | 76976.1235 | 0 | 353679.4749 | 0 | 0 | 0 |  |  |  | 430655.5984
2026 | 11 | 63555.9539 | 0 | 324411.9648 | 0 | 0 | 0 |  |  |  | 387967.9188
2026 | 12 | 65407.7359 | 0 | 332958.8123 | 0 | 0 | 0 |  |  |  | 398366.5482
2027 | 1 | 65425.7463 | 0 | 360155.4097 | 0 | 0 | 0 |  |  |  | 425581.156
2027 | 2 | 61968.2023 | 0 | 332557.8267 | 0 | 0 | 0 |  |  |  | 394526.029
2027 | 3 | 69779.6468 | 0 | 335349.4514 | 0 | 0 | 0 |  |  |  | 405129.0982
2027 | 4 | 73150.1968 | 0 | 340621.1247 | 0 | 0 | 0 |  |  |  | 413771.3215
2027 | 5 | 83664.7663 | 0 | 373994.5545 | 0 | 0 | 0 |  |  |  | 457659.3208
2027 | 6 | 91096.4549 | 0 | 388520.3577 | 0 | 0 | 0 |  |  |  | 479616.8126
2027 | 7 | 99309.3249 | 0 | 399984.4187 | 0 | 0 | 0 |  |  |  | 499293.7436
2027 | 8 | 98546.9265 | 0 | 399451.3547 | 0 | 0 | 0 |  |  |  | 497998.2812
2027 | 9 | 84396.204 | 0 | 382605.7027 | 0 | 0 | 0 |  |  |  | 467001.9067
2027 | 10 | 77946.7008 | 0 | 358068.0481 | 0 | 0 | 0 |  |  |  | 436014.7489
2027 | 11 | 64357.3189 | 0 | 328743.3951 | 0 | 0 | 0 |  |  |  | 393100.714
2027 | 12 | 66232.4497 | 0 | 337202.4713 | 0 | 0 | 0 |  |  |  | 403434.921
2028 | 1 | 66250.6871 | 0 | 364339.3022 | 0 | 0 | 0 |  |  |  | 430589.9894
2028 | 2 | 62749.5477 | 0 | 336965.0377 | 0 | 0 | 0 |  |  |  | 399714.5853
2028 | 3 | 70659.4852 | 0 | 339537.9428 | 0 | 0 | 0 |  |  |  | 410197.428
2028 | 4 | 74072.5338 | 0 | 344821.6224 | 0 | 0 | 0 |  |  |  | 418894.1562
2028 | 5 | 84719.6796 | 0 | 378177.2812 | 0 | 0 | 0 |  |  |  | 462896.9608
2028 | 6 | 92245.0728 | 0 | 392700.5684 | 0 | 0 | 0 |  |  |  | 484945.6412
2028 | 7 | 100561.4974 | 0 | 404148.1779 | 0 | 0 | 0 |  |  |  | 504709.6753
2028 | 8 | 99789.486 | 0 | 403605.8707 | 0 | 0 | 0 |  |  |  | 503395.3567
2028 | 9 | 85460.3398 | 0 | 386803.1375 | 0 | 0 | 0 |  |  |  | 472263.4772
2028 | 10 | 78929.5161 | 0 | 362270.4008 | 0 | 0 | 0 |  |  |  | 441199.9169
2028 | 11 | 65168.7882 | 0 | 332932.3832 | 0 | 0 | 0 |  |  |  | 398101.1714
2028 | 12 | 67067.5621 | 0 | 341325.1696 | 0 | 0 | 0 |  |  |  | 408392.7317
2029 | 1 | 67086.0295 | 0 | 368408.0692 | 0 | 0 | 0 |  |  |  | 435494.0987
2029 | 2 | 63540.7448 | 0 | 340772.2128 | 0 | 0 | 0 |  |  |  | 404312.9576
2029 | 3 | 71550.4173 | 0 | 343567.1613 | 0 | 0 | 0 |  |  |  | 415117.5786
2029 | 4 | 75006.5004 | 0 | 348823.3226 | 0 | 0 | 0 |  |  |  | 423829.8229
2029 | 5 | 85787.894 | 0 | 382109.1036 | 0 | 0 | 0 |  |  |  | 467896.9976
2029 | 6 | 93408.1735 | 0 | 396568.3216 | 0 | 0 | 0 |  |  |  | 489976.4951
2029 | 7 | 101829.4583 | 0 | 407956.5921 | 0 | 0 | 0 |  |  |  | 509786.0504
2029 | 8 | 101047.7128 | 0 | 407399.0147 | 0 | 0 | 0 |  |  |  | 508446.7275
2029 | 9 | 86537.8931 | 0 | 390645.1097 | 0 | 0 | 0 |  |  |  | 477183.0027
2029 | 10 | 79924.7234 | 0 | 366109.8742 | 0 | 0 | 0 |  |  |  | 446034.5976
2029 | 11 | 65990.4891 | 0 | 336725.1679 | 0 | 0 | 0 |  |  |  | 402715.657
2029 | 12 | 67913.2044 | 0 | 345022.5837 | 0 | 0 | 0 |  |  |  | 412935.7881
2030 | 1 | 67931.9046 | 0 | 372044.5914 | 0 | 0 | 0 |  |  |  | 439976.496
2030 | 2 | 64341.9181 | 0 | 344421.7067 | 0 | 0 | 0 |  |  |  | 408763.6247
2030 | 3 | 72452.5829 | 0 | 347286.5025 | 0 | 0 | 0 |  |  |  | 419739.0854
2030 | 4 | 75952.2432 | 0 | 352651.9549 | 0 | 0 | 0 |  |  |  | 428604.1981
2030 | 5 | 86869.5773 | 0 | 386048.3329 | 0 | 0 | 0 |  |  |  | 472917.9102
2030 | 6 | 94585.9395 | 0 | 400615.3349 | 0 | 0 | 0 |  |  |  | 495201.2744
2030 | 7 | 103113.4067 | 0 | 412031.1022 | 0 | 0 | 0 |  |  |  | 515144.5089
2030 | 8 | 102321.8043 | 0 | 411436.6448 | 0 | 0 | 0 |  |  |  | 513758.4491
2030 | 9 | 87629.033 | 0 | 394674.0509 | 0 | 0 | 0 |  |  |  | 482303.0838
2030 | 10 | 80932.4791 | 0 | 370127.3808 | 0 | 0 | 0 |  |  |  | 451059.86
2030 | 11 | 66822.5507 | 0 | 340802.9123 | 0 | 0 | 0 |  |  |  | 407625.4631
2030 | 12 | 68769.5091 | 0 | 349171.945 | 0 | 0 | 0 |  |  |  | 417941.4541
2031 | 1 | 68788.4451 | 0 | 376263.2526 | 0 | 0 | 0 |  |  |  | 445051.6977
2031 | 2 | 65153.1932 | 0 | 348696.2324 | 0 | 0 | 0 |  |  |  | 413849.4255
2031 | 3 | 73366.1239 | 0 | 351578.0312 | 0 | 0 | 0 |  |  |  | 424944.1551
2031 | 4 | 76909.9106 | 0 | 356936.6615 | 0 | 0 | 0 |  |  |  | 433846.5721
2031 | 5 | 87964.8994 | 0 | 390301.5594 | 0 | 0 | 0 |  |  |  | 478266.4587
2031 | 6 | 95778.5557 | 0 | 404858.857 | 0 | 0 | 0 |  |  |  | 500637.4127
2031 | 7 | 104413.5441 | 0 | 416260.273 | 0 | 0 | 0 |  |  |  | 520673.8172
2031 | 8 | 103611.9606 | 0 | 415655.2282 | 0 | 0 | 0 |  |  |  | 519267.1887
2031 | 9 | 88733.9309 | 0 | 398970.955 | 0 | 0 | 0 |  |  |  | 487704.8858
2031 | 10 | 81952.9414 | 0 | 374539.9703 | 0 | 0 | 0 |  |  |  | 456492.9118
2031 | 11 | 67665.1036 | 0 | 345412.5194 | 0 | 0 | 0 |  |  |  | 413077.623
2031 | 12 | 69636.6108 | 0 | 353950.9799 | 0 | 0 | 0 |  |  |  | 423587.5907
2032 | 1 | 69655.7856 | 0 | 381181.4041 | 0 | 0 | 0 |  |  |  | 450837.1897
2032 | 2 | 65974.6974 | 0 | 353919.3241 | 0 | 0 | 0 |  |  |  | 419894.0215
2032 | 3 | 74291.1834 | 0 | 356584.0718 | 0 | 0 | 0 |  |  |  | 430875.2552
2032 | 4 | 77879.6532 | 0 | 361922.7358 | 0 | 0 | 0 |  |  |  | 439802.389
2032 | 5 | 89074.0322 | 0 | 395253.3635 | 0 | 0 | 0 |  |  |  | 484327.3957
2032 | 6 | 96986.2094 | 0 | 409799.3519 | 0 | 0 | 0 |  |  |  | 506785.5613
2032 | 7 | 105730.0748 | 0 | 421170.4985 | 0 | 0 | 0 |  |  |  | 526900.5732
2032 | 8 | 104918.3842 | 0 | 420516.0909 | 0 | 0 | 0 |  |  |  | 525434.4751
2032 | 9 | 89852.7602 | 0 | 403844.4723 | 0 | 0 | 0 |  |  |  | 493697.2326
2032 | 10 | 82986.2706 | 0 | 379412.8581 | 0 | 0 | 0 |  |  |  | 462399.1287
2032 | 11 | 68518.2801 | 0 | 350308.6011 | 0 | 0 | 0 |  |  |  | 418826.8813
2032 | 12 | 70514.6457 | 0 | 358822.6972 | 0 | 0 | 0 |  |  |  | 429337.3429
2033 | 1 | 70534.0623 | 0 | 385978.6286 | 0 | 0 | 0 |  |  |  | 456512.6908
2033 | 2 | 66806.5599 | 0 | 358632.5386 | 0 | 0 | 0 |  |  |  | 425439.0985
2033 | 3 | 75227.9069 | 0 | 361170.7389 | 0 | 0 | 0 |  |  |  | 436398.6458
2033 | 4 | 78861.623 | 0 | 366381.939 | 0 | 0 | 0 |  |  |  | 445243.562
2033 | 5 | 90197.1498 | 0 | 399568.3445 | 0 | 0 | 0 |  |  |  | 489765.4943
2033 | 6 | 98209.0902 | 0 | 414022.6861 | 0 | 0 | 0 |  |  |  | 512231.7763
2033 | 7 | 107063.2053 | 0 | 425321.0534 | 0 | 0 | 0 |  |  |  | 532384.2587
2033 | 8 | 106241.2802 | 0 | 424592.625 | 0 | 0 | 0 |  |  |  | 530833.9052
2033 | 9 | 90985.6967 | 0 | 407910.0739 | 0 | 0 | 0 |  |  |  | 498895.7706
2033 | 10 | 84032.6288 | 0 | 383497.2523 | 0 | 0 | 0 |  |  |  | 467529.8811
2033 | 11 | 69382.2142 | 0 | 354453.4311 | 0 | 0 | 0 |  |  |  | 423835.6453
2033 | 12 | 71403.7515 | 0 | 362955.0718 | 0 | 0 | 0 |  |  |  | 434358.8234
2034 | 1 | 71423.4129 | 0 | 390064.9109 | 0 | 0 | 0 |  |  |  | 461488.3238
2034 | 2 | 67648.9112 | 0 | 362650.1837 | 0 | 0 | 0 |  |  |  | 430299.0949
2034 | 3 | 76176.4414 | 0 | 365103.0629 | 0 | 0 | 0 |  |  |  | 441279.5042
2034 | 4 | 79855.9743 | 0 | 370216.7436 | 0 | 0 | 0 |  |  |  | 450072.7178
2034 | 5 | 91334.4286 | 0 | 403282.6485 | 0 | 0 | 0 |  |  |  | 494617.0771
2034 | 6 | 99447.39 | 0 | 417663.3036 | 0 | 0 | 0 |  |  |  | 517110.6936
2034 | 7 | 108413.145 | 0 | 428918.72 | 0 | 0 | 0 |  |  |  | 537331.865
2034 | 8 | 107580.8565 | 0 | 428169.846 | 0 | 0 | 0 |  |  |  | 535750.7025
2034 | 9 | 92132.9182 | 0 | 411532.3053 | 0 | 0 | 0 |  |  |  | 503665.2235
2034 | 10 | 85092.1803 | 0 | 387182.0604 | 0 | 0 | 0 |  |  |  | 472274.2407
2034 | 11 | 70257.0414 | 0 | 358220.4754 | 0 | 0 | 0 |  |  |  | 428477.5168
2034 | 12 | 72304.0679 | 0 | 366730.1887 | 0 | 0 | 0 |  |  |  | 439034.2567
2035 | 1 | 72323.9772 | 0 | 393829.9488 | 0 | 0 | 0 |  |  |  | 466153.9261
2035 | 2 | 68501.8835 | 0 | 366410.3517 | 0 | 0 | 0 |  |  |  | 434912.2352
2035 | 3 | 77136.9357 | 0 | 368850.5793 | 0 | 0 | 0 |  |  |  | 445987.515
2035 | 4 | 80862.8631 | 0 | 373947.21 | 0 | 0 | 0 |  |  |  | 454810.0732
2035 | 5 | 92486.0471 | 0 | 406957.3345 | 0 | 0 | 0 |  |  |  | 499443.3816
2035 | 6 | 100701.3034 | 0 | 421305.1746 | 0 | 0 | 0 |  |  |  | 522006.478
2035 | 7 | 109780.1059 | 0 | 432523.1483 | 0 | 0 | 0 |  |  |  | 542303.2542
2035 | 8 | 108937.3231 | 0 | 431724.5321 | 0 | 0 | 0 |  |  |  | 540661.8552
2035 | 9 | 93294.6047 | 0 | 415106.7878 | 0 | 0 | 0 |  |  |  | 508401.3925
2035 | 10 | 86165.0915 | 0 | 390846.32 | 0 | 0 | 0 |  |  |  | 477011.4115
2035 | 11 | 71142.8991 | 0 | 362081.3534 | 0 | 0 | 0 |  |  |  | 433224.2525
2035 | 12 | 73215.7363 | 0 | 370740.5904 | 0 | 0 | 0 |  |  |  | 443956.3267
2036 | 1 | 73235.8966 | 0 | 397925.2537 | 0 | 0 | 0 |  |  |  | 471161.1503
2036 | 2 | 69365.6108 | 0 | 370484.0621 | 0 | 0 | 0 |  |  |  | 439849.6729
2036 | 3 | 78109.5408 | 0 | 372840.5687 | 0 | 0 | 0 |  |  |  | 450950.1094
2036 | 4 | 81882.4477 | 0 | 377826.1446 | 0 | 0 | 0 |  |  |  | 459708.5923
2036 | 5 | 93652.1862 | 0 | 410730.0896 | 0 | 0 | 0 |  |  |  | 504382.2758
2036 | 6 | 101971.0271 | 0 | 425040.4392 | 0 | 0 | 0 |  |  |  | 527011.4663
2036 | 7 | 111164.3024 | 0 | 436254.2482 | 0 | 0 | 0 |  |  |  | 547418.5506
2036 | 8 | 110310.8932 | 0 | 435461.2054 | 0 | 0 | 0 |  |  |  | 545772.0986
2036 | 9 | 94470.9387 | 0 | 418880.9074 | 0 | 0 | 0 |  |  |  | 513351.8461
2036 | 10 | 87251.5309 | 0 | 394619.0476 | 0 | 0 | 0 |  |  |  | 481870.5785
2036 | 11 | 72039.9265 | 0 | 365797.6817 | 0 | 0 | 0 |  |  |  | 437837.6082
2036 | 12 | 74138.8996 | 0 | 374306.4353 | 0 | 0 | 0 |  |  |  | 448445.3349
2037 | 1 | 74159.3141 | 0 | 401362.9671 | 0 | 0 | 0 |  |  |  | 475522.2812
2037 | 2 | 70240.2287 | 0 | 373895.9372 | 0 | 0 | 0 |  |  |  | 444136.1659
2037 | 3 | 79094.4092 | 0 | 376269.4877 | 0 | 0 | 0 |  |  |  | 455363.8969
2037 | 4 | 82914.888 | 0 | 381286.9544 | 0 | 0 | 0 |  |  |  | 464201.8424
2037 | 5 | 94833.0289 | 0 | 414154.4417 | 0 | 0 | 0 |  |  |  | 508987.4706
2037 | 6 | 103256.7605 | 0 | 428436.0898 | 0 | 0 | 0 |  |  |  | 531692.8503
2037 | 7 | 112565.9521 | 0 | 439632.17 | 0 | 0 | 0 |  |  |  | 552198.1221
2037 | 8 | 111701.7824 | 0 | 438846.01 | 0 | 0 | 0 |  |  |  | 550547.7924
2037 | 9 | 95662.1049 | 0 | 422358.6231 | 0 | 0 | 0 |  |  |  | 518020.728
2037 | 10 | 88351.6689 | 0 | 398250.4363 | 0 | 0 | 0 |  |  |  | 486602.1052
2037 | 11 | 72948.2643 | 0 | 369665.0799 | 0 | 0 | 0 |  |  |  | 442613.3442
2037 | 12 | 75073.703 | 0 | 378340.1607 | 0 | 0 | 0 |  |  |  | 453413.8637
2038 | 1 | 75094.3749 | 0 | 405488.2194 | 0 | 0 | 0 |  |  |  | 480582.5943
2038 | 2 | 71125.8745 | 0 | 378007.1053 | 0 | 0 | 0 |  |  |  | 449132.9798
2038 | 3 | 80091.6956 | 0 | 380304.0523 | 0 | 0 | 0 |  |  |  | 460395.748
2038 | 4 | 83960.3461 | 0 | 385240.9554 | 0 | 0 | 0 |  |  |  | 469201.3015
2038 | 5 | 96028.7606 | 0 | 418044.1124 | 0 | 0 | 0 |  |  |  | 514072.873
2038 | 6 | 104558.7054 | 0 | 432323.9631 | 0 | 0 | 0 |  |  |  | 536882.6685
2038 | 7 | 113985.2749 | 0 | 443517.0941 | 0 | 0 | 0 |  |  |  | 557502.369
2038 | 8 | 113110.2091 | 0 | 442692.7707 | 0 | 0 | 0 |  |  |  | 555802.9798
2038 | 9 | 96868.2903 | 0 | 426205.7935 | 0 | 0 | 0 |  |  |  | 523074.0838
2038 | 10 | 89465.6784 | 0 | 402128.5328 | 0 | 0 | 0 |  |  |  | 491594.2112
2038 | 11 | 73868.0552 | 0 | 373638.0025 | 0 | 0 | 0 |  |  |  | 447506.0577
2038 | 12 | 76020.2931 | 0 | 382368.0143 | 0 | 0 | 0 |  |  |  | 458388.3074
2039 | 1 | 76041.2257 | 0 | 409576.1129 | 0 | 0 | 0 |  |  |  | 485617.3386
2039 | 2 | 72022.6872 | 0 | 382160.7777 | 0 | 0 | 0 |  |  |  | 454183.4649
2039 | 3 | 81101.5567 | 0 | 384476.1441 | 0 | 0 | 0 |  |  |  | 465577.7008
2039 | 4 | 85018.9863 | 0 | 389358.693 | 0 | 0 | 0 |  |  |  | 474377.6793
2039 | 5 | 97239.5691 | 0 | 421980.4786 | 0 | 0 | 0 |  |  |  | 519220.0477
2039 | 6 | 105877.0664 | 0 | 436070.9671 | 0 | 0 | 0 |  |  |  | 541948.0335
2039 | 7 | 115422.4937 | 0 | 447117.4142 | 0 | 0 | 0 |  |  |  | 562539.9079
2039 | 8 | 114536.3943 | 0 | 446223.0356 | 0 | 0 | 0 |  |  |  | 560759.4299
2039 | 9 | 98089.6843 | 0 | 429789.4242 | 0 | 0 | 0 |  |  |  | 527879.1084
2039 | 10 | 90593.7342 | 0 | 405829.7091 | 0 | 0 | 0 |  |  |  | 496423.4434
2039 | 11 | 74799.4435 | 0 | 377515.3149 | 0 | 0 | 0 |  |  |  | 452314.7584
2039 | 12 | 76978.8186 | 0 | 386343.5956 | 0 | 0 | 0 |  |  |  | 463322.4142
2040 | 1 | 77000.0151 | 0 | 413588.2211 | 0 | 0 | 0 |  |  |  | 490588.2362
2040 | 2 | 72930.8076 | 0 | 386139.3001 | 0 | 0 | 0 |  |  |  | 459070.1077
2040 | 3 | 82124.1509 | 0 | 388398.0298 | 0 | 0 | 0 |  |  |  | 470522.1807
2040 | 4 | 86090.9746 | 0 | 393233.068 | 0 | 0 | 0 |  |  |  | 479324.0425
2040 | 5 | 98465.6445 | 0 | 425836.5473 | 0 | 0 | 0 |  |  |  | 524302.1917
2040 | 6 | 107212.0503 | 0 | 439975.5467 | 0 | 0 | 0 |  |  |  | 547187.597
2040 | 7 | 116877.8341 | 0 | 451061.197 | 0 | 0 | 0 |  |  |  | 567939.0311
2040 | 8 | 115980.5621 | 0 | 450159.8742 | 0 | 0 | 0 |  |  |  | 566140.4362
2040 | 9 | 99326.4785 | 0 | 433759.4142 | 0 | 0 | 0 |  |  |  | 533085.8928
2040 | 10 | 91736.0135 | 0 | 409880.0058 | 0 | 0 | 0 |  |  |  | 501616.0192
2040 | 11 | 75742.5755 | 0 | 381739.4283 | 0 | 0 | 0 |  |  |  | 457482.0038
2040 | 12 | 77949.43 | 0 | 390689.289 | 0 | 0 | 0 |  |  |  | 468638.719 |  |  | Variance from last years forecast
2041 | 1 | 77970.8937 |  | 417639.631 | 0 | 0 | 0 |  |  |  | 495610.5247
2041 | 2 | 73850.3784 |  | 390159.2413 | 0 | 0 | 0 |  |  |  | 464009.6197
2041 | 3 | 83159.6388 |  | 392359.921 | 0 | 0 | 0 |  |  |  | 475519.5598
2041 | 4 | 87176.4794 |  | 397145.9955 | 0 | 0 | 0 |  |  |  | 484322.4749
2041 | 5 | 99707.1792 |  | 429727.8528 | 0 | 0 | 0 |  |  |  | 529435.0319
2041 | 6 | 108563.8668 |  | 443915.0879 | 0 | 0 | 0 |  |  |  | 552478.9547
2041 | 7 | 118351.5246 |  | 455039.7658 | 0 | 0 | 0 |  |  |  | 573391.2904
2041 | 8 | 117442.939 |  | 454131.4458 | 0 | 0 | 0 |  |  |  | 571574.3848
2041 | 9 | 100578.8673 |  | 437766.0753 | 0 | 0 | 0 |  |  |  | 538344.9427
2041 | 10 | 92892.6955 |  | 413970.7255 | 0 | 0 | 0 |  |  |  | 506863.421
2041 | 11 | 76697.5994 |  | 386010.8063 | 0 | 0 | 0 |  |  |  | 462708.4057
2041 | 12 | 78932.2796 |  | 395083.8638 | 0 | 0 | 0 |  |  |  | 474016.1435
2042 | 1 | 78954.014 |  | 421730.7275 | 0 | 0 | 0 |  |  |  | 500684.7415
2042 | 2 | 74781.5438 |  | 394221.0326 | 0 | 0 | 0 |  |  |  | 469002.5764
2042 | 3 | 84208.1829 |  | 396362.2259 | 0 | 0 | 0 |  |  |  | 480570.4089
2042 | 4 | 88275.6711 |  | 401097.8592 | 0 | 0 | 0 |  |  |  | 489373.5304
2042 | 5 | 100964.3681 |  | 433654.7171 | 0 | 0 | 0 |  |  |  | 534619.0852
2042 | 6 | 109932.728 |  | 447889.9038 | 0 | 0 | 0 |  |  |  | 557822.6318
2042 | 7 | 119843.7966 |  | 459053.4274 | 0 | 0 | 0 |  |  |  | 578897.224
2042 | 8 | 118923.7548 |  | 458138.0569 | 0 | 0 | 0 |  |  |  | 577061.8118
2042 | 9 | 101847.0473 |  | 441809.7462 | 0 | 0 | 0 |  |  |  | 543656.7934
2042 | 10 | 94063.962 |  | 418102.2718 | 0 | 0 | 0 |  |  |  | 512166.2337
2042 | 11 | 77664.6649 |  | 390329.9779 | 0 | 0 | 0 |  |  |  | 467994.6428
2042 | 12 | 79927.5218 |  | 399527.87 | 0 | 0 | 0 |  |  |  | 479455.3918
2043 | 1 | 79949.5302 |  | 425861.8993 | 0 | 0 | 0 |  |  |  | 505811.4296
2043 | 2 | 75724.4502 |  | 398325.1094 | 0 | 0 | 0 |  |  |  | 474049.5596
2043 | 3 | 85269.948 |  | 400405.3567 | 0 | 0 | 0 |  |  |  | 485675.3047
2043 | 4 | 89388.7224 |  | 405089.0466 | 0 | 0 | 0 |  |  |  | 494477.769
2043 | 5 | 102237.4087 |  | 437617.4652 | 0 | 0 | 0 |  |  |  | 539854.874
2043 | 6 | 111318.849 |  | 451900.3101 | 0 | 0 | 0 |  |  |  | 563219.1591
2043 | 7 | 121354.8844 |  | 463102.4914 | 0 | 0 | 0 |  |  |  | 584457.3758
2043 | 8 | 120423.242 |  | 462180.0167 | 0 | 0 | 0 |  |  |  | 582603.2587
2043 | 9 | 103131.2174 |  | 445890.7686 | 0 | 0 | 0 |  |  |  | 549021.9861
2043 | 10 | 95249.9967 |  | 422275.0521 | 0 | 0 | 0 |  |  |  | 517525.0488
2043 | 11 | 78643.924 |  | 394697.4778 | 0 | 0 | 0 |  |  |  | 473341.4017
2043 | 12 | 80935.3128 |  | 404021.8636 | 0 | 0 | 0 |  |  |  | 484957.1764
2044 | 1 | 80957.5987 |  | 430033.5392 | 0 | 0 | 0 |  |  |  | 510991.1379
2044 | 2 | 76679.2454 |  | 402471.9122 | 0 | 0 | 0 |  |  |  | 479151.1577
2044 | 3 | 86345.1006 |  | 404489.7299 | 0 | 0 | 0 |  |  |  | 490834.8305
2044 | 4 | 90515.8079 |  | 409119.9489 | 0 | 0 | 0 |  |  |  | 499635.7568
2044 | 5 | 103526.5009 |  | 441616.4251 | 0 | 0 | 0 |  |  |  | 545142.926
2044 | 6 | 112722.4473 |  | 455946.6257 | 0 | 0 | 0 |  |  |  | 568669.073
2044 | 7 | 122885.0251 |  | 467187.27 | 0 | 0 | 0 |  |  |  | 590072.2952
2044 | 8 | 121941.6359 |  | 466257.637 | 0 | 0 | 0 |  |  |  | 588199.2728
2044 | 9 | 104431.5794 |  | 450009.4878 | 0 | 0 | 0 |  |  |  | 554441.0672
2044 | 10 | 96450.9859 |  | 426489.4779 | 0 | 0 | 0 |  |  |  | 522940.4638
2044 | 11 | 79635.5303 |  | 399113.8467 | 0 | 0 | 0 |  |  |  | 478749.377
2044 | 12 | 81955.8109 |  | 408566.4067 | 0 | 0 | 0 |  |  |  | 490522.2176
2045 | 1 | 81978.3778 |  | 434246.0434 | 0 | 0 | 0 |  |  |  | 516224.4212
2045 | 2 | 77646.0795 |  | 406661.8857 | 0 | 0 | 0 |  |  |  | 484307.9653
2045 | 3 | 87433.8097 |  | 408615.766 | 0 | 0 | 0 |  |  |  | 496049.5757
2045 | 4 | 91657.1046 |  | 413190.9614 | 0 | 0 | 0 |  |  |  | 504848.066
2045 | 5 | 104831.847 |  | 445651.9275 | 0 | 0 | 0 |  |  |  | 550483.7745
2045 | 6 | 114143.7433 |  | 460029.172 | 0 | 0 | 0 |  |  |  | 574172.9153
2045 | 7 | 124434.4592 |  | 471308.0782 | 0 | 0 | 0 |  |  |  | 595742.5374
2045 | 8 | 123479.1749 |  | 470371.2324 | 0 | 0 | 0 |  |  |  | 593850.4073
2045 | 9 | 105748.3375 |  | 454166.2517 | 0 | 0 | 0 |  |  |  | 559914.5892
2045 | 10 | 97667.1181 |  | 430745.965 | 0 | 0 | 0 |  |  |  | 528413.0831
2045 | 11 | 80639.6397 |  | 403579.6315 | 0 | 0 | 0 |  |  |  | 484219.2711
2045 | 12 | 82989.1762 |  | 413162.0681 | 0 | 0 | 0 |  |  |  | 496151.2443
2046 | 1 | 83012.0277 |  | 438499.8123 | 0 | 0 | 0 |  |  |  | 521511.8399
2046 | 2 | 78625.1043 |  | 410895.4794 | 0 | 0 | 0 |  |  |  | 489520.5836
2046 | 3 | 88536.246 |  | 412783.8902 | 0 | 0 | 0 |  |  |  | 501320.1363
2046 | 4 | 92812.7917 |  | 417302.4831 | 0 | 0 | 0 |  |  |  | 510115.2748
2046 | 5 | 106153.6519 |  | 449724.3064 | 0 | 0 | 0 |  |  |  | 555877.9584
2046 | 6 | 115582.9602 |  | 464148.2733 | 0 | 0 | 0 |  |  |  | 579731.2335
2046 | 7 | 126003.4298 |  | 475465.2339 | 0 | 0 | 0 |  |  |  | 601468.6637
2046 | 8 | 125036.1004 |  | 474521.1204 | 0 | 0 | 0 |  |  |  | 599557.2208
2046 | 9 | 107081.6983 |  | 458361.412 | 0 | 0 | 0 |  |  |  | 565443.1102
2046 | 10 | 98898.5843 |  | 435044.9329 | 0 | 0 | 0 |  |  |  | 533943.5173
2046 | 11 | 81656.4096 |  | 408095.385 | 0 | 0 | 0 |  |  |  | 489751.7946
2046 | 12 | 84035.571 |  | 417809.4226 | 0 | 0 | 0 |  |  |  | 501844.9936
2047 | 1 | 84058.7106 |  | 442795.2501 | 0 | 0 | 0 |  |  |  | 526853.9607
2047 | 2 | 79616.4734 |  | 415173.1472 | 0 | 0 | 0 |  |  |  | 494789.6206
2047 | 3 | 89652.5828 |  | 416994.5318 | 0 | 0 | 0 |  |  |  | 506647.1146
2047 | 4 | 93983.0506 |  | 421454.9171 | 0 | 0 | 0 |  |  |  | 515437.9677
2047 | 5 | 107492.1232 |  | 453833.8989 | 0 | 0 | 0 |  |  |  | 561326.0221
2047 | 6 | 117040.3239 |  | 468304.2571 | 0 | 0 | 0 |  |  |  | 585344.581
2047 | 7 | 127592.1832 |  | 479659.0576 | 0 | 0 | 0 |  |  |  | 607251.2408
2047 | 8 | 126612.657 |  | 478707.621 | 0 | 0 | 0 |  |  |  | 605320.278
2047 | 9 | 108431.8711 |  | 462595.3231 | 0 | 0 | 0 |  |  |  | 571027.1943
2047 | 10 | 100145.5779 |  | 439386.8058 | 0 | 0 | 0 |  |  |  | 539532.3837
2047 | 11 | 82685.9999 |  | 412661.6665 | 0 | 0 | 0 |  |  |  | 495347.6663
2047 | 12 | 85095.1596 |  | 422509.0518 | 0 | 0 | 0 |  |  |  | 507604.2115
2048 | 1 | 85118.591 |  | 447132.7649 | 0 | 0 | 0 |  |  |  | 532251.3559
2048 | 2 | 80620.3424 |  | 419495.3482 | 0 | 0 | 0 |  |  |  | 500115.6906
2048 | 3 | 90782.9953 |  | 421248.1244 | 0 | 0 | 0 |  |  |  | 512031.1197
2048 | 4 | 95168.0651 |  | 425648.6706 | 0 | 0 | 0 |  |  |  | 520816.7357
2048 | 5 | 108847.4711 |  | 457981.0449 | 0 | 0 | 0 |  |  |  | 566828.516
2048 | 6 | 118516.0632 |  | 472497.4536 | 0 | 0 | 0 |  |  |  | 591013.5168
2048 | 7 | 129200.9689 |  | 483889.8728 | 0 | 0 | 0 |  |  |  | 613090.8417
2048 | 8 | 128209.092 |  | 482931.0574 | 0 | 0 | 0 |  |  |  | 611140.1495
2048 | 9 | 109799.0681 |  | 466868.3432 | 0 | 0 | 0 |  |  |  | 576667.4113
2048 | 10 | 101408.2945 |  | 443772.0119 | 0 | 0 | 0 |  |  |  | 545180.3064
2048 | 11 | 83728.572 |  | 417279.0412 | 0 | 0 | 0 |  |  |  | 501007.6132
2048 | 12 | 86168.1084 |  | 427261.5437 | 0 | 0 | 0 |  |  |  | 513429.6521
2049 | 1 | 86191.8352 |  | 451512.769 | 0 | 0 | 0 |  |  |  | 537704.6042
2049 | 2 | 81636.8691 |  | 423862.5458 | 0 | 0 | 0 |  |  |  | 505499.4149
2049 | 3 | 91927.6609 |  | 425545.1062 | 0 | 0 | 0 |  |  |  | 517472.7671
2049 | 4 | 96368.0213 |  | 429884.1547 | 0 | 0 | 0 |  |  |  | 526252.176
2049 | 5 | 110219.9083 |  | 462166.0877 | 0 | 0 | 0 |  |  |  | 572385.9959
2049 | 6 | 120010.4098 |  | 476728.196 | 0 | 0 | 0 |  |  |  | 596738.6059
2049 | 7 | 130830.0395 |  | 488158.0057 | 0 | 0 | 0 |  |  |  | 618988.0452
2049 | 8 | 129825.6562 |  | 487191.7554 | 0 | 0 | 0 |  |  |  | 617017.4117
2049 | 9 | 111183.5038 |  | 471180.8334 | 0 | 0 | 0 |  |  |  | 582364.3372
2049 | 10 | 102686.9325 |  | 448200.9835 | 0 | 0 | 0 |  |  |  | 550887.9161
2049 | 11 | 84784.2897 |  | 421948.0809 | 0 | 0 | 0 |  |  |  | 506732.3706
2049 | 12 | 87254.5858 |  | 432067.4928 | 0 | 0 | 0 |  |  |  | 519322.0786
2050 | 1 | 87278.6118 |  | 455935.6785 | 0 | 0 | 0 |  |  |  | 543214.2903
2050 | 2 | 82666.2129 |  | 428275.2086 | 0 | 0 | 0 |  |  |  | 510941.4215
2050 | 3 | 93086.7594 |  | 429885.9197 | 0 | 0 | 0 |  |  |  | 522972.6791
2050 | 4 | 97583.1074 |  | 434161.7846 | 0 | 0 | 0 |  |  |  | 531744.8921
2050 | 5 | 111609.6502 |  | 466389.3735 | 0 | 0 | 0 |  |  |  | 577999.0237
2050 | 6 | 121523.5984 |  | 480996.8205 | 0 | 0 | 0 |  |  |  | 602520.4189
2050 | 7 | 132479.6507 |  | 492463.7856 | 0 | 0 | 0 |  |  |  | 624943.4363
2050 | 8 | 131462.6034 |  | 491490.0438 | 0 | 0 | 0 |  |  |  | 622952.6472
2050 | 9 | 112585.3956 |  | 475533.1583 | 0 | 0 | 0 |  |  |  | 588118.5539
2050 | 10 | 103981.6927 |  | 452674.1576 | 0 | 0 | 0 |  |  |  | 556655.8503
2050 | 11 | 85853.3188 |  | 426669.3636 | 0 | 0 | 0 |  |  |  | 512522.6824
2050 | 12 | 88354.7624 |  | 436927.5005 | 0 | 0 | 0 |  |  |  | 525282.2628
2051 | 1 | 88379.0913 |  | 460401.9138 | 0 | 0 | 0 |  |  |  | 548781.0051
2051 | 2 | 83708.5356 |  | 432733.8099 | 0 | 0 | 0 |  |  |  | 516442.3454
2051 | 3 | 94260.4727 |  | 434271.0122 | 0 | 0 | 0 |  |  |  | 528531.4849
2051 | 4 | 98813.5144 |  | 438481.9798 | 0 | 0 | 0 |  |  |  | 537295.4942
2051 | 5 | 113016.9152 |  | 470651.2517 | 0 | 0 | 0 |  |  |  | 583668.167
2051 | 6 | 123055.8665 |  | 485303.6662 | 0 | 0 | 0 |  |  |  | 608359.5326
2051 | 7 | 134150.0616 |  | 496807.5444 | 0 | 0 | 0 |  |  |  | 630957.606
2051 | 8 | 133120.1905 |  | 495826.2542 | 0 | 0 | 0 |  |  |  | 628946.4447
2051 | 9 | 114004.9635 |  | 479925.6859 | 0 | 0 | 0 |  |  |  | 593930.6495
2051 | 10 | 105292.7782 |  | 457191.9752 | 0 | 0 | 0 |  |  |  | 562484.7534
2051 | 11 | 86935.8271 |  | 431443.4739 | 0 | 0 | 0 |  |  |  | 518379.301
2051 | 12 | 89468.8109 |  | 441842.1748 | 0 | 0 | 0 |  |  |  | 531310.9857
2052 | 1 | 89493.4465 |  | 464911.8992 | 0 | 0 | 0 |  |  |  | 554405.3458
2052 | 2 | 84764.0006 |  | 437238.8278 | 0 | 0 | 0 |  |  |  | 522002.8285
2052 | 3 | 95448.9852 |  | 438700.8351 | 0 | 0 | 0 |  |  |  | 534149.8204
2052 | 4 | 100059.4353 |  | 442845.1638 | 0 | 0 | 0 |  |  |  | 542904.5991
2052 | 5 | 114441.9241 |  | 474952.0752 | 0 | 0 | 0 |  |  |  | 589393.9993
2052 | 6 | 124607.4546 |  | 489649.0754 | 0 | 0 | 0 |  |  |  | 614256.53
2052 | 7 | 135841.5343 |  | 501189.6172 | 0 | 0 | 0 |  |  |  | 637031.1515
2052 | 8 | 134798.6778 |  | 500200.7211 | 0 | 0 | 0 |  |  |  | 634999.3989
2052 | 9 | 115442.4305 |  | 484358.7876 | 0 | 0 | 0 |  |  |  | 599801.2181
2052 | 10 | 106620.3949 |  | 461754.8819 | 0 | 0 | 0 |  |  |  | 568375.2768
2052 | 11 | 88031.9845 |  | 436271.003 | 0 | 0 | 0 |  |  |  | 524302.9875
2052 | 12 | 90596.9062 |  | 446812.1307 | 0 | 0 | 0 |  |  |  | 537409.0368
2053 | 1 | 90621.8525 |  | 469466.0634 | 0 | 0 | 0 |  |  |  | 560087.9159
2053 | 2 | 85832.7739 |  | 441790.7457 | 0 | 0 | 0 |  |  |  | 527623.5196
2053 | 3 | 96652.4834 |  | 443175.845 | 0 | 0 | 0 |  |  |  | 539828.3284
2053 | 4 | 101321.0658 |  | 447251.7643 | 0 | 0 | 0 |  |  |  | 548572.8301
2053 | 5 | 115884.9007 |  | 479292.1996 | 0 | 0 | 0 |  |  |  | 595177.1004
2053 | 6 | 126178.6065 |  | 494033.3934 | 0 | 0 | 0 |  |  |  | 620211.9998
2053 | 7 | 137554.3345 |  | 505610.3419 | 0 | 0 | 0 |  |  |  | 643164.6764
2053 | 8 | 136498.3288 |  | 504613.7821 | 0 | 0 | 0 |  |  |  | 641112.1109
2053 | 9 | 116898.0223 |  | 488832.838 | 0 | 0 | 0 |  |  |  | 605730.8604
2053 | 10 | 107964.7513 |  | 466363.3278 | 0 | 0 | 0 |  |  |  | 574328.0791
2053 | 11 | 89141.9631 |  | 441152.5485 | 0 | 0 | 0 |  |  |  | 530294.5116
2053 | 12 | 91739.2254 |  | 451837.9899 | 0 | 0 | 0 |  |  |  | 543577.2153
2054 | 1 | 91764.4863 |  | 474064.8391 | 0 | 0 | 0 |  |  |  | 565829.3253
2054 | 2 | 86915.0231 |  | 446390.0518 | 0 | 0 | 0 |  |  |  | 533305.0749
2054 | 3 | 97871.1563 |  | 447696.5026 | 0 | 0 | 0 |  |  |  | 545567.6589
2054 | 4 | 102598.604 |  | 451702.2134 | 0 | 0 | 0 |  |  |  | 554300.8173
2054 | 5 | 117346.0715 |  | 483671.9843 | 0 | 0 | 0 |  |  |  | 601018.0558
2054 | 6 | 127769.5686 |  | 498456.9686 | 0 | 0 | 0 |  |  |  | 626226.5372
2054 | 7 | 139288.7311 |  | 510070.0594 | 0 | 0 | 0 |  |  |  | 649358.7905
2054 | 8 | 138219.4105 |  | 509065.7777 | 0 | 0 | 0 |  |  |  | 647285.1882
2054 | 9 | 118371.9674 |  | 493348.2156 | 0 | 0 | 0 |  |  |  | 611720.183
2054 | 10 | 109326.0584 |  | 471017.7672 | 0 | 0 | 0 |  |  |  | 580343.8256
2054 | 11 | 90265.9373 |  | 446088.7148 | 0 | 0 | 0 |  |  |  | 536354.6521
2054 | 12 | 92895.948 |  | 456920.3813 | 0 | 0 | 0 |  |  |  | 549816.3292
2055 | 1 | 92921.5273 |  | 478708.6632 | 0 | 0 | 0 |  |  |  | 571630.1905
2055 | 2 | 88010.9182 |  | 451037.2394 | 0 | 0 | 0 |  |  |  | 539048.1576
2055 | 3 | 99105.1952 |  | 452263.2735 | 0 | 0 | 0 |  |  |  | 551368.4688
2055 | 4 | 103892.2503 |  | 456196.9473 | 0 | 0 | 0 |  |  |  | 560089.1977
2055 | 5 | 118825.6659 |  | 488091.7915 | 0 | 0 | 0 |  |  |  | 606917.4574
2055 | 6 | 129380.591 |  | 502920.1525 | 0 | 0 | 0 |  |  |  | 632300.7434
2055 | 7 | 141044.9964 |  | 514569.1137 | 0 | 0 | 0 |  |  |  | 655614.1101
2055 | 8 | 139962.1929 |  | 513557.0514 | 0 | 0 | 0 |  |  |  | 653519.2442
2055 | 9 | 119864.4971 |  | 497905.3019 | 0 | 0 | 0 |  |  |  | 617769.799
2055 | 10 | 110704.53 |  | 475718.6593 | 0 | 0 | 0 |  |  |  | 586423.1893
2055 | 11 | 91404.0834 |  | 451080.1132 | 0 | 0 | 0 |  |  |  | 542484.1966
2055 | 12 | 94067.2554 |  | 462059.9407 | 0 | 0 | 0 |  |  |  | 556127.1961
2056 | 1 | 94093.1573 |  | 483397.9771 | 0 | 0 | 0 |  |  |  | 577491.1344
2056 | 2 | 89120.6312 |  | 455732.807 | 0 | 0 | 0 |  |  |  | 544853.4382
2056 | 3 | 100354.7939 |  | 456876.6283 | 0 | 0 | 0 |  |  |  | 557231.4222
2056 | 4 | 105202.2081 |  | 460736.4069 | 0 | 0 | 0 |  |  |  | 565938.615
2056 | 5 | 120323.9163 |  | 492551.9871 | 0 | 0 | 0 |  |  |  | 612875.9033
2056 | 6 | 131011.9264 |  | 507423.2997 | 0 | 0 | 0 |  |  |  | 638435.2261
2056 | 7 | 142823.4061 |  | 519107.8518 | 0 | 0 | 0 |  |  |  | 661931.2579
2056 | 8 | 141726.9497 |  | 518087.9497 | 0 | 0 | 0 |  |  |  | 659814.8994
2056 | 9 | 121375.8459 |  | 502504.4823 | 0 | 0 | 0 |  |  |  | 623880.3282
2056 | 10 | 112100.3825 |  | 480466.4677 | 0 | 0 | 0 |  |  |  | 592566.8502
2056 | 11 | 92556.5802 |  | 456127.3615 | 0 | 0 | 0 |  |  |  | 548683.9417
2056 | 12 | 95253.3316 |  | 467257.3113 | 0 | 0 | 0 |  |  |  | 562510.6429
2057 | 1 | 95279.5601 |  | 488133.2264 | 0 | 0 | 0 |  |  |  | 583412.7865
2057 | 2 | 90244.3364 |  | 460477.2583 | 0 | 0 | 0 |  |  |  | 550721.5947
2057 | 3 | 101620.1485 |  | 461537.0421 | 0 | 0 | 0 |  |  |  | 563157.1905
2057 | 4 | 106528.6828 |  | 465321.037 | 0 | 0 | 0 |  |  |  | 571849.7198
2057 | 5 | 121841.0578 |  | 497052.94 | 0 | 0 | 0 |  |  |  | 618893.9978
2057 | 6 | 132663.831 |  | 511966.7681 | 0 | 0 | 0 |  |  |  | 644630.5991
2057 | 7 | 144624.2394 |  | 523686.6236 | 0 | 0 | 0 |  |  |  | 668310.863
2057 | 8 | 143513.958 |  | 522658.8222 | 0 | 0 | 0 |  |  |  | 666172.7802
2057 | 9 | 122906.251 |  | 507146.1456 | 0 | 0 | 0 |  |  |  | 630052.3966
2057 | 10 | 113513.835 |  | 485261.6605 | 0 | 0 | 0 |  |  |  | 598775.4955
2057 | 11 | 93723.6086 |  | 461231.0848 | 0 | 0 | 0 |  |  |  | 554954.6934
2057 | 12 | 96454.3629 |  | 472513.1432 | 0 | 0 | 0 |  |  |  | 568967.5061
2058 | 1 | 96480.9221 |  | 492914.8611 | 0 | 0 | 0 |  |  |  | 589395.7831
2058 | 2 | 91382.2102 |  | 465271.1021 | 0 | 0 | 0 |  |  |  | 556653.3123
2058 | 3 | 102901.4577 |  | 466244.9948 | 0 | 0 | 0 |  |  |  | 569146.4525
2058 | 4 | 107871.8829 |  | 469951.2872 | 0 | 0 | 0 |  |  |  | 577823.1701
2058 | 5 | 123377.3286 |  | 501595.0227 | 0 | 0 | 0 |  |  |  | 624972.3514
2058 | 6 | 134336.5641 |  | 516550.9187 | 0 | 0 | 0 |  |  |  | 650887.4829
2058 | 7 | 146447.7791 |  | 528305.7823 | 0 | 0 | 0 |  |  |  | 674753.5614
2058 | 8 | 145323.4984 |  | 527270.0216 | 0 | 0 | 0 |  |  |  | 672593.52
2058 | 9 | 124455.9527 |  | 511830.6842 | 0 | 0 | 0 |  |  |  | 636286.6369
2058 | 10 | 114945.1095 |  | 490104.7107 | 0 | 0 | 0 |  |  |  | 605049.8202
2058 | 11 | 94905.3519 |  | 466391.9149 | 0 | 0 | 0 |  |  |  | 561297.2668
2058 | 12 | 97670.5377 |  | 477828.0941 | 0 | 0 | 0 |  |  |  | 575498.6318
2059 | 1 | 97697.4318 |  | 497743.3354 | 0 | 0 | 0 |  |  |  | 595440.7672
2059 | 2 | 92534.4312 |  | 470114.8528 | 0 | 0 | 0 |  |  |  | 562649.284
2059 | 3 | 104198.9228 |  | 471000.9714 | 0 | 0 | 0 |  |  |  | 575199.8942
2059 | 4 | 109232.019 |  | 474627.6115 | 0 | 0 | 0 |  |  |  | 583859.6305
2059 | 5 | 124932.9701 |  | 506178.6112 | 0 | 0 | 0 |  |  |  | 631111.5812
2059 | 6 | 136030.3885 |  | 521176.1159 | 0 | 0 | 0 |  |  |  | 657206.5043
2059 | 7 | 148294.3114 |  | 532965.6842 | 0 | 0 | 0 |  |  |  | 681259.9956
2059 | 8 | 147155.8549 |  | 531921.9037 | 0 | 0 | 0 |  |  |  | 679077.7586
2059 | 9 | 126025.1942 |  | 516558.4942 | 0 | 0 | 0 |  |  |  | 642583.6885
2059 | 10 | 116394.4306 |  | 494996.0959 | 0 | 0 | 0 |  |  |  | 611390.5266
2059 | 11 | 96101.9955 |  | 471610.4908 | 0 | 0 | 0 |  |  |  | 567712.4863
2059 | 12 | 98902.0471 |  | 483202.8289 | 0 | 0 | 0 |  |  |  | 582104.876
2060 | 1 | 98929.2802 |  | 502619.1084 | 0 | 0 | 0 |  |  |  | 601548.3886
2060 | 2 | 93701.1803 |  | 475009.0298 | 0 | 0 | 0 |  |  |  | 568710.2101
2060 | 3 | 105512.7473 |  | 475805.4619 | 0 | 0 | 0 |  |  |  | 581318.2092
2060 | 4 | 110609.3049 |  | 479350.4682 | 0 | 0 | 0 |  |  |  | 589959.7731
2060 | 5 | 126508.2262 |  | 510804.0845 | 0 | 0 | 0 |  |  |  | 637312.3108
2060 | 6 | 137745.5699 |  | 525842.727 | 0 | 0 | 0 |  |  |  | 663588.2969
2060 | 7 | 150164.1264 |  | 537666.6885 | 0 | 0 | 0 |  |  |  | 687830.8149
2060 | 8 | 149011.3152 |  | 536614.8274 | 0 | 0 | 0 |  |  |  | 685626.1426
2060 | 9 | 127614.2221 |  | 521329.9752 | 0 | 0 | 0 |  |  |  | 648944.1973
2060 | 10 | 117862.026 |  | 499936.2986 | 0 | 0 | 0 |  |  |  | 617798.3246
2060 | 11 | 97313.7274 |  | 476887.4587 | 0 | 0 | 0 |  |  |  | 574201.1861
2060 | 12 | 100149.0843 |  | 488638.0202 | 0 | 0 | 0 |  |  |  | 588787.1045
2061 | 1 | 100176.6608 |  | 507542.6432 | 0 | 0 | 0 |  |  |  | 607719.304
2061 | 2 | 94882.6408 |  | 479954.1581 | 0 | 0 | 0 |  |  |  | 574836.7989
2061 | 3 | 106843.1375 |  | 480658.961 | 0 | 0 | 0 |  |  |  | 587502.0986
2061 | 4 | 112003.9567 |  | 484120.3205 | 0 | 0 | 0 |  |  |  | 596124.2772
2061 | 5 | 128103.3446 |  | 515471.8256 | 0 | 0 | 0 |  |  |  | 643575.1701
2061 | 6 | 139482.3778 |  | 530551.123 | 0 | 0 | 0 |  |  |  | 670033.5007
2061 | 7 | 152057.5174 |  | 542409.1578 | 0 | 0 | 0 |  |  |  | 694466.6753
2061 | 8 | 150890.1707 |  | 541349.1548 | 0 | 0 | 0 |  |  |  | 692239.3255
2061 | 9 | 129223.2857 |  | 526145.5307 | 0 | 0 | 0 |  |  |  | 655368.8164
2061 | 10 | 119348.126 |  | 504925.8059 | 0 | 0 | 0 |  |  |  | 624273.9319
2061 | 11 | 98540.7378 |  | 482223.4719 | 0 | 0 | 0 |  |  |  | 580764.2097
2061 | 12 | 101411.8451 |  | 494134.3479 | 0 | 0 | 0 |  |  |  | 595546.1931
2062 | 1 | 101439.7694 |  | 512514.4078 | 0 | 0 | 0 |  |  |  | 613954.1772
2062 | 2 | 96078.9981 |  | 484950.7681 | 0 | 0 | 0 |  |  |  | 581029.7662
2062 | 3 | 108190.3025 |  | 485561.9687 | 0 | 0 | 0 |  |  |  | 593752.2712
2062 | 4 | 113416.1934 |  | 488937.636 | 0 | 0 | 0 |  |  |  | 602353.8294
2062 | 5 | 129718.5754 |  | 520182.2206 | 0 | 0 | 0 |  |  |  | 649900.796
2062 | 6 | 141241.0847 |  | 535301.6779 | 0 | 0 | 0 |  |  |  | 676542.7626
2062 | 7 | 153974.7819 |  | 547193.458 | 0 | 0 | 0 |  |  |  | 701168.2399
2062 | 8 | 152792.7163 |  | 546125.2511 | 0 | 0 | 0 |  |  |  | 698917.9675
2062 | 9 | 130852.6377 |  | 531005.5678 | 0 | 0 | 0 |  |  |  | 661858.2054
2062 | 10 | 120852.964 |  | 509965.1099 | 0 | 0 | 0 |  |  |  | 630818.0739
2062 | 11 | 99783.2193 |  | 487619.1911 | 0 | 0 | 0 |  |  |  | 587402.4104
2062 | 12 | 102690.5279 |  | 499692.4998 | 0 | 0 | 0 |  |  |  | 602383.0277
2063 | 1 | 102718.8043 |  | 517534.8746 | 0 | 0 | 0 |  |  |  | 620253.6789
2063 | 2 | 97290.44 |  | 489999.3959 | 0 | 0 | 0 |  |  |  | 587289.8359
2063 | 3 | 109554.4535 |  | 490514.99 | 0 | 0 | 0 |  |  |  | 600069.4435
2063 | 4 | 114846.2367 |  | 493802.8869 | 0 | 0 | 0 |  |  |  | 608649.1236
2063 | 5 | 131354.1724 |  | 524935.6593 | 0 | 0 | 0 |  |  |  | 656289.8317
2063 | 6 | 143021.9668 |  | 540094.7693 | 0 | 0 | 0 |  |  |  | 683116.7362
2063 | 7 | 155916.2208 |  | 552019.9579 | 0 | 0 | 0 |  |  |  | 707936.1787
2063 | 8 | 154719.2508 |  | 550943.485 | 0 | 0 | 0 |  |  |  | 705662.7358
2063 | 9 | 132502.5338 |  | 535910.4973 | 0 | 0 | 0 |  |  |  | 668413.0311
2063 | 10 | 122376.7761 |  | 515054.7077 | 0 | 0 | 0 |  |  |  | 637431.4838
2063 | 11 | 101041.3671 |  | 493075.2843 | 0 | 0 | 0 |  |  |  | 594116.6513
2063 | 12 | 103985.3334 |  | 505313.1711 | 0 | 0 | 0 |  |  |  | 609298.5045
[14 empty] | FKEC | KW | LEE | Metro | Sem | Total
2007 |  | 766119.4788 | 238905 | 0 | 6305.968 | [5 empty] | 1011330.4468 |  |  | 2.553% | 0% |  | 0% |  | 1.922%
2008 |  | 857285.4243 | 258225 | 0 | 6959.072 | 3250 | 0 |  |  |  | 1125719.4963 |  | 11.31% | 16.27% | 0% |  | 0% | 0% | 11.93%
2009 |  | 868094.7741 | 225928 | 0 | 6243.207 | 213450 | 0 | 0 | 0 | 0 | 1313715.9811 | 1313715.9811 | 16.7% | 21.35% | -3.169% |  | -4.264% | 21.35% | 16.15%
2010 |  | 879040.4169 | 227430 | 1210527.039 | 6592.358 | 0 | 0 | 0 | 0 | 0 | 2323589.8139 | 2323589.8139 | 76.87% | 22.92% | -8.638% | 2.8% | 4.456% |  | 8.178%
2011 |  | 797273.1739 | 226755 | 1177915.252 | 7159.005 | 0 | 0 | 13628.775 | 0 | 0 | 2222731.2059 | 2222731.2059 | -4.341% | 10.36% | -8.909% | -0.4674% | 9.235% |  | 2.839%
2012 |  | 736959.874 | 225675 | 1184367.714 | 6108.396 | 0 | 0 | 63284.5599 | 27612.8423 | 0 | 2244008.3862 | 2244008.3862 | 0.9573% | 0.7008% | -9.568% | -0.913% | -6.46% |  | 2.786%
2013 |  | 758684.102 | 86175 | 1202479.9527 | 5251.1829 | 0 | 0 | 61754.2453 | 38143.7911 | 0 | 2152488.274 | 2152488.274 | -4.078% | 2.443% | -11.79% | -0.8845% | -20.14% |  | 4.587%
2014 |  | 800964.1544 | 0 | 3751337.0767 | 0 | 521550 | 184143 | 63274.2018 | 38695.4701 | 199295 | 5559258.9029 | 5559258.9029 |  | 7.071% |  | -3.477% | -100% | 6.526% | 8.354%
2015 |  | 805224.4068 | 0 | 3761657.0764 | 0 | 835200 | 262440 | 62742.6836 | 38419.6306 | 269709.5221 | 6035393.3195 | 6035393.3195 |  | 6.669% |  | -3.693% | -100% | 0% | 9.685%
2016 |  | 815377.3291 | 0 | 3827004.5751 | 0 | 835200 | 285480 | 62742.6836 | 38557.5503 | 270200.3303 | 6134562.4684 | 6134562.4684 |  | 7.079% |  | -2.508% | -100% | 0% | 10.96%
2017 |  | 825658.2676 | 0 | 3888834.109 | 0 | 832000 | 306360 | 0 | 11543.0691 | 0 | 5864395.4457 | 5864395.4457 |  | 7.46% |  | -1.914% | -100% | 0% | 5.256%
2018 |  | 836068.8366 | 0 | 3941141.4085 | 0 | 835200 | 0 | 0 | 0 | 0 | 5612410.2451 | 5612410.2451 |  | 7.631% |  | -1.579% | -100% | 0% | -0.186%
2019 |  | 846610.6704 | 0 | 3985462.0307 | 0 | 835200 | 0 | 0 | 0 | 0 | 5667272.7011 | 5667272.7011 |  | 7.714% |  | -1.457% | -100% | 0% | -0.08496%
2020 |  | 857285.4243 | 0 | 4012376.227 | 0 | 838400 | 0 | 0 | 0 | 0 | 5708061.6513 | 5708061.6513 |  | 7.913% |  | -1.774% | -100% | 0% | -0.2816%
2021 |  | 868094.7741 | 0 | 4043518.5222 | 0 | 342400 | 0 | 0 | 0 | 0 | 5254013.2963 | 5254013.2963 |  | 8.516% |  | -1.992% | -100% | -59% | -8.901%
2022 |  | 879040.4169 | 0 | 4080531.2339 | 0 | 0 | 0 | 0 | 0 | 0 | 4959571.6508 | 4959571.6508 |  | 9.164% |  | -2.074% | -100% | -100% | -14.69%
2023 |  | 890124.0713 | 0 | 4128278.2161 | 0 | 0 | 0 | 0 | 0 | 0 | 5018402.2874 | 5018402.2874 |  | 9.649% |  | -1.909% | -100% | -100% | -14.39%
2024 |  | 901347.4774 | 0 | 4177078.1808 | 0 | 0 | 0 | 0 | 0 | 0 | 5078425.6582 | 5078425.6582 |  | 10.08% |  | -1.732% | -100% | -100% | -14.09%
2025 |  | 912712.3973 | 0 | 4227010.2053 | 0 | 0 | 0 | 0 | 0 | 0 | 5139722.6026 | 5139722.6026 |  | 10.47% |  | -1.542% | -100% | -100% | -13.78%
2026 |  | 924220.6153 | 0 | 4280100.5049 | 0 | 0 | 0 | 0 | 0 | 0 | 5204321.1202 | 5204321.1202 |  | 10.82% |  | -1.292% | -100% | -100% | -13.43%
2027 |  | 935873.9383 | 0 | 4337254.1153 | 0 | 0 | 0 | 0 | 0 | 0 | 5273128.0536 | 5273128.0536 |  | 11.16% |  | -0.9646% | -100% | -100% | -13.03%
2028 |  | 947674.1958 | 0 | 4387626.8944 | 0 | 0 | 0 | 0 | 0 | 0 | 5335301.0902 | 5335301.0902 |  | 11.53% |  | -0.8063% | -100% | -100% | -12.75%
2029 |  | 959623.2405 | 0 | 4434106.5334 | 0 | 0 | 0 | 0 | 0 | 0 | 5393729.7739 | 5393729.7739 |  | 11.89% |  | -0.7481% | -100% | -100% | -12.54%
2030 |  | 971722.9485 | 0 | 4481312.4594 | 0 | 0 | 0 | 0 | 0 | 0 | 5453035.4079 | 5453035.4079 |  | 12.24% |  | -0.6846% | -100% | -100% | -12.33%
2031 |  | 983975.2194 | 0 | 4533424.5197 | 0 | 0 | 0 | 0 | 0 | 0 | 5517399.7391 | 5517399.7391 |  | 12.75% |  | -0.5244% | -100% | -100% | -12.03%
2032 |  | 996381.9769 | 0 | 4592735.4693 | 0 | 0 | 0 | 0 | 0 | 0 | 5589117.4462 | 5589117.4462 |  | 13.29% |  | -0.2208% | -100% | -100% | -11.67%
2033 |  | 1008945.1688 | 0 | 4644484.3833 | 0 | 0 | 0 | 0 | 0 | 0 | 5653429.5521 | 5653429.5521 |  | 13.7% |  | -0.09555% | -100% | -100% | -11.32%
2034 |  | 1021666.7676 | 0 | 4689734.4489 | 0 | 0 | 0 | 0 | 0 | 0 | 5711401.2165 | 5711401.2165 |  | 13.9% |  |  | -100% | -100% | 229.1%
2035 |  | 1034548.7707 | 0 | 4734323.331 | 0 | 0 | 0 | 0 | 0 | 0 | 5768872.1017 | 5768872.1017 |  | 13.94% |  |  | -100% | -100% | 229.7%
2036 |  | 1047593.2005 | 0 | 4780166.0836 | 0 | 0 | 0 | 0 | 0 | 0 | 5827759.2841 | 5827759.2841 |  | 13.96% |  |  | -100% | -100% | 230.3%
2037 |  | 1060802.1051 | 0 | 4822498.3577 | 0 | 0 | 0 | 0 | 0 | 0 | 5883300.4628 | 5883300.4628 |  | 14.03% |  |  | -100% | -100% | 232%
2038 |  | 1074177.5582 | 0 | 4869958.6158 | 0 | 0 | 0 | 0 | 0 | 0 | 5944136.174 | 5944136.174 |  | 14.12% |  |  | -100% | -100% | 233.4%
2039 |  | 1087721.6599 | 0 | 4916441.6671 | 0 | 0 | 0 | 0 | 0 | 0 | 6004163.327 | 6004163.327 |  | 14.17% |  |  | -100% | -100% | 235.2%
2040 |  | 1101436.5366 | 0 | 4964459.9214 | 0 | 0 | 0 | 0 | 0 | 0 | 6065896.458 | 6065896.458 |  | 13.95% |  |  | -100% | -100% | 235.4%
2041 |  | 1115324.3416 | 0 | 5012950.4121 | 0 | 0 | 0 | 0 | 0 | 0 | 6128274.7538 | 6128274.7538
2042 |  | 1129387.2553 | 0 | 5061917.8163 | 0 | 0 | 0 | 0 | 0 | 0 | 6191305.0717 | 6191305.0717
2043 |  | 1143627.4857 | 0 | 5111366.8577 | 0 | 0 | 0 | 0 | 0 | 0 | 6254994.3434 | 6254994.3434
2044 |  | 1158047.2684 | 0 | 5161302.3071 | 0 | 0 | 0 | 0 | 0 | 0 | 6319349.5755 | 6319349.5755
2045 |  | 1172648.8674 | 0 | 5211728.9829 | 0 | 0 | 0 | 0 | 0 | 0 | 6384377.8503 | 6384377.8503
2046 |  | 1187434.5752 | 0 | 5262651.7515 | 0 | 0 | 0 | 0 | 0 | 0 | 6450086.3268 | 6450086.3268
2047 |  | 1202406.7132 | 0 | 5314075.5282 | 0 | 0 | 0 | 0 | 0 | 0 | 6516482.2414 | 6516482.2414
2048 |  | 1217567.6321 | 0 | 5366005.2768 | 0 | 0 | 0 | 0 | 0 | 0 | 6583572.9089 | 6583572.9089
2049 |  | 1232919.7121 | 0 | 5418446.0112 | 0 | 0 | 0 | 0 | 0 | 0 | 6651365.7233 | 6651365.7233
2050 |  | 1248465.3636 | 0 | 5471402.7948 | 0 | 0 | 0 | 0 | 0 | 0 | 6719868.1584 | 6719868.1584

## Incremental_NEL
Wholesale NEL | [11 empty] | FPL 000577 OCEC NEED
Year | Period | Florida Keys | Key West | Lee County | Metro Dade | Seminole Agreement | New Smyrna Beach | Wauchula | Blountstown | Winter Park | Total Wholesale |  | Lee + Seminole - Key West
2008 | 1 | 0 | 0 | 0 | 0 | 0 |  | 0 | 0 |  | 0 |  | 0
2008 | 2 | 0 | 0 | 0 | 0 | 0 |  | 0 | 0 |  | 0 |  | 0
2008 | 3 | 0 | 0 | 0 | 0 | 0 |  | 0 | 0 |  | 0 |  | 0
2008 | 4 | 0 | 0 | 0 | 0 | 0 |  | 0 | 0 |  | 0 |  | 0
2008 | 5 | 0 | 0 | 0 | 0 | 0 |  | 0 | 0 |  | 0 |  | 0
2008 | 6 | 0 | 0 | 0 | 0 | 0 |  | 0 | 0 |  | 0 |  | 0
2008 | 7 | 0 | 0 | 0 | 0 | 0 |  | 0 | 0 |  | 0 |  | 0
2008 | 8 | 0 | 0 | 0 | 0 | 0 |  | 0 | 0 |  | 0 |  | 0
2008 | 9 | 0 | 0 | 0 | 0 | 0 |  | 0 | 0 |  | 0 |  | 0
2008 | 10 | 0 | 0 | 0 | 0 | 0 |  | 0 | 0 |  | 0 |  | 0
2008 | 11 | 0 | 0 | 0 | 0 | 0 |  | 0 | 0 |  | 0 |  | 0
2008 | 12 | 0 | 0 | 0 | 0 | 0 |  | 0 | 0 |  | 0 |  | 0
2009 | 1 | 0 | 0 | 0 | 0 | 0 |  | 0 | 0 |  | 0 |  | 0
2009 | 2 | 0 | 0 | 0 | 0 | 0 |  | 0 | 0 |  | 0 |  | 0
2009 | 3 | 0 | 0 | 0 | 0 | 0 |  | 0 | 0 |  | 0 |  | 0
2009 | 4 | 0 | 0 | 0 | 0 | 0 |  | 0 | 0 |  | 0 |  | 0
2009 | 5 | 0 | 0 | 0 | 0 | 0 |  | 0 | 0 |  | 0 |  | 0
2009 | 6 | 0 | 0 | 0 | 0 | 0 |  | 0 | 0 |  | 0 |  | 0
2009 | 7 | 0 | 0 | 0 | 0 | 0 |  | 0 | 0 |  | 0 |  | 0
2009 | 8 | 0 | 0 | 0 | 0 | 0 |  | 0 | 0 |  | 0 |  | 0
2009 | 9 | 0 | 0 | 0 | 0 | 0 |  | 0 | 0 |  | 0 |  | 0
2009 | 10 | 0 | 0 | 0 | 0 | 0 |  | 0 | 0 |  | 0 |  | 0
2009 | 11 | 0 | 0 | 0 | 0 | 0 |  | 0 | 0 |  | 0 |  | 0
2009 | 12 | 0 | 0 | 0 | 0 | 0 |  | 0 | 0 |  | 0 |  | 0
2010 | 1 | 0 | 0 | 109394.3 | 0 | 0 |  | 0 | 0 |  | 109394.3 |  | 109394.3
2010 | 2 | 0 | 0 | 85973.099 | 0 | 0 |  | 0 | 0 |  | 85973.099 |  | 85973.099
2010 | 3 | 0 | 0 | 88619.247 | 0 | 0 |  | 0 | 0 |  | 88619.247 |  | 88619.247
2010 | 4 | 0 | 0 | 86660.504 | 0 | 0 |  | 0 | 0 |  | 86660.504 |  | 86660.504
2010 | 5 | 0 | 0 | 111143.427 | 0 | 0 |  | 0 | 0 |  | 111143.427 |  | 111143.427
2010 | 6 | 0 | 0 | 115273.648 | 0 | 0 |  | 0 | 0 |  | 115273.648 |  | 115273.648
2010 | 7 | 0 | 0 | 113803.861 | 0 | 0 |  | 0 | 0 |  | 113803.861 |  | 113803.861
2010 | 8 | 0 | 0 | 113071.015 | 0 | 0 |  | 0 | 0 |  | 113071.015 |  | 113071.015
2010 | 9 | 0 | 0 | 106584.899 | 0 | 0 |  | 0 | 0 |  | 106584.899 |  | 106584.899
2010 | 10 | 0 | 0 | 95246.997 | 0 | 0 |  | 0 | 0 |  | 95246.997 |  | 95246.997
2010 | 11 | 0 | 0 | 83461.894 | 0 | 0 |  | 0 | 0 |  | 83461.894 |  | 83461.894
2010 | 12 | 0 | 0 | 101294.148 | 0 | 0 |  | 0 | 0 |  | 101294.148 |  | 101294.148
2011 | 1 | 0 | 0 | 88944.758 | 0 | 0 |  | 0 | 0 |  | 88944.758 |  | 88944.758
2011 | 2 | 0 | 0 | 80799.967 | 0 | 0 |  | 0 | 0 |  | 80799.967 |  | 80799.967
2011 | 3 | 0 | 0 | 92072.526 | 0 | 0 |  | 0 | 0 |  | 92072.526 |  | 92072.526
2011 | 4 | 0 | 0 | 104888.657 | 0 | 0 |  | 0 | 0 |  | 104888.657 |  | 104888.657
2011 | 5 | 0 | 0 | 107074.308 | 0 | 0 |  | 0 | 0 |  | 107074.308 |  | 107074.308
2011 | 6 | 14166.0409 | 0 | 108087.621 | 0 | 0 |  | 0 | 0 |  | 122253.6619 |  | 108087.621
2011 | 7 | 19195.956 | 0 | 112792.205 | 0 | 0 |  | 0 | 0 |  | 131988.161 |  | 112792.205
2011 | 8 | 13866.0226 | 0 | 114067.916 | 0 | 0 |  | 0 | 0 |  | 127933.9386 |  | 114067.916
2011 | 9 | 15114.0017 | 0 | 107230.475 | 0 | 0 |  | 0 | 0 |  | 122344.4767 |  | 107230.475
2011 | 10 | 10608.7227 | 0 | 91884.466 | 0 | 0 |  | 4846.848 | 0 |  | 107340.0367 |  | 91884.466
2011 | 11 | 12169.7745 | 0 | 84513.238 | 0 | 0 |  | 4334.544 | 0 |  | 101017.5565 |  | 84513.238
2011 | 12 | 14608.6462 | 0 | 85559.115 | 0 | 0 |  | 4447.383 | 0 |  | 104615.1442 |  | 85559.115
2012 | 1 | 14429.079 | 0 | 89991.825 | 0 | 0 |  | 4696.802 | 0 |  | 109117.706 |  | 89991.825
2012 | 2 | 13573.5401 | 0 | 86884.248 | 0 | 0 |  | 4387.837 | 0 |  | 104845.6251 |  | 86884.248
2012 | 3 | 18703.8168 | 0 | 97530.348 | 0 | 0 |  | 4923.181 | 0 |  | 121157.3458 |  | 97530.348
2012 | 4 | 9550.7576 | 0 | 95089.7683 | 0 | 0 |  | 4983.3242 | 0 |  | 109623.8501 |  | 95089.7683
2012 | 5 | 13486.5974 | 0 | 109264.1547 | 0 | 0 |  | 6121.0439 | 3589.85 |  | 132461.646 |  | 109264.1547
2012 | 6 | 13158.6643 | 0 | 105197.076 | 0 | 0 |  | 5728.745 | 3674.217 |  | 127758.7023 |  | 105197.076
2012 | 7 | 14278.8125 | 0 | 113099.6235 | 0 | 0 |  | 6238.9201 | 4116.039 |  | 137733.395 |  | 113099.6235
2012 | 8 | 15718.8028 | 0 | 115345.071 | 0 | 0 |  | 6415.799 | 3897.069 |  | 141376.7418 |  | 115345.071
2012 | 9 | 14040.7922 | 0 | 104983.1701 | 0 | 0 |  | 5749.07 | 3490.969 |  | 128264.0013 |  | 104983.1701
2012 | 10 | 12124.4664 | 0 | 100007.6358 | 0 | 0 |  | 5337.9446 | 3039.8842 |  | 120509.9309 |  | 100007.6358
2012 | 11 | 15547.2113 | 0 | 79468.1517 | 0 | 0 |  | 4122.5101 | 2761.0591 |  | 101898.9322 |  | 79468.1517
2012 | 12 | 11567.2583 | 0 | 87506.6419 | 0 | 0 |  | 4579.383 | 3043.7551 |  | 106697.0383 |  | 87506.6419
2013 | 1 | 17909.875 | 0 | 89786.4264 | 0 | 0 |  | 4430.53 | 2945.2308 |  | 115072.0622 |  | 89786.4264
2013 | 2 | 12517.7254 | 0 | 84958.6751 | 0 | 0 |  | 4216.1532 | 2657.6967 |  | 104350.2504 |  | 84958.6751
2013 | 3 | 5882.3901 | 0 | 92662.2037 | 0 | 0 |  | 4511.5509 | 2948.5339 |  | 106004.6787 |  | 92662.2037
2013 | 4 | 14290.9564 | 0 | 101520.4839 | 0 | 0 |  | 5015.6158 | 2772.426 |  | 123599.4821 |  | 101520.4839
2013 | 5 | 10018.3847 | 0 | 102931.9738 | 0 | 0 |  | 5416.7007 | 3201.0166 |  | 121568.0759 |  | 102931.9738
2013 | 6 | 13114.1436 | -21060 | 107378.4151 | 0 | 0 |  | 5723.4525 | 3746.2912 |  | 108902.3025 |  | 107333.4151
2013 | 7 | 12866.9578 | -22140 | 108944.6269 | 0 | 0 |  | 5654.0407 | 3766.6253 |  | 109092.2507 |  | 108899.6269
2013 | 8 | 16530.9294 | -22815 | 116066.3982 | 0 | 0 |  | 6416.3103 | 3922.9659 |  | 120121.6038 |  | 116021.3982
2013 | 9 | 12119.5606 | -21060 | 104907.7248 | 0 | 0 |  | 5734.3012 | 3620.5109 |  | 105322.0975 |  | 104862.7248
2013 | 10 | 13533.8296 | -19395 | 106317.4068 | 0 | 0 |  | 5499.3548 | 2964.0969 |  | 108919.6881 |  | 106272.4068
2013 | 11 | 11732.1225 | -16560 | 93649.2246 | 0 | 0 |  | 4493.9387 | 2661.8907 |  | 95977.1764 |  | 93604.2246
2013 | 12 | 14728.6514 | -16110 | 93356.3934 | -594.618 | 0 |  | 4642.2964 | 2936.5062 |  | 98959.2294 |  | 93311.3934
2014 | 1 | 8841.8588 | -16110 | 302663.9818 | -495.657 | 0 | 0 | 5124.5694 | 3598.7402 | 16537 | 320160.4931 |  | 302618.9818
2014 | 2 | 14738.8564 | -15615 | 247855.3863 | -262.108 | 0 | 18635 | 4132.2357 | 2923.0439 | 15456 | 287863.4143 |  | 247810.3863
2014 | 3 | 13169.4496 | -17100 | 277647.8152 | -399.068 | 0 | 14868 | 4021.6145 | 2594.3847 | 16997 | 311799.196 |  | 277602.8152
2014 | 4 | 12503.4557 | -17235 | 311518.4058 | -563.317 | 0 | 7200 | 5396.7404 | 2558.4093 | 15387 | 336765.6941 |  | 311473.4058
2014 | 5 | 17099.9903 | -20115 | 346316.9007 | -547.913 | 0 | 14775 | 5912.6414 | 2856.3084 | 16790 | 383087.9279 |  | 346271.9007
2014 | 6 | 12175.2009 | -21060 | 361951.7123 | -531.087 | 81900 | 23090 | 5789.238 | 4003.365 | 16560 | 483878.4292 |  | 443806.7123
2014 | 7 | 16465.5603 | -22140 | 342204.5554 | -540.6187 | 90850 | 24575 | 6401.7082 | 3991.8651 | 17112 | 478920.0704 |  | 433009.5554
2014 | 8 | 23784.954 | -22815 | 364790.1174 | -502.0119 | 67200 | 26040 | 6416.0547 | 3910.0174 | 17112 | 485936.1316 |  | 431945.1174
2014 | 9 | 24421.8685 | -21060 | 343543.475 | -500.2868 | 70400 | 18000 | 5741.6856 | 3555.7399 | 16560 | 460662.4822 |  | 413898.475
2014 | 10 | 18055.9433 | -19395 | 310293.8695 | -455.3222 | 73600 | 14880 | 5418.6497 | 3001.9905 | 17112 | 422512.1308 |  | 383848.8695
2014 | 11 | 20118.0997 | -16560 | 269140.0141 | -453.7933 | 64000 | 7200 | 4308.2244 | 2711.4749 | 16560 | 367024.0198 |  | 333095.0141
2014 | 12 | 7285.954 | -16110 | 273410.8433 | -594.618 | 73600 | 14880 | 4610.8397 | 2990.1306 | 17112 | 377185.1496 |  | 346965.8433
2015 | 1 | 10561.612 | -16110 | 298869.2186 | -495.657 | 70400 | 29760 | 4777.5497 | 3271.9855 | 19158.0707 | 420192.7796 |  | 369224.2186
2015 | 2 | 12234.2437 | -15615 | 272034.9386 | -262.108 | 64000 | 26880 | 4174.1945 | 2790.3703 | 17525.3609 | 383761.9999 |  | 335989.9386
2015 | 3 | 12251.6181 | -17100 | 277865.4869 | -399.068 | 70400 | 14880 | 4266.5827 | 2771.4593 | 18348.2085 | 383284.2875 |  | 348220.4869
2015 | 4 | 12670.363 | -17235 | 287454.3584 | -563.317 | 70400 | 14400 | 5206.1781 | 2665.4176 | 18832.6094 | 393830.6094 |  | 357809.3584
2015 | 5 | 14710.2448 | -20115 | 329884.8111 | -547.913 | 67200 | 18600 | 5664.6711 | 3028.6625 | 24239.1127 | 442664.5891 |  | 397039.8111
2015 | 6 | 16344.4329 | -21060 | 350588.1655 | -531.087 | 70400 | 28800 | 5756.3453 | 3874.8281 | 27847.3885 | 482020.0733 |  | 420943.1655
2015 | 7 | 18338.6685 | -22140 | 366102.7629 | -540.6187 | 73600 | 33480 | 6401.7082 | 3879.2452 | 27951.8249 | 507073.591 |  | 439657.7629
2015 | 8 | 17211.1304 | -22815 | 366364.2557 | -502.0119 | 67200 | 33480 | 6416.0547 | 3916.4917 | 28556.6907 | 499827.6112 |  | 433519.2557
2015 | 9 | 13767.102 | -21060 | 345994.3864 | -500.2868 | 70400 | 21600 | 5741.6856 | 3588.1254 | 27811.957 | 467342.9696 |  | 416349.3864
2015 | 10 | 13475.2301 | -19395 | 313843.1527 | -455.3222 | 70400 | 14880 | 5418.6497 | 2983.0437 | 23220.036 | 424369.7899 |  | 384198.1527
2015 | 11 | 9853.6946 | -16560 | 273964.6786 | -453.7933 | 67200 | 10800 | 4308.2244 | 2686.6828 | 17586.6026 | 369386.0896 |  | 341119.6786
2015 | 12 | 10596.3264 | -16110 | 278690.8611 | -594.618 | 73600 | 14880 | 4610.8397 | 2963.3184 | 18631.6603 | 387268.3879 |  | 352245.8611
2016 | 1 | 10973.2319 | -16110 | 304375.0545 | -495.657 | 67200 | 29760 | 4777.5497 | 3435.3628 | 19158.0707 | 423073.6126 |  | 371530.0545
2016 | 2 | 11151.9224 | -15615 | 277840.6275 | -262.108 | 67200 | 27840 | 4174.1945 | 2856.7071 | 18016.1691 | 393202.5126 |  | 344995.6275
2016 | 3 | 12696.1928 | -17100 | 283524.7185 | -399.068 | 73600 | 18600 | 4266.5827 | 2682.922 | 18348.2085 | 396219.5565 |  | 357079.7185
2016 | 4 | 13136.4334 | -17235 | 292925.246 | -563.317 | 67200 | 14400 | 5206.1781 | 2611.9134 | 18832.6094 | 396514.0633 |  | 360080.246
2016 | 5 | 15242.9449 | -20115 | 334505.3318 | -547.913 | 70400 | 22320 | 5664.6711 | 2942.4855 | 24239.1127 | 454651.633 |  | 404860.3318
2016 | 6 | 16930.3654 | -21060 | 354674.5124 | -531.087 | 70400 | 28800 | 5756.3453 | 3939.0965 | 27847.3885 | 486756.6211 |  | 425029.5124
2016 | 7 | 18977.5119 | -22140 | 369945.9073 | -540.6187 | 67200 | 33480 | 6401.7082 | 3935.5552 | 27951.8249 | 505211.8889 |  | 437100.9073
2016 | 8 | 17837.4788 | -22815 | 370495.0071 | -502.0119 | 73600 | 33480 | 6416.0547 | 3913.2545 | 28556.6907 | 510981.474 |  | 444050.0071
2016 | 9 | 14300.7542 | -21060 | 350921.1149 | -500.2868 | 70400 | 25200 | 5741.6856 | 3571.9327 | 27811.957 | 476387.1575 |  | 421276.1149
2016 | 10 | 13970.6748 | -19395 | 319936.0901 | -455.3222 | 67200 | 18600 | 5418.6497 | 2992.5171 | 23220.036 | 431487.6455 |  | 387091.0901
2016 | 11 | 10255.0287 | -16560 | 281385.9311 | -453.7933 | 70400 | 14400 | 4308.2244 | 2699.0788 | 17586.6026 | 384021.0724 |  | 351740.9311
2016 | 12 | 11017.8724 | -16110 | 286475.0339 | -594.618 | 70400 | 18600 | 4610.8397 | 2976.7245 | 18631.6603 | 396007.5128 |  | 356830.0339
2017 | 1 | 11392.2806 | -16110 | 312033.6702 | -495.657 | 70400 | 33480 |  | 3353.6742 | 0 | 414053.9679 |  | 382388.6702
2017 | 2 | 13030.9859 | -15615 | 285310.711 | -262.108 | 64000 | 30240 |  | 2823.5387 | 0 | 379528.1276 |  | 349265.711
2017 | 3 | 13148.7191 | -17100 | 290635.2593 | -399.068 | 73600 | 22320 |  | 2727.1907 | 0 | 384932.1011 |  | 364190.2593
2017 | 4 | 13610.8396 | -17235 | 299313.3355 | -563.317 | 64000 | 14400 |  | 2638.6655 | 0 | 376164.5236 |  | 363268.3355
2017 | 5 | 15785.1772 | -20115 | 339081.8529 | -547.913 | 73600 | 22320 |  |  | 0 | 430124.1171 |  | 412636.8529
2017 | 6 | 17526.7069 | -21060 | 357944.6674 | -531.087 | 70400 | 32400 |  |  | 0 | 456680.2874 |  | 428299.6674
2017 | 7 | 19627.1921 | -22140 | 372330.7954 | -540.6187 | 67200 | 33480 |  |  | 0 | 469957.3688 |  | 439485.7954
2017 | 8 | 18475.0493 | -22815 | 372696.1469 | -502.0119 | 73600 | 33480 |  |  | 0 | 474934.1843 |  | 446251.1469
2017 | 9 | 14844.0029 | -21060 | 353786.3279 | -500.2868 | 67200 | 25200 |  |  | 0 | 439470.044 |  | 420941.3279
2017 | 10 | 14474.9958 | -19395 | 324350.3988 | -455.3222 | 70400 | 22320 |  |  | 0 | 411695.0724 |  | 394705.3988
2017 | 11 | 10663.6523 | -16560 | 287834.9645 | -453.7933 | 70400 | 14400 |  |  | 0 | 366284.8235 |  | 358189.9645
2017 | 12 | 11446.9635 | -16110 | 293515.9793 | -594.618 | 67200 | 22320 |  |  | 0 | 377778.3247 |  | 360670.9793
2018 | 1 | 11818.8632 | -16110 | 319300.7354 | -495.657 | 73600 |  |  |  | 0 | 388113.9416 |  | 392855.7354
2018 | 2 | 13440.0491 | -15615 | 292265.9155 | -262.108 | 64000 |  |  |  | 0 | 353828.8566 |  | 356220.9155
2018 | 3 | 13609.3093 | -17100 | 296979.1804 | -399.068 | 70400 |  |  |  | 0 | 363489.4216 |  | 367334.1804
2018 | 4 | 14093.6992 | -17235 | 304862.5715 | -563.317 | 67200 |  |  |  | 0 | 368357.9537 |  | 372017.5715
2018 | 5 | 16337.0762 | -20115 | 343128.5429 | -547.913 | 73600 |  |  |  | 0 | 412402.7061 |  | 416683.5429
2018 | 6 | 18133.604 | -21060 | 360845.9794 | -531.087 | 67200 |  |  |  | 0 | 424588.4965 |  | 428000.9794
2018 | 7 | 20288.9793 | -22140 | 374441.1247 | -540.6187 | 70400 |  |  |  | 0 | 442449.4853 |  | 444796.1247
2018 | 8 | 19124.0002 | -22815 | 374453.2543 | -502.0119 | 73600 |  |  |  | 0 | 443860.2427 |  | 448008.2543
2018 | 9 | 15396.9838 | -21060 | 355859.2542 | -500.2868 | 64000 |  |  |  | 0 | 413695.9512 |  | 419814.2542
2018 | 10 | 14988.3184 | -19395 | 327480.1573 | -455.3222 | 73600 |  |  |  | 0 | 396218.1535 |  | 401035.1573
2018 | 11 | 11079.6684 | -16560 | 292567.1312 | -453.7933 | 70400 |  |  |  | 0 | 357033.0063 |  | 362922.1312
2018 | 12 | 11883.7062 | -16110 | 298957.5617 | -594.618 | 67200 |  |  |  | 0 | 361336.6499 |  | 366112.5617
2019 | 1 | 12253.0863 | -16110 | 325075.0773 | -495.657 | 73600 |  |  |  | 0 | 394322.5065 |  | 398630.0773
2019 | 2 | 13856.3745 | -15615 | 297965.4519 | -262.108 | 64000 |  |  |  | 0 | 359944.7185 |  | 361920.4519
2019 | 3 | 14078.0769 | -17100 | 302195.181 | -399.068 | 67200 |  |  |  | 0 | 365974.1899 |  | 369350.181
2019 | 4 | 14585.1314 | -17235 | 309398.6572 | -563.317 | 70400 |  |  |  | 0 | 376585.4717 |  | 379753.6572
2019 | 5 | 16898.7781 | -20115 | 346308.5108 | -547.913 | 73600 |  |  |  | 0 | 416144.3759 |  | 419863.5108
2019 | 6 | 18751.2054 | -21060 | 363110.0993 | -531.087 | 64000 |  |  |  | 0 | 424270.2177 |  | 427065.0993
2019 | 7 | 20962.4974 | -22140 | 376188.6675 | -540.6187 | 73600 |  |  |  | 0 | 448070.5462 |  | 449743.6675
2019 | 8 | 19784.4922 | -22815 | 376161.0424 | -502.0119 | 70400 |  |  |  | 0 | 443028.5227 |  | 446516.0424
2019 | 9 | 15959.8343 | -21060 | 358108.4901 | -500.2868 | 67200 |  |  |  | 0 | 419708.0376 |  | 425263.4901
2019 | 10 | 15510.7697 | -19395 | 330680.6063 | -455.3222 | 73600 |  |  |  | 0 | 399941.0538 |  | 404235.6063
2019 | 11 | 11503.1819 | -16560 | 296895.8828 | -453.7933 | 67200 |  |  |  | 0 | 358585.2714 |  | 364050.8828
2019 | 12 | 12328.2086 | -16110 | 303374.364 | -594.618 | 70400 |  |  |  | 0 | 369397.9546 |  | 373729.364
2020 | 1 | 12695.0576 | -16110 | 329308.6347 | -495.657 | 73600 |  |  |  |  | 398998.0352 |  | 402863.6347
2020 | 2 | 12762.7625 | -15615 | 302148.9586 | -262.108 | 64000 |  |  |  |  | 363034.6131 |  | 366103.9586
2020 | 3 | 14555.1373 | -17100 | 305786.6939 | -399.068 | 70400 |  |  |  |  | 373242.7631 |  | 376141.6939
2020 | 4 | 15085.2571 | -17235 | 312423.5932 | -563.317 | 70400 |  |  |  |  | 380110.5333 |  | 382778.5932
2020 | 5 | 17470.4211 | -20115 | 348016.4511 | -547.913 | 67200 |  |  |  |  | 412023.9592 |  | 415171.4511
2020 | 6 | 19379.6615 | -21060 | 363884.4485 | -531.087 | 70400 |  |  |  |  | 432073.0229 |  | 434239.4485
2020 | 7 | 21647.3725 | -22140 | 376295.4166 | -540.6187 | 73600 |  |  |  |  | 448862.1705 |  | 449850.4166
2020 | 8 | 20456.6878 | -22815 | 376147.0467 | -502.0119 | 67200 |  |  |  |  | 440486.7226 |  | 443302.0467
2020 | 9 | 16532.6936 | -21060 | 358631.4861 | -500.2868 | 70400 |  |  |  |  | 424003.893 |  | 428986.4861
2020 | 10 | 16042.4782 | -19395 | 332335.6605 | -455.3222 | 70400 |  |  |  |  | 398927.8165 |  | 402690.6605
2020 | 11 | 11934.2986 | -16560 | 300143.0664 | -453.7933 | 67200 |  |  |  |  | 362263.5717 |  | 367298.0664
2020 | 12 | 12780.58 | -16110 | 307254.7707 | -594.618 | 73600 |  |  |  |  | 376930.7327 |  | 380809.7707
2021 | 1 | 13144.8865 | -16110 | 333530.6868 | -495.657 | 67200 |  |  |  |  | 397269.9163 |  | 400685.6868
2021 | 2 | 14711.2227 | -15615 | 306019.5692 | -262.108 | 64000 |  |  |  |  | 368853.684 |  | 369974.5692
2021 | 3 | 15040.607 | -17100 | 309440.9849 | -399.068 | 73600 |  |  |  |  | 380582.5239 |  | 382995.9849
2021 | 4 | 15594.1984 | -17235 | 315564.3607 | -563.317 | 70400 |  |  |  |  | 383760.2421 |  | 385919.3607
2021 | 5 | 18052.1451 | -20115 | 350313.9626 | -547.913 | 67200 |  |  |  |  | 414903.1947 |  | 417468.9626
2021 | 6 | 20019.1248 | -21060 | 365389.8595 | -531.087 | 0 |  |  |  |  | 363817.8973 |  | 365344.8595
2021 | 7 | 22344.3321 | -22140 | 377429.9966 | -540.6187 | 0 |  |  |  |  | 377093.71 |  | 377384.9966
2021 | 8 | 21140.7518 | -22815 | 377221.5434 | -502.0119 | 0 |  |  |  |  | 375045.2833 |  | 377176.5434
2021 | 9 | 17115.7028 | -21060 | 359971.661 | -500.2868 | 0 |  |  |  |  | 355527.077 |  | 359926.661
2021 | 10 | 16583.5744 | -19395 | 334409.4988 | -455.3222 | 0 |  |  |  |  | 331142.751 |  | 334364.4988
2021 | 11 | 12373.1261 | -16560 | 303314.4041 | -453.7933 | 0 |  |  |  |  | 298673.7369 |  | 303269.4041
2021 | 12 | 13240.931 | -16110 | 310911.9945 | -594.618 | 0 |  |  |  |  | 307448.3075 |  | 310866.9945
2022 | 1 | 13602.6836 | -16110 | 337431.8869 | -495.657 | 0 |  |  |  |  | 334428.9135 |  | 337386.8869
2022 | 2 | 15149.9542 | -15615 | 309879.5258 | -262.108 | 0 |  |  |  |  | 309152.3719 |  | 309834.5258
2022 | 3 | 15534.6045 | -17100 | 313024.4782 | -399.068 | 0 |  |  |  |  | 311060.0147 |  | 312979.4782
2022 | 4 | 16112.0794 | -17235 | 318790.071 | -563.317 | 0 |  |  |  |  | 317103.8334 |  | 318745.071
2022 | 5 | 18644.0919 | -20115 | 352844.2263 | -547.913 | 0 |  |  |  |  | 350825.4052 |  | 352799.2263
2022 | 6 | 20669.7499 | -21060 | 367741.6452 | -531.087 | 0 |  |  |  |  | 366820.3081 |  | 367696.6452
2022 | 7 | 23053.5561 | -22140 | 379557.3349 | -540.6187 | 0 |  |  |  |  | 379930.2723 |  | 379512.3349
2022 | 8 | 21836.8513 | -22815 | 379336.4718 | -502.0119 | 0 |  |  |  |  | 377856.3112 |  | 379291.4718
2022 | 9 | 17709.0047 | -21060 | 362366.015 | -500.2868 | 0 |  |  |  |  | 358514.7329 |  | 362321.015
2022 | 10 | 17134.1902 | -19395 | 337389.05 | -455.3222 | 0 |  |  |  |  | 334672.918 |  | 337344.05
2022 | 11 | 12819.773 | -16560 | 307125.3622 | -453.7933 | 0 |  |  |  |  | 302931.3418 |  | 307080.3622
2022 | 12 | 13709.374 | -16110 | 315045.1666 | -594.618 | 0 |  |  |  |  | 312049.9226 |  | 315000.1666
2023 | 1 | 14068.5613 | -16110 | 341801.9919 | -495.657 | 0 |  |  |  |  | 339264.8962 |  | 341756.9919
2023 | 2 | 15596.3652 | -15615 | 314249.5645 | -262.108 | 0 |  |  |  |  | 313968.8216 |  | 314204.5645
2023 | 3 | 16037.2494 | -17100 | 317300.7761 | -399.068 | 0 |  |  |  |  | 315838.9574 |  | 317255.7761
2023 | 4 | 16639.0258 | -17235 | 322925.9642 | -563.317 | 0 |  |  |  |  | 321766.673 |  | 322880.9642
2023 | 5 | 19246.4051 | -20115 | 356666.3185 | -547.913 | 0 |  |  |  |  | 355249.8105 |  | 356621.3185
2023 | 6 | 21331.6933 | -21060 | 371370.542 | -531.087 | 0 |  |  |  |  | 371111.1483 |  | 371325.542
2023 | 7 | 23775.2269 | -22140 | 383041.9644 | -540.6187 | 0 |  |  |  |  | 384136.5727 |  | 382996.9644
2023 | 8 | 22545.1552 | -22815 | 382771.2071 | -502.0119 | 0 |  |  |  |  | 381999.3504 |  | 382726.2071
2023 | 9 | 18312.7442 | -21060 | 365927.7706 | -500.2868 | 0 |  |  |  |  | 362680.228 |  | 365882.7706
2023 | 10 | 17694.4595 | -19395 | 341241.3865 | -455.3222 | 0 |  |  |  |  | 339085.5238 |  | 341196.3865
2023 | 11 | 13274.3497 | -16560 | 311434.2573 | -453.7933 | 0 |  |  |  |  | 307694.8137 |  | 311389.2573
2023 | 12 | 14186.0225 | -16110 | 319546.4731 | -594.618 | 0 |  |  |  |  | 317027.8776 |  | 319501.4731
2024 | 1 | 14542.6331 | -16110 | 346426.1861 | -495.657 | 0 |  |  |  |  | 344363.1622 |  | 346381.1861
2024 | 2 | 14492.2959 | -15615 | 318996.547 | -262.108 | 0 |  |  |  |  | 317611.7349 |  | 318951.547
2024 | 3 | 16548.6631 | -17100 | 321658.2274 | -399.068 | 0 |  |  |  |  | 320707.8225 |  | 321613.2274
2024 | 4 | 17175.1646 | -17235 | 327086.6425 | -563.317 | 0 |  |  |  |  | 326463.49 |  | 327041.6425
2024 | 5 | 19859.2302 | -20115 | 360639.9723 | -547.913 | 0 |  |  |  |  | 359836.2895 |  | 360594.9723
2024 | 6 | 22005.1136 | -21060 | 375221.7338 | -531.087 | 0 |  |  |  |  | 375635.7605 |  | 375176.7338
2024 | 7 | 24509.5293 | -22140 | 386792.0813 | -540.6187 | 0 |  |  |  |  | 388620.9919 |  | 386747.0813
2024 | 8 | 23265.8351 | -22815 | 386428.4876 | -502.0119 | 0 |  |  |  |  | 386377.3107 |  | 386383.4876
2024 | 9 | 18927.0679 | -21060 | 369588.598 | -500.2868 | 0 |  |  |  |  | 366955.3791 |  | 369543.598
2024 | 10 | 18264.5177 | -19395 | 345005.0921 | -455.3222 | 0 |  |  |  |  | 343419.2875 |  | 344960.0921
2024 | 11 | 13736.968 | -16560 | 315448.8546 | -453.7933 | 0 |  |  |  |  | 312172.0293 |  | 315403.8546
2024 | 12 | 14670.9919 | -16110 | 323785.758 | -594.618 | 0 |  |  |  |  | 321752.1319 |  | 323740.758
2025 | 1 | 15025.0142 | -16110 | 350823.1528 | -495.657 | 0 |  |  |  |  | 349242.51 |  | 350778.1528
2025 | 2 | 16512.6586 | -15615 | 323172.5992 | -262.108 | 0 |  |  |  |  | 323808.1498 |  | 323127.5992
2025 | 3 | 17068.9686 | -17100 | 325985.3501 | -399.068 | 0 |  |  |  |  | 325555.2507 |  | 325940.3501
2025 | 4 | 17720.6248 | -17235 | 331313.259 | -563.317 | 0 |  |  |  |  | 331235.5668 |  | 331268.259
2025 | 5 | 20482.7146 | -20115 | 364779.6535 | -547.913 | 0 |  |  |  |  | 364599.4551 |  | 364734.6535
2025 | 6 | 22690.1715 | -21060 | 379341.5344 | -531.087 | 0 |  |  |  |  | 380440.6189 |  | 379296.5344
2025 | 7 | 25256.5202 | -22140 | 390901.088 | -540.6187 | 0 |  |  |  |  | 393476.9896 |  | 390856.088
2025 | 8 | 23999.0644 | -22815 | 390520.8879 | -502.0119 | 0 |  |  |  |  | 391202.9404 |  | 390475.8879
2025 | 9 | 19552.1244 | -21060 | 373699.318 | -500.2868 | 0 |  |  |  |  | 371691.1557 |  | 373654.318
2025 | 10 | 18844.5023 | -19395 | 349111.1051 | -455.3222 | 0 |  |  |  |  | 348105.2852 |  | 349066.1051
2025 | 11 | 14207.7409 | -16560 | 319545.844 | -453.7933 | 0 |  |  |  |  | 316739.7915 |  | 319500.844
2025 | 12 | 15164.3988 | -16110 | 327816.4131 | -594.618 | 0 |  |  |  |  | 326276.1938 |  | 327771.4131
2026 | 1 | 15515.8212 | -16110 | 354827.7838 | -495.657 | 0 |  |  |  |  | 353737.948 |  | 354782.7838
2026 | 2 | 16982.7608 | -15615 | 327235.158 | -262.108 | 0 |  |  |  |  | 328340.8107 |  | 327190.158
2026 | 3 | 17598.2905 | -17100 | 330150.3401 | -399.068 | 0 |  |  |  |  | 330249.5626 |  | 330105.3401
2026 | 4 | 18275.537 | -17235 | 335598.0256 | -563.317 | 0 |  |  |  |  | 336075.2456 |  | 335553.0256
2026 | 5 | 21117.0077 | -20115 | 369129.1274 | -547.913 | 0 |  |  |  |  | 369583.2221 |  | 369084.1274
2026 | 6 | 23387.0298 | -21060 | 383751.8037 | -531.087 | 0 |  |  |  |  | 385547.7465 |  | 383706.8037
2026 | 7 | 26016.3772 | -22140 | 395316.6628 | -540.6187 | 0 |  |  |  |  | 398652.4213 |  | 395271.6628
2026 | 8 | 24745.0192 | -22815 | 394906.2123 | -502.0119 | 0 |  |  |  |  | 396334.2197 |  | 394861.2123
2026 | 9 | 20188.0643 | -21060 | 378135.1392 | -500.2868 | 0 |  |  |  |  | 376762.9168 |  | 378090.1392
2026 | 10 | 19434.5523 | -19395 | 353679.4749 | -455.3222 | 0 |  |  |  |  | 353263.7049 |  | 353634.4749
2026 | 11 | 14686.7831 | -16560 | 324411.9648 | -453.7933 | 0 |  |  |  |  | 322084.9546 |  | 324366.9648
2026 | 12 | 15666.3614 | -16110 | 332958.8123 | -594.618 | 0 |  |  |  |  | 331920.5557 |  | 332913.8123
2027 | 1 | 16015.1724 | -16110 | 360155.4097 | -495.657 | 0 |  |  |  |  | 359564.9251 |  | 360110.4097
2027 | 2 | 17460.9823 | -15615 | 332557.8267 | -262.108 | 0 |  |  |  |  | 334141.701 |  | 332512.8267
2027 | 3 | 18136.755 | -17100 | 335349.4514 | -399.068 | 0 |  |  |  |  | 335987.1383 |  | 335304.4514
2027 | 4 | 18840.0335 | -17235 | 340621.1247 | -563.317 | 0 |  |  |  |  | 341662.8412 |  | 340576.1247
2027 | 5 | 21762.2608 | -20115 | 373994.5545 | -547.913 | 0 |  |  |  |  | 375093.9023 |  | 373949.5545
2027 | 6 | 24095.8533 | -21060 | 388520.3577 | -531.087 | 0 |  |  |  |  | 391025.1241 |  | 388475.3577
2027 | 7 | 26789.2801 | -22140 | 399984.4187 | -540.6187 | 0 |  |  |  |  | 404093.0801 |  | 399939.4187
2027 | 8 | 25503.8776 | -22815 | 399451.3547 | -502.0119 | 0 |  |  |  |  | 401638.2204 |  | 399406.3547
2027 | 9 | 20835.0402 | -21060 | 382605.7027 | -500.2868 | 0 |  |  |  |  | 381880.4561 |  | 382560.7027
2027 | 10 | 20034.8086 | -19395 | 358068.0481 | -455.3222 | 0 |  |  |  |  | 358252.5345 |  | 358023.0481
2027 | 11 | 15174.2107 | -16560 | 328743.3951 | -453.7933 | 0 |  |  |  |  | 326903.8125 |  | 328698.3951
2027 | 12 | 16176.9995 | -16110 | 337202.4713 | -594.618 | 0 |  |  |  |  | 336674.8528 |  | 337157.4713
2028 | 1 | 16523.1874 | -16110 | 364339.3022 | -495.657 | 0 |  |  |  |  | 364256.8326 |  | 364294.3022
2028 | 2 | 16347.3612 | -15615 | 336965.0377 | -262.108 | 0 |  |  |  |  | 337435.2909 |  | 336920.0377
2028 | 3 | 18684.4899 | -17100 | 339537.9428 | -399.068 | 0 |  |  |  |  | 340723.3647 |  | 339492.9428
2028 | 4 | 19414.2484 | -17235 | 344821.6224 | -563.317 | 0 |  |  |  |  | 346437.5538 |  | 344776.6224
2028 | 5 | 22418.6272 | -20115 | 378177.2812 | -547.913 | 0 |  |  |  |  | 379932.9954 |  | 378132.2812
2028 | 6 | 24816.8092 | -21060 | 392700.5684 | -531.087 | 0 |  |  |  |  | 395926.2906 |  | 392655.5684
2028 | 7 | 27575.4109 | -22140 | 404148.1779 | -540.6187 | 0 |  |  |  |  | 409042.9702 |  | 404103.1779
2028 | 8 | 26275.8201 | -22815 | 403605.8707 | -502.0119 | 0 |  |  |  |  | 406564.6789 |  | 403560.8707
2028 | 9 | 21493.2065 | -21060 | 386803.1375 | -500.2868 | 0 |  |  |  |  | 386736.0572 |  | 386758.1375
2028 | 10 | 20645.4142 | -19395 | 362270.4008 | -455.3222 | 0 |  |  |  |  | 363065.4928 |  | 362225.4008
2028 | 11 | 15670.1416 | -16560 | 332932.3832 | -453.7933 | 0 |  |  |  |  | 331588.7315 |  | 332887.3832
2028 | 12 | 16696.4345 | -16110 | 341325.1696 | -594.618 | 0 |  |  |  |  | 341316.9861 |  | 341280.1696
2029 | 1 | 17039.9877 | -16110 | 368408.0692 | -495.657 | 0 |  |  |  |  | 368842.3998 |  | 368363.0692
2029 | 2 | 18442.2388 | -15615 | 340772.2128 | -262.108 | 0 |  |  |  |  | 343337.3436 |  | 340727.2128
2029 | 3 | 19241.6248 | -17100 | 343567.1613 | -399.068 | 0 |  |  |  |  | 345309.7181 |  | 343522.1613
2029 | 4 | 19998.3174 | -17235 | 348823.3226 | -563.317 | 0 |  |  |  |  | 351023.3229 |  | 348778.3226
2029 | 5 | 23086.2622 | -20115 | 382109.1036 | -547.913 | 0 |  |  |  |  | 384532.4528 |  | 382064.1036
2029 | 6 | 25550.0668 | -21060 | 396568.3216 | -531.087 | 0 |  |  |  |  | 400527.3014 |  | 396523.3216
2029 | 7 | 28374.9544 | -22140 | 407956.5921 | -540.6187 | 0 |  |  |  |  | 413650.9278 |  | 407911.5921
2029 | 8 | 27061.0297 | -22815 | 407399.0147 | -502.0119 | 0 |  |  |  |  | 411143.0325 |  | 407354.0147
2029 | 9 | 22162.7199 | -21060 | 390645.1097 | -500.2868 | 0 |  |  |  |  | 391247.5428 |  | 390600.1097
2029 | 10 | 21266.5137 | -19395 | 366109.8742 | -455.3222 | 0 |  |  |  |  | 367526.0656 |  | 366064.8742
2029 | 11 | 16174.6949 | -16560 | 336725.1679 | -453.7933 | 0 |  |  |  |  | 335886.0695 |  | 336680.1679
2029 | 12 | 17224.7893 | -16110 | 345022.5837 | -594.618 | 0 |  |  |  |  | 345542.7551 |  | 344977.5837
2030 | 1 | 17565.696 | -16110 | 372044.5914 | -495.657 | 0 |  |  |  |  | 373004.6304 |  | 371999.5914
2030 | 2 | 18945.5055 | -15615 | 344421.7067 | -262.108 | 0 |  |  |  |  | 347490.1042 |  | 344376.7067
2030 | 3 | 19808.2909 | -17100 | 347286.5025 | -399.068 | 0 |  |  |  |  | 349595.7254 |  | 347241.5025
2030 | 4 | 20592.3781 | -17235 | 352651.9549 | -563.317 | 0 |  |  |  |  | 355446.0161 |  | 352606.9549
2030 | 5 | 23765.3232 | -20115 | 386048.3329 | -547.913 | 0 |  |  |  |  | 389150.7431 |  | 386003.3329
2030 | 6 | 26295.7974 | -21060 | 400615.3349 | -531.087 | 0 |  |  |  |  | 405320.0453 |  | 400570.3349
2030 | 7 | 29188.0973 | -22140 | 412031.1022 | -540.6187 | 0 |  |  |  |  | 418538.5808 |  | 411986.1022
2030 | 8 | 27859.6916 | -22815 | 411436.6448 | -502.0119 | 0 |  |  |  |  | 415979.3246 |  | 411391.6448
2030 | 9 | 22843.739 | -21060 | 394674.0509 | -500.2868 | 0 |  |  |  |  | 395957.503
2030 | 10 | 21898.2535 | -19395 | 370127.3808 | -455.3222 | 0 |  |  |  |  | 372175.3121
2030 | 11 | 16687.9914 | -16560 | 340802.9123 | -453.7933 | 0 |  |  |  |  | 340477.1104
2030 | 12 | 17762.1885 | -16110 | 349171.945 | -594.618 | 0 |  |  |  |  | 350229.5155
2031 | 1 | 18100.437 | -16110 | 376263.2526 | -495.657 | 0 |  |  |  |  | 377758.0326
2031 | 2 | 19457.3547 | -15615 | 348696.2324 | -262.108 | 0 |  |  |  |  | 352276.4791
2031 | 3 | 20384.6212 | -17100 | 351578.0312 | -399.068 | 0 |  |  |  |  | 354463.5845
2031 | 4 | 21196.57 | -17235 | 356936.6615 | -563.317 | 0 |  |  |  |  | 360334.9145
2031 | 5 | 24455.9696 | -20115 | 390301.5594 | -547.913 | 0 |  |  |  |  | 394094.6159
2031 | 6 | 27054.1749 | -21060 | 404858.857 | -531.087 | 0 |  |  |  |  | 410321.9449
2031 | 7 | 30015.0291 | -22140 | 416260.273 | -540.6187 | 0 |  |  |  |  | 423594.6835
2031 | 8 | 28671.9936 | -22815 | 415655.2282 | -502.0119 | 0 |  |  |  |  | 421010.2099
2031 | 9 | 23536.4244 | -21060 | 398970.955 | -500.2868 | 0 |  |  |  |  | 400947.0925
2031 | 10 | 22540.7823 | -19395 | 374539.9703 | -455.3222 | 0 |  |  |  |  | 377230.4304
2031 | 11 | 17210.1535 | -16560 | 345412.5194 | -453.7933 | 0 |  |  |  |  | 345608.8796
2031 | 12 | 18308.7583 | -16110 | 353950.9799 | -594.618 | 0 |  |  |  |  | 355555.1202
2032 | 1 | 18644.3368 | -16110 | 381181.4041 | -495.657 | 0 |  |  |  |  | 383220.0839
2032 | 2 | 18335.1635 | -15615 | 353919.3241 | -262.108 | 0 |  |  |  |  | 356377.3796
2032 | 3 | 20970.7504 | -17100 | 356584.0718 | -399.068 | 0 |  |  |  |  | 360055.7542
2032 | 4 | 21811.0342 | -17235 | 361922.7358 | -563.317 | 0 |  |  |  |  | 365935.453
2032 | 5 | 25158.3628 | -20115 | 395253.3635 | -547.913 | 0 |  |  |  |  | 399748.8133
2032 | 6 | 27825.3753 | -21060 | 409799.3519 | -531.087 | 0 |  |  |  |  | 416033.6401
2032 | 7 | 30855.9418 | -22140 | 421170.4985 | -540.6187 | 0 |  |  |  |  | 429345.8216
2032 | 8 | 29498.1259 | -22815 | 420516.0909 | -502.0119 | 0 |  |  |  |  | 426697.205
2032 | 9 | 24240.9389 | -21060 | 403844.4723 | -500.2868 | 0 |  |  |  |  | 406525.1245
2032 | 10 | 23194.2504 | -19395 | 379412.8581 | -455.3222 | 0 |  |  |  |  | 382756.7863
2032 | 11 | 17741.3052 | -16560 | 350308.6011 | -453.7933 | 0 |  |  |  |  | 351036.113
2032 | 12 | 18864.6265 | -16110 | 358822.6972 | -594.618 | 0 |  |  |  |  | 360982.7057
2033 | 1 | 19197.5231 | -16110 | 385978.6286 | -495.657 | 0 |  |  |  |  | 388570.4947
2033 | 2 | 20507.2807 | -15615 | 358632.5386 | -262.108 | 0 |  |  |  |  | 363262.7113
2033 | 3 | 21566.815 | -17100 | 361170.7389 | -399.068 | 0 |  |  |  |  | 365238.4859
2033 | 4 | 22435.9137 | -17235 | 366381.939 | -563.317 | 0 |  |  |  |  | 371019.5357
2033 | 5 | 25872.6664 | -20115 | 399568.3445 | -547.913 | 0 |  |  |  |  | 404778.098
2033 | 6 | 28609.5768 | -21060 | 414022.6861 | -531.087 | 0 |  |  |  |  | 421041.1759
2033 | 7 | 31711.0297 | -22140 | 425321.0534 | -540.6187 | 0 |  |  |  |  | 434351.4644
2033 | 8 | 30338.2812 | -22815 | 424592.625 | -502.0119 | 0 |  |  |  |  | 431613.8943
2033 | 9 | 24957.4476 | -21060 | 407910.0739 | -500.2868 | 0 |  |  |  |  | 411307.2348
2033 | 10 | 23858.8104 | -19395 | 383497.2523 | -455.3222 | 0 |  |  |  |  | 387505.7405
2033 | 11 | 18281.5722 | -16560 | 354453.4311 | -453.7933 | 0 |  |  |  |  | 355721.2099
2033 | 12 | 19429.9226 | -16110 | 362955.0718 | -594.618 | 0 |  |  |  |  | 365680.3764
2034 | 1 | 19760.1255 | -16110 | 390064.9109 | -495.657 | 0 |  |  |  |  | 393219.3794
2034 | 2 | 21045.6015 | -15615 | 362650.1837 | -262.108 | 0 |  |  |  |  | 367818.6772
2034 | 3 | 22172.9531 | -17100 | 365103.0629 | -399.068 | 0 |  |  |  |  | 369776.948
2034 | 4 | 23071.3536 | -17235 | 370216.7436 | -563.317 | 0 |  |  |  |  | 375489.7801
2034 | 5 | 26599.0464 | -20115 | 403282.6485 | -547.913 | 0 |  |  |  |  | 409218.7818
2034 | 6 | 29406.9601 | -21060 | 417663.3036 | -531.087 | 0 |  |  |  |  | 425479.1767
2034 | 7 | 32580.4897 | -22140 | 428918.72 | -540.6187 | 0 |  |  |  |  | 438818.591
2034 | 8 | 31192.6546 | -22815 | 428169.846 | -502.0119 | 0 |  |  |  |  | 436045.4888
2034 | 9 | 25686.1175 | -21060 | 411532.3053 | -500.2868 | 0 |  |  |  |  | 415658.136
2034 | 10 | 24534.6164 | -19395 | 387182.0604 | -455.3222 | 0 |  |  |  |  | 391866.3546
2034 | 11 | 18831.0816 | -16560 | 358220.4754 | -453.7933 | 0 |  |  |  |  | 360037.7637
2034 | 12 | 20004.7778 | -16110 | 366730.1887 | -594.618 | 0 |  |  |  |  | 370030.3485
2035 | 1 | 20332.2752 | -16110 | 393829.9488 | -495.657 | 0 |  |  |  |  | 397556.567
2035 | 2 | 21592.9928 | -15615 | 366410.3517 | -262.108 | 0 |  |  |  |  | 372126.2365
2035 | 3 | 22789.305 | -17100 | 368850.5793 | -399.068 | 0 |  |  |  |  | 374140.8163
2035 | 4 | 23717.5006 | -17235 | 373947.21 | -563.317 | 0 |  |  |  |  | 379866.3936
2035 | 5 | 27337.6704 | -20115 | 406957.3345 | -547.913 | 0 |  |  |  |  | 413632.0919
2035 | 6 | 30217.7082 | -21060 | 421305.1746 | -531.087 | 0 |  |  |  |  | 429931.7959
2035 | 7 | 33464.5214 | -22140 | 432523.1483 | -540.6187 | 0 |  |  |  |  | 443307.0511
2035 | 8 | 32061.444 | -22815 | 431724.5321 | -502.0119 | 0 |  |  |  |  | 440468.9641
2035 | 9 | 26427.1178 | -21060 | 415106.7878 | -500.2868 | 0 |  |  |  |  | 419973.6189
2035 | 10 | 25221.8251 | -19395 | 390846.32 | -455.3222 | 0 |  |  |  |  | 396217.8228
2035 | 11 | 19389.9624 | -16560 | 362081.3534 | -453.7933 | 0 |  |  |  |  | 364457.5224
2035 | 12 | 20589.3251 | -16110 | 370740.5904 | -594.618 | 0 |  |  |  |  | 374625.2975
2036 | 1 | 20914.105 | -16110 | 397925.2537 | -495.657 | 0 |  |  |  |  | 402233.7017
2036 | 2 | 20463.2938 | -15615 | 370484.0621 | -262.108 | 0 |  |  |  |  | 375070.2479
2036 | 3 | 23416.0124 | -17100 | 372840.5687 | -399.068 | 0 |  |  |  |  | 378757.5131
2036 | 4 | 24374.5035 | -17235 | 377826.1446 | -563.317 | 0 |  |  |  |  | 384402.3311
2036 | 5 | 28088.7087 | -20115 | 410730.0896 | -547.913 | 0 |  |  |  |  | 418155.8853
2036 | 6 | 31042.0066 | -21060 | 425040.4392 | -531.087 | 0 |  |  |  |  | 434491.3588
2036 | 7 | 34363.3269 | -22140 | 436254.2482 | -540.6187 | 0 |  |  |  |  | 447936.9565
2036 | 8 | 32944.8496 | -22815 | 435461.2054 | -502.0119 | 0 |  |  |  |  | 445089.0431
2036 | 9 | 27180.6202 | -21060 | 418880.9074 | -500.2868 | 0 |  |  |  |  | 424501.2408
2036 | 10 | 25920.5948 | -19395 | 394619.0476 | -455.3222 | 0 |  |  |  |  | 400689.3201
2036 | 11 | 19958.3452 | -16560 | 365797.6817 | -453.7933 | 0 |  |  |  |  | 368742.2336
2036 | 12 | 21183.6991 | -16110 | 374306.4353 | -594.618 | 0 |  |  |  |  | 378785.5164
2037 | 1 | 21505.7495 | -16110 | 401362.9671 | -495.657 | 0 |  |  |  |  | 406263.0596
2037 | 2 | 22715.4925 | -15615 | 373895.9372 | -262.108 | 0 |  |  |  |  | 380734.3217
2037 | 3 | 24053.2191 | -17100 | 376269.4877 | -399.068 | 0 |  |  |  |  | 382823.6388
2037 | 4 | 25042.513 | -17235 | 381286.9544 | -563.317 | 0 |  |  |  |  | 388531.1504
2037 | 5 | 28852.3337 | -20115 | 414154.4417 | -547.913 | 0 |  |  |  |  | 422343.8623
2037 | 6 | 31880.043 | -21060 | 428436.0898 | -531.087 | 0 |  |  |  |  | 438725.0458
2037 | 7 | 35277.111 | -22140 | 439632.17 | -540.6187 | 0 |  |  |  |  | 452228.6624
2037 | 8 | 33843.0745 | -22815 | 438846.01 | -502.0119 | 0 |  |  |  |  | 449372.0726
2037 | 9 | 27946.7983 | -21060 | 422358.6231 | -500.2868 | 0 |  |  |  |  | 428745.1345
2037 | 10 | 26631.0861 | -19395 | 398250.4363 | -455.3222 | 0 |  |  |  |  | 405031.2001
2037 | 11 | 20536.3624 | -16560 | 369665.0799 | -453.7933 | 0 |  |  |  |  | 373187.649
2037 | 12 | 21788.0364 | -16110 | 378340.1607 | -594.618 | 0 |  |  |  |  | 383423.5791
2038 | 1 | 22107.3452 | -16110 | 405488.2194 | -495.657 | 0 |  |  |  |  | 410989.9076
2038 | 2 | 23290.8579 | -15615 | 378007.1053 | -262.108 | 0 |  |  |  |  | 385420.8552
2038 | 3 | 24701.0708 | -17100 | 380304.0523 | -399.068 | 0 |  |  |  |  | 387506.0551
2038 | 4 | 25721.6817 | -17235 | 385240.9554 | -563.317 | 0 |  |  |  |  | 393164.3201
2038 | 5 | 29628.7198 | -20115 | 418044.1124 | -547.913 | 0 |  |  |  |  | 427009.9192
2038 | 6 | 32732.0077 | -21060 | 432323.9631 | -531.087 | 0 |  |  |  |  | 443464.8838
2038 | 7 | 36206.0812 | -22140 | 443517.0941 | -540.6187 | 0 |  |  |  |  | 457042.5566
2038 | 8 | 34756.3243 | -22815 | 442692.7707 | -502.0119 | 0 |  |  |  |  | 454132.0831
2038 | 9 | 28725.8281 | -21060 | 426205.7935 | -500.2868 | 0 |  |  |  |  | 433371.3348
2038 | 10 | 27353.4616 | -19395 | 402128.5328 | -455.3222 | 0 |  |  |  |  | 409631.6722
2038 | 11 | 21124.148 | -16560 | 373638.0025 | -453.7933 | 0 |  |  |  |  | 377748.3572
2038 | 12 | 22402.4749 | -16110 | 382368.0143 | -594.618 | 0 |  |  |  |  | 388065.8712
2039 | 1 | 22719.0302 | -16110 | 409576.1129 | -495.657 | 0 |  |  |  |  | 415689.4861
2039 | 2 | 23875.8079 | -15615 | 382160.7777 | -262.108 | 0 |  |  |  |  | 390159.4775
2039 | 3 | 25359.7149 | -17100 | 384476.1441 | -399.068 | 0 |  |  |  |  | 392336.7911
2039 | 4 | 26412.1644 | -17235 | 389358.693 | -563.317 | 0 |  |  |  |  | 397972.5404
2039 | 5 | 30418.0441 | -20115 | 421980.4786 | -547.913 | 0 |  |  |  |  | 431735.6097
2039 | 6 | 33598.0935 | -21060 | 436070.9671 | -531.087 | 0 |  |  |  |  | 448077.9736
2039 | 7 | 37150.4475 | -22140 | 447117.4142 | -540.6187 | 0 |  |  |  |  | 461587.243
2039 | 8 | 35684.8072 | -22815 | 446223.0356 | -502.0119 | 0 |  |  |  |  | 458590.8309
2039 | 9 | 29517.888 | -21060 | 429789.4242 | -500.2868 | 0 |  |  |  |  | 437747.0254
2039 | 10 | 28087.8861 | -19395 | 405829.7091 | -455.3222 | 0 |  |  |  |  | 414067.273
2039 | 11 | 21721.8379 | -16560 | 377515.3149 | -453.7933 | 0 |  |  |  |  | 382223.3595
2039 | 12 | 23027.1549 | -16110 | 386343.5956 | -594.618 | 0 |  |  |  |  | 392666.1325
2040 | 1 | 23340.9446 | -16110 | 413588.2211 | -495.657 | 0 |  |  |  |  | 420323.5087
2040 | 2 | 22739.7489 | -15615 | 386139.3001 | -262.108 | 0 |  |  |  |  | 393001.941
2040 | 3 | 26029.301 | -17100 | 388398.0298 | -399.068 | 0 |  |  |  |  | 396928.2628
2040 | 4 | 27114.1176 | -17235 | 393233.068 | -563.317 | 0 |  |  |  |  | 402548.8685
2040 | 5 | 31220.4856 | -20115 | 425836.5473 | -547.913 | 0 |  |  |  |  | 436394.1199
2040 | 6 | 34478.4956 | -21060 | 439975.5467 | -531.087 | 0 |  |  |  |  | 452862.9553
2040 | 7 | 38110.4229 | -22140 | 451061.197 | -540.6187 | 0 |  |  |  |  | 466491.0012
2040 | 8 | 36628.7343 | -22815 | 450159.8742 | -502.0119 | 0 |  |  |  |  | 463471.5966
2040 | 9 | 30323.1586 | -21060 | 433759.4142 | -500.2868 | 0 |  |  |  |  | 442522.2861
2040 | 10 | 28834.5266 | -19395 | 409880.0058 | -455.3222 | 0 |  |  |  |  | 418864.2101
2040 | 11 | 22329.5696 | -16560 | 381739.4283 | -453.7933 | 0 |  |  |  |  | 387055.2046
2040 | 12 | 23662.2182 | -16110 | 390689.289 | -594.618 | 0 |  |  |  |  | 397646.8892
2041 | 1 | 23340.9446 | -16110 | 417639.631 | -495.657 | 0 |  |  |  |  | 424374.9186
2041 | 2 | 22739.7489 | -15615 | 390159.2413 | -262.108 | 0 |  |  |  |  | 397021.8822
2041 | 3 | 26029.301 | -17100 | 392359.921 | -399.068 | 0 |  |  |  |  | 400890.1541
2041 | 4 | 27114.1176 | -17235 | 397145.9955 | -563.317 | 0 |  |  |  |  | 406461.7961
2041 | 5 | 31220.4856 | -20115 | 429727.8528 | -547.913 | 0 |  |  |  |  | 440285.4254
2041 | 6 | 34478.4956 | -21060 | 443915.0879 | -531.087 | 0 |  |  |  |  | 456802.4965
2041 | 7 | 38110.4229 | -22140 | 455039.7658 | -540.6187 | 0 |  |  |  |  | 470469.57
2041 | 8 | 36628.7343 | -22815 | 454131.4458 | -502.0119 | 0 |  |  |  |  | 467443.1682
2041 | 9 | 30323.1586 | -21060 | 437766.0753 | -500.2868 | 0 |  |  |  |  | 446528.9472
2041 | 10 | 28834.5266 | -19395 | 413970.7255 | -455.3222 | 0 |  |  |  |  | 422954.9298
2041 | 11 | 22329.5696 | -16560 | 386010.8063 | -453.7933 | 0 |  |  |  |  | 391326.5826
2041 | 12 | 23662.2182 | -16110 | 395083.8638 | -594.618 | 0 |  |  |  |  | 402041.464
2042 | 1 | 23340.9446 | -16110 | 421730.7275 | -495.657 | 0 |  |  |  |  | 428466.015
2042 | 2 | 22739.7489 | -15615 | 394221.0326 | -262.108 | 0 |  |  |  |  | 401083.6734
2042 | 3 | 26029.301 | -17100 | 396362.2259 | -399.068 | 0 |  |  |  |  | 404892.459
2042 | 4 | 27114.1176 | -17235 | 401097.8592 | -563.317 | 0 |  |  |  |  | 410413.6598
2042 | 5 | 31220.4856 | -20115 | 433654.7171 | -547.913 | 0 |  |  |  |  | 444212.2897
2042 | 6 | 34478.4956 | -21060 | 447889.9038 | -531.087 | 0 |  |  |  |  | 460777.3124
2042 | 7 | 38110.4229 | -22140 | 459053.4274 | -540.6187 | 0 |  |  |  |  | 474483.2317
2042 | 8 | 36628.7343 | -22815 | 458138.0569 | -502.0119 | 0 |  |  |  |  | 471449.7794
2042 | 9 | 30323.1586 | -21060 | 441809.7462 | -500.2868 | 0 |  |  |  |  | 450572.618
2042 | 10 | 28834.5266 | -19395 | 418102.2718 | -455.3222 | 0 |  |  |  |  | 427086.4761
2042 | 11 | 22329.5696 | -16560 | 390329.9779 | -453.7933 | 0 |  |  |  |  | 395645.7542
2042 | 12 | 23662.2182 | -16110 | 399527.87 | -594.618 | 0 |  |  |  |  | 406485.4702
2043 | 1 | 23340.9446 | -16110 | 425861.8993 | -495.657 | 0 |  |  |  |  | 432597.1869
2043 | 2 | 22739.7489 | -15615 | 398325.1094 | -262.108 | 0 |  |  |  |  | 405187.7503
2043 | 3 | 26029.301 | -17100 | 400405.3567 | -399.068 | 0 |  |  |  |  | 408935.5897
2043 | 4 | 27114.1176 | -17235 | 405089.0466 | -563.317 | 0 |  |  |  |  | 414404.8472
2043 | 5 | 31220.4856 | -20115 | 437617.4652 | -547.913 | 0 |  |  |  |  | 448175.0378
2043 | 6 | 34478.4956 | -21060 | 451900.3101 | -531.087 | 0 |  |  |  |  | 464787.7188
2043 | 7 | 38110.4229 | -22140 | 463102.4914 | -540.6187 | 0 |  |  |  |  | 478532.2956
2043 | 8 | 36628.7343 | -22815 | 462180.0167 | -502.0119 | 0 |  |  |  |  | 475491.7391
2043 | 9 | 30323.1586 | -21060 | 445890.7686 | -500.2868 | 0 |  |  |  |  | 454653.6405
2043 | 10 | 28834.5266 | -19395 | 422275.0521 | -455.3222 | 0 |  |  |  |  | 431259.2564
2043 | 11 | 22329.5696 | -16560 | 394697.4778 | -453.7933 | 0 |  |  |  |  | 400013.2541
2043 | 12 | 23662.2182 | -16110 | 404021.8636 | -594.618 | 0 |  |  |  |  | 410979.4638
2044 | 1 | 23340.9446 | -16110 | 430033.5392 | -495.657 | 0 |  |  |  |  | 436768.8268
2044 | 2 | 22739.7489 | -15615 | 402471.9122 | -262.108 | 0 |  |  |  |  | 409334.5531
2044 | 3 | 26029.301 | -17100 | 404489.7299 | -399.068 | 0 |  |  |  |  | 413019.9629
2044 | 4 | 27114.1176 | -17235 | 409119.9489 | -563.317 | 0 |  |  |  |  | 418435.7495
2044 | 5 | 31220.4856 | -20115 | 441616.4251 | -547.913 | 0 |  |  |  |  | 452173.9977
2044 | 6 | 34478.4956 | -21060 | 455946.6257 | -531.087 | 0 |  |  |  |  | 468834.0343
2044 | 7 | 38110.4229 | -22140 | 467187.27 | -540.6187 | 0 |  |  |  |  | 482617.0742
2044 | 8 | 36628.7343 | -22815 | 466257.637 | -502.0119 | 0 |  |  |  |  | 479569.3594
2044 | 9 | 30323.1586 | -21060 | 450009.4878 | -500.2868 | 0 |  |  |  |  | 458772.3596
2044 | 10 | 28834.5266 | -19395 | 426489.4779 | -455.3222 | 0 |  |  |  |  | 435473.6823
2044 | 11 | 22329.5696 | -16560 | 399113.8467 | -453.7933 | 0 |  |  |  |  | 404429.623
2044 | 12 | 23662.2182 | -16110 | 408566.4067 | -594.618 | 0 |  |  |  |  | 415524.0069
2045 | 1 | 23340.9446 | -16110 | 434246.0434 | -495.657 | 0 |  |  |  |  | 440981.331
2045 | 2 | 22739.7489 | -15615 | 406661.8857 | -262.108 | 0 |  |  |  |  | 413524.5266
2045 | 3 | 26029.301 | -17100 | 408615.766 | -399.068 | 0 |  |  |  |  | 417145.9991
2045 | 4 | 27114.1176 | -17235 | 413190.9614 | -563.317 | 0 |  |  |  |  | 422506.762
2045 | 5 | 31220.4856 | -20115 | 445651.9275 | -547.913 | 0 |  |  |  |  | 456209.5001
2045 | 6 | 34478.4956 | -21060 | 460029.172 | -531.087 | 0 |  |  |  |  | 472916.5806
2045 | 7 | 38110.4229 | -22140 | 471308.0782 | -540.6187 | 0 |  |  |  |  | 486737.8825
2045 | 8 | 36628.7343 | -22815 | 470371.2324 | -502.0119 | 0 |  |  |  |  | 483682.9549
2045 | 9 | 30323.1586 | -21060 | 454166.2517 | -500.2868 | 0 |  |  |  |  | 462929.1236
2045 | 10 | 28834.5266 | -19395 | 430745.965 | -455.3222 | 0 |  |  |  |  | 439730.1693
2045 | 11 | 22329.5696 | -16560 | 403579.6315 | -453.7933 | 0 |  |  |  |  | 408895.4078
2045 | 12 | 23662.2182 | -16110 | 413162.0681 | -594.618 | 0 |  |  |  |  | 420119.6683
2046 | 1 | 23340.9446 | -16110 | 438499.8123 | -495.657 | 0 |  |  |  |  | 445235.0999
2046 | 2 | 22739.7489 | -15615 | 410895.4794 | -262.108 | 0 |  |  |  |  | 417758.1202
2046 | 3 | 26029.301 | -17100 | 412783.8902 | -399.068 | 0 |  |  |  |  | 421314.1232
2046 | 4 | 27114.1176 | -17235 | 417302.4831 | -563.317 | 0 |  |  |  |  | 426618.2837
2046 | 5 | 31220.4856 | -20115 | 449724.3064 | -547.913 | 0 |  |  |  |  | 460281.879
2046 | 6 | 34478.4956 | -21060 | 464148.2733 | -531.087 | 0 |  |  |  |  | 477035.682
2046 | 7 | 38110.4229 | -22140 | 475465.2339 | -540.6187 | 0 |  |  |  |  | 490895.0381
2046 | 8 | 36628.7343 | -22815 | 474521.1204 | -502.0119 | 0 |  |  |  |  | 487832.8428
2046 | 9 | 30323.1586 | -21060 | 458361.412 | -500.2868 | 0 |  |  |  |  | 467124.2838
2046 | 10 | 28834.5266 | -19395 | 435044.9329 | -455.3222 | 0 |  |  |  |  | 444029.1373
2046 | 11 | 22329.5696 | -16560 | 408095.385 | -453.7933 | 0 |  |  |  |  | 413411.1613
2046 | 12 | 23662.2182 | -16110 | 417809.4226 | -594.618 | 0 |  |  |  |  | 424767.0228
2047 | 1 | 23340.9446 | -16110 | 442795.2501 | -495.657 | 0 |  |  |  |  | 449530.5376
2047 | 2 | 22739.7489 | -15615 | 415173.1472 | -262.108 | 0 |  |  |  |  | 422035.7881
2047 | 3 | 26029.301 | -17100 | 416994.5318 | -399.068 | 0 |  |  |  |  | 425524.7648
2047 | 4 | 27114.1176 | -17235 | 421454.9171 | -563.317 | 0 |  |  |  |  | 430770.7177
2047 | 5 | 31220.4856 | -20115 | 453833.8989 | -547.913 | 0 |  |  |  |  | 464391.4715
2047 | 6 | 34478.4956 | -21060 | 468304.2571 | -531.087 | 0 |  |  |  |  | 481191.6658
2047 | 7 | 38110.4229 | -22140 | 479659.0576 | -540.6187 | 0 |  |  |  |  | 495088.8618
2047 | 8 | 36628.7343 | -22815 | 478707.621 | -502.0119 | 0 |  |  |  |  | 492019.3435
2047 | 9 | 30323.1586 | -21060 | 462595.3231 | -500.2868 | 0 |  |  |  |  | 471358.195
2047 | 10 | 28834.5266 | -19395 | 439386.8058 | -455.3222 | 0 |  |  |  |  | 448371.0102
2047 | 11 | 22329.5696 | -16560 | 412661.6665 | -453.7933 | 0 |  |  |  |  | 417977.4428
2047 | 12 | 23662.2182 | -16110 | 422509.0518 | -594.618 | 0 |  |  |  |  | 429466.652
2048 | 1 | 23340.9446 | -16110 | 447132.7649 | -495.657 | 0 |  |  |  |  | 453868.0525
2048 | 2 | 22739.7489 | -15615 | 419495.3482 | -262.108 | 0 |  |  |  |  | 426357.989
2048 | 3 | 26029.301 | -17100 | 421248.1244 | -399.068 | 0 |  |  |  |  | 429778.3574
2048 | 4 | 27114.1176 | -17235 | 425648.6706 | -563.317 | 0 |  |  |  |  | 434964.4712
2048 | 5 | 31220.4856 | -20115 | 457981.0449 | -547.913 | 0 |  |  |  |  | 468538.6175
2048 | 6 | 34478.4956 | -21060 | 472497.4536 | -531.087 | 0 |  |  |  |  | 485384.8623
2048 | 7 | 38110.4229 | -22140 | 483889.8728 | -540.6187 | 0 |  |  |  |  | 499319.677
2048 | 8 | 36628.7343 | -22815 | 482931.0574 | -502.0119 | 0 |  |  |  |  | 496242.7799
2048 | 9 | 30323.1586 | -21060 | 466868.3432 | -500.2868 | 0 |  |  |  |  | 475631.2151
2048 | 10 | 28834.5266 | -19395 | 443772.0119 | -455.3222 | 0 |  |  |  |  | 452756.2162
2048 | 11 | 22329.5696 | -16560 | 417279.0412 | -453.7933 | 0 |  |  |  |  | 422594.8175
2048 | 12 | 23662.2182 | -16110 | 427261.5437 | -594.618 | 0 |  |  |  |  | 434219.1439
2049 | 1 | 23340.9446 | -16110 | 451512.769 | -495.657 | 0 |  |  |  |  | 458248.0566
2049 | 2 | 22739.7489 | -15615 | 423862.5458 | -262.108 | 0 |  |  |  |  | 430725.1867
2049 | 3 | 26029.301 | -17100 | 425545.1062 | -399.068 | 0 |  |  |  |  | 434075.3392
2049 | 4 | 27114.1176 | -17235 | 429884.1547 | -563.317 | 0 |  |  |  |  | 439199.9553
2049 | 5 | 31220.4856 | -20115 | 462166.0877 | -547.913 | 0 |  |  |  |  | 472723.6603
2049 | 6 | 34478.4956 | -21060 | 476728.196 | -531.087 | 0 |  |  |  |  | 489615.6046
2049 | 7 | 38110.4229 | -22140 | 488158.0057 | -540.6187 | 0 |  |  |  |  | 503587.8099
2049 | 8 | 36628.7343 | -22815 | 487191.7554 | -502.0119 | 0 |  |  |  |  | 500503.4779
2049 | 9 | 30323.1586 | -21060 | 471180.8334 | -500.2868 | 0 |  |  |  |  | 479943.7053
2049 | 10 | 28834.5266 | -19395 | 448200.9835 | -455.3222 | 0 |  |  |  |  | 457185.1879
2049 | 11 | 22329.5696 | -16560 | 421948.0809 | -453.7933 | 0 |  |  |  |  | 427263.8572
2049 | 12 | 23662.2182 | -16110 | 432067.4928 | -594.618 | 0 |  |  |  |  | 439025.093
2050 | 1 | 23340.9446 | -16110 | 455935.6785 | -495.657 | 0 |  |  |  |  | 462670.9661
2050 | 2 | 22739.7489 | -15615 | 428275.2086 | -262.108 | 0 |  |  |  |  | 435137.8495
2050 | 3 | 26029.301 | -17100 | 429885.9197 | -399.068 | 0 |  |  |  |  | 438416.1527
2050 | 4 | 27114.1176 | -17235 | 434161.7846 | -563.317 | 0 |  |  |  |  | 443477.5852
2050 | 5 | 31220.4856 | -20115 | 466389.3735 | -547.913 | 0 |  |  |  |  | 476946.9461
2050 | 6 | 34478.4956 | -21060 | 480996.8205 | -531.087 | 0 |  |  |  |  | 493884.2291
2050 | 7 | 38110.4229 | -22140 | 492463.7856 | -540.6187 | 0 |  |  |  |  | 507893.5898
2050 | 8 | 36628.7343 | -22815 | 491490.0438 | -502.0119 | 0 |  |  |  |  | 504801.7663
2050 | 9 | 30323.1586 | -21060 | 475533.1583 | -500.2868 | 0 |  |  |  |  | 484296.0302
2050 | 10 | 28834.5266 | -19395 | 452674.1576 | -455.3222 | 0 |  |  |  |  | 461658.3619
2050 | 11 | 22329.5696 | -16560 | 426669.3636 | -453.7933 | 0 |  |  |  |  | 431985.1399
2050 | 12 | 23662.2182 | -16110 | 436927.5005 | -594.618 | 0 |  |  |  |  | 443885.1007
2051 | 1 | 23340.9446 | -16110 | 460401.9138 | -495.657 | 1 |  |  |  |  | 467138.2014
2051 | 2 | 22739.7489 | -15615 | 432733.8099 | -262.108 | 2 |  |  |  |  | 439598.4507
2051 | 3 | 26029.301 | -17100 | 434271.0122 | -399.068 | 3 |  |  |  |  | 442804.2452
2051 | 4 | 27114.1176 | -17235 | 438481.9798 | -563.317 | 4 |  |  |  |  | 447801.7804
2051 | 5 | 31220.4856 | -20115 | 470651.2517 | -547.913 | 5 |  |  |  |  | 481213.8243
2051 | 6 | 34478.4956 | -21060 | 485303.6662 | -531.087 | 6 |  |  |  |  | 498197.0748
2051 | 7 | 38110.4229 | -22140 | 496807.5444 | -540.6187 | 7 |  |  |  |  | 512244.3486
2051 | 8 | 36628.7343 | -22815 | 495826.2542 | -502.0119 | 8 |  |  |  |  | 509145.9766
2051 | 9 | 30323.1586 | -21060 | 479925.6859 | -500.2868 | 9 |  |  |  |  | 488697.5578
2051 | 10 | 28834.5266 | -19395 | 457191.9752 | -455.3222 | 10 |  |  |  |  | 466186.1795
2051 | 11 | 22329.5696 | -16560 | 431443.4739 | -453.7933 | 11 |  |  |  |  | 436770.2502
2051 | 12 | 23662.2182 | -16110 | 441842.1748 | -594.618 | 12 |  |  |  |  | 448811.775
2052 | 1 | 23340.9446 | -16110 | 464911.8992 | -495.657 | 13 |  |  |  |  | 471660.1868
2052 | 2 | 22739.7489 | -15615 | 437238.8278 | -262.108 | 14 |  |  |  |  | 444115.4687
2052 | 3 | 26029.301 | -17100 | 438700.8351 | -399.068 | 15 |  |  |  |  | 447246.0682
2052 | 4 | 27114.1176 | -17235 | 442845.1638 | -563.317 | 16 |  |  |  |  | 452176.9644
2052 | 5 | 31220.4856 | -20115 | 474952.0752 | -547.913 | 17 |  |  |  |  | 485526.6478
2052 | 6 | 34478.4956 | -21060 | 489649.0754 | -531.087 | 18 |  |  |  |  | 502554.484
2052 | 7 | 38110.4229 | -22140 | 501189.6172 | -540.6187 | 19 |  |  |  |  | 516638.4214
2052 | 8 | 36628.7343 | -22815 | 500200.7211 | -502.0119 | 20 |  |  |  |  | 513532.4435
2052 | 9 | 30323.1586 | -21060 | 484358.7876 | -500.2868 | 21 |  |  |  |  | 493142.6594
2052 | 10 | 28834.5266 | -19395 | 461754.8819 | -455.3222 | 22 |  |  |  |  | 470761.0863
2052 | 11 | 22329.5696 | -16560 | 436271.003 | -453.7933 | 23 |  |  |  |  | 441609.7793
2052 | 12 | 23662.2182 | -16110 | 446812.1307 | -594.618 | 24 |  |  |  |  | 453793.7308

## Incremental_Peaks
Wholesale Peaks | [11 empty] | FPL 000578 OCEC NEED
Year | Period | Florida Keys | Key West | Lee County | Metro Dade | Seminole Agreement | New Smyrna Beach | Wauchula | Blountstown | Winter Park | Total Wholesale |  | Lee + Seminole - Key West
2008 | 1 | 0 | 0 | 0 | 0 | 0 |  | 0 | 0 |  | 0 |  | 0
2008 | 2 | 0 | 0 | 0 | 0 | 0 |  | 0 | 0 |  | 0 |  | 0
2008 | 3 | 0 | 0 | 0 | 0 | 0 |  | 0 | 0 |  | 0 |  | 0
2008 | 4 | 0 | 0 | 0 | 0 | 0 |  | 0 | 0 |  | 0 |  | 0
2008 | 5 | 0 | 0 | 0 | 0 | 0 |  | 0 | 0 |  | 0 |  | 0
2008 | 6 | 0 | 0 | 0 | 0 | 0 |  | 0 | 0 |  | 0 |  | 0
2008 | 7 | 0 | 0 | 0 | 0 | 0 |  | 0 | 0 |  | 0 |  | 0
2008 | 8 | 0 | 0 | 0 | 0 | 0 |  | 0 | 0 |  | 0 |  | 0
2008 | 9 | 0 | 0 | 0 | 0 | 0 |  | 0 | 0 |  | 0 |  | 0
2008 | 10 | 0 | 0 | 0 | 0 | 0 |  | 0 | 0 |  | 0 |  | 0
2008 | 11 | 0 | 0 | 0 | 0 | 0 |  | 0 | 0 |  | 0 |  | 0
2008 | 12 | 0 | 0 | 0 | 0 | 0 |  | 0 | 0 |  | 0 |  | 0
2009 | 1 | 0 | 0 | 0 | 0 | 0 |  | 0 | 0 |  | 0 |  | 0
2009 | 2 | 0 | 0 | 0 | 0 | 0 |  | 0 | 0 |  | 0 |  | 0
2009 | 3 | 0 | 0 | 0 | 0 | 0 |  | 0 | 0 |  | 0 |  | 0
2009 | 4 | 0 | 0 | 0 | 0 | 0 |  | 0 | 0 |  | 0 |  | 0
2009 | 5 | 0 | 0 | 0 | 0 | 0 |  | 0 | 0 |  | 0 |  | 0
2009 | 6 | 0 | 0 | 0 | 0 | 0 |  | 0 | 0 |  | 0 |  | 0
2009 | 7 | 0 | 0 | 0 | 0 | 0 |  | 0 | 0 |  | 0 |  | 0
2009 | 8 | 0 | 0 | 0 | 0 | 0 |  | 0 | 0 |  | 0 |  | 0
2009 | 9 | 0 | 0 | 0 | 0 | 0 |  | 0 | 0 |  | 0 |  | 0
2009 | 10 | 0 | 0 | 0 | 0 | 0 |  | 0 | 0 |  | 0 |  | 0
2009 | 11 | 0 | 0 | 0 | 0 | 0 |  | 0 | 0 |  | 0 |  | 0
2009 | 12 | 0 | 0 | 0 | 0 | 0 |  | 0 | 0 |  | 0 |  | 0
2010 | 1 | 0 | 0 | 320.762 | 0 | 0 |  | 0 | 0 |  | 320.762 |  | 320.762
2010 | 2 | 0 | 0 | 197.951 | 0 | 0 |  | 0 | 0 |  | 197.951 |  | 197.951
2010 | 3 | 0 | 0 | 218.888 | 0 | 0 |  | 0 | 0 |  | 218.888 |  | 218.888
2010 | 4 | 0 | 0 | 172.841 | 0 | 0 |  | 0 | 0 |  | 172.841 |  | 172.841
2010 | 5 | 0 | 0 | 209.884 | 0 | 0 |  | 0 | 0 |  | 209.884 |  | 209.884
2010 | 6 | 0 | 0 | 233.482 | 0 | 0 |  | 0 | 0 |  | 233.482 |  | 233.482
2010 | 7 | 0 | 0 | 219.078 | 0 | 0 |  | 0 | 0 |  | 219.078 |  | 219.078
2010 | 8 | 0 | 0 | 232.25 | 0 | 0 |  | 0 | 0 |  | 232.25 |  | 232.25
2010 | 9 | 0 | 0 | 221.089 | 0 | 0 |  | 0 | 0 |  | 221.089 |  | 221.089
2010 | 10 | 0 | 0 | 203.813 | 0 | 0 |  | 0 | 0 |  | 203.813 |  | 203.813
2010 | 11 | 0 | 0 | 191.816 | 0 | 0 |  | 0 | 0 |  | 191.816 |  | 191.816
2010 | 12 | 0 | 0 | 255.754 | 0 | 0 |  | 0 | 0 |  | 255.754 |  | 255.754
2011 | 1 | 0 | 0 | 235.322 | 0 | 0 |  | 0 | 0 |  | 235.322 |  | 235.322
2011 | 2 | 0 | 0 | 159.958 | 0 | 0 |  | 0 | 0 |  | 159.958 |  | 159.958
2011 | 3 | 0 | 0 | 183.481 | 0 | 0 |  | 0 | 0 |  | 183.481 |  | 183.481
2011 | 4 | 0 | 0 | 220.283 | 0 | 0 |  | 0 | 0 |  | 220.283 |  | 220.283
2011 | 5 | 0 | 0 | 217.248 | 0 | 0 |  | 0 | 0 |  | 217.248 |  | 217.248
2011 | 6 | 33.9299 | 0 | 221.021 | 0 | 0 |  | 0 | 0 |  | 254.9509 |  | 221.021
2011 | 7 | 35 | 0 | 224.388 | 0 | 0 |  | 0 | 0 |  | 259.388 |  | 224.388
2011 | 8 | 34.898 | 0 | 234.479 | 0 | 0 |  | 0 | 0 |  | 269.377 |  | 234.479
2011 | 9 | 32.3654 | 0 | 218.943 | 0 | 0 |  | 0 | 0 |  | 251.3084 |  | 218.943
2011 | 10 | 29.4434 | 0 | 199.83 | 0 | 0 |  | 11.157 | 0 |  | 240.4304 |  | 199.83
2011 | 11 | 26.2605 | 0 | 183.04 | 0 | 0 |  | 10.145 | 0 |  | 219.4455 |  | 183.04
2011 | 12 | 27.4379 | 0 | 157.739 | 0 | 0 |  | 8.484 | 0 |  | 193.6609 |  | 157.739
2012 | 1 | 31.0101 | 0 | 224.965 | 0 | 0 |  | 13 | 0 |  | 268.9751 |  | 224.965
2012 | 2 | 31.0205 | 0 | 178.631 | 0 | 0 |  | 10 | 0 |  | 219.6515 |  | 178.631
2012 | 3 | 33.4198 | 0 | 189.024 | 0 | 0 |  | 11 | 0 |  | 233.4438 |  | 189.024
2012 | 4 | 29.8245 | 0 | 205.486 | 0 | 0 |  | 11 | 0 |  | 246.3105 |  | 205.486
2012 | 5 | 33.7985 | 0 | 215.855 | 0 | 0 |  | 13 | 8 |  | 270.6535 |  | 215.855
2012 | 6 | 33.9299 | 0 | 206.019 | 0 | 0 |  | 12 | 8 |  | 259.9489 |  | 206.019
2012 | 7 | 35 | 0 | 226.667 | 0 | 0 |  | 13 | 8 |  | 282.667 |  | 226.667
2012 | 8 | 34.898 | 0 | 223.403 | 0 | 0 |  | 13 | 6 |  | 277.301 |  | 223.403
2012 | 9 | 32.3654 | 0 | 215.817 | 0 | 0 |  | 11 | 7 |  | 266.1824 |  | 215.817
2012 | 10 | 29.4434 | 0 | 211.904 | 0 | 0 |  | 11 | 6 |  | 258.3474 |  | 211.904
2012 | 11 | 26.2605 | 0 | 147.772 | 0 | 0 |  | 8 | 4 |  | 186.0325 |  | 147.772
2012 | 12 | 27.4379 | 0 | 174.495 | 0 | 0 |  | 9 | 5 |  | 215.9329 |  | 174.495
2013 | 1 | 31.0101 | 0 | 486.5553 | 0 | 0 |  | 9 | 4 |  | 530.5654 |  | 486.5553
2013 | 2 | 31.0205 | 0 | 598.0589 | 0 | 0 |  | 10 | 4 |  | 643.0794 |  | 598.0589
2013 | 3 | 33.4198 | 0 | 622.8159 | 0 | 0 |  | 11 | 7 |  | 674.2356 |  | 622.8159
2013 | 4 | 29.8245 | 0 | 591.6068 | 0 | 0 |  | 10 | 4 |  | 635.4312 |  | 591.6068
2013 | 5 | 33.7985 | 0 | 702.3392 | 0 | 0 |  | 12 | 7 |  | 755.1378 |  | 702.3392
2013 | 6 | 33.9299 | -45 | 750.9076 | 0 | 0 |  | 12 | 8 |  | 759.8375 |  | 705.9076
2013 | 7 | 35 | -45 | 757.5603 | 0 | 0 |  | 11 | 8 |  | 766.5603 |  | 712.5603
2013 | 8 | 34.898 | -45 | 771.5365 | 0 | 0 |  | 13 | 6 |  | 780.4345 |  | 726.5365
2013 | 9 | 32.3654 | -45 | 758.0166 | 0 | 0 |  | 13 | 8 |  | 766.382 |  | 713.0166
2013 | 10 | 29.4434 | -45 | 711.1721 | 0 | 0 |  | 11 | 5 |  | 711.6155 |  | 666.1721
2013 | 11 | 26.2605 | -45 | 618.1399 | 0 | 0 |  | 10 | 5 |  | 614.4004 |  | 573.1399
2013 | 12 | 27.4379 | -45 | 543.9102 | -0.66 | 0 |  | 9 | 4 |  | 538.6881 |  | 498.9102
2014 | 1 | 31.0101 | -45 | 718.906 | -0.77076 | 0 | 0 | 12 | 7 | 23 | 746.1453 |  | 673.906
2014 | 2 | 31.0205 | -45 | 555.7559 | -0.57388 | 0 | 30 | 9 | 4 | 22 | 606.2024 |  | 510.7559
2014 | 3 | 33.4198 | -45 | 575.8851 | -0.83726 | 0 | 20 | 8 | 3 | 23 | 617.4676 |  | 530.8851
2014 | 4 | 29.8245 | -45 | 703.1936 | -0.73949 | 0 | 10 | 12 | 7 | 23 | 739.2786 |  | 658.1936
2014 | 5 | 33.7985 | -45 | 745.21 | -0.78311 | 0 | 30 | 13 | 7 | 23 | 806.2255 |  | 700.21
2014 | 6 | 33.9299 | -45 | 824.0932 | -0.64614 | 200 | 35 | 13 | 7 | 22 | 1089.377 |  | 979.0932
2014 | 7 | 35 | -45 | 731.6779 | -0.59929 | 200 | 35 | 12 | 8 | 13 | 989.0786 |  | 886.6779
2014 | 8 | 34.898 | -45 | 786.5655 | -0.80066 | 200 | 35 | 13 | 6 | 13 | 1042.6629 |  | 941.5655
2014 | 9 | 32.3654 | -45 | 738.2575 | -0.91052 | 200 | 25 | 12 | 7.5 | 13 | 982.2124 |  | 893.2575
2014 | 10 | 29.4434 | -45 | 676.1954 | -0.86879 | 200 | 20 | 11 | 5.5 | 13 | 909.27 |  | 831.1954
2014 | 11 | 26.2605 | -45 | 601.4252 | -1.11 | 200 | 10 | 9 | 4.5 | 13 | 818.0757 |  | 756.4252
2014 | 12 | 27.4379 | -45 | 583.9177 | -0.66 | 200 | 20 | 9 | 4.5 | 13 | 812.1956 |  | 738.9177
2015 | 1 | 31.0101 | -45 | 771.7682 | -0.77076 | 200 | 40 | 10.5 | 5.5 | 63.3688 | 1076.3764 |  | 926.7682
2015 | 2 | 31.0205 | -45 | 654.0428 | -0.57388 | 200 | 40 | 9.5 | 4 | 27.0937 | 920.0832 |  | 809.0428
2015 | 3 | 33.4198 | -45 | 594.2879 | -0.83726 | 200 | 20 | 9.5 | 5 | 27.9373 | 844.3078 |  | 749.2879
2015 | 4 | 29.8245 | -45 | 605.7296 | -0.73949 | 200 | 20 | 11 | 5.5 | 42.2787 | 868.5933 |  | 760.7296
2015 | 5 | 33.7985 | -45 | 700.3457 | -0.78311 | 200 | 25 | 12.5 | 7 | 34.6862 | 967.5473 |  | 855.3457
2015 | 6 | 33.9299 | -45 | 739.5623 | -0.64614 | 200 | 40 | 12.5 | 7.5 | 58.3072 | 1046.1532 |  | 894.5623
2015 | 7 | 35 | -45 | 771.9763 | -0.59929 | 200 | 45 | 12 | 8 | 39.7478 | 1066.1248 |  | 926.9763
2015 | 8 | 34.898 | -45 | 775.0941 | -0.80066 | 200 | 45 | 13 | 6 | 39.7478 | 1067.9393 |  | 930.0941
2015 | 9 | 32.3654 | -45 | 742.8617 | -0.91052 | 200 | 30 | 12 | 7.75 | 57.4636 | 1036.5302 |  | 897.8617
2015 | 10 | 29.4434 | -45 | 682.855 | -0.86879 | 200 | 20 | 11 | 5.25 | 46.4967 | 949.1763 |  | 837.855
2015 | 11 | 26.2605 | -45 | 610.4977 | -1.11 | 200 | 15 | 9 | 4.75 | 32.1554 | 851.5536 |  | 765.4977
2015 | 12 | 27.4379 | -45 | 593.3797 | -0.66 | 200 | 20 | 9 | 4.25 | 40.5914 | 848.9991 |  | 748.3797
2016 | 1 | 31.0101 | -45 | 781.5436 | -0.77076 | 200 | 40 | 10.5 | 6.25 | 63.3688 | 1086.9017 |  | 936.5436
2016 | 2 | 31.0205 | -45 | 664.0014 | -0.57388 | 200 | 40 | 9.5 | 4 | 27.0937 | 930.0418 |  | 819.0014
2016 | 3 | 33.4198 | -45 | 604.6929 | -0.83726 | 200 | 25 | 9.5 | 4 | 27.9373 | 858.7127 |  | 759.6929
2016 | 4 | 29.8245 | -45 | 615.7445 | -0.73949 | 200 | 20 | 11 | 6.25 | 42.2787 | 879.3582 |  | 770.7445
2016 | 5 | 33.7985 | -45 | 708.9038 | -0.78311 | 200 | 30 | 12.5 | 7 | 34.6862 | 981.1054 |  | 863.9038
2016 | 6 | 33.9299 | -45 | 747.1501 | -0.64614 | 200 | 40 | 12.5 | 7.25 | 58.3072 | 1053.491 |  | 902.1501
2016 | 7 | 35 | -45 | 779.146 | -0.59929 | 200 | 45 | 12 | 8 | 39.7478 | 1073.2945 |  | 934.146
2016 | 8 | 34.898 | -45 | 782.8278 | -0.80066 | 200 | 45 | 13 | 6 | 39.7478 | 1075.673 |  | 937.8278
2016 | 9 | 32.3654 | -45 | 752.1169 | -0.91052 | 200 | 35 | 12 | 7.625 | 57.4636 | 1050.6604 |  | 907.1169
2016 | 10 | 29.4434 | -45 | 694.2873 | -0.86879 | 200 | 25 | 11 | 5.375 | 46.4967 | 965.7336 |  | 849.2873
2016 | 11 | 26.2605 | -45 | 624.4529 | -1.11 | 200 | 20 | 9 | 4.625 | 32.1554 | 870.3838 |  | 779.4529
2016 | 12 | 27.4379 | -45 | 607.3293 | -0.66 | 200 | 25 | 9 | 4.375 | 40.5914 | 868.0736 |  | 762.3293
2017 | 1 | 31.0101 | -45 | 795.1411 | -0.77076 | 200 | 45 | 0 | 5.875 | 0 | 1031.2555 |  | 950.1411
2017 | 2 | 31.0205 | -45 | 676.815 | -0.57388 | 200 | 45 |  | 4 | 0 | 911.2616 |  | 831.815
2017 | 3 | 33.4198 | -45 | 617.7662 | -0.83726 | 200 | 30 |  | 4.5 | 0 | 839.8487 |  | 772.7662
2017 | 4 | 29.8245 | -45 | 627.4384 | -0.73949 | 200 | 20 |  | 5.875 | 0 | 837.3984 |  | 782.4384
2017 | 5 | 33.7985 | -45 | 717.3804 | -0.78311 | 200 | 30 |  |  | 0 | 935.3958 |  | 872.3804
2017 | 6 | 33.9299 | -45 | 753.2223 | -0.64614 | 200 | 45 |  |  | 0 | 986.506 |  | 908.2223
2017 | 7 | 35 | -45 | 783.5952 | -0.59929 | 200 | 45 |  |  | 0 | 1017.9959 |  | 938.5952
2017 | 8 | 34.898 | -45 | 786.9488 | -0.80066 | 200 | 45 |  |  | 0 | 1021.0462 |  | 941.9488
2017 | 9 | 32.3654 | -45 | 757.4993 | -0.91052 | 200 | 35 |  |  | 0 | 978.9543 |  | 912.4993
2017 | 10 | 29.4434 | -45 | 702.57 | -0.86879 | 200 | 30 |  |  | 0 | 916.1446 |  | 857.57
2017 | 11 | 26.2605 | -45 | 636.5799 | -1.11 | 200 | 20 |  |  | 0 | 836.7304 |  | 791.5799
2017 | 12 | 27.4379 | -45 | 619.947 | -0.66 | 200 | 30 |  |  | 0 | 831.7248 |  | 774.947
2018 | 1 | 31.0101 | -45 | 808.0435 | -0.77076 | 200 |  |  |  | 0 | 993.2828 |  | 963.0435
2018 | 2 | 31.0205 | -45 | 688.7454 | -0.57388 | 200 |  |  |  | 0 | 874.192 |  | 843.7454
2018 | 3 | 33.4198 | -45 | 629.43 | -0.83726 | 200 |  |  |  | 0 | 817.0125 |  | 784.43
2018 | 4 | 29.8245 | -45 | 637.5967 | -0.73949 | 200 |  |  |  | 0 | 821.6817 |  | 792.5967
2018 | 5 | 33.7985 | -45 | 724.8756 | -0.78311 | 200 |  |  |  | 0 | 912.891 |  | 879.8756
2018 | 6 | 33.9299 | -45 | 758.6096 | -0.64614 | 200 |  |  |  | 0 | 946.8934 |  | 913.6096
2018 | 7 | 35 | -45 | 787.5321 | -0.59929 | 200 |  |  |  | 0 | 976.9328 |  | 942.5321
2018 | 8 | 34.898 | -45 | 790.2385 | -0.80066 | 200 |  |  |  | 0 | 979.3359 |  | 945.2385
2018 | 9 | 32.3654 | -45 | 761.3935 | -0.91052 | 200 |  |  |  | 0 | 947.8484 |  | 916.3935
2018 | 10 | 29.4434 | -45 | 708.4424 | -0.86879 | 200 |  |  |  | 0 | 892.0171 |  | 863.4424
2018 | 11 | 26.2605 | -45 | 645.4784 | -1.11 | 200 |  |  |  | 0 | 825.6289 |  | 800.4784
2018 | 12 | 27.4379 | -45 | 629.6985 | -0.66 | 200 |  |  |  | 0 | 811.4764 |  | 784.6985
2019 | 1 | 31.0101 | -45 | 818.2956 | -0.77076 | 200 |  |  |  | 0 | 1003.5349 |  | 973.2956
2019 | 2 | 31.0205 | -45 | 698.5219 | -0.57388 | 200 |  |  |  | 0 | 883.9685 |  | 853.5219
2019 | 3 | 33.4198 | -45 | 639.02 | -0.83726 | 200 |  |  |  | 0 | 826.6026 |  | 794.02
2019 | 4 | 29.8245 | -45 | 645.9004 | -0.73949 | 200 |  |  |  | 0 | 829.9854 |  | 800.9004
2019 | 5 | 33.7985 | -45 | 730.7655 | -0.78311 | 200 |  |  |  | 0 | 918.7809 |  | 885.7655
2019 | 6 | 33.9299 | -45 | 762.8138 | -0.64614 | 200 |  |  |  | 0 | 951.0975 |  | 917.8138
2019 | 7 | 35 | -45 | 790.7923 | -0.59929 | 200 |  |  |  | 0 | 980.193 |  | 945.7923
2019 | 8 | 34.898 | -45 | 793.4358 | -0.80066 | 200 |  |  |  | 0 | 982.5332 |  | 948.4358
2019 | 9 | 32.3654 | -45 | 765.6188 | -0.91052 | 200 |  |  |  | 0 | 952.0737 |  | 920.6188
2019 | 10 | 29.4434 | -45 | 714.4475 | -0.86879 | 200 |  |  |  | 0 | 898.0222 |  | 869.4475
2019 | 11 | 26.2605 | -45 | 653.6183 | -1.11 | 200 |  |  |  | 0 | 833.7689 |  | 808.6183
2019 | 12 | 27.4379 | -45 | 637.6136 | -0.66 | 200 |  |  |  | 0 | 819.3915 |  | 792.6136
2020 | 1 | 31.0101 | -45 | 825.8121 | -0.77076 | 200 |  |  |  |  | 1011.0514 |  | 980.8121
2020 | 2 | 31.0205 | -45 | 705.698 | -0.57388 | 200 |  |  |  |  | 891.1446 |  | 860.698
2020 | 3 | 33.4198 | -45 | 645.6233 | -0.83726 | 200 |  |  |  |  | 833.2058 |  | 800.6233
2020 | 4 | 29.8245 | -45 | 651.4378 | -0.73949 | 200 |  |  |  |  | 835.5228 |  | 806.4378
2020 | 5 | 33.7985 | -45 | 733.929 | -0.78311 | 200 |  |  |  |  | 921.9444 |  | 888.929
2020 | 6 | 33.9299 | -45 | 764.2517 | -0.64614 | 200 |  |  |  |  | 952.5354 |  | 919.2517
2020 | 7 | 35 | -45 | 790.9915 | -0.59929 | 200 |  |  |  |  | 980.3922 |  | 945.9915
2020 | 8 | 34.898 | -45 | 793.4096 | -0.80066 | 200 |  |  |  |  | 982.507 |  | 948.4096
2020 | 9 | 32.3654 | -45 | 766.6013 | -0.91052 | 200 |  |  |  |  | 953.0562 |  | 921.6013
2020 | 10 | 29.4434 | -45 | 717.5529 | -0.86879 | 200 |  |  |  |  | 901.1276 |  | 872.5529
2020 | 11 | 26.2605 | -45 | 659.7245 | -1.11 | 200 |  |  |  |  | 839.875 |  | 814.7245
2020 | 12 | 27.4379 | -45 | 644.5674 | -0.66 | 200 |  |  |  |  | 826.3453 |  | 799.5674
2021 | 1 | 31.0101 | -45 | 833.3082 | -0.77076 | 200 |  |  |  |  | 1018.5475 |  | 988.3082
2021 | 2 | 31.0205 | -45 | 712.3373 | -0.57388 | 200 |  |  |  |  | 897.7839 |  | 867.3373
2021 | 3 | 33.4198 | -45 | 652.342 | -0.83726 | 200 |  |  |  |  | 839.9246 |  | 807.342
2021 | 4 | 29.8245 | -45 | 657.1872 | -0.73949 | 200 |  |  |  |  | 841.2722 |  | 812.1872
2021 | 5 | 33.7985 | -45 | 738.1844 | -0.78311 | 200 |  |  |  |  | 926.1998 |  | 893.1844
2021 | 6 | 33.9299 | -45 | 767.047 | -0.64614 | 0 |  |  |  |  | 755.3307 |  | 722.047
2021 | 7 | 35 | -45 | 793.1081 | -0.59929 | 0 |  |  |  |  | 782.5088 |  | 748.1081
2021 | 8 | 34.898 | -45 | 795.4213 | -0.80066 | 0 |  |  |  |  | 784.5187 |  | 750.4213
2021 | 9 | 32.3654 | -45 | 769.1189 | -0.91052 | 0 |  |  |  |  | 755.5738 |  | 724.1189
2021 | 10 | 29.4434 | -45 | 721.4441 | -0.86879 | 0 |  |  |  |  | 705.0188 |  | 676.4441
2021 | 11 | 26.2605 | -45 | 665.688 | -1.11 | 0 |  |  |  |  | 645.8385 |  | 620.688
2021 | 12 | 27.4379 | -45 | 651.1213 | -0.66 | 0 |  |  |  |  | 632.8992 |  | 606.1213
2022 | 1 | 31.0101 | -45 | 840.2346 | -0.77076 | 0 |  |  |  |  | 825.4739 |  | 795.2346
2022 | 2 | 31.0205 | -45 | 718.9583 | -0.57388 | 0 |  |  |  |  | 704.4049 |  | 673.9583
2022 | 3 | 33.4198 | -45 | 658.9306 | -0.83726 | 0 |  |  |  |  | 646.5131 |  | 613.9306
2022 | 4 | 29.8245 | -45 | 663.0921 | -0.73949 | 0 |  |  |  |  | 647.1771 |  | 618.0921
2022 | 5 | 33.7985 | -45 | 742.8709 | -0.78311 | 0 |  |  |  |  | 730.8863 |  | 697.8709
2022 | 6 | 33.9299 | -45 | 771.414 | -0.64614 | 0 |  |  |  |  | 759.6977 |  | 726.414
2022 | 7 | 35 | -45 | 797.0768 | -0.59929 | 0 |  |  |  |  | 786.4775 |  | 752.0768
2022 | 8 | 34.898 | -45 | 799.3809 | -0.80066 | 0 |  |  |  |  | 788.4783 |  | 754.3809
2022 | 9 | 32.3654 | -45 | 773.6168 | -0.91052 | 0 |  |  |  |  | 760.0717 |  | 728.6168
2022 | 10 | 29.4434 | -45 | 727.0347 | -0.86879 | 0 |  |  |  |  | 710.6094 |  | 682.0347
2022 | 11 | 26.2605 | -45 | 672.8542 | -1.11 | 0 |  |  |  |  | 653.0048 |  | 627.8542
2022 | 12 | 27.4379 | -45 | 658.5282 | -0.66 | 0 |  |  |  |  | 640.306 |  | 613.5282
2023 | 1 | 31.0101 | -45 | 847.9935 | -0.77076 | 0 |  |  |  |  | 833.2329 |  | 802.9935
2023 | 2 | 31.0205 | -45 | 726.4543 | -0.57388 | 0 |  |  |  |  | 711.9009 |  | 681.4543
2023 | 3 | 33.4198 | -45 | 666.7929 | -0.83726 | 0 |  |  |  |  | 654.3754 |  | 621.7929
2023 | 4 | 29.8245 | -45 | 670.6632 | -0.73949 | 0 |  |  |  |  | 654.7482 |  | 625.6632
2023 | 5 | 33.7985 | -45 | 749.9502 | -0.78311 | 0 |  |  |  |  | 737.9656 |  | 704.9502
2023 | 6 | 33.9299 | -45 | 778.1523 | -0.64614 | 0 |  |  |  |  | 766.4361 |  | 733.1523
2023 | 7 | 35 | -45 | 803.5777 | -0.59929 | 0 |  |  |  |  | 792.9784 |  | 758.5777
2023 | 8 | 34.898 | -45 | 805.8115 | -0.80066 | 0 |  |  |  |  | 794.9089 |  | 760.8115
2023 | 9 | 32.3654 | -45 | 780.3078 | -0.91052 | 0 |  |  |  |  | 766.7627 |  | 735.3078
2023 | 10 | 29.4434 | -45 | 734.263 | -0.86879 | 0 |  |  |  |  | 717.8376 |  | 689.263
2023 | 11 | 26.2605 | -45 | 680.9568 | -1.11 | 0 |  |  |  |  | 661.1074 |  | 635.9568
2023 | 12 | 27.4379 | -45 | 666.5947 | -0.66 | 0 |  |  |  |  | 648.3726 |  | 621.5947
2024 | 1 | 31.0101 | -45 | 856.2036 | -0.77076 | 0 |  |  |  |  | 841.4429 |  | 811.2036
2024 | 2 | 31.0205 | -45 | 734.5969 | -0.57388 | 0 |  |  |  |  | 720.0435 |  | 689.5969
2024 | 3 | 33.4198 | -45 | 674.8045 | -0.83726 | 0 |  |  |  |  | 662.387 |  | 629.8045
2024 | 4 | 29.8245 | -45 | 678.2797 | -0.73949 | 0 |  |  |  |  | 662.3647 |  | 633.2797
2024 | 5 | 33.7985 | -45 | 757.3101 | -0.78311 | 0 |  |  |  |  | 745.3255 |  | 712.3101
2024 | 6 | 33.9299 | -45 | 785.3035 | -0.64614 | 0 |  |  |  |  | 773.5872 |  | 740.3035
2024 | 7 | 35 | -45 | 810.5738 | -0.59929 | 0 |  |  |  |  | 799.9745 |  | 765.5738
2024 | 8 | 34.898 | -45 | 812.6587 | -0.80066 | 0 |  |  |  |  | 801.7561 |  | 767.6587
2024 | 9 | 32.3654 | -45 | 787.1849 | -0.91052 | 0 |  |  |  |  | 773.6398 |  | 742.1849
2024 | 10 | 29.4434 | -45 | 741.3249 | -0.86879 | 0 |  |  |  |  | 724.8995 |  | 696.3249
2024 | 11 | 26.2605 | -45 | 688.506 | -1.11 | 0 |  |  |  |  | 668.6566 |  | 643.506
2024 | 12 | 27.4379 | -45 | 674.1917 | -0.66 | 0 |  |  |  |  | 655.9695 |  | 629.1917
2025 | 1 | 31.0101 | -45 | 864.0102 | -0.77076 | 0 |  |  |  |  | 849.2495 |  | 819.0102
2025 | 2 | 31.0205 | -45 | 741.7602 | -0.57388 | 0 |  |  |  |  | 727.2068 |  | 696.7602
2025 | 3 | 33.4198 | -45 | 682.7602 | -0.83726 | 0 |  |  |  |  | 670.3427 |  | 637.7602
2025 | 4 | 29.8245 | -45 | 686.0168 | -0.73949 | 0 |  |  |  |  | 670.1018 |  | 641.0168
2025 | 5 | 33.7985 | -45 | 764.9776 | -0.78311 | 0 |  |  |  |  | 752.993 |  | 719.9776
2025 | 6 | 33.9299 | -45 | 792.9534 | -0.64614 | 0 |  |  |  |  | 781.2371 |  | 747.9534
2025 | 7 | 35 | -45 | 818.2395 | -0.59929 | 0 |  |  |  |  | 807.6402 |  | 773.2395
2025 | 8 | 34.898 | -45 | 820.3206 | -0.80066 | 0 |  |  |  |  | 809.418 |  | 775.3206
2025 | 9 | 32.3654 | -45 | 794.9071 | -0.91052 | 0 |  |  |  |  | 781.362 |  | 749.9071
2025 | 10 | 29.4434 | -45 | 749.0291 | -0.86879 | 0 |  |  |  |  | 732.6038 |  | 704.0291
2025 | 11 | 26.2605 | -45 | 696.2102 | -1.11 | 0 |  |  |  |  | 676.3607 |  | 651.2102
2025 | 12 | 27.4379 | -45 | 681.4148 | -0.66 | 0 |  |  |  |  | 663.1926 |  | 636.4148
2026 | 1 | 31.0101 | -45 | 871.1203 | -0.77076 | 0 |  |  |  |  | 856.3596 |  | 826.1203
2026 | 2 | 31.0205 | -45 | 748.7288 | -0.57388 | 0 |  |  |  |  | 734.1754 |  | 703.7288
2026 | 3 | 33.4198 | -45 | 690.4179 | -0.83726 | 0 |  |  |  |  | 678.0004 |  | 645.4179
2026 | 4 | 29.8245 | -45 | 693.8604 | -0.73949 | 0 |  |  |  |  | 677.9454 |  | 648.8604
2026 | 5 | 33.7985 | -45 | 773.0337 | -0.78311 | 0 |  |  |  |  | 761.0491 |  | 728.0337
2026 | 6 | 33.9299 | -45 | 801.1426 | -0.64614 | 0 |  |  |  |  | 789.4264 |  | 756.1426
2026 | 7 | 35 | -45 | 826.4771 | -0.59929 | 0 |  |  |  |  | 815.8778 |  | 781.4771
2026 | 8 | 34.898 | -45 | 828.5309 | -0.80066 | 0 |  |  |  |  | 817.6283 |  | 783.5309
2026 | 9 | 32.3654 | -45 | 803.2401 | -0.91052 | 0 |  |  |  |  | 789.695 |  | 758.2401
2026 | 10 | 29.4434 | -45 | 757.6009 | -0.86879 | 0 |  |  |  |  | 741.1755 |  | 712.6009
2026 | 11 | 26.2605 | -45 | 705.3606 | -1.11 | 0 |  |  |  |  | 685.5111 |  | 660.3606
2026 | 12 | 27.4379 | -45 | 690.6302 | -0.66 | 0 |  |  |  |  | 672.408 |  | 645.6302
2027 | 1 | 31.0101 | -45 | 880.5792 | -0.77076 | 0 |  |  |  |  | 865.8186 |  | 835.5792
2027 | 2 | 31.0205 | -45 | 757.8588 | -0.57388 | 0 |  |  |  |  | 743.3054 |  | 712.8588
2027 | 3 | 33.4198 | -45 | 699.9769 | -0.83726 | 0 |  |  |  |  | 687.5594 |  | 654.9769
2027 | 4 | 29.8245 | -45 | 703.0556 | -0.73949 | 0 |  |  |  |  | 687.1406 |  | 658.0556
2027 | 5 | 33.7985 | -45 | 782.0454 | -0.78311 | 0 |  |  |  |  | 770.0608 |  | 737.0454
2027 | 6 | 33.9299 | -45 | 809.9972 | -0.64614 | 0 |  |  |  |  | 798.2809 |  | 764.9972
2027 | 7 | 35 | -45 | 835.1851 | -0.59929 | 0 |  |  |  |  | 824.5858 |  | 790.1851
2027 | 8 | 34.898 | -45 | 837.0404 | -0.80066 | 0 |  |  |  |  | 826.1378 |  | 792.0404
2027 | 9 | 32.3654 | -45 | 811.6383 | -0.91052 | 0 |  |  |  |  | 798.0932 |  | 766.6383
2027 | 10 | 29.4434 | -45 | 765.8353 | -0.86879 | 0 |  |  |  |  | 749.4099 |  | 720.8353
2027 | 11 | 26.2605 | -45 | 713.5056 | -1.11 | 0 |  |  |  |  | 693.6561 |  | 668.5056
2027 | 12 | 27.4379 | -45 | 698.235 | -0.66 | 0 |  |  |  |  | 680.0129 |  | 653.235
2028 | 1 | 31.0101 | -45 | 888.0076 | -0.77076 | 0 |  |  |  |  | 873.2469 |  | 843.0076
2028 | 2 | 31.0205 | -45 | 765.4186 | -0.57388 | 0 |  |  |  |  | 750.8652 |  | 720.4186
2028 | 3 | 33.4198 | -45 | 707.6778 | -0.83726 | 0 |  |  |  |  | 695.2603 |  | 662.6778
2028 | 4 | 29.8245 | -45 | 710.745 | -0.73949 | 0 |  |  |  |  | 694.83 |  | 665.745
2028 | 5 | 33.7985 | -45 | 789.7926 | -0.78311 | 0 |  |  |  |  | 777.808 |  | 744.7926
2028 | 6 | 33.9299 | -45 | 817.7593 | -0.64614 | 0 |  |  |  |  | 806.043 |  | 772.7593
2028 | 7 | 35 | -45 | 842.9529 | -0.59929 | 0 |  |  |  |  | 832.3536 |  | 797.9529
2028 | 8 | 34.898 | -45 | 844.8186 | -0.80066 | 0 |  |  |  |  | 833.9159 |  | 799.8186
2028 | 9 | 32.3654 | -45 | 819.5234 | -0.91052 | 0 |  |  |  |  | 805.9784 |  | 774.5234
2028 | 10 | 29.4434 | -45 | 773.7202 | -0.86879 | 0 |  |  |  |  | 757.2949 |  | 728.7202
2028 | 11 | 26.2605 | -45 | 721.3827 | -1.11 | 0 |  |  |  |  | 701.5333 |  | 676.3827
2028 | 12 | 27.4379 | -45 | 705.623 | -0.66 | 0 |  |  |  |  | 687.4009 |  | 660.623
2029 | 1 | 31.0101 | -45 | 895.2315 | -0.77076 | 0 |  |  |  |  | 880.4708 |  | 850.2315
2029 | 2 | 31.0205 | -45 | 771.9491 | -0.57388 | 0 |  |  |  |  | 757.3957 |  | 726.9491
2029 | 3 | 33.4198 | -45 | 715.0858 | -0.83726 | 0 |  |  |  |  | 702.6683 |  | 670.0858
2029 | 4 | 29.8245 | -45 | 718.0704 | -0.73949 | 0 |  |  |  |  | 702.1554 |  | 673.0704
2029 | 5 | 33.7985 | -45 | 797.075 | -0.78311 | 0 |  |  |  |  | 785.0905 |  | 752.075
2029 | 6 | 33.9299 | -45 | 824.9412 | -0.64614 | 0 |  |  |  |  | 813.2249 |  | 779.9412
2029 | 7 | 35 | -45 | 850.0578 | -0.59929 | 0 |  |  |  |  | 839.4585 |  | 805.0578
2029 | 8 | 34.898 | -45 | 851.9202 | -0.80066 | 0 |  |  |  |  | 841.0175 |  | 806.9202
2029 | 9 | 32.3654 | -45 | 826.7408 | -0.91052 | 0 |  |  |  |  | 813.1957 |  | 781.7408
2029 | 10 | 29.4434 | -45 | 780.9243 | -0.86879 | 0 |  |  |  |  | 764.499 |  | 735.9243
2029 | 11 | 26.2605 | -45 | 728.5148 | -1.11 | 0 |  |  |  |  | 708.6653 |  | 683.5148
2029 | 12 | 27.4379 | -45 | 712.2489 | -0.66 | 0 |  |  |  |  | 694.0268 |  | 667.2489
2030 | 1 | 31.0101 | -45 | 901.688 | -0.77076 | 0 |  |  |  |  | 886.9273 |  | 856.688
2030 | 2 | 31.0205 | -45 | 778.5354 | -0.57388 | 0 |  |  |  |  | 763.982 |  | 733.5354
2030 | 3 | 33.4198 | -45 | 722.5714 | -0.83726 | 0 |  |  |  |  | 710.1539 |  | 677.5714
2030 | 4 | 29.8245 | -45 | 725.4713 | -0.73949 | 0 |  |  |  |  | 709.5563 |  | 680.4713
2030 | 5 | 33.7985 | -45 | 804.4247 | -0.78311 | 0 |  |  |  |  | 792.4401 |  | 759.4247
2030 | 6 | 33.9299 | -45 | 832.1861 | -0.64614 | 0 |  |  |  |  | 820.4699 |  | 787.1861
2030 | 7 | 35 | -45 | 857.2226 | -0.59929 | 0 |  |  |  |  | 846.6233 |  | 812.2226
2030 | 8 | 34.898 | -45 | 859.0814 | -0.80066 | 0 |  |  |  |  | 848.1788 |  | 814.0814
2030 | 9 | 32.3654 | -45 | 834.0218 | -0.91052 | 0 |  |  |  |  | 820.4767
2030 | 10 | 29.4434 | -45 | 788.1955 | -0.86879 | 0 |  |  |  |  | 771.7702
2030 | 11 | 26.2605 | -45 | 735.7174 | -1.11 | 0 |  |  |  |  | 715.868
2030 | 12 | 27.4379 | -45 | 718.9371 | -0.66 | 0 |  |  |  |  | 700.715
2031 | 1 | 31.0101 | -45 | 908.191 | -0.77076 | 0 |  |  |  |  | 893.4304
2031 | 2 | 31.0205 | -45 | 785.1778 | -0.57388 | 0 |  |  |  |  | 770.6244
2031 | 3 | 33.4198 | -45 | 730.1354 | -0.83726 | 0 |  |  |  |  | 717.7179
2031 | 4 | 29.8245 | -45 | 732.9486 | -0.73949 | 0 |  |  |  |  | 717.0335
2031 | 5 | 33.7985 | -45 | 811.8421 | -0.78311 | 0 |  |  |  |  | 799.8575
2031 | 6 | 33.9299 | -45 | 839.4947 | -0.64614 | 0 |  |  |  |  | 827.7785
2031 | 7 | 35 | -45 | 864.4478 | -0.59929 | 0 |  |  |  |  | 853.8485
2031 | 8 | 34.898 | -45 | 866.3029 | -0.80066 | 0 |  |  |  |  | 855.4003
2031 | 9 | 32.3654 | -45 | 841.3668 | -0.91052 | 0 |  |  |  |  | 827.8217
2031 | 10 | 29.4434 | -45 | 795.5344 | -0.86879 | 0 |  |  |  |  | 779.109
2031 | 11 | 26.2605 | -45 | 742.9912 | -1.11 | 0 |  |  |  |  | 723.1418
2031 | 12 | 27.4379 | -45 | 725.688 | -0.66 | 0 |  |  |  |  | 707.4659
2032 | 1 | 31.0101 | -45 | 914.741 | -0.77076 | 0 |  |  |  |  | 899.9803
2032 | 2 | 31.0205 | -45 | 791.8769 | -0.57388 | 0 |  |  |  |  | 777.3235
2032 | 3 | 33.4198 | -45 | 737.7785 | -0.83726 | 0 |  |  |  |  | 725.361
2032 | 4 | 29.8245 | -45 | 740.5028 | -0.73949 | 0 |  |  |  |  | 724.5878
2032 | 5 | 33.7985 | -45 | 819.3279 | -0.78311 | 0 |  |  |  |  | 807.3433
2032 | 6 | 33.9299 | -45 | 846.8675 | -0.64614 | 0 |  |  |  |  | 835.1513
2032 | 7 | 35 | -45 | 871.7338 | -0.59929 | 0 |  |  |  |  | 861.1345
2032 | 8 | 34.898 | -45 | 873.5851 | -0.80066 | 0 |  |  |  |  | 862.6825
2032 | 9 | 32.3654 | -45 | 848.7766 | -0.91052 | 0 |  |  |  |  | 835.2315
2032 | 10 | 29.4434 | -45 | 802.9416 | -0.86879 | 0 |  |  |  |  | 786.5162
2032 | 11 | 26.2605 | -45 | 750.337 | -1.11 | 0 |  |  |  |  | 730.4875
2032 | 12 | 27.4379 | -45 | 732.5024 | -0.66 | 0 |  |  |  |  | 714.2802
2033 | 1 | 31.0101 | -45 | 921.3382 | -0.77076 | 0 |  |  |  |  | 906.5775
2033 | 2 | 31.0205 | -45 | 798.6332 | -0.57388 | 0 |  |  |  |  | 784.0798
2033 | 3 | 33.4198 | -45 | 745.5017 | -0.83726 | 0 |  |  |  |  | 733.0842
2033 | 4 | 29.8245 | -45 | 748.135 | -0.73949 | 0 |  |  |  |  | 732.22
2033 | 5 | 33.7985 | -45 | 826.8827 | -0.78311 | 0 |  |  |  |  | 814.8981
2033 | 6 | 33.9299 | -45 | 854.305 | -0.64614 | 0 |  |  |  |  | 842.5888
2033 | 7 | 35 | -45 | 879.0813 | -0.59929 | 0 |  |  |  |  | 868.482
2033 | 8 | 34.898 | -45 | 880.9285 | -0.80066 | 0 |  |  |  |  | 870.0259
2033 | 9 | 32.3654 | -45 | 856.2516 | -0.91052 | 0 |  |  |  |  | 842.7065
2033 | 10 | 29.4434 | -45 | 810.4178 | -0.86879 | 0 |  |  |  |  | 793.9924
2033 | 11 | 26.2605 | -45 | 757.7553 | -1.11 | 0 |  |  |  |  | 737.9059
2033 | 12 | 27.4379 | -45 | 739.3807 | -0.66 | 0 |  |  |  |  | 721.1586
2034 | 1 | 31.0101 | -45 | 927.983 | -0.77076 | 0 |  |  |  |  | 913.2223
2034 | 2 | 31.0205 | -45 | 805.4471 | -0.57388 | 0 |  |  |  |  | 790.8937
2034 | 3 | 33.4198 | -45 | 753.3057 | -0.83726 | 0 |  |  |  |  | 740.8882
2034 | 4 | 29.8245 | -45 | 755.8458 | -0.73949 | 0 |  |  |  |  | 739.9308
2034 | 5 | 33.7985 | -45 | 834.5072 | -0.78311 | 0 |  |  |  |  | 822.5226
2034 | 6 | 33.9299 | -45 | 861.8079 | -0.64614 | 0 |  |  |  |  | 850.0916
2034 | 7 | 35 | -45 | 886.4907 | -0.59929 | 0 |  |  |  |  | 875.8914
2034 | 8 | 34.898 | -45 | 888.3337 | -0.80066 | 0 |  |  |  |  | 877.4311
2034 | 9 | 32.3654 | -45 | 863.7924 | -0.91052 | 0 |  |  |  |  | 850.2473
2034 | 10 | 29.4434 | -45 | 817.9636 | -0.86879 | 0 |  |  |  |  | 801.5382
2034 | 11 | 26.2605 | -45 | 765.247 | -1.11 | 0 |  |  |  |  | 745.3976
2034 | 12 | 27.4379 | -45 | 746.3236 | -0.66 | 0 |  |  |  |  | 728.1015
2035 | 1 | 31.0101 | -45 | 934.6757 | -0.77076 | 0 |  |  |  |  | 919.915
2035 | 2 | 31.0205 | -45 | 812.3191 | -0.57388 | 0 |  |  |  |  | 797.7657
2035 | 3 | 33.4198 | -45 | 761.1913 | -0.83726 | 0 |  |  |  |  | 748.7739
2035 | 4 | 29.8245 | -45 | 763.636 | -0.73949 | 0 |  |  |  |  | 747.721
2035 | 5 | 33.7985 | -45 | 842.202 | -0.78311 | 0 |  |  |  |  | 830.2174
2035 | 6 | 33.9299 | -45 | 869.3766 | -0.64614 | 0 |  |  |  |  | 857.6604
2035 | 7 | 35 | -45 | 893.9626 | -0.59929 | 0 |  |  |  |  | 883.3633
2035 | 8 | 34.898 | -45 | 895.8011 | -0.80066 | 0 |  |  |  |  | 884.8985
2035 | 9 | 32.3654 | -45 | 871.3997 | -0.91052 | 0 |  |  |  |  | 857.8546
2035 | 10 | 29.4434 | -45 | 825.5796 | -0.86879 | 0 |  |  |  |  | 809.1543
2035 | 11 | 26.2605 | -45 | 772.8128 | -1.11 | 0 |  |  |  |  | 752.9633
2035 | 12 | 27.4379 | -45 | 753.3317 | -0.66 | 0 |  |  |  |  | 735.1096
2036 | 1 | 31.0101 | -45 | 941.4166 | -0.77076 | 0 |  |  |  |  | 926.6559
2036 | 2 | 31.0205 | -45 | 819.2498 | -0.57388 | 0 |  |  |  |  | 804.6964
2036 | 3 | 33.4198 | -45 | 769.1596 | -0.83726 | 0 |  |  |  |  | 756.7421
2036 | 4 | 29.8245 | -45 | 771.5066 | -0.73949 | 0 |  |  |  |  | 755.5916
2036 | 5 | 33.7985 | -45 | 849.9677 | -0.78311 | 0 |  |  |  |  | 837.9831
2036 | 6 | 33.9299 | -45 | 877.0119 | -0.64614 | 0 |  |  |  |  | 865.2956
2036 | 7 | 35 | -45 | 901.4974 | -0.59929 | 0 |  |  |  |  | 890.8981
2036 | 8 | 34.898 | -45 | 903.3312 | -0.80066 | 0 |  |  |  |  | 892.4286
2036 | 9 | 32.3654 | -45 | 879.0739 | -0.91052 | 0 |  |  |  |  | 865.5288
2036 | 10 | 29.4434 | -45 | 833.2666 | -0.86879 | 0 |  |  |  |  | 816.8412
2036 | 11 | 26.2605 | -45 | 780.4534 | -1.11 | 0 |  |  |  |  | 760.6039
2036 | 12 | 27.4379 | -45 | 760.4056 | -0.66 | 0 |  |  |  |  | 742.1835
2037 | 1 | 31.0101 | -45 | 948.2062 | -0.77076 | 0 |  |  |  |  | 933.4455
2037 | 2 | 31.0205 | -45 | 826.2396 | -0.57388 | 0 |  |  |  |  | 811.6862
2037 | 3 | 33.4198 | -45 | 777.2112 | -0.83726 | 0 |  |  |  |  | 764.7937
2037 | 4 | 29.8245 | -45 | 779.4583 | -0.73949 | 0 |  |  |  |  | 763.5433
2037 | 5 | 33.7985 | -45 | 857.8051 | -0.78311 | 0 |  |  |  |  | 845.8205
2037 | 6 | 33.9299 | -45 | 884.7141 | -0.64614 | 0 |  |  |  |  | 872.9979
2037 | 7 | 35 | -45 | 909.0957 | -0.59929 | 0 |  |  |  |  | 898.4964
2037 | 8 | 34.898 | -45 | 910.9247 | -0.80066 | 0 |  |  |  |  | 900.0221
2037 | 9 | 32.3654 | -45 | 886.8157 | -0.91052 | 0 |  |  |  |  | 873.2707
2037 | 10 | 29.4434 | -45 | 841.0251 | -0.86879 | 0 |  |  |  |  | 824.5998
2037 | 11 | 26.2605 | -45 | 788.1695 | -1.11 | 0 |  |  |  |  | 768.32
2037 | 12 | 27.4379 | -45 | 767.5459 | -0.66 | 0 |  |  |  |  | 749.3238
2038 | 1 | 31.0101 | -45 | 955.0448 | -0.77076 | 0 |  |  |  |  | 940.2841
2038 | 2 | 31.0205 | -45 | 833.289 | -0.57388 | 0 |  |  |  |  | 818.7356
2038 | 3 | 33.4198 | -45 | 785.3472 | -0.83726 | 0 |  |  |  |  | 772.9297
2038 | 4 | 29.8245 | -45 | 787.4919 | -0.73949 | 0 |  |  |  |  | 771.5769
2038 | 5 | 33.7985 | -45 | 865.7147 | -0.78311 | 0 |  |  |  |  | 853.7301
2038 | 6 | 33.9299 | -45 | 892.4841 | -0.64614 | 0 |  |  |  |  | 880.7678
2038 | 7 | 35 | -45 | 916.7581 | -0.59929 | 0 |  |  |  |  | 906.1588
2038 | 8 | 34.898 | -45 | 918.582 | -0.80066 | 0 |  |  |  |  | 907.6794
2038 | 9 | 32.3654 | -45 | 894.6257 | -0.91052 | 0 |  |  |  |  | 881.0807
2038 | 10 | 29.4434 | -45 | 848.8559 | -0.86879 | 0 |  |  |  |  | 832.4305
2038 | 11 | 26.2605 | -45 | 795.9619 | -1.11 | 0 |  |  |  |  | 776.1124
2038 | 12 | 27.4379 | -45 | 774.7533 | -0.66 | 0 |  |  |  |  | 756.5312
2039 | 1 | 31.0101 | -45 | 961.9326 | -0.77076 | 0 |  |  |  |  | 947.1719
2039 | 2 | 31.0205 | -45 | 840.3986 | -0.57388 | 0 |  |  |  |  | 825.8452
2039 | 3 | 33.4198 | -45 | 793.5683 | -0.83726 | 0 |  |  |  |  | 781.1508
2039 | 4 | 29.8245 | -45 | 795.6084 | -0.73949 | 0 |  |  |  |  | 779.6934
2039 | 5 | 33.7985 | -45 | 873.6972 | -0.78311 | 0 |  |  |  |  | 861.7126
2039 | 6 | 33.9299 | -45 | 900.3222 | -0.64614 | 0 |  |  |  |  | 888.6059
2039 | 7 | 35 | -45 | 924.4851 | -0.59929 | 0 |  |  |  |  | 913.8858
2039 | 8 | 34.898 | -45 | 926.3036 | -0.80066 | 0 |  |  |  |  | 915.401
2039 | 9 | 32.3654 | -45 | 902.5045 | -0.91052 | 0 |  |  |  |  | 888.9595
2039 | 10 | 29.4434 | -45 | 856.7596 | -0.86879 | 0 |  |  |  |  | 840.3342
2039 | 11 | 26.2605 | -45 | 803.8313 | -1.11 | 0 |  |  |  |  | 783.9818
2039 | 12 | 27.4379 | -45 | 782.0284 | -0.66 | 0 |  |  |  |  | 763.8063
2040 | 1 | 31.0101 | -45 | 968.8702 | -0.77076 | 0 |  |  |  |  | 954.1095
2040 | 2 | 31.0205 | -45 | 847.5688 | -0.57388 | 0 |  |  |  |  | 833.0154
2040 | 3 | 33.4198 | -45 | 801.8754 | -0.83726 | 0 |  |  |  |  | 789.4579
2040 | 4 | 29.8245 | -45 | 803.8085 | -0.73949 | 0 |  |  |  |  | 787.8935
2040 | 5 | 33.7985 | -45 | 881.7534 | -0.78311 | 0 |  |  |  |  | 869.7688
2040 | 6 | 33.9299 | -45 | 908.2292 | -0.64614 | 0 |  |  |  |  | 896.5129
2040 | 7 | 35 | -45 | 932.2772 | -0.59929 | 0 |  |  |  |  | 921.6779
2040 | 8 | 34.898 | -45 | 934.0902 | -0.80066 | 0 |  |  |  |  | 923.1876
2040 | 9 | 32.3654 | -45 | 910.4527 | -0.91052 | 0 |  |  |  |  | 896.9076
2040 | 10 | 29.4434 | -45 | 864.7368 | -0.86879 | 0 |  |  |  |  | 848.3115
2040 | 11 | 26.2605 | -45 | 811.7785 | -1.11 | 0 |  |  |  |  | 791.9291
2040 | 12 | 27.4379 | -45 | 789.3718 | -0.66 | 0 |  |  |  |  | 771.1497
2041 | 1 | 31.0101 | -45 | 975.8577 | -0.77076 | 0 |  |  |  |  | 961.0971
2041 | 2 | 31.0205 | -45 | 854.8003 | -0.57388 | 0 |  |  |  |  | 840.2469
2041 | 3 | 33.4198 | -45 | 810.2695 | -0.83726 | 0 |  |  |  |  | 797.8521
2041 | 4 | 29.8245 | -45 | 812.0931 | -0.73949 | 0 |  |  |  |  | 796.1781
2041 | 5 | 33.7985 | -45 | 889.8838 | -0.78311 | 0 |  |  |  |  | 877.8992
2041 | 6 | 33.9299 | -45 | 916.2056 | -0.64614 | 0 |  |  |  |  | 904.4894
2041 | 7 | 35 | -45 | 940.1349 | -0.59929 | 0 |  |  |  |  | 929.5356
2041 | 8 | 34.898 | -45 | 941.9422 | -0.80066 | 0 |  |  |  |  | 931.0396
2041 | 9 | 32.3654 | -45 | 918.4709 | -0.91052 | 0 |  |  |  |  | 904.9258
2041 | 10 | 29.4434 | -45 | 872.7884 | -0.86879 | 0 |  |  |  |  | 856.363
2041 | 11 | 26.2605 | -45 | 819.8043 | -1.11 | 0 |  |  |  |  | 799.9549
2041 | 12 | 27.4379 | -45 | 796.7841 | -0.66 | 0 |  |  |  |  | 778.562
2042 | 1 | 31.0101 | -45 | 982.8957 | -0.77076 | 0 |  |  |  |  | 968.135
2042 | 2 | 31.0205 | -45 | 862.0934 | -0.57388 | 0 |  |  |  |  | 847.54
2042 | 3 | 33.4198 | -45 | 818.7515 | -0.83726 | 0 |  |  |  |  | 806.334
2042 | 4 | 29.8245 | -45 | 820.4631 | -0.73949 | 0 |  |  |  |  | 804.5481
2042 | 5 | 33.7985 | -45 | 898.0892 | -0.78311 | 0 |  |  |  |  | 886.1046
2042 | 6 | 33.9299 | -45 | 924.2521 | -0.64614 | 0 |  |  |  |  | 912.5359
2042 | 7 | 35 | -45 | 948.0589 | -0.59929 | 0 |  |  |  |  | 937.4596
2042 | 8 | 34.898 | -45 | 949.8602 | -0.80066 | 0 |  |  |  |  | 938.9576
2042 | 9 | 32.3654 | -45 | 926.5597 | -0.91052 | 0 |  |  |  |  | 913.0146
2042 | 10 | 29.4434 | -45 | 880.9149 | -0.86879 | 0 |  |  |  |  | 864.4896
2042 | 11 | 26.2605 | -45 | 827.9095 | -1.11 | 0 |  |  |  |  | 808.06
2042 | 12 | 27.4379 | -45 | 804.266 | -0.66 | 0 |  |  |  |  | 786.0439
2043 | 1 | 31.0101 | -45 | 989.9845 | -0.77076 | 0 |  |  |  |  | 975.2238
2043 | 2 | 31.0205 | -45 | 869.4487 | -0.57388 | 0 |  |  |  |  | 854.8953
2043 | 3 | 33.4198 | -45 | 827.3223 | -0.83726 | 0 |  |  |  |  | 814.9048
2043 | 4 | 29.8245 | -45 | 828.9193 | -0.73949 | 0 |  |  |  |  | 813.0043
2043 | 5 | 33.7985 | -45 | 906.3703 | -0.78311 | 0 |  |  |  |  | 894.3857
2043 | 6 | 33.9299 | -45 | 932.3693 | -0.64614 | 0 |  |  |  |  | 920.653
2043 | 7 | 35 | -45 | 956.0497 | -0.59929 | 0 |  |  |  |  | 945.4504
2043 | 8 | 34.898 | -45 | 957.8448 | -0.80066 | 0 |  |  |  |  | 946.9422
2043 | 9 | 32.3654 | -45 | 934.7197 | -0.91052 | 0 |  |  |  |  | 921.1746
2043 | 10 | 29.4434 | -45 | 889.1171 | -0.86879 | 0 |  |  |  |  | 872.6918
2043 | 11 | 26.2605 | -45 | 836.0948 | -1.11 | 0 |  |  |  |  | 816.2453
2043 | 12 | 27.4379 | -45 | 811.8182 | -0.66 | 0 |  |  |  |  | 793.5961
2044 | 1 | 31.0101 | -45 | 997.1243 | -0.77076 | 0 |  |  |  |  | 982.3636
2044 | 2 | 31.0205 | -45 | 876.8668 | -0.57388 | 0 |  |  |  |  | 862.3134
2044 | 3 | 33.4198 | -45 | 835.9828 | -0.83726 | 0 |  |  |  |  | 823.5653
2044 | 4 | 29.8245 | -45 | 837.4628 | -0.73949 | 0 |  |  |  |  | 821.5477
2044 | 5 | 33.7985 | -45 | 914.7277 | -0.78311 | 0 |  |  |  |  | 902.7431
2044 | 6 | 33.9299 | -45 | 940.5577 | -0.64614 | 0 |  |  |  |  | 928.8415
2044 | 7 | 35 | -45 | 964.1078 | -0.59929 | 0 |  |  |  |  | 953.5085
2044 | 8 | 34.898 | -45 | 965.8965 | -0.80066 | 0 |  |  |  |  | 954.9939
2044 | 9 | 32.3654 | -45 | 942.9516 | -0.91052 | 0 |  |  |  |  | 929.4065
2044 | 10 | 29.4434 | -45 | 897.3957 | -0.86879 | 0 |  |  |  |  | 880.9703
2044 | 11 | 26.2605 | -45 | 844.361 | -1.11 | 0 |  |  |  |  | 824.5115
2044 | 12 | 27.4379 | -45 | 819.4413 | -0.66 | 0 |  |  |  |  | 801.2192
2045 | 1 | 31.0101 | -45 | 1004.3157 | -0.77076 | 0 |  |  |  |  | 989.555
2045 | 2 | 31.0205 | -45 | 884.3482 | -0.57388 | 0 |  |  |  |  | 869.7948
2045 | 3 | 33.4198 | -45 | 844.734 | -0.83726 | 0 |  |  |  |  | 832.3165
2045 | 4 | 29.8245 | -45 | 846.0942 | -0.73949 | 0 |  |  |  |  | 830.1792
2045 | 5 | 33.7985 | -45 | 923.1622 | -0.78311 | 0 |  |  |  |  | 911.1776
2045 | 6 | 33.9299 | -45 | 948.8181 | -0.64614 | 0 |  |  |  |  | 937.1018
2045 | 7 | 35 | -45 | 972.2339 | -0.59929 | 0 |  |  |  |  | 961.6346
2045 | 8 | 34.898 | -45 | 974.0159 | -0.80066 | 0 |  |  |  |  | 963.1133
2045 | 9 | 32.3654 | -45 | 951.256 | -0.91052 | 0 |  |  |  |  | 937.7109
2045 | 10 | 29.4434 | -45 | 905.7513 | -0.86879 | 0 |  |  |  |  | 889.326
2045 | 11 | 26.2605 | -45 | 852.709 | -1.11 | 0 |  |  |  |  | 832.8595
2045 | 12 | 27.4379 | -45 | 827.136 | -0.66 | 0 |  |  |  |  | 808.9139
2046 | 1 | 31.0101 | -45 | 1011.5589 | -0.77076 | 0 |  |  |  |  | 996.7982
2046 | 2 | 31.0205 | -45 | 891.8934 | -0.57388 | 0 |  |  |  |  | 877.34
2046 | 3 | 33.4198 | -45 | 853.5768 | -0.83726 | 0 |  |  |  |  | 841.1593
2046 | 4 | 29.8245 | -45 | 854.8147 | -0.73949 | 0 |  |  |  |  | 838.8997
2046 | 5 | 33.7985 | -45 | 931.6744 | -0.78311 | 0 |  |  |  |  | 919.6898
2046 | 6 | 33.9299 | -45 | 957.151 | -0.64614 | 0 |  |  |  |  | 945.4347
2046 | 7 | 35 | -45 | 980.4284 | -0.59929 | 0 |  |  |  |  | 969.8291
2046 | 8 | 34.898 | -45 | 982.2036 | -0.80066 | 0 |  |  |  |  | 971.3009
2046 | 9 | 32.3654 | -45 | 959.6335 | -0.91052 | 0 |  |  |  |  | 946.0884
2046 | 10 | 29.4434 | -45 | 914.1847 | -0.86879 | 0 |  |  |  |  | 897.7594
2046 | 11 | 26.2605 | -45 | 861.1394 | -1.11 | 0 |  |  |  |  | 841.29
2046 | 12 | 27.4379 | -45 | 834.903 | -0.66 | 0 |  |  |  |  | 816.6809
2047 | 1 | 31.0101 | -45 | 1018.8543 | -0.77076 | 0 |  |  |  |  | 1004.0937
2047 | 2 | 31.0205 | -45 | 899.503 | -0.57388 | 0 |  |  |  |  | 884.9496
2047 | 3 | 33.4198 | -45 | 862.5121 | -0.83726 | 0 |  |  |  |  | 850.0946
2047 | 4 | 29.8245 | -45 | 863.625 | -0.73949 | 0 |  |  |  |  | 847.71
2047 | 5 | 33.7985 | -45 | 940.2651 | -0.78311 | 0 |  |  |  |  | 928.2806
2047 | 6 | 33.9299 | -45 | 965.5571 | -0.64614 | 0 |  |  |  |  | 953.8408
2047 | 7 | 35 | -45 | 988.692 | -0.59929 | 0 |  |  |  |  | 978.0928
2047 | 8 | 34.898 | -45 | 990.46 | -0.80066 | 0 |  |  |  |  | 979.5574
2047 | 9 | 32.3654 | -45 | 968.0848 | -0.91052 | 0 |  |  |  |  | 954.5397
2047 | 10 | 29.4434 | -45 | 922.6967 | -0.86879 | 0 |  |  |  |  | 906.2714
2047 | 11 | 26.2605 | -45 | 869.6533 | -1.11 | 0 |  |  |  |  | 849.8038
2047 | 12 | 27.4379 | -45 | 842.7429 | -0.66 | 0 |  |  |  |  | 824.5208
2048 | 1 | 31.0101 | -45 | 1026.2024 | -0.77076 | 0 |  |  |  |  | 1011.4417
2048 | 2 | 31.0205 | -45 | 907.1775 | -0.57388 | 0 |  |  |  |  | 892.6241
2048 | 3 | 33.4198 | -45 | 871.541 | -0.83726 | 0 |  |  |  |  | 859.1235
2048 | 4 | 29.8245 | -45 | 872.5261 | -0.73949 | 0 |  |  |  |  | 856.6111
2048 | 5 | 33.7985 | -45 | 948.9351 | -0.78311 | 0 |  |  |  |  | 936.9505
2048 | 6 | 33.9299 | -45 | 974.037 | -0.64614 | 0 |  |  |  |  | 962.3207
2048 | 7 | 35 | -45 | 997.0253 | -0.59929 | 0 |  |  |  |  | 986.426
2048 | 8 | 34.898 | -45 | 998.7859 | -0.80066 | 0 |  |  |  |  | 987.8833
2048 | 9 | 32.3654 | -45 | 976.6105 | -0.91052 | 0 |  |  |  |  | 963.0655
2048 | 10 | 29.4434 | -45 | 931.2879 | -0.86879 | 0 |  |  |  |  | 914.8626
2048 | 11 | 26.2605 | -45 | 878.2513 | -1.11 | 0 |  |  |  |  | 858.4018
2048 | 12 | 27.4379 | -45 | 850.6564 | -0.66 | 0 |  |  |  |  | 832.4343
2049 | 1 | 31.0101 | -45 | 1033.6035 | -0.77076 | 0 |  |  |  |  | 1018.8428
2049 | 2 | 31.0205 | -45 | 914.9175 | -0.57388 | 0 |  |  |  |  | 900.3641
2049 | 3 | 33.4198 | -45 | 880.6643 | -0.83726 | 0 |  |  |  |  | 868.2469
2049 | 4 | 29.8245 | -45 | 881.519 | -0.73949 | 0 |  |  |  |  | 865.604
2049 | 5 | 33.7985 | -45 | 957.685 | -0.78311 | 0 |  |  |  |  | 945.7004
2049 | 6 | 33.9299 | -45 | 982.5914 | -0.64614 | 0 |  |  |  |  | 970.8751
2049 | 7 | 35 | -45 | 1005.4288 | -0.59929 | 0 |  |  |  |  | 994.8295
2049 | 8 | 34.898 | -45 | 1007.1817 | -0.80066 | 0 |  |  |  |  | 996.2791
2049 | 9 | 32.3654 | -45 | 985.2113 | -0.91052 | 0 |  |  |  |  | 971.6663
2049 | 10 | 29.4434 | -45 | 939.9591 | -0.86879 | 0 |  |  |  |  | 923.5338
2049 | 11 | 26.2605 | -45 | 886.9343 | -1.11 | 0 |  |  |  |  | 867.0848
2049 | 12 | 27.4379 | -45 | 858.6442 | -0.66 | 0 |  |  |  |  | 840.4221
2050 | 1 | 31.0101 | -45 | 1041.0579 | -0.77076 | 0 |  |  |  |  | 1026.2972
2050 | 2 | 31.0205 | -45 | 922.7236 | -0.57388 | 0 |  |  |  |  | 908.1702
2050 | 3 | 33.4198 | -45 | 889.8832 | -0.83726 | 0 |  |  |  |  | 877.4658
2050 | 4 | 29.8245 | -45 | 890.6045 | -0.73949 | 0 |  |  |  |  | 874.6895
2050 | 5 | 33.7985 | -45 | 966.5156 | -0.78311 | 0 |  |  |  |  | 954.531
2050 | 6 | 33.9299 | -45 | 991.2209 | -0.64614 | 0 |  |  |  |  | 979.5046
2050 | 7 | 35 | -45 | 1013.9031 | -0.59929 | 0 |  |  |  |  | 1003.3039
2050 | 8 | 34.898 | -45 | 1015.6482 | -0.80066 | 0 |  |  |  |  | 1004.7456
2050 | 9 | 32.3654 | -45 | 993.8879 | -0.91052 | 0 |  |  |  |  | 980.3428
2050 | 10 | 29.4434 | -45 | 948.7111 | -0.86879 | 0 |  |  |  |  | 932.2857
2050 | 11 | 26.2605 | -45 | 895.7031 | -1.11 | 0 |  |  |  |  | 875.8537
2050 | 12 | 27.4379 | -45 | 866.707 | -0.66 | 0 |  |  |  |  | 848.4849
2051 | 1 | 31.0101 | -45 | 1048.5661 | -0.77076 | 1 |  |  |  |  | 1034.8054
2051 | 2 | 31.0205 | -45 | 930.5962 | -0.57388 | 2 |  |  |  |  | 918.0428
2051 | 3 | 33.4198 | -45 | 899.1986 | -0.83726 | 3 |  |  |  |  | 889.7811
2051 | 4 | 29.8245 | -45 | 899.7837 | -0.73949 | 4 |  |  |  |  | 887.8687
2051 | 5 | 33.7985 | -45 | 975.4276 | -0.78311 | 5 |  |  |  |  | 968.443
2051 | 6 | 33.9299 | -45 | 999.9262 | -0.64614 | 6 |  |  |  |  | 994.2099
2051 | 7 | 35 | -45 | 1022.4489 | -0.59929 | 7 |  |  |  |  | 1018.8496
2051 | 8 | 34.898 | -45 | 1024.1858 | -0.80066 | 8 |  |  |  |  | 1021.2832
2051 | 9 | 32.3654 | -45 | 1002.6409 | -0.91052 | 9 |  |  |  |  | 998.0958
2051 | 10 | 29.4434 | -45 | 957.5445 | -0.86879 | 10 |  |  |  |  | 951.1192
2051 | 11 | 26.2605 | -45 | 904.5587 | -1.11 | 11 |  |  |  |  | 895.7092
2051 | 12 | 27.4379 | -45 | 874.8455 | -0.66 | 12 |  |  |  |  | 868.6234
2052 | 1 | 31.0101 | -45 | 1056.1285 | -0.77076 | 13 |  |  |  |  | 1054.3678
2052 | 2 | 31.0205 | -45 | 938.536 | -0.57388 | 14 |  |  |  |  | 937.9826
2052 | 3 | 33.4198 | -45 | 908.6115 | -0.83726 | 15 |  |  |  |  | 911.1941
2052 | 4 | 29.8245 | -45 | 909.0575 | -0.73949 | 16 |  |  |  |  | 909.1425
2052 | 5 | 33.7985 | -45 | 984.4218 | -0.78311 | 17 |  |  |  |  | 989.4372
2052 | 6 | 33.9299 | -45 | 1008.7079 | -0.64614 | 18 |  |  |  |  | 1014.9917
2052 | 7 | 35 | -45 | 1031.0667 | -0.59929 | 19 |  |  |  |  | 1039.4674
2052 | 8 | 34.898 | -45 | 1032.7951 | -0.80066 | 20 |  |  |  |  | 1041.8925
2052 | 9 | 32.3654 | -45 | 1011.4709 | -0.91052 | 21 |  |  |  |  | 1018.9259
2052 | 10 | 29.4434 | -45 | 966.4602 | -0.86879 | 22 |  |  |  |  | 972.0349
2052 | 11 | 26.2605 | -45 | 913.5018 | -1.11 | 23 |  |  |  |  | 916.6523
2052 | 12 | 27.4379 | -45 | 883.0605 | -0.66 | 24 |  |  |  |  | 888.8383

## Florida_Keys FR
FPL 000579 OCEC NEED Year | Period | FlaKeys_Consumption | Billed Sales | FloridaKeys_NEL | CP | NCP | LF | Hours | Coincidence Factor | Year | Month |  |  |  | Forecasted Incremental NCP | Forecasted Incremental CP | [5 empty] | DATA FROM FKEC | MWH | PEAKS
2004 | 1 | 50156.768 |  | 51242.8476 |  | 105.2048 | 65.47% | 744 |  | 2004 | 1 | jan | 110.5906 | 0.75964 | 26.5873 | [5 empty] | 1.0217 |  | 50156768 | 105204.7898 | 50156768 | 102975
2004 | 2 | 51404.426 | 50156.768 | 52517.522 |  | 110.8147 | 68.09% | 696 |  | 2004 | 2 | feb | 112.6672 | 0.7739 | 27.0865 | [7 empty] | 51404426 | 110814.6902 | 51404426 | 108466
2004 | 3 | 55739.299 | 51404.426 | 56946.2611 |  | 112.5924 | 67.98% | 744 |  | 2004 | 3 | mar | 119.5607 | 0.82125 | 28.7438 | [7 empty] | 55739299 | 112592.3677 | 55739299 | 110206
2004 | 4 | 56127.403 | 55739.299 | 57342.7689 |  | 126.5042 | 62.96% | 720 |  | 2004 | 4 | apr | 123.62 | 0.84914 | 29.7197 | [7 empty] | 56127403 | 126504.2261 | 56127403 | 123823
2004 | 5 | 66654.249 | 56127.403 | 68097.5601 |  | 140.978 | 64.92% | 744 |  | 2004 | 5 | may | 137.2921 | 0.94305 | 33.0067 | [7 empty] | 66654249 | 140977.9941 | 66654249 | 137990
2004 | 6 | 80006.472 | 66654.249 | 81738.9081 |  | 143.3809 | 79.18% | 720 |  | 2004 | 6 | jun | 139.8882 | 0.96088 | 33.6308 | [7 empty] | 80006472 | 143380.9236 | 80006472 | 140342
2004 | 7 | 82847.448 | 80006.472 | 84641.4018 |  | 147.7608 | 76.99% | 744 |  | 2004 | 7 | jul | 145.5834 | 1 | 35 | [7 empty] | 82847448 | 147760.753 | 82847448 | 144629
2004 | 8 | 79469.862 | 82847.448 | 81190.6786 |  | 144.6897 | 75.42% | 744 |  | 2004 | 8 | aug | 144.7062 | 0.99397 | 34.7891 | [7 empty] | 79469862 | 144689.662 | 79469862 | 141623
2004 | 9 | 67051.612 | 79469.862 | 68503.5275 |  | 129.7183 | 73.35% | 720 |  | 2004 | 9 | sep | 134.6823 | 0.92512 | 32.3792 | [7 empty] | 67051612 | 129718.3486 | 67051612 | 126969
2004 | 10 | 64862.882 | 67051.612 | 66267.4034 |  | 128.9766 | 69.06% | 744 |  | 2004 | 10 | oct | 123.759 | 0.85009 | 29.7532 | [7 empty] | 64862882 | 128976.628 | 64862882 | 126243
2004 | 11 | 54751.672 | 64862.882 | 55937.2483 |  | 113.8112 | 68.26% | 720 |  | 2004 | 11 | nov | 106.6401 | 0.7325 | 25.6376 | [7 empty] | 54751672 | 113811.2005 | 54751672 | 111399
2004 | 12 | 52425.939 | 54751.672 | 53561.1546 |  | 108.9001 | 66.11% | 744 |  | 2004 | 12 | dec | 113.995 | 0.78302 | 27.4058 | [7 empty] | 52425939 | 108900.1112 | 52425939 | 106592
2005 | 1 | 53346.929 | 52425.939 | 54502.0874 |  | 108.1717 | 67.72% | 744 |  | 2005 | 1 | [11 empty] | 53346929 | 108171.6721 | 53346929 | 105879
2005 | 2 | 47690.057 | 53346.929 | 48722.7232 |  | 114.9636 | 63.07% | 672 |  | 2005 | 2 | [11 empty] | 47690057 | 114963.6259 | 47690057 | 112527
2005 | 3 | 58940.668 | 47690.057 | 60216.9515 |  | 135.269 | 59.83% | 744 |  | 2005 | 3 | [11 empty] | 58940668 | 135268.9932 | 58940668 | 132402
2005 | 4 | 55741.208 | 58940.668 | 56948.2114 |  | 123.0653 | 64.27% | 720 |  | 2005 | 4 | [11 empty] | 55741208 | 123065.3397 | 55741208 | 120457
2005 | 5 | 68544.3 | 55741.208 | 70028.5377 |  | 146.359 | 64.31% | 744 |  | 2005 | 5 | [11 empty] | 68544300 | 146359.0441 | 68544300 | 143257
2005 | 6 | 70950.94 | 68544.3 | 72487.2904 |  | 139.0501 | 72.4% | 720 |  | 2005 | 6 | [11 empty] | 70950940 | 139050.1335 | 70950940 | 136103
2005 | 7 | 84871.064 | 70950.94 | 86708.8366 |  | 147.4686 | 79.03% | 744 |  | 2005 | 7 | [11 empty] | 84871064 | 147468.56 | 84871064 | 144343
2005 | 8 | 84131.363 | 84871.064 | 85953.1183 |  | 147.8231 | 78.15% | 744 |  | 2005 | 8 | [11 empty] | 84131363 | 147823.0739 | 84131363 | 144690
2005 | 9 | 71739.162 | 84131.363 | 73292.5803 |  | 140.1883 | 72.61% | 720 |  | 2005 | 9 | [11 empty] | 71739162 | 140188.2558 | 71739162 | 137217
2005 | 10 | 60637.557 | 71739.162 | 61950.5845 |  | 127.5586 | 65.28% | 744 |  | 2005 | 10 | [11 empty] | 60637557 | 127558.5727 | 60637557 | 124855
2005 | 11 | 54014.216 | 60637.557 | 55183.8236 |  | 111.0211 | 69.04% | 720 |  | 2005 | 11 | [11 empty] | 54014216 | 111021.0643 | 54014216 | 108668
2005 | 12 | 49625.892 | 54014.216 | 50700.4762 |  | 114.1095 | 59.72% | 744 |  | 2005 | 12 | [11 empty] | 49625892 | 114109.5234 | 49625892 | 111691
2006 | 1 | 51028.458 | 49625.892 | 52133.4129 |  | 104.8145 | 66.85% | 744 |  | 2006 | 1 | [11 empty] | 51028458 | 104814.518 | 51028458 | 102593
2006 | 2 | 47642.076 | 51028.458 | 48673.7032 |  | 114.2178 | 63.41% | 672 |  | 2006 | 2 | [11 empty] | 47642076 | 114217.8187 | 47642076 | 111797
2006 | 3 | 55933.777 | 47642.076 | 57144.9502 |  | 123.4076 | 62.24% | 744 |  | 2006 | 3 | [11 empty] | 55933777 | 123407.5937 | 55933777 | 120792
2006 | 4 | 60602.556 | 55933.777 | 61914.8256 |  | 126.4021 | 68.03% | 720 |  | 2006 | 4 | [11 empty] | 60602556 | 126402.0607 | 60602556 | 123723
2006 | 5 | 66013.258 | 60602.556 | 67442.6893 |  | 139.1789 | 65.13% | 744 |  | 2006 | 5 | [11 empty] | 66013258 | 139178.8619 | 66013258 | 136229
2006 | 6 | 73552.75 | 66013.258 | 75145.4392 |  | 139.0052 | 75.08% | 720 |  | 2006 | 6 | [11 empty] | 73552750 | 139005.1808 | 73552750 | 136059
2006 | 7 | 76128.357 | 73552.75 | 77776.8176 |  | 142.5554 | 73.33% | 744 |  | 2006 | 7 | [11 empty] | 76128357 | 142555.4274 | 76128357 | 139534
2006 | 8 | 75845.607 | 76128.357 | 77487.945 |  | 142.4236 | 73.13% | 744 |  | 2006 | 8 | [11 empty] | 75845607 | 142423.634 | 75845607 | 139405
2006 | 9 | 67342.746 | 75845.607 | 68800.9656 |  | 130.5622 | 73.19% | 720 |  | 2006 | 9 | [11 empty] | 67342746 | 130562.2346 | 67342746 | 127795
2006 | 10 | 63484.348 | 67342.746 | 64859.019 |  | 122.6036 | 71.1% | 744 |  | 2006 | 10 | [11 empty] | 63484348 | 122603.5523 | 63484348 | 120005
2006 | 11 | 50329.666 | 63484.348 | 51419.4895 |  | 104.5131 | 68.33% | 720 |  | 2006 | 11 | [11 empty] | 50329666 | 104513.1302 | 50329666 | 102298
2006 | 12 | 54067.807 | 50329.666 | 55238.5751 |  | 119.0124 | 62.38% | 744 |  | 2006 | 12 | [11 empty] | 54067807 | 119012.4395 | 54067807 | 116490
2007 | 1 | 55300.288 | 54067.807 | 56497.7438 |  | 112.292 | 67.63% | 744 |  | 2007 | 1 | [11 empty] | 55300288 | 112292.0015 | 55300288 | 109912
2007 | 2 | 47852.779 | 55300.288 | 48888.9687 |  | 109.2996 | 66.56% | 672 |  | 2007 | 2 | [11 empty] | 47852779 | 109299.5778 | 47852779 | 106983
2007 | 3 | 56571.748 | 47852.779 | 57796.7357 |  | 120.8851 | 64.26% | 744 |  | 2007 | 3 | [11 empty] | 56571748 | 120885.1307 | 56571748 | 118323
2007 | 4 | 56559.09 | 56571.748 | 57783.8036 |  | 121.4797 | 66.06% | 720 |  | 2007 | 4 | [11 empty] | 56559090 | 121479.7332 | 56559090 | 118905
2007 | 5 | 63923.544 | 56559.09 | 65307.7252 |  | 125.7124 | 69.83% | 744 |  | 2007 | 5 | [11 empty] | 63923544 | 125712.4445 | 63923544 | 123048
2007 | 6 | 68505.38 | 63923.544 | 69988.7749 |  | 136.7657 | 71.08% | 720 |  | 2007 | 6 | [11 empty] | 68505380 | 136765.7159 | 68505380 | 133867
2007 | 7 | 81731.103 | 68505.38 | 83500.8838 |  | 146.6615 | 76.52% | 744 |  | 2007 | 7 | [11 empty] | 81731103 | 146661.4536 | 81731103 | 143553
2007 | 8 | 79758.244 | 81731.103 | 81485.3051 |  | 145.5233 | 75.26% | 744 |  | 2007 | 8 | [11 empty] | 79758244 | 145523.3314 | 79758244 | 142439
2007 | 9 | 67957.917 | 79758.244 | 69429.4573 |  | 143.245 | 67.32% | 720 |  | 2007 | 9 | [11 empty] | 67957917 | 143245.0436 | 67957917 | 140209
2007 | 10 | 66820.829 | 67957.917 | 68267.7472 |  | 128.4035 | 71.46% | 744 |  | 2007 | 10 | [11 empty] | 66820829 | 128403.4803 | 66820829 | 125682
2007 | 11 | 50571.54 | 66820.829 | 51666.601 |  | 106.0865 | 67.64% | 720 |  | 2007 | 11 | [11 empty] | 50571540 | 106086.4769 | 50571540 | 103838
2007 | 12 | 54329.302 | 50571.54 | 55505.7324 |  | 125.4989 | 59.45% | 744 |  | 2007 | 12 | [11 empty] | 54329302 | 125498.9189 | 54329302 | 122839
2008 | 1 | 51440.135 | 54329.302 | 52554.0043 |  | 119.8502 | 58.94% | 744 |  | 2008 | 1 | [11 empty] | 51440135 | 119850.1955 | 51440135 | 117310
2008 | 2 | 53909.519 | 51440.135 | 55076.8596 |  | 116.9783 | 67.65% | 696 |  | 2008 | 2 | [11 empty] | 53909519 | 116978.327 | 53909519 | 114499
2008 | 3 | 58080.275 | 53909.519 | 59337.9279 |  | 122.2654 | 65.23% | 744 |  | 2008 | 3 | [11 empty] | 58080275 | 122265.3849 | 58080275 | 119674
2008 | 4 | 57705.361 | 58080.275 | 58954.8956 |  | 122.6771 | 66.75% | 720 |  | 2008 | 4 | [11 empty] | 57705361 | 122677.1113 | 57705361 | 120077
2008 | 5 | 69014.797 | 57705.361 | 70509.2227 |  | 143.8284 | 65.89% | 744 |  | 2008 | 5 | [11 empty] | 69014797 | 143828.4079 | 69014797 | 140780
2008 | 6 | 73730.713 | 69014.797 | 75327.2557 |  | 138.1041 | 75.76% | 720 |  | 2008 | 6 | [11 empty] | 73730713 | 138104.0822 | 73730713 | 135177
2008 | 7 | 76504.873 | 73730.713 | 78161.4866 |  | 144.7765 | 72.56% | 744 |  | 2008 | 7 | [11 empty] | 76504873 | 144776.5025 | 76504873 | 141708
2008 | 8 | 75955.86 | 76504.873 | 77600.5854 |  | 145.8492 | 71.51% | 744 |  | 2008 | 8 | [11 empty] | 75955860 | 145849.2389 | 75955860 | 142758
2008 | 9 | 62899.629 | 75955.86 | 64261.6387 |  | 126.4705 | 70.57% | 720 |  | 2008 | 9 | [11 empty] | 62899629 | 126470.5115 | 62899629 | 123790
2008 | 10 | 57611.893 | 62899.629 | 58859.4036 |  | 117.907 | 67.1% | 744 |  | 2008 | 10 | [11 empty] | 57611893 | 117907.0102 | 57611893 | 115408
2008 | 11 | 45201.201 | 57611.893 | 46179.9742 |  | 107.1756 | 59.84% | 720 |  | 2008 | 11 | [11 empty] | 45201201 | 107175.5597 | 45201201 | 104904
2008 | 12 | 47513.018 | 45201.201 | 48541.8506 |  | 107.0305 | 60.96% | 744 |  | 2008 | 12 | [11 empty] | 47513018 | 107030.4849 | 47513018 | 104762
2009 | 1 | 48532.176 | 47513.018 | 49583.0772 |  | 101.015 | 65.97% | 744 |  | 2009 | 1 | [11 empty] | 48532176 | 101014.9879 | 48532176 | 98874
2009 | 2 | 44843.899 | 48532.176 | 45814.9353 |  | 117.0131 | 58.26% | 672 |  | 2009 | 2 | [11 empty] | 44843899 | 117013.0632 | 44843899 | 114533
2009 | 3 | 51885.582 | 44843.899 | 53009.0968 |  | 110.3764 | 64.55% | 744 |  | 2009 | 3 | [11 empty] | 51885582 | 110376.4008 | 51885582 | 108037
2009 | 4 | 57093.503 | 51885.582 | 58329.7886 |  | 121.8342 | 66.49% | 720 |  | 2009 | 4 | [11 empty] | 57093503 | 121834.247 | 57093503 | 119252
2009 | 5 | 64712.971 | 57093.503 | 66114.2463 |  | 129.5273 | 68.61% | 744 |  | 2009 | 5 | [11 empty] | 64712971 | 129527.2994 | 64712971 | 126782
2009 | 6 | 68454.726 | 64712.971 | 69937.0241 |  | 138.0602 | 70.36% | 720 |  | 2009 | 6 | [11 empty] | 68454726 | 138060.1511 | 68454726 | 135134
2009 | 7 | 78691.428 | 68454.726 | 80395.3886 |  | 143.3084 | 75.4% | 744 |  | 2009 | 7 | [11 empty] | 78691428 | 143308.3862 | 78691428 | 140271
2009 | 8 | 77334.616 | 78691.428 | 79009.1966 |  | 142.7312 | 74.4% | 744 |  | 2009 | 8 | [11 empty] | 77334616 | 142731.1518 | 77334616 | 139706
2009 | 9 | 65357.925 | 77334.616 | 66773.1659 |  | 127.8732 | 72.53% | 720 |  | 2009 | 9 | [11 empty] | 65357925 | 127873.2421 | 65357925 | 125163
2009 | 10 | 64004.92 | 65357.925 | 65390.8633 |  | 128.1368 | 68.59% | 744 |  | 2009 | 10 | [11 empty] | 64004920 | 128136.8287 | 64004920 | 125421
2009 | 11 | 49920.963 | 64004.92 | 51001.9366 |  | 110.686 | 64% | 720 |  | 2009 | 11 | [11 empty] | 49920963 | 110685.9619 | 49920963 | 108340
2009 | 12 | 52145.927 | 49920.963 | 53275.0793 |  | 105.0771 | 68.15% | 744 |  | 2009 | 12 | [11 empty] | 52145927 | 105077.083 | 52145927 | 102850
2010 | 1 | 57504.333 | 52145.927 | 58749.5146 |  | 145.9024 | 54.12% | 744 |  | 2010 | 1 | [11 empty] | 57504333 | 145902.3649 | 57504333 | 142810
2010 | 2 | 46082.95 | 57504.333 | 47080.8164 |  | 112.9908 | 62.01% | 672 |  | 2010 | 2 | [11 empty] | 46082950 | 112990.8126 | 46082950 | 110596
2010 | 3 | 49500.831 | 46082.95 | 50572.7071 |  | 107.5301 | 63.21% | 744 |  | 2010 | 3 | [11 empty] | 49500831 | 107530.0736 | 49500831 | 105251
2010 | 4 | 51447.387 | 49500.831 | 52561.4133 |  | 112.0335 | 65.16% | 720 |  | 2010 | 4 | [11 empty] | 51447387 | 112033.5231 | 51447387 | 109659
2010 | 5 | 67012.971 | 51447.387 | 68464.0498 |  | 137.63 | 66.86% | 744 |  | 2010 | 5 | [11 empty] | 67012971 | 137630.0349 | 67012971 | 134713
2010 | 6 | 77630.688 | 67012.971 | 79311.6796 |  | 143.1715 | 76.94% | 720 |  | 2010 | 6 |  |  |  | 5 Yr LF | [7 empty] | 77630688 | 143171.4846 | 77630688 | 140137
2010 | 7 | 76548.854 | 77630.688 | 78206.4199 |  | 140.553 | 74.79% | 744 |  | 2010 | 7 |  |  |  | thru 4/11 | May - Jul 2011 | Aug 2011-Jul 2012 | Difference |  |  |  |  | 76548854 | 140552.9861 | 76548854 | 137574
2010 | 8 | 75358.719 | 76548.854 | 76990.5141 |  | 143.2103 | 72.26% | 744 |  | 2010 | 8 |  |  |  | 73.31% |  | 70.35% | -2.965% |  |  |  |  | 75358719 | 143210.3074 | 75358719 | 140175
2010 | 9 | 65117.421 | 75358.719 | 66527.4541 |  | 135.458 | 68.21% | 720 |  | 2010 | 9 |  |  |  | 70.36% |  | 70.16% | -0.207% |  |  |  |  | 65117421 | 135457.9991 | 65117421 | 132587
2010 | 10 | 56275.833 | 65117.421 | 57494.413 |  | 111.6811 | 69.19% | 744 |  | 2010 | 10 |  |  |  | 69.49% |  | 64.7% | -4.794% |  |  |  |  | 56275833 | 111681.0526 | 56275833 | 109314
2010 | 11 | 47470.025 | 56275.833 | 48497.9267 |  | 105.9455 | 63.58% | 720 |  | 2010 | 11 |  |  |  | 64.68% |  | 67.8% | 3.121% |  |  |  |  | 47470025 | 105945.4887 | 47470025 | 103700
2010 | 12 | 50214.348 | 47470.025 | 51301.6744 |  | 123.6947 | 55.75% | 744 |  | 2010 | 12 |  |  |  | 61.34% |  | 67.31% | 5.971% |  |  |  |  | 50214348 | 123694.6784 | 50214348 | 121073
2011 | 1 | 46905.73 | 50214.348 | 47921.4126 |  | 92.7243 | 69.46% | 744 |  | 2011 | 1 |  |  |  | 63.22% |  | 66.77% | 3.548% |  |  |  |  | 46905730 | 92724.2682 | 46905730 | 90759
2011 | 2 | 46600.297 | 46905.73 | 47609.3659 |  | 97.6956 | 72.52% | 672 |  | 2011 | 2 |  |  |  | 65.4% |  | 66.95% | 1.555% |  |  |  |  | 46600297 | 97695.6351 | 46600297 | 95625
2011 | 3 | 54360.849 | 46600.297 | 55537.9625 |  | 118.4209 | 63.04% | 744 |  | 2011 | 3 |  |  |  | 64.06% |  | 70.84% | 6.785% |  |  |  |  | 54360849 | 118420.902 | 54360849 | 115911
2011 | 4 | 64633.013 | 54360.849 | 66032.5569 |  | 129.0369 | 71.07% | 720 |  | 2011 | 4 |  |  |  | 67.11% |  | 62.52% | -4.585% |  |  |  |  | 64633013 | 129036.9056 | 64633013 | 126302
2011 | 5 | 68847.198 | 64633.013 | 68847.198 | 118 | 134.8736 | 68.61% | 744 | 87.49% | 2011 | 5 |  |  |  | 67.26% | 68.61% | 65.22% | -2.038% |  | 1.347% |  |  | 68847198 | 134873.6132 | 68847198 | 132015
2011 | 6 | 72436.462 | 68847.198 | 72436.462 | 135 | 141.3519 | 71.17% | 720 | 95.51% | 2011 | 6 |  |  |  | 73.84% | 71.17% | 70.1% | -3.744% |  | -2.668% |  |  | 72436462 | 141351.9193 | 72436462 | 138356
2011 | 7 | 80409.621 | 72436.462 | 80409.621 | 144 | 145.7818 | 74.14% | 744 | 98.78% | 2011 | 7 |  |  |  | 74.52% | 74.14% | 69.69% | -4.833% |  | -0.3858% |  |  | 80409621 | 145781.8098 | 80409621 | 142692
2011 | 8 | 76752.611 | 80409.621 | 76752.611 | 146 | 146.6461 | 70.35% | 744 | 99.56% | 2011 | 8 | [6 empty] | -0.1821% | Average | -0.5689% |  |  | 76752611 | 146646.1288 | 76752611 | 143538
2011 | 9 | 69116.777 | 76752.611 | 69116.777 | 133 | 136.8311 | 70.16% | 720 | 97.2% | 2011 | 9 | [11 empty] | 69116777 | 136831.1017 | 69116777 | 133931
2011 | 10 | 56226.877 | 69116.777 | 56226.877 | 113 | 116.8149 | 64.7% | 744 | 96.73% | 2011 | 10 | [11 empty] | 56226877 | 116814.8624 | 56226877 | 114339
2011 | 11 | 51407.407 | 56226.877 | 51407.407 | 102 | 105.308 | 67.8% | 720 | 96.86% | 2011 | 11 |  | Coincidence | [9 empty] | 51407407 | 105307.9768 | 51407407 | 103076
2011 | 12 | 54239.466 | 51407.407 | 54239.466 | 96 | 108.3127 | 67.31% | 744 | 88.63% | 2011 | 12 |  | Factors | [9 empty] | 54239466 | 108312.6603 | 54239466 | 106017
2012 | 1 | 50699.967 | 54239.466 | 50699.967 | 97 | 102.055 | 66.77% | 744 | 95.05% | 2012 | 1 |  | 85.51% | [9 empty] | 50699967 | 102055.0314 | 50699967 | 99892
2012 | 2 | 52001.394 | 50699.967 | 52001.394 | 110 | 111.5901 | 66.95% | 696 | 98.58% | 2012 | 2 |  | 95% | [9 empty] | 52001394 | 111590.1254 | 52001394 | 109225
2012 | 3 | 59426.751 | 52001.394 | 59426.751 | 103 | 112.7477 | 70.84% | 744 | 91.35% | 2012 | 3 |  | 83.88% | [9 empty] | 59426751 | 112747.659 | 59426751 | 110358
2012 | 4 | 56813.245 | 59426.751 | 56813.245 | 117 | 126.2049 | 62.52% | 720 | 92.71% | 2012 | 4 |  | 96.43% | [9 empty] | 56813245 | 126204.8816 | 56813245 | 123530
2012 | 5 | 65762.341 | 56813.245 | 65762.341 | 123 | 135.5162 | 65.22% | 744 | 90.76% | 2012 | 5 |  | 95.05% | [9 empty] | 65762341 | 135516.2334 | 65762341 | 132644
2012 | 6 | 69687.192 | 65762.341 | 69687.192 | 122 | 138.0745 | 70.1% | 720 | 88.36% | 2012 | 6 |  | 93.47% | [9 empty] | 69687192 | 138074.4542 | 69687192 | 135148
2012 | 7 | 77143.075 | 69687.192 | 77143.075 | 145 | 148.7855 | 69.69% | 744 | 97.46% | 2012 | 7 |  | 98.25% | [9 empty] | 77143075 | 148785.4716 | 77143075 | 145632
2012 | 8 | 77510.92 | 77143.075 | 77510.92 | 143 | 144.6917 | 72% | 744 | 98.83% | 2012 | 8 |  | 98.42% | [9 empty] | 77510920 | 144691.7053 | 77510920 | 141625
2012 | 9 | 67200.521 | 77510.92 | 67200.521 | 134 | 135.1842 | 69.04% | 720 | 99.12% | 2012 | 9 |  | 96.82% | [9 empty] | 67200521 | 135184.1959 | 67200521 | 132319
2012 | 10 | 62224.504 | 67200.521 | 62224.504 | 125 | 125.4417 | 66.67% | 744 | 99.65% | 2012 | 10 |  | 98.52% | [9 empty] | 62224504 | 125441.7062 | 62224504 | 122783
2012 | 11 | 45517.812 | 62224.504 | 45517.812 | 85 | 86.5136 | 73.07% | 720 | 98.25% | 2012 | 11 |  | 97.98% | [9 empty] | 45517812 | 86513.6353 | 45517812 | 84680
2012 | 12 | 52972.152 | 45517.812 | 52972.152 | 99 | 112.0458 | 63.54% | 744 | 88.36% | 2012 | 12 |  | 90.82% | [9 empty] | 52972152 | 112045.7829 | 52972152 | 109671
2013 | 1 | 55278.137 | 52972.152 | 55278.137 | 102 | 104.3405 | 71.21% | 744 | 97.76% | 2013 | 1 | [11 empty] | 55278137 | 104340.4707 | 55278137 | 102129
2013 | 2 | 50969.712 | 55278.137 | 50969.712 | 111 | 114.5764 | 66.2% | 672 | 96.88% | 2013 | 2 | [11 empty] | 50969712 | 114576.4191 | 50969712 | 112148
2013 | 3 | 53074.279 | 50969.712 | 53074.279 | 88 | 126.2049 | 56.52% | 744 | 69.73% | 2013 | 3 | [11 empty] | 53074279 | 126204.8816 | 53074279 | 123530
2013 | 4 | 61920.624 | 53074.279 | 61920.624 | 120 | 126.9619 | 67.74% | 720 | 94.52% | 2013 | 4 | [11 empty] | 61920624 | 126961.927 | 61920624 | 124271
2013 | 5 | 64215.762 | 61920.624 | 64215.762 | 139 | 139.3168 | 61.95% | 744 | 99.77% | 2013 | 5 | [11 empty] | 64215762 | 139316.7851 | 64215762 | 136364
2013 | 6 | 71685.378 | 64215.762 | 71685.378 | 137 | 141.9179 | 70.16% | 720 | 96.53% | 2013 | 6 | [11 empty] | 71685378 | 141917.9155 | 71685378 | 138910
2013 | 7 | 75399.978 | 71685.378 | 75399.978 | 146 | 148.1827 | 68.39% | 744 | 98.53% | 2013 | 7 | [11 empty] | 75399978 | 148182.696 | 75399978 | 145042
2013 | 8 | 77641.076 | 75399.978 | 77641.076 | 139 | 143.4739 | 72.74% | 744 | 96.88% | 2013 | 8 | [11 empty] | 77641076 | 143473.8941 | 77641076 | 140433
2013 | 9 | 68405.674 | 77641.076 | 68405.674 | 133 | 141.2916 | 67.24% | 720 | 94.13% | 2013 | 9 | [11 empty] | 68405674 | 141291.6417 | 68405674 | 138297
2013 | 10 | 66036.696 | 68405.674 | 66036.696 | 129 | 130.0667 | 68.24% | 744 | 99.18% | 2013 | 10 | [11 empty] | 66036696 | 130066.7325 | 66036696 | 127310
2013 | 11 | 55916.605 | 66036.696 | 55916.605 | 114 | 115.3406 | 67.33% | 720 | 98.84% | 2013 | 11 | [11 empty] | 55916605 | 115340.6161 | 55916605 | 112896
2013 | 12 | 58140.181 | 55916.605 | 58140.181 | 111 | 116.2683 | 67.21% | 744 | 95.47% | 2013 | 12 | [11 empty] | 58140181 | 116268.2777 | 58140181 | 113804
2014 | 1 | 53789.6831 | 58140.181 | 53789.6831 | 88 | 120.126 | 60.19% | 744 | 73.26% | 2014 | 1
2014 | 2 | 55279.3615 | 53789.6831 | 55279.3615 | 111 | 119.199 | 69.01% | 672 | 93.12% | 2014 | 2
2014 | 3 | 60007.1158 | 55279.3615 | 60007.1158 | 123 | 125.468 | 64.28% | 744 | 98.03% | 2014 | 3
2014 | 4 | 62174.597 | 60007.1158 | 62174.597 | 129 | 131.171 | 65.83% | 720 | 98.34% | 2014 | 4
2014 | 5 | 69701.235 | 62174.597 | 69701.235 | 123 | 136.16 | 68.8% | 744 | 90.33% | 2014 | 5
2014 | 6 | 74290.361 | 69701.235 | 74290.361 | 140 | 148.586 | 69.44% | 720 | 93.47% | 2014 | 6
2014 | 7 | 83182.857 | 74290.361 | 83182.857 | 153.076 | 155.797 | 71.76% | 744 | 98.25% | 2014 | 7
2014 | 8 | 85591.367 | 83182.857 | 85591.367 | 142.4365 | 144.7172 | 79.49% | 744 | 98.42% | 2014 | 8
2014 | 9 | 78163.7078 | 85591.367 | 78163.7078 | 131.9844 | 136.3214 | 79.64% | 720 | 96.82% | 2014 | 9
2014 | 10 | 67326.9081 | 78163.7078 | 67326.9081 | 122.0138 | 123.8459 | 73.07% | 744 | 98.52% | 2014 | 10
2014 | 11 | 61597.8055 | 67326.9081 | 61597.8055 | 107.6385 | 109.8551 | 77.88% | 720 | 97.98% | 2014 | 11
2014 | 12 | 49859.1556 | 61597.8055 | 49859.1556 | 103.9919 | 114.5042 | 58.53% | 744 | 90.82% | 2014 | 12
2015 | 1 | 56292.2052 | 49859.1556 | 56292.2052 | 104.1097 | 121.7562 | 62.14% | 744 | 85.51% | 2015 | 1
2015 | 2 | 53317.34 | 56292.2052 | 53317.34 | 114.38 | 120.3999 | 65.9% | 672 | 95% | 2015 | 2
2015 | 3 | 60038.2941 | 53317.34 | 60038.2941 | 106.8991 | 127.4422 | 63.32% | 744 | 83.88% | 2015 | 3
2015 | 4 | 62938.3098 | 60038.2941 | 62938.3098 | 127.6757 | 132.4015 | 66.02% | 720 | 96.43% | 2015 | 4
2015 | 5 | 71985.0282 | 62938.3098 | 71985.0282 | 138.2112 | 145.4032 | 66.54% | 744 | 95.05% | 2015 | 5
2015 | 6 | 78379.2409 | 71985.0282 | 78379.2409 | 138.7366 | 148.4348 | 73.34% | 720 | 93.47% | 2015 | 6
2015 | 7 | 85445.5808 | 78379.2409 | 85445.5808 | 153.7726 | 156.506 | 73.38% | 744 | 98.25% | 2015 | 7
2015 | 8 | 84789.6144 | 85445.5808 | 84789.6144 | 152.5813 | 155.0246 | 73.51% | 744 | 98.42% | 2015 | 8
2015 | 9 | 72614.356 | 84789.6144 | 72614.356 | 141.6406 | 146.2949 | 68.94% | 720 | 96.82% | 2015 | 9
2015 | 10 | 67065.214 | 72614.356 | 67065.214 | 130.2042 | 132.1592 | 68.21% | 744 | 98.52% | 2015 | 10
2015 | 11 | 55372.932 | 67065.214 | 55372.932 | 115.6658 | 118.0476 | 65.15% | 720 | 97.98% | 2015 | 11
2015 | 12 | 56986.2915 | 55372.932 | 56986.2915 | 111.2861 | 122.5357 | 62.51% | 744 | 90.82% | 2015 | 12
2016 | 1 | 57001.9829 | 56986.2915 | 57001.9829 | 104.6406 | 122.3772 | 62.61% | 744 | 85.51% | 2016 | 1
2016 | 2 | 53989.6082 | 57001.9829 | 53989.6082 | 114.9634 | 121.014 | 64.1% | 696 | 95% | 2016 | 2
2016 | 3 | 60795.3055 | 53989.6082 | 60795.3055 | 107.4442 | 128.0922 | 63.79% | 744 | 83.88% | 2016 | 3
2016 | 4 | 63731.887 | 60795.3055 | 63731.887 | 128.3268 | 133.0767 | 66.52% | 720 | 96.43% | 2016 | 4
2016 | 5 | 72892.6738 | 63731.887 | 72892.6738 | 138.9161 | 146.1447 | 67.04% | 744 | 95.05% | 2016 | 5
2016 | 6 | 79367.5099 | 72892.6738 | 79367.5099 | 139.4442 | 149.1918 | 73.89% | 720 | 93.47% | 2016 | 6
2016 | 7 | 86522.948 | 79367.5099 | 86522.948 | 154.5567 | 157.304 | 73.93% | 744 | 98.25% | 2016 | 7
2016 | 8 | 85858.7107 | 86522.948 | 85858.7107 | 153.3595 | 155.8152 | 74.06% | 744 | 98.42% | 2016 | 8
2016 | 9 | 73529.9367 | 85858.7107 | 73529.9367 | 142.363 | 147.041 | 69.45% | 720 | 96.82% | 2016 | 9
2016 | 10 | 67910.8266 | 73529.9367 | 67910.8266 | 130.8682 | 132.8333 | 68.72% | 744 | 98.52% | 2016 | 10
2016 | 11 | 56071.1188 | 67910.8266 | 56071.1188 | 116.2556 | 118.6497 | 65.64% | 720 | 97.98% | 2016 | 11
2016 | 12 | 57704.8209 | 56071.1188 | 57704.8209 | 111.8536 | 123.1606 | 62.97% | 744 | 90.82% | 2016 | 12
2017 | 1 | 57720.7102 | 57704.8209 | 57720.7102 | 105.1743 | 123.0013 | 63.07% | 744 | 85.51% | 2017 | 1
2017 | 2 | 54670.353 | 57720.7102 | 54670.353 | 115.5497 | 121.6311 | 66.89% | 672 | 95% | 2017 | 2
2017 | 3 | 61561.8621 | 54670.353 | 61561.8621 | 107.9922 | 128.7454 | 64.27% | 744 | 83.88% | 2017 | 3
2017 | 4 | 64535.4703 | 61561.8621 | 64535.4703 | 128.9813 | 133.7554 | 67.01% | 720 | 96.43% | 2017 | 4
2017 | 5 | 73811.7638 | 64535.4703 | 73811.7638 | 139.6245 | 146.8901 | 67.54% | 744 | 95.05% | 2017 | 5
2017 | 6 | 80368.2398 | 73811.7638 | 80368.2398 | 140.1554 | 149.9527 | 74.44% | 720 | 93.47% | 2017 | 6
2017 | 7 | 87613.8995 | 80368.2398 | 87613.8995 | 155.3457 | 158.107 | 74.48% | 744 | 98.25% | 2017 | 7
2017 | 8 | 86941.2869 | 87613.8995 | 86941.2869 | 154.1416 | 156.6098 | 74.62% | 744 | 98.42% | 2017 | 8
2017 | 9 | 74457.0617 | 86941.2869 | 74457.0617 | 143.089 | 147.7909 | 69.97% | 720 | 96.82% | 2017 | 9
2017 | 10 | 68767.1014 | 74457.0617 | 68767.1014 | 131.5356 | 133.5107 | 69.23% | 744 | 98.52% | 2017 | 10
2017 | 11 | 56778.109 | 68767.1014 | 56778.109 | 116.8486 | 119.2548 | 66.13% | 720 | 97.98% | 2017 | 11
2017 | 12 | 58432.41 | 56778.109 | 58432.41 | 112.4241 | 123.7887 | 63.45% | 744 | 90.82% | 2017 | 12
2018 | 1 | 58448.4997 | 58432.41 | 58448.4997 | 105.7107 | 123.6286 | 63.55% | 744 | 85.51% | 2018 | 1
2018 | 2 | 55359.6811 | 58448.4997 | 55359.6811 | 116.139 | 122.2515 | 67.39% | 672 | 95% | 2018 | 2
2018 | 3 | 62338.0839 | 55359.6811 | 62338.0839 | 108.543 | 129.402 | 64.75% | 744 | 83.88% | 2018 | 3
2018 | 4 | 65349.1859 | 62338.0839 | 65349.1859 | 129.6391 | 134.4376 | 67.51% | 720 | 96.43% | 2018 | 4
2018 | 5 | 74742.4423 | 65349.1859 | 74742.4423 | 140.3366 | 147.6392 | 68.04% | 744 | 95.05% | 2018 | 5
2018 | 6 | 81381.5877 | 74742.4423 | 81381.5877 | 140.8701 | 150.7175 | 74.99% | 720 | 93.47% | 2018 | 6
2018 | 7 | 88718.6066 | 81381.5877 | 88718.6066 | 156.1376 | 158.913 | 75.04% | 744 | 98.25% | 2018 | 7
2018 | 8 | 88037.5132 | 88718.6066 | 88037.5132 | 154.9278 | 157.4086 | 75.17% | 744 | 98.42% | 2018 | 8
2018 | 9 | 75395.8767 | 88037.5132 | 75395.8767 | 143.8188 | 148.5446 | 70.49% | 720 | 96.82% | 2018 | 9
2018 | 10 | 69634.1727 | 75395.8767 | 69634.1727 | 132.2065 | 134.1916 | 69.75% | 744 | 98.52% | 2018 | 10
2018 | 11 | 57494.0134 | 69634.1727 | 57494.0134 | 117.4445 | 119.863 | 66.62% | 720 | 97.98% | 2018 | 11
2018 | 12 | 59169.1732 | 57494.0134 | 59169.1732 | 112.9974 | 124.4201 | 63.92% | 744 | 90.82% | 2018 | 12
2019 | 1 | 59185.4658 | 59169.1732 | 59185.4658 | 106.2498 | 124.2591 | 64.02% | 744 | 85.51% | 2019 | 1
2019 | 2 | 56057.7009 | 59185.4658 | 56057.7009 | 116.7313 | 122.8749 | 67.89% | 672 | 95% | 2019 | 2
2019 | 3 | 63124.093 | 56057.7009 | 63124.093 | 109.0965 | 130.062 | 65.23% | 744 | 83.88% | 2019 | 3
2019 | 4 | 66173.1614 | 63124.093 | 66173.1614 | 130.3003 | 135.1232 | 68.02% | 720 | 96.43% | 2019 | 4
2019 | 5 | 75684.8556 | 66173.1614 | 75684.8556 | 141.0523 | 148.3922 | 68.55% | 744 | 95.05% | 2019 | 5
2019 | 6 | 82407.7128 | 75684.8556 | 82407.7128 | 141.5886 | 151.4861 | 75.55% | 720 | 93.47% | 2019 | 6
2019 | 7 | 89837.2427 | 82407.7128 | 89837.2427 | 156.9335 | 159.723 | 75.6% | 744 | 98.25% | 2019 | 7
2019 | 8 | 89147.5615 | 89837.2427 | 89147.5615 | 155.7179 | 158.2113 | 75.74% | 744 | 98.42% | 2019 | 8
2019 | 9 | 76346.5291 | 89147.5615 | 76346.5291 | 144.5522 | 149.3022 | 71.02% | 720 | 96.82% | 2019 | 9
2019 | 10 | 70512.1769 | 76346.5291 | 70512.1769 | 132.8807 | 134.876 | 70.27% | 744 | 98.52% | 2019 | 10
2019 | 11 | 58218.9446 | 70512.1769 | 58218.9446 | 118.0434 | 120.4743 | 67.12% | 720 | 97.98% | 2019 | 11
2019 | 12 | 59915.2261 | 58218.9446 | 59915.2261 | 113.5737 | 125.0546 | 64.4% | 744 | 90.82% | 2019 | 12
2020 | 1 | 59931.7241 | 59915.2261 | 59931.7241 | 106.7917 | 124.8928 | 64.5% | 744 | 85.51% | 2020 | 1
2020 | 2 | 56764.5218 | 59931.7241 | 56764.5218 | 117.3266 | 123.5016 | 66.04% | 696 | 95% | 2020 | 2
2020 | 3 | 63920.0128 | 56764.5218 | 63920.0128 | 109.6529 | 130.7253 | 65.72% | 744 | 83.88% | 2020 | 3
2020 | 4 | 67007.5263 | 63920.0128 | 67007.5263 | 130.9648 | 135.8123 | 68.53% | 720 | 96.43% | 2020 | 4
2020 | 5 | 76639.1517 | 67007.5263 | 76639.1517 | 141.7717 | 149.149 | 69.06% | 744 | 95.05% | 2020 | 5
2020 | 6 | 83446.7761 | 76639.1517 | 83446.7761 | 142.3107 | 152.2587 | 76.12% | 720 | 93.47% | 2020 | 6
2020 | 7 | 90969.9835 | 83446.7761 | 90969.9835 | 157.7342 | 160.538 | 76.16% | 744 | 98.25% | 2020 | 7
2020 | 8 | 90271.6063 | 90969.9835 | 90271.6063 | 156.5121 | 159.0182 | 76.3% | 744 | 98.42% | 2020 | 8
2020 | 9 | 77309.168 | 90271.6063 | 77309.168 | 145.2895 | 150.0636 | 71.55% | 720 | 96.82% | 2020 | 9
2020 | 10 | 71401.2516 | 77309.168 | 71401.2516 | 133.5584 | 135.5639 | 70.79% | 744 | 98.52% | 2020 | 10
2020 | 11 | 58953.0162 | 71401.2516 | 58953.0162 | 118.6455 | 121.0887 | 67.62% | 720 | 97.98% | 2020 | 11
2020 | 12 | 60670.6859 | 58953.0162 | 60670.6859 | 114.1529 | 125.6924 | 64.88% | 744 | 90.82% | 2020 | 12
2021 | 1 | 60687.3919 | 60670.6859 | 60687.3919 | 107.3363 | 125.5298 | 64.98% | 744 | 85.51% | 2021 | 1
2021 | 2 | 57480.255 | 60687.3919 | 57480.255 | 117.925 | 124.1315 | 68.91% | 672 | 95% | 2021 | 2
2021 | 3 | 64725.9682 | 57480.255 | 64725.9682 | 110.2122 | 131.392 | 66.21% | 744 | 83.88% | 2021 | 3
2021 | 4 | 67852.4115 | 64725.9682 | 67852.4115 | 131.6327 | 136.505 | 69.04% | 720 | 96.43% | 2021 | 4
2021 | 5 | 77605.4802 | 67852.4115 | 77605.4802 | 142.4948 | 149.9096 | 69.58% | 744 | 95.05% | 2021 | 5
2021 | 6 | 84498.9407 | 77605.4802 | 84498.9407 | 143.0365 | 153.0352 | 76.69% | 720 | 93.47% | 2021 | 6
2021 | 7 | 92117.0068 | 84498.9407 | 92117.0068 | 158.5389 | 161.357 | 76.73% | 744 | 98.25% | 2021 | 7
2021 | 8 | 91409.8239 | 92117.0068 | 91409.8239 | 157.3103 | 159.8292 | 76.87% | 744 | 98.42% | 2021 | 8
2021 | 9 | 78283.9447 | 91409.8239 | 78283.9447 | 146.0304 | 150.829 | 72.09% | 720 | 96.82% | 2021 | 9
2021 | 10 | 72301.5364 | 78283.9447 | 72301.5364 | 134.2396 | 136.2552 | 71.32% | 744 | 98.52% | 2021 | 10
2021 | 11 | 59696.3437 | 72301.5364 | 59696.3437 | 119.2506 | 121.7062 | 68.12% | 720 | 97.98% | 2021 | 11
2021 | 12 | 61435.6711 | 59696.3437 | 61435.6711 | 114.7351 | 126.3334 | 65.36% | 744 | 90.82% | 2021 | 12
2022 | 1 | 61452.5877 | 61435.6711 | 61452.5877 | 107.8837 | 126.17 | 65.47% | 744 | 85.51% | 2022 | 1
2022 | 2 | 58205.0126 | 61452.5877 | 58205.0126 | 118.5264 | 124.7645 | 69.42% | 672 | 95% | 2022 | 2
2022 | 3 | 65542.0856 | 58205.0126 | 65542.0856 | 110.7742 | 132.0621 | 66.71% | 744 | 83.88% | 2022 | 3
2022 | 4 | 68707.9497 | 65542.0856 | 68707.9497 | 132.3041 | 137.2012 | 69.55% | 720 | 96.43% | 2022 | 4
2022 | 5 | 78583.9931 | 68707.9497 | 78583.9931 | 143.2215 | 150.6742 | 70.1% | 744 | 95.05% | 2022 | 5
2022 | 6 | 85564.3718 | 78583.9931 | 85564.3718 | 143.766 | 153.8157 | 77.26% | 720 | 93.47% | 2022 | 6
2022 | 7 | 93278.4928 | 85564.3718 | 93278.4928 | 159.3475 | 162.18 | 77.31% | 744 | 98.25% | 2022 | 7
2022 | 8 | 92562.393 | 93278.4928 | 92562.393 | 158.1126 | 160.6443 | 77.45% | 744 | 98.42% | 2022 | 8
2022 | 9 | 79271.0122 | 92562.393 | 79271.0122 | 146.7752 | 151.5982 | 72.63% | 720 | 96.82% | 2022 | 9
2022 | 10 | 73213.1728 | 79271.0122 | 73213.1728 | 134.9242 | 136.9501 | 71.85% | 744 | 98.52% | 2022 | 10
2022 | 11 | 60449.0436 | 73213.1728 | 60449.0436 | 119.8587 | 122.3269 | 68.63% | 720 | 97.98% | 2022 | 11
2022 | 12 | 62210.3019 | 60449.0436 | 62210.3019 | 115.3203 | 126.9777 | 65.85% | 744 | 90.82% | 2022 | 12
2023 | 1 | 62227.4318 | 62210.3019 | 62227.4318 | 108.4339 | 126.8135 | 65.95% | 744 | 85.51% | 2023 | 1
2023 | 2 | 58938.9086 | 62227.4318 | 58938.9086 | 119.1309 | 125.4008 | 69.94% | 672 | 95% | 2023 | 2
2023 | 3 | 66368.4934 | 58938.9086 | 66368.4934 | 111.3392 | 132.7356 | 67.2% | 744 | 83.88% | 2023 | 3
2023 | 4 | 69574.2753 | 66368.4934 | 69574.2753 | 132.9788 | 137.9009 | 70.07% | 720 | 96.43% | 2023 | 4
2023 | 5 | 79574.8438 | 69574.2753 | 79574.8438 | 143.9519 | 151.4426 | 70.62% | 744 | 95.05% | 2023 | 5
2023 | 6 | 86643.2368 | 79574.8438 | 86643.2368 | 144.4992 | 154.6002 | 77.84% | 720 | 93.47% | 2023 | 6
2023 | 7 | 94454.6236 | 86643.2368 | 94454.6236 | 160.1601 | 163.007 | 77.88% | 744 | 98.25% | 2023 | 7
2023 | 8 | 93729.4948 | 94454.6236 | 93729.4948 | 158.9189 | 161.4636 | 78.02% | 744 | 98.42% | 2023 | 8
2023 | 9 | 80270.5254 | 93729.4948 | 80270.5254 | 147.5237 | 152.3713 | 73.17% | 720 | 96.82% | 2023 | 9
2023 | 10 | 74136.3039 | 80270.5254 | 74136.3039 | 135.6123 | 137.6486 | 72.39% | 744 | 98.52% | 2023 | 10
2023 | 11 | 61211.2341 | 74136.3039 | 61211.2341 | 120.47 | 122.9508 | 69.15% | 720 | 97.98% | 2023 | 11
2023 | 12 | 62994.6998 | 61211.2341 | 62994.6998 | 115.9084 | 127.6253 | 66.34% | 744 | 90.82% | 2023 | 12
2024 | 1 | 63012.0457 | 62994.6998 | 63012.0457 | 108.987 | 127.4602 | 66.45% | 744 | 85.51% | 2024 | 1
2024 | 2 | 59682.0582 | 63012.0457 | 59682.0582 | 119.7385 | 126.0404 | 68.03% | 696 | 95% | 2024 | 2
2024 | 3 | 67205.3212 | 59682.0582 | 67205.3212 | 111.907 | 133.4126 | 67.71% | 744 | 83.88% | 2024 | 3
2024 | 4 | 70451.5242 | 67205.3212 | 70451.5242 | 133.657 | 138.6042 | 70.6% | 720 | 96.43% | 2024 | 4
2024 | 5 | 80578.1879 | 70451.5242 | 80578.1879 | 144.6861 | 152.215 | 71.15% | 744 | 95.05% | 2024 | 5
2024 | 6 | 87735.705 | 80578.1879 | 87735.705 | 145.2361 | 155.3886 | 78.42% | 720 | 93.47% | 2024 | 6
2024 | 7 | 95645.5841 | 87735.705 | 95645.5841 | 160.9766 | 163.838 | 78.47% | 744 | 98.25% | 2024 | 7
2024 | 8 | 94911.3122 | 95645.5841 | 94911.3122 | 159.7294 | 162.2871 | 78.61% | 744 | 98.42% | 2024 | 8
2024 | 9 | 81282.6413 | 94911.3122 | 81282.6413 | 148.2761 | 153.1484 | 73.71% | 720 | 96.82% | 2024 | 9
2024 | 10 | 75071.0745 | 81282.6413 | 75071.0745 | 136.3039 | 138.3506 | 72.93% | 744 | 98.52% | 2024 | 10
2024 | 11 | 61983.035 | 75071.0745 | 61983.035 | 121.0844 | 123.5779 | 69.66% | 720 | 97.98% | 2024 | 11
2024 | 12 | 63788.9881 | 61983.035 | 63788.9881 | 116.4995 | 128.2762 | 66.84% | 744 | 90.82% | 2024 | 12
2025 | 1 | 63806.5527 | 63788.9881 | 63806.5527 | 109.5428 | 128.1103 | 66.94% | 744 | 85.51% | 2025 | 1
2025 | 2 | 60434.578 | 63806.5527 | 60434.578 | 120.3491 | 126.6832 | 70.99% | 672 | 95% | 2025 | 2
2025 | 3 | 68052.7004 | 60434.578 | 68052.7004 | 112.4778 | 134.093 | 68.21% | 744 | 83.88% | 2025 | 3
2025 | 4 | 71339.8341 | 68052.7004 | 71339.8341 | 134.3386 | 139.3111 | 71.12% | 720 | 96.43% | 2025 | 4
2025 | 5 | 81594.1831 | 71339.8341 | 81594.1831 | 145.424 | 152.9913 | 71.68% | 744 | 95.05% | 2025 | 5
2025 | 6 | 88841.9479 | 81594.1831 | 88841.9479 | 145.9768 | 156.1811 | 79.01% | 720 | 93.47% | 2025 | 6
2025 | 7 | 96851.5612 | 88841.9479 | 96851.5612 | 161.7972 | 164.6732 | 79.05% | 744 | 98.25% | 2025 | 7
2025 | 8 | 96108.031 | 96851.5612 | 96108.031 | 160.544 | 163.1147 | 79.19% | 744 | 98.42% | 2025 | 8
2025 | 9 | 82307.5187 | 96108.031 | 82307.5187 | 149.0323 | 153.9295 | 74.27% | 720 | 96.82% | 2025 | 9
2025 | 10 | 76017.6315 | 82307.5187 | 76017.6315 | 136.9991 | 139.0562 | 73.48% | 744 | 98.52% | 2025 | 10
2025 | 11 | 62764.5674 | 76017.6315 | 62764.5674 | 121.7019 | 124.2081 | 70.18% | 720 | 97.98% | 2025 | 11
2025 | 12 | 64593.2913 | 62764.5674 | 64593.2913 | 117.0937 | 128.9304 | 67.34% | 744 | 90.82% | 2025 | 12
2026 | 1 | 64611.0774 | 64593.2913 | 64611.0774 | 110.1015 | 128.7636 | 67.44% | 744 | 85.51% | 2026 | 1
2026 | 2 | 61196.5861 | 64611.0774 | 61196.5861 | 120.9629 | 127.3293 | 71.52% | 672 | 95% | 2026 | 2
2026 | 3 | 68910.764 | 61196.5861 | 68910.764 | 113.0514 | 134.7768 | 68.72% | 744 | 83.88% | 2026 | 3
2026 | 4 | 72239.3446 | 68910.764 | 72239.3446 | 135.0238 | 140.0215 | 71.65% | 720 | 96.43% | 2026 | 4
2026 | 5 | 82622.9887 | 72239.3446 | 82622.9887 | 146.1656 | 153.7715 | 72.22% | 744 | 95.05% | 2026 | 5
2026 | 6 | 89962.1393 | 82622.9887 | 89962.1393 | 146.7213 | 156.9776 | 79.6% | 720 | 93.47% | 2026 | 6
2026 | 7 | 98072.7442 | 89962.1393 | 98072.7442 | 162.6221 | 165.5127 | 79.64% | 744 | 98.25% | 2026 | 7
2026 | 8 | 97319.839 | 98072.7442 | 97319.839 | 161.3628 | 163.9466 | 79.79% | 744 | 98.42% | 2026 | 8
2026 | 9 | 83345.3187 | 97319.839 | 83345.3187 | 149.7924 | 154.7145 | 74.82% | 720 | 96.82% | 2026 | 9
2026 | 10 | 76976.1235 | 83345.3187 | 76976.1235 | 137.6978 | 139.7654 | 74.03% | 744 | 98.52% | 2026 | 10
2026 | 11 | 63555.9539 | 76976.1235 | 63555.9539 | 122.3226 | 124.8416 | 70.71% | 720 | 97.98% | 2026 | 11
2026 | 12 | 65407.7359 | 63555.9539 | 65407.7359 | 117.6909 | 129.588 | 67.84% | 744 | 90.82% | 2026 | 12
2027 | 1 | 65425.7463 | 65407.7359 | 65425.7463 | 110.663 | 129.4203 | 67.95% | 744 | 85.51% | 2027 | 1
2027 | 2 | 61968.2023 | 65425.7463 | 61968.2023 | 121.5798 | 127.9786 | 72.05% | 672 | 95% | 2027 | 2
2027 | 3 | 69779.6468 | 61968.2023 | 69779.6468 | 113.628 | 135.4642 | 69.24% | 744 | 83.88% | 2027 | 3
2027 | 4 | 73150.1968 | 69779.6468 | 73150.1968 | 135.7124 | 140.7357 | 72.19% | 720 | 96.43% | 2027 | 4
2027 | 5 | 83664.7663 | 73150.1968 | 83664.7663 | 146.9111 | 154.5558 | 72.76% | 744 | 95.05% | 2027 | 5
2027 | 6 | 91096.4549 | 83664.7663 | 91096.4549 | 147.4696 | 157.7782 | 80.19% | 720 | 93.47% | 2027 | 6
2027 | 7 | 99309.3249 | 91096.4549 | 99309.3249 | 163.4511 | 166.3565 | 80.24% | 744 | 98.25% | 2027 | 7
2027 | 8 | 98546.9265 | 99309.3249 | 98546.9265 | 162.1858 | 164.7828 | 80.38% | 744 | 98.42% | 2027 | 8
2027 | 9 | 84396.204 | 98546.9265 | 84396.204 | 150.5563 | 155.5036 | 75.38% | 720 | 96.82% | 2027 | 9
2027 | 10 | 77946.7008 | 84396.204 | 77946.7008 | 138.4 | 140.4782 | 74.58% | 744 | 98.52% | 2027 | 10
2027 | 11 | 64357.3189 | 77946.7008 | 64357.3189 | 122.9465 | 125.4783 | 71.24% | 720 | 97.98% | 2027 | 11
2027 | 12 | 66232.4497 | 64357.3189 | 66232.4497 | 118.2911 | 130.2489 | 68.35% | 744 | 90.82% | 2027 | 12
2028 | 1 | 66250.6871 | 66232.4497 | 66250.6871 | 111.2274 | 130.0804 | 68.46% | 744 | 85.51% | 2028 | 1
2028 | 2 | 62749.5477 | 66250.6871 | 62749.5477 | 122.1999 | 128.6313 | 70.09% | 696 | 95% | 2028 | 2
2028 | 3 | 70659.4852 | 62749.5477 | 70659.4852 | 114.2075 | 136.1551 | 69.75% | 744 | 83.88% | 2028 | 3
2028 | 4 | 74072.5338 | 70659.4852 | 74072.5338 | 136.4045 | 141.4534 | 72.73% | 720 | 96.43% | 2028 | 4
2028 | 5 | 84719.6796 | 74072.5338 | 84719.6796 | 147.6603 | 155.344 | 73.3% | 744 | 95.05% | 2028 | 5
2028 | 6 | 92245.0728 | 84719.6796 | 92245.0728 | 148.2217 | 158.5829 | 80.79% | 720 | 93.47% | 2028 | 6
2028 | 7 | 100561.4974 | 92245.0728 | 100561.4974 | 164.2844 | 167.2046 | 80.84% | 744 | 98.25% | 2028 | 7
2028 | 8 | 99789.486 | 100561.4974 | 99789.486 | 163.0129 | 165.6232 | 80.98% | 744 | 98.42% | 2028 | 8
2028 | 9 | 85460.3398 | 99789.486 | 85460.3398 | 151.3242 | 156.2966 | 75.94% | 720 | 96.82% | 2028 | 9
2028 | 10 | 78929.5161 | 85460.3398 | 78929.5161 | 139.1059 | 141.1946 | 75.14% | 744 | 98.52% | 2028 | 10
2028 | 11 | 65168.7882 | 78929.5161 | 65168.7882 | 123.5735 | 126.1182 | 71.77% | 720 | 97.98% | 2028 | 11
2028 | 12 | 67067.5621 | 65168.7882 | 67067.5621 | 118.8944 | 130.9131 | 68.86% | 744 | 90.82% | 2028 | 12
2029 | 1 | 67086.0295 | 67067.5621 | 67086.0295 | 111.7946 | 130.7438 | 68.97% | 744 | 85.51% | 2029 | 1
2029 | 2 | 63540.7448 | 67086.0295 | 63540.7448 | 122.8231 | 129.2874 | 73.14% | 672 | 95% | 2029 | 2
2029 | 3 | 71550.4173 | 63540.7448 | 71550.4173 | 114.7899 | 136.8495 | 70.27% | 744 | 83.88% | 2029 | 3
2029 | 4 | 75006.5004 | 71550.4173 | 75006.5004 | 137.1002 | 142.1748 | 73.27% | 720 | 96.43% | 2029 | 4
2029 | 5 | 85787.894 | 75006.5004 | 85787.894 | 148.4134 | 156.1363 | 73.85% | 744 | 95.05% | 2029 | 5
2029 | 6 | 93408.1735 | 85787.894 | 93408.1735 | 148.9776 | 159.3917 | 81.39% | 720 | 93.47% | 2029 | 6
2029 | 7 | 101829.4583 | 93408.1735 | 101829.4583 | 165.1219 | 168.057 | 81.44% | 744 | 98.25% | 2029 | 7
2029 | 8 | 101047.7128 | 101829.4583 | 101047.7128 | 163.8443 | 166.4678 | 81.59% | 744 | 98.42% | 2029 | 8
2029 | 9 | 86537.8931 | 101047.7128 | 86537.8931 | 152.0959 | 157.0938 | 76.51% | 720 | 96.82% | 2029 | 9
2029 | 10 | 79924.7234 | 86537.8931 | 79924.7234 | 139.8153 | 141.9147 | 75.7% | 744 | 98.52% | 2029 | 10
2029 | 11 | 65990.4891 | 79924.7234 | 65990.4891 | 124.2037 | 126.7614 | 72.3% | 720 | 97.98% | 2029 | 11
2029 | 12 | 67913.2044 | 65990.4891 | 67913.2044 | 119.5007 | 131.5808 | 69.37% | 744 | 90.82% | 2029 | 12
2030 | 1 | 67931.9046 | 67913.2044 | 67931.9046 | 112.3648 | 131.4106 | 69.48% | 744 | 85.51% | 2030 | 1
2030 | 2 | 64341.9181 | 67931.9046 | 64341.9181 | 123.4495 | 129.9467 | 73.68% | 672 | 95% | 2030 | 2
2030 | 3 | 72452.5829 | 64341.9181 | 72452.5829 | 115.3753 | 137.5474 | 70.8% | 744 | 83.88% | 2030 | 3
2030 | 4 | 75952.2432 | 72452.5829 | 75952.2432 | 137.7994 | 142.8999 | 73.82% | 720 | 96.43% | 2030 | 4
2030 | 5 | 86869.5773 | 75952.2432 | 86869.5773 | 149.1703 | 156.9325 | 74.4% | 744 | 95.05% | 2030 | 5
2030 | 6 | 94585.9395 | 86869.5773 | 94585.9395 | 149.7374 | 160.2046 | 82% | 720 | 93.47% | 2030 | 6
2030 | 7 | 103113.4067 | 94585.9395 | 103113.4067 | 165.9637 | 168.9137 | 82.05% | 744 | 98.25% | 2030 | 7
2030 | 8 | 102321.8043 | 103113.4067 | 102321.8043 | 164.6799 | 167.3168 | 82.2% | 744 | 98.42% | 2030 | 8
2030 | 9 | 87629.033 | 102321.8043 | 87629.033 | 152.8716 | 157.8949 | 77.08% | 720 | 96.82% | 2030 | 9
2030 | 10 | 80932.4791 | 87629.033 | 80932.4791 | 140.5284 | 142.6385 | 76.26% | 744 | 98.52% | 2030 | 10
2030 | 11 | 66822.5507 | 80932.4791 | 66822.5507 | 124.8372 | 127.4079 | 72.84% | 720 | 97.98% | 2030 | 11
2030 | 12 | 68769.5091 | 66822.5507 | 68769.5091 | 120.1102 | 132.2518 | 69.89% | 744 | 90.82% | 2030 | 12
2031 | 1 | 68788.4451 | 68769.5091 | 68788.4451 | 112.9378 | 132.0808 | 70% | 744 | 85.51% | 2031 | 1
2031 | 2 | 65153.1932 | 68788.4451 | 65153.1932 | 124.0791 | 130.6095 | 74.23% | 672 | 95% | 2031 | 2
2031 | 3 | 73366.1239 | 65153.1932 | 73366.1239 | 115.9638 | 138.2489 | 71.33% | 744 | 83.88% | 2031 | 3
2031 | 4 | 76909.9106 | 73366.1239 | 76909.9106 | 138.5022 | 143.6287 | 74.37% | 720 | 96.43% | 2031 | 4
2031 | 5 | 87964.8994 | 76909.9106 | 87964.8994 | 149.9311 | 157.7329 | 74.96% | 744 | 95.05% | 2031 | 5
2031 | 6 | 95778.5557 | 87964.8994 | 95778.5557 | 150.501 | 161.0216 | 82.61% | 720 | 93.47% | 2031 | 6
2031 | 7 | 104413.5441 | 95778.5557 | 104413.5441 | 166.8097 | 169.7748 | 82.66% | 744 | 98.25% | 2031 | 7
2031 | 8 | 103611.9606 | 104413.5441 | 103611.9606 | 165.5197 | 168.1701 | 82.81% | 744 | 98.42% | 2031 | 8
2031 | 9 | 88733.9309 | 103611.9606 | 88733.9309 | 153.6512 | 158.7002 | 77.66% | 720 | 96.82% | 2031 | 9
2031 | 10 | 81952.9414 | 88733.9309 | 81952.9414 | 141.2451 | 143.3659 | 76.83% | 744 | 98.52% | 2031 | 10
2031 | 11 | 67665.1036 | 81952.9414 | 67665.1036 | 125.4738 | 128.0577 | 73.39% | 720 | 97.98% | 2031 | 11
2031 | 12 | 69636.6108 | 67665.1036 | 69636.6108 | 120.7228 | 132.9263 | 70.41% | 744 | 90.82% | 2031 | 12
2032 | 1 | 69655.7856 | 69636.6108 | 69655.7856 | 113.5138 | 132.7544 | 70.52% | 744 | 85.51% | 2032 | 1
2032 | 2 | 65974.6974 | 69655.7856 | 65974.6974 | 124.7119 | 131.2756 | 72.21% | 696 | 95% | 2032 | 2
2032 | 3 | 74291.1834 | 65974.6974 | 74291.1834 | 116.5552 | 138.954 | 71.86% | 744 | 83.88% | 2032 | 3
2032 | 4 | 77879.6532 | 74291.1834 | 77879.6532 | 139.2085 | 144.3612 | 74.93% | 720 | 96.43% | 2032 | 4
2032 | 5 | 89074.0322 | 77879.6532 | 89074.0322 | 150.6957 | 158.5373 | 75.52% | 744 | 95.05% | 2032 | 5
2032 | 6 | 96986.2094 | 89074.0322 | 96986.2094 | 151.2686 | 161.8428 | 83.23% | 720 | 93.47% | 2032 | 6
2032 | 7 | 105730.0748 | 96986.2094 | 105730.0748 | 167.6601 | 170.6403 | 83.28% | 744 | 98.25% | 2032 | 7
2032 | 8 | 104918.3842 | 105730.0748 | 104918.3842 | 166.3639 | 169.0278 | 83.43% | 744 | 98.42% | 2032 | 8
2032 | 9 | 89852.7602 | 104918.3842 | 89852.7602 | 154.4349 | 159.5096 | 78.24% | 720 | 96.82% | 2032 | 9
2032 | 10 | 82986.2706 | 89852.7602 | 82986.2706 | 141.9654 | 144.0971 | 77.41% | 744 | 98.52% | 2032 | 10
2032 | 11 | 68518.2801 | 82986.2706 | 68518.2801 | 126.1137 | 128.7108 | 73.94% | 720 | 97.98% | 2032 | 11
2032 | 12 | 70514.6457 | 68518.2801 | 70514.6457 | 121.3384 | 133.6042 | 70.94% | 744 | 90.82% | 2032 | 12
2033 | 1 | 70534.0623 | 70514.6457 | 70534.0623 | 114.0927 | 133.4314 | 71.05% | 744 | 85.51% | 2033 | 1
2033 | 2 | 66806.5599 | 70534.0623 | 66806.5599 | 125.3479 | 131.9451 | 75.35% | 672 | 95% | 2033 | 2
2033 | 3 | 75227.9069 | 66806.5599 | 75227.9069 | 117.1496 | 139.6626 | 72.4% | 744 | 83.88% | 2033 | 3
2033 | 4 | 78861.623 | 75227.9069 | 78861.623 | 139.9185 | 145.0974 | 75.49% | 720 | 96.43% | 2033 | 4
2033 | 5 | 90197.1498 | 78861.623 | 90197.1498 | 151.4643 | 159.3459 | 76.08% | 744 | 95.05% | 2033 | 5
2033 | 6 | 98209.0902 | 90197.1498 | 98209.0902 | 152.0401 | 162.6682 | 83.85% | 720 | 93.47% | 2033 | 6
2033 | 7 | 107063.2053 | 98209.0902 | 107063.2053 | 168.5148 | 171.5103 | 83.9% | 744 | 98.25% | 2033 | 7
2033 | 8 | 106241.2802 | 107063.2053 | 106241.2802 | 167.2124 | 169.8898 | 84.05% | 744 | 98.42% | 2033 | 8
2033 | 9 | 90985.6967 | 106241.2802 | 90985.6967 | 155.2225 | 160.3231 | 78.82% | 720 | 96.82% | 2033 | 9
2033 | 10 | 84032.6288 | 90985.6967 | 84032.6288 | 142.6894 | 144.832 | 77.98% | 744 | 98.52% | 2033 | 10
2033 | 11 | 69382.2142 | 84032.6288 | 69382.2142 | 126.7569 | 129.3672 | 74.49% | 720 | 97.98% | 2033 | 11
2033 | 12 | 71403.7515 | 69382.2142 | 71403.7515 | 121.9573 | 134.2856 | 71.47% | 744 | 90.82% | 2033 | 12
2034 | 1 | 71423.4129 | 71403.7515 | 71423.4129 | 114.6746 | 134.1119 | 71.58% | 744 | 85.51% | 2034 | 1
2034 | 2 | 67648.9112 | 71423.4129 | 67648.9112 | 125.9872 | 132.618 | 75.91% | 672 | 95% | 2034 | 2
2034 | 3 | 76176.4414 | 67648.9112 | 76176.4414 | 117.7471 | 140.3749 | 72.94% | 744 | 83.88% | 2034 | 3
2034 | 4 | 79855.9743 | 76176.4414 | 79855.9743 | 140.6321 | 145.8374 | 76.05% | 720 | 96.43% | 2034 | 4
2034 | 5 | 91334.4286 | 79855.9743 | 91334.4286 | 152.2367 | 160.1585 | 76.65% | 744 | 95.05% | 2034 | 5
2034 | 6 | 99447.39 | 91334.4286 | 99447.39 | 152.8155 | 163.4978 | 84.48% | 720 | 93.47% | 2034 | 6
2034 | 7 | 108413.145 | 99447.39 | 108413.145 | 169.3739 | 172.3846 | 84.53% | 744 | 98.25% | 2034 | 7
2034 | 8 | 107580.8565 | 108413.145 | 107580.8565 | 168.0651 | 170.7563 | 84.68% | 744 | 98.42% | 2034 | 8
2034 | 9 | 92132.9182 | 107580.8565 | 92132.9182 | 156.0141 | 161.1407 | 79.41% | 720 | 96.82% | 2034 | 9
2034 | 10 | 85092.1803 | 92132.9182 | 85092.1803 | 143.4171 | 145.5706 | 78.57% | 744 | 98.52% | 2034 | 10
2034 | 11 | 70257.0414 | 85092.1803 | 70257.0414 | 127.4034 | 130.027 | 75.05% | 720 | 97.98% | 2034 | 11
2034 | 12 | 72304.0679 | 70257.0414 | 72304.0679 | 122.5792 | 134.9705 | 72% | 744 | 90.82% | 2034 | 12
2035 | 1 | 72323.9772 | 72304.0679 | 72323.9772 | 115.2595 | 134.7959 | 72.12% | 744 | 85.51% | 2035 | 1
2035 | 2 | 68501.8835 | 72323.9772 | 68501.8835 | 126.6297 | 133.2943 | 76.48% | 672 | 95% | 2035 | 2
2035 | 3 | 77136.9357 | 68501.8835 | 77136.9357 | 118.3476 | 141.0908 | 73.48% | 744 | 83.88% | 2035 | 3
2035 | 4 | 80862.8631 | 77136.9357 | 80862.8631 | 141.3493 | 146.5812 | 76.62% | 720 | 96.43% | 2035 | 4
2035 | 5 | 92486.0471 | 80862.8631 | 92486.0471 | 153.0131 | 160.9754 | 77.22% | 744 | 95.05% | 2035 | 5
2035 | 6 | 100701.3034 | 92486.0471 | 100701.3034 | 153.5948 | 164.3317 | 85.11% | 720 | 93.47% | 2035 | 6
2035 | 7 | 109780.1059 | 100701.3034 | 109780.1059 | 170.2374 | 173.2634 | 85.16% | 744 | 98.25% | 2035 | 7
2035 | 8 | 108937.3231 | 109780.1059 | 108937.3231 | 168.9223 | 171.6271 | 85.31% | 744 | 98.42% | 2035 | 8
2035 | 9 | 93294.6047 | 108937.3231 | 93294.6047 | 156.8098 | 161.9625 | 80% | 720 | 96.82% | 2035 | 9
2035 | 10 | 86165.0915 | 93294.6047 | 86165.0915 | 144.1486 | 146.313 | 79.15% | 744 | 98.52% | 2035 | 10
2035 | 11 | 71142.8991 | 86165.0915 | 71142.8991 | 128.0531 | 130.6901 | 75.61% | 720 | 97.98% | 2035 | 11
2035 | 12 | 73215.7363 | 71142.8991 | 73215.7363 | 123.2044 | 135.6588 | 72.54% | 744 | 90.82% | 2035 | 12
2036 | 1 | 73235.8966 | 73215.7363 | 73235.8966 | 115.8473 | 135.4833 | 72.65% | 744 | 85.51% | 2036 | 1
2036 | 2 | 69365.6108 | 73235.8966 | 69365.6108 | 127.2755 | 133.9741 | 74.39% | 696 | 95% | 2036 | 2
2036 | 3 | 78109.5408 | 69365.6108 | 78109.5408 | 118.9511 | 141.8104 | 74.03% | 744 | 83.88% | 2036 | 3
2036 | 4 | 81882.4477 | 78109.5408 | 81882.4477 | 142.0702 | 147.3288 | 77.19% | 720 | 96.43% | 2036 | 4
2036 | 5 | 93652.1862 | 81882.4477 | 93652.1862 | 153.7935 | 161.7963 | 77.8% | 744 | 95.05% | 2036 | 5
2036 | 6 | 101971.0271 | 93652.1862 | 101971.0271 | 154.3782 | 165.1697 | 85.75% | 720 | 93.47% | 2036 | 6
2036 | 7 | 111164.3024 | 101971.0271 | 111164.3024 | 171.1052 | 174.1467 | 85.8% | 744 | 98.25% | 2036 | 7
2036 | 8 | 110310.8932 | 111164.3024 | 110310.8932 | 169.7838 | 172.5024 | 85.95% | 744 | 98.42% | 2036 | 8
2036 | 9 | 94470.9387 | 110310.8932 | 94470.9387 | 157.6095 | 162.7885 | 80.6% | 720 | 96.82% | 2036 | 9
2036 | 10 | 87251.5309 | 94470.9387 | 87251.5309 | 144.8837 | 147.0592 | 79.75% | 744 | 98.52% | 2036 | 10
2036 | 11 | 72039.9265 | 87251.5309 | 72039.9265 | 128.7062 | 131.3566 | 76.17% | 720 | 97.98% | 2036 | 11
2036 | 12 | 74138.8996 | 72039.9265 | 74138.8996 | 123.8327 | 136.3507 | 73.08% | 744 | 90.82% | 2036 | 12
2037 | 1 | 74159.3141 | 74138.8996 | 74159.3141 | 116.4381 | 136.1743 | 73.2% | 744 | 85.51% | 2037 | 1
2037 | 2 | 70240.2287 | 74159.3141 | 70240.2287 | 127.9246 | 134.6574 | 77.62% | 672 | 95% | 2037 | 2
2037 | 3 | 79094.4092 | 70240.2287 | 79094.4092 | 119.5578 | 142.5336 | 74.59% | 744 | 83.88% | 2037 | 3
2037 | 4 | 82914.888 | 79094.4092 | 82914.888 | 142.7948 | 148.0802 | 77.77% | 720 | 96.43% | 2037 | 4
2037 | 5 | 94833.0289 | 82914.888 | 94833.0289 | 154.5778 | 162.6215 | 78.38% | 744 | 95.05% | 2037 | 5
2037 | 6 | 103256.7605 | 94833.0289 | 103256.7605 | 155.1655 | 166.0121 | 86.39% | 720 | 93.47% | 2037 | 6
2037 | 7 | 112565.9521 | 103256.7605 | 112565.9521 | 171.9775 | 175.0345 | 86.44% | 744 | 98.25% | 2037 | 7
2037 | 8 | 111701.7824 | 112565.9521 | 111701.7824 | 170.6497 | 173.3822 | 86.59% | 744 | 98.42% | 2037 | 8
2037 | 9 | 95662.1049 | 111701.7824 | 95662.1049 | 158.4133 | 163.6188 | 81.2% | 720 | 96.82% | 2037 | 9
2037 | 10 | 88351.6689 | 95662.1049 | 88351.6689 | 145.6226 | 147.8092 | 80.34% | 744 | 98.52% | 2037 | 10
2037 | 11 | 72948.2643 | 88351.6689 | 72948.2643 | 129.3626 | 132.0265 | 76.74% | 720 | 97.98% | 2037 | 11
2037 | 12 | 75073.703 | 72948.2643 | 75073.703 | 124.4643 | 137.0461 | 73.63% | 744 | 90.82% | 2037 | 12
2038 | 1 | 75094.3749 | 75073.703 | 75094.3749 | 117.0319 | 136.8688 | 73.74% | 744 | 85.51% | 2038 | 1
2038 | 2 | 71125.8745 | 75094.3749 | 71125.8745 | 128.5771 | 135.3442 | 78.2% | 672 | 95% | 2038 | 2
2038 | 3 | 80091.6956 | 71125.8745 | 80091.6956 | 120.1675 | 143.2605 | 75.14% | 744 | 83.88% | 2038 | 3
2038 | 4 | 83960.3461 | 80091.6956 | 83960.3461 | 143.523 | 148.8354 | 78.35% | 720 | 96.43% | 2038 | 4
2038 | 5 | 96028.7606 | 83960.3461 | 96028.7606 | 155.3662 | 163.4509 | 78.97% | 744 | 95.05% | 2038 | 5
2038 | 6 | 104558.7054 | 96028.7606 | 104558.7054 | 155.9568 | 166.8588 | 87.03% | 720 | 93.47% | 2038 | 6
2038 | 7 | 113985.2749 | 104558.7054 | 113985.2749 | 172.8543 | 175.9268 | 87.09% | 744 | 98.25% | 2038 | 7
2038 | 8 | 113110.2091 | 113985.2749 | 113110.2091 | 171.52 | 174.2664 | 87.24% | 744 | 98.42% | 2038 | 8
2038 | 9 | 96868.2903 | 113110.2091 | 96868.2903 | 159.2212 | 164.4532 | 81.81% | 720 | 96.82% | 2038 | 9
2038 | 10 | 89465.6784 | 96868.2903 | 89465.6784 | 146.3653 | 148.5631 | 80.94% | 744 | 98.52% | 2038 | 10
2038 | 11 | 73868.0552 | 89465.6784 | 73868.0552 | 130.0224 | 132.6999 | 77.31% | 720 | 97.98% | 2038 | 11
2038 | 12 | 76020.2931 | 73868.0552 | 76020.2931 | 125.0991 | 137.745 | 74.18% | 744 | 90.82% | 2038 | 12
2039 | 1 | 76041.2257 | 76020.2931 | 76041.2257 | 117.6288 | 137.5668 | 74.3% | 744 | 85.51% | 2039 | 1
2039 | 2 | 72022.6872 | 76041.2257 | 72022.6872 | 129.2328 | 136.0344 | 78.79% | 672 | 95% | 2039 | 2
2039 | 3 | 81101.5567 | 72022.6872 | 81101.5567 | 120.7804 | 143.9912 | 75.7% | 744 | 83.88% | 2039 | 3
2039 | 4 | 85018.9863 | 81101.5567 | 85018.9863 | 144.255 | 149.5944 | 78.93% | 720 | 96.43% | 2039 | 4
2039 | 5 | 97239.5691 | 85018.9863 | 97239.5691 | 156.1586 | 164.2845 | 79.56% | 744 | 95.05% | 2039 | 5
2039 | 6 | 105877.0664 | 97239.5691 | 105877.0664 | 156.7522 | 167.7098 | 87.68% | 720 | 93.47% | 2039 | 6
2039 | 7 | 115422.4937 | 105877.0664 | 115422.4937 | 173.7355 | 176.8237 | 87.74% | 744 | 98.25% | 2039 | 7
2039 | 8 | 114536.3943 | 115422.4937 | 114536.3943 | 172.3947 | 175.1552 | 87.89% | 744 | 98.42% | 2039 | 8
2039 | 9 | 98089.6843 | 114536.3943 | 98089.6843 | 160.0333 | 165.2919 | 82.42% | 720 | 96.82% | 2039 | 9
2039 | 10 | 90593.7342 | 98089.6843 | 90593.7342 | 147.1118 | 149.3207 | 81.55% | 744 | 98.52% | 2039 | 10
2039 | 11 | 74799.4435 | 90593.7342 | 74799.4435 | 130.6855 | 133.3766 | 77.89% | 720 | 97.98% | 2039 | 11
2039 | 12 | 76978.8186 | 74799.4435 | 76978.8186 | 125.7371 | 138.4475 | 74.73% | 744 | 90.82% | 2039 | 12
2040 | 1 | 77000.0151 | 76978.8186 | 77000.0151 | 118.2287 | 138.2684 | 74.85% | 744 | 85.51% | 2040 | 1
2040 | 2 | 72930.8076 | 77000.0151 | 72930.8076 | 129.8919 | 136.7282 | 76.64% | 696 | 95% | 2040 | 2
2040 | 3 | 82124.1509 | 72930.8076 | 82124.1509 | 121.3964 | 144.7255 | 76.27% | 744 | 83.88% | 2040 | 3
2040 | 4 | 86090.9746 | 82124.1509 | 86090.9746 | 144.9907 | 150.3574 | 79.52% | 720 | 96.43% | 2040 | 4
2040 | 5 | 98465.6445 | 86090.9746 | 98465.6445 | 156.955 | 165.1223 | 80.15% | 744 | 95.05% | 2040 | 5
2040 | 6 | 107212.0503 | 98465.6445 | 107212.0503 | 157.5517 | 168.5651 | 88.34% | 720 | 93.47% | 2040 | 6
2040 | 7 | 116877.8341 | 107212.0503 | 116877.8341 | 174.6211 | 177.7251 | 88.39% | 744 | 98.25% | 2040 | 7
2040 | 8 | 115980.5621 | 116877.8341 | 115980.5621 | 173.2739 | 176.0485 | 88.55% | 744 | 98.42% | 2040 | 8
2040 | 9 | 99326.4785 | 115980.5621 | 99326.4785 | 160.8494 | 166.1349 | 83.04% | 720 | 96.82% | 2040 | 9
2040 | 10 | 91736.0135 | 99326.4785 | 91736.0135 | 147.862 | 150.0823 | 82.16% | 744 | 98.52% | 2040 | 10
2040 | 11 | 75742.5755 | 91736.0135 | 75742.5755 | 131.352 | 134.0569 | 78.47% | 720 | 97.98% | 2040 | 11
2040 | 12 | 77949.43 | 75742.5755 | 77949.43 | 126.3783 | 139.1536 | 75.29% | 744 | 90.82% | 2040 | 12
2041 | 1 | 77970.8937 | 77949.43 | 77970.8937 | 118.8317 | 138.9736 |  |  | 85.51%
2041 | 2 | 73850.3784 | 77970.8937 | 73850.3784 | 130.5543 | 137.4255 |  |  | 95%
2041 | 3 | 83159.6388 | 73850.3784 | 83159.6388 | 122.0155 | 145.4636 |  |  | 83.88%
2041 | 4 | 87176.4794 | 83159.6388 | 87176.4794 | 145.7301 | 151.1242 |  |  | 96.43%
2041 | 5 | 99707.1792 | 87176.4794 | 99707.1792 | 157.7554 | 165.9644 |  |  | 95.05%
2041 | 6 | 108563.8668 | 99707.1792 | 108563.8668 | 158.3552 | 169.4248 |  |  | 93.47%
2041 | 7 | 118351.5246 | 108563.8668 | 118351.5246 | 175.5114 | 178.6311 |  |  | 98.25%
2041 | 8 | 117442.939 | 118351.5246 | 117442.939 | 174.1576 | 176.9463 |  |  | 98.42%
2041 | 9 | 100578.8673 | 117442.939 | 100578.8673 | 161.6698 | 166.9822 |  |  | 96.82%
2041 | 10 | 92892.6955 | 100578.8673 | 92892.6955 | 148.6161 | 150.8477 |  |  | 98.52%
2041 | 11 | 76697.5994 | 92892.6955 | 76697.5994 | 132.0219 | 134.7405 |  |  | 97.98%
2041 | 12 | 78932.2796 | 76697.5994 | 78932.2796 | 127.0229 | 139.8633 |  |  | 90.82%
2042 | 1 | 78954.014 | 78932.2796 | 78954.014 | 119.4377 | 139.6824 |  |  | 85.51%
2042 | 2 | 74781.5438 | 78954.014 | 74781.5438 | 131.2202 | 138.1264 |  |  | 95%
2042 | 3 | 84208.1829 | 74781.5438 | 84208.1829 | 122.6378 | 146.2055 |  |  | 83.88%
2042 | 4 | 88275.6711 | 84208.1829 | 88275.6711 | 146.4733 | 151.8949 |  |  | 96.43%
2042 | 5 | 100964.3681 | 88275.6711 | 100964.3681 | 158.56 | 166.8109 |  |  | 95.05%
2042 | 6 | 109932.728 | 100964.3681 | 109932.728 | 159.1628 | 170.2888 |  |  | 93.47%
2042 | 7 | 119843.7966 | 109932.728 | 119843.7966 | 176.4061 | 179.5418 |  |  | 98.25%
2042 | 8 | 118923.7548 | 119843.7966 | 118923.7548 | 175.0458 | 177.8488 |  |  | 98.42%
2042 | 9 | 101847.0473 | 118923.7548 | 101847.0473 | 162.4943 | 167.8338 |  |  | 96.82%
2042 | 10 | 94063.962 | 101847.0473 | 94063.962 | 149.3741 | 151.617 |  |  | 98.52%
2042 | 11 | 77664.6649 | 94063.962 | 77664.6649 | 132.6952 | 135.4277 |  |  | 97.98%
2042 | 12 | 79927.5218 | 77664.6649 | 79927.5218 | 127.6707 | 140.5766 |  |  | 90.82%
2043 | 1 | 79949.5302 | 79927.5218 | 79949.5302 | 120.0468 | 140.3947 |  |  | 85.51%
2043 | 2 | 75724.4502 | 79949.5302 | 75724.4502 | 131.8894 | 138.8308 |  |  | 95%
2043 | 3 | 85269.948 | 75724.4502 | 85269.948 | 123.2632 | 146.9511 |  |  | 83.88%
2043 | 4 | 89388.7224 | 85269.948 | 89388.7224 | 147.2204 | 152.6696 |  |  | 96.43%
2043 | 5 | 102237.4087 | 89388.7224 | 102237.4087 | 159.3686 | 167.6616 |  |  | 95.05%
2043 | 6 | 111318.849 | 102237.4087 | 111318.849 | 159.9745 | 171.1573 |  |  | 93.47%
2043 | 7 | 121354.8844 | 111318.849 | 121354.8844 | 177.3054 | 180.4571 |  |  | 98.25%
2043 | 8 | 120423.242 | 121354.8844 | 120423.242 | 175.9386 | 178.7558 |  |  | 98.42%
2043 | 9 | 103131.2174 | 120423.242 | 103131.2174 | 163.323 | 168.6898 |  |  | 96.82%
2043 | 10 | 95249.9967 | 103131.2174 | 95249.9967 | 150.1359 | 152.3903 |  |  | 98.52%
2043 | 11 | 78643.924 | 95249.9967 | 78643.924 | 133.3719 | 136.1184 |  |  | 97.98%
2043 | 12 | 80935.3128 | 78643.924 | 80935.3128 | 128.3218 | 141.2935 |  |  | 90.82%
2044 | 1 | 80957.5987 | 80935.3128 | 80957.5987 | 120.6591 | 141.1108 |  |  | 85.51%
2044 | 2 | 76679.2454 | 80957.5987 | 76679.2454 | 132.562 | 139.5389 |  |  | 95%
2044 | 3 | 86345.1006 | 76679.2454 | 86345.1006 | 123.8919 | 147.7006 |  |  | 83.88%
2044 | 4 | 90515.8079 | 86345.1006 | 90515.8079 | 147.9712 | 153.4482 |  |  | 96.43%
2044 | 5 | 103526.5009 | 90515.8079 | 103526.5009 | 160.1814 | 168.5167 |  |  | 95.05%
2044 | 6 | 112722.4473 | 103526.5009 | 112722.4473 | 160.7904 | 172.0302 |  |  | 93.47%
2044 | 7 | 122885.0251 | 112722.4473 | 122885.0251 | 178.2093 | 181.377 |  |  | 98.25%
2044 | 8 | 121941.6359 | 122885.0251 | 121941.6359 | 176.8359 | 179.6675 |  |  | 98.42%
2044 | 9 | 104431.5794 | 121941.6359 | 104431.5794 | 164.156 | 169.5501 |  |  | 96.82%
2044 | 10 | 96450.9859 | 104431.5794 | 96450.9859 | 150.9016 | 153.1674 |  |  | 98.52%
2044 | 11 | 79635.5303 | 96450.9859 | 79635.5303 | 134.0521 | 136.8126 |  |  | 97.98%
2044 | 12 | 81955.8109 | 79635.5303 | 81955.8109 | 128.9762 | 142.0141 |  |  | 90.82%
2045 | 1 | 81978.3778 | 81955.8109 | 81978.3778 | 121.2744 | 141.8304 |  |  | 85.51%
2045 | 2 | 77646.0795 | 81978.3778 | 77646.0795 | 133.2381 | 140.2505 |  |  | 95%
2045 | 3 | 87433.8097 | 77646.0795 | 87433.8097 | 124.5237 | 148.4538 |  |  | 83.88%
2045 | 4 | 91657.1046 | 87433.8097 | 91657.1046 | 148.7258 | 154.2308 |  |  | 96.43%
2045 | 5 | 104831.847 | 91657.1046 | 104831.847 | 160.9983 | 169.3761 |  |  | 95.05%
2045 | 6 | 114143.7433 | 104831.847 | 114143.7433 | 161.6104 | 172.9076 |  |  | 93.47%
2045 | 7 | 124434.4592 | 114143.7433 | 124434.4592 | 179.1178 | 182.3017 |  |  | 98.25%
2045 | 8 | 123479.1749 | 124434.4592 | 123479.1749 | 177.7377 | 180.5838 |  |  | 98.42%
2045 | 9 | 105748.3375 | 123479.1749 | 105748.3375 | 164.9932 | 170.4148 |  |  | 96.82%
2045 | 10 | 97667.1181 | 105748.3375 | 97667.1181 | 151.6712 | 153.9486 |  |  | 98.52%
2045 | 11 | 80639.6397 | 97667.1181 | 80639.6397 | 134.7358 | 137.5104 |  |  | 97.98%
2045 | 12 | 82989.1762 | 80639.6397 | 82989.1762 | 129.634 | 142.7384 |  |  | 90.82%
2046 | 1 | 83012.0277 | 82989.1762 | 83012.0277 | 121.8929 | 142.5538 |  |  | 85.51%
2046 | 2 | 78625.1043 | 83012.0277 | 78625.1043 | 133.9176 | 140.9658 |  |  | 95%
2046 | 3 | 88536.246 | 78625.1043 | 88536.246 | 125.1588 | 149.211 |  |  | 83.88%
2046 | 4 | 92812.7917 | 88536.246 | 92812.7917 | 149.4843 | 155.0174 |  |  | 96.43%
2046 | 5 | 106153.6519 | 92812.7917 | 106153.6519 | 161.8194 | 170.2399 |  |  | 95.05%
2046 | 6 | 115582.9602 | 106153.6519 | 115582.9602 | 162.4346 | 173.7894 |  |  | 93.47%
2046 | 7 | 126003.4298 | 115582.9602 | 126003.4298 | 180.0309 | 183.231 |  |  | 98.25%
2046 | 8 | 125036.1004 | 126003.4298 | 125036.1004 | 178.6442 | 181.5047 |  |  | 98.42%
2046 | 9 | 107081.6983 | 125036.1004 | 107081.6983 | 165.8346 | 171.2839 |  |  | 96.82%
2046 | 10 | 98898.5843 | 107081.6983 | 98898.5843 | 152.4447 | 154.7337 |  |  | 98.52%
2046 | 11 | 81656.4096 | 98898.5843 | 81656.4096 | 135.4229 | 138.2117 |  |  | 97.98%
2046 | 12 | 84035.571 | 81656.4096 | 84035.571 | 130.2951 | 143.4664 |  |  | 90.82%
2047 | 1 | 84058.7106 | 84035.571 | 84058.7106 | 122.5146 | 143.2808 |  |  | 85.51%
2047 | 2 | 79616.4734 | 84058.7106 | 79616.4734 | 134.6006 | 141.6847 |  |  | 95%
2047 | 3 | 89652.5828 | 79616.4734 | 89652.5828 | 125.7971 | 149.9719 |  |  | 83.88%
2047 | 4 | 93983.0506 | 89652.5828 | 93983.0506 | 150.2467 | 155.8079 |  |  | 96.43%
2047 | 5 | 107492.1232 | 93983.0506 | 107492.1232 | 162.6447 | 171.1081 |  |  | 95.05%
2047 | 6 | 117040.3239 | 107492.1232 | 117040.3239 | 163.263 | 174.6757 |  |  | 93.47%
2047 | 7 | 127592.1832 | 117040.3239 | 127592.1832 | 180.9487 | 184.1651 |  |  | 98.25%
2047 | 8 | 126612.657 | 127592.1832 | 126612.657 | 179.5553 | 182.4304 |  |  | 98.42%
2047 | 9 | 108431.8711 | 126612.657 | 108431.8711 | 166.6804 | 172.1575 |  |  | 96.82%
2047 | 10 | 100145.5779 | 108431.8711 | 100145.5779 | 153.2222 | 155.5229 |  |  | 98.52%
2047 | 11 | 82685.9999 | 100145.5779 | 82685.9999 | 136.1136 | 138.9165 |  |  | 97.98%
2047 | 12 | 85095.1596 | 82685.9999 | 85095.1596 | 130.9597 | 144.198 |  |  | 90.82%
2048 | 1 | 85118.591 | 85095.1596 | 85118.591 | 123.1394 | 144.0115 |  |  | 85.51%
2048 | 2 | 80620.3424 | 85118.591 | 80620.3424 | 135.287 | 142.4073 |  |  | 95%
2048 | 3 | 90782.9953 | 80620.3424 | 90782.9953 | 126.4387 | 150.7368 |  |  | 83.88%
2048 | 4 | 95168.0651 | 90782.9953 | 95168.0651 | 151.013 | 156.6026 |  |  | 96.43%
2048 | 5 | 108847.4711 | 95168.0651 | 108847.4711 | 163.4742 | 171.9808 |  |  | 95.05%
2048 | 6 | 118516.0632 | 108847.4711 | 118516.0632 | 164.0957 | 175.5666 |  |  | 93.47%
2048 | 7 | 129200.9689 | 118516.0632 | 129200.9689 | 181.8712 | 185.104 |  |  | 98.25%
2048 | 8 | 128209.092 | 129200.9689 | 128209.092 | 180.471 | 183.3608 |  |  | 98.42%
2048 | 9 | 109799.0681 | 128209.092 | 109799.0681 | 167.5304 | 173.0355 |  |  | 96.82%
2048 | 10 | 101408.2945 | 109799.0681 | 101408.2945 | 154.0036 | 156.316 |  |  | 98.52%
2048 | 11 | 83728.572 | 101408.2945 | 83728.572 | 136.8078 | 139.625 |  |  | 97.98%
2048 | 12 | 86168.1084 | 83728.572 | 86168.1084 | 131.6275 | 144.9335 |  |  | 90.82%
2049 | 1 | 86191.8352 | 86168.1084 | 86191.8352 | 123.7674 | 144.746 |  |  | 85.51%
2049 | 2 | 81636.8691 | 86191.8352 | 81636.8691 | 135.977 | 143.1336 |  |  | 95%
2049 | 3 | 91927.6609 | 81636.8691 | 91927.6609 | 127.0835 | 151.5056 |  |  | 83.88%
2049 | 4 | 96368.0213 | 91927.6609 | 96368.0213 | 151.7831 | 157.4012 |  |  | 96.43%
2049 | 5 | 110219.9083 | 96368.0213 | 110219.9083 | 164.3079 | 172.8579 |  |  | 95.05%
2049 | 6 | 120010.4098 | 110219.9083 | 120010.4098 | 164.9326 | 176.4619 |  |  | 93.47%
2049 | 7 | 130830.0395 | 120010.4098 | 130830.0395 | 182.7984 | 186.0477 |  |  | 98.25%
2049 | 8 | 129825.6562 | 130830.0395 | 129825.6562 | 181.3914 | 184.2959 |  |  | 98.42%
2049 | 9 | 111183.5038 | 129825.6562 | 111183.5038 | 168.3848 | 173.9179 |  |  | 96.82%
2049 | 10 | 102686.9325 | 111183.5038 | 102686.9325 | 154.789 | 157.1133 |  |  | 98.52%
2049 | 11 | 84784.2897 | 102686.9325 | 84784.2897 | 137.5055 | 140.3371 |  |  | 97.98%
2049 | 12 | 87254.5858 | 84784.2897 | 87254.5858 | 132.2988 | 145.6726 |  |  | 90.82%
2050 | 1 | 87278.6118 | 87254.5858 | 87278.6118 | 124.3986 | 145.4842 |  |  | 85.51%
2050 | 2 | 82666.2129 | 87278.6118 | 82666.2129 | 136.6705 | 143.8636 |  |  | 95%
2050 | 3 | 93086.7594 | 82666.2129 | 93086.7594 | 127.7316 | 152.2782 |  |  | 83.88%
2050 | 4 | 97583.1074 | 93086.7594 | 97583.1074 | 152.5572 | 158.204 |  |  | 96.43%
2050 | 5 | 111609.6502 | 97583.1074 | 111609.6502 | 165.1459 | 173.7395 |  |  | 95.05%
2050 | 6 | 121523.5984 | 111609.6502 | 121523.5984 | 165.7737 | 177.3619 |  |  | 93.47%
2050 | 7 | 132479.6507 | 121523.5984 | 132479.6507 | 183.7303 | 186.9961 |  |  | 98.25%
2050 | 8 | 131462.6034 | 132479.6507 | 131462.6034 | 182.3165 | 185.2359 |  |  | 98.42%
2050 | 9 | 112585.3956 | 131462.6034 | 112585.3956 | 169.2436 | 174.8049 |  |  | 96.82%
2050 | 10 | 103981.6927 | 112585.3956 | 103981.6927 | 155.5785 | 157.9145 |  |  | 98.52%
2050 | 11 | 85853.3188 | 103981.6927 | 85853.3188 | 138.2068 | 141.0528 |  |  | 97.98%
2050 | 12 | 88354.7624 | 85853.3188 | 88354.7624 | 132.9736 | 146.4155 |  |  | 90.82%
2051 | 1 | 88379.0913 | 88354.7624 | 88379.0913 | 125.0331 | 146.2261 |  |  | 85.51%
2051 | 2 | 83708.5356 | 88379.0913 | 83708.5356 | 137.3675 | 144.5973 |  |  | 95%
2051 | 3 | 94260.4727 | 83708.5356 | 94260.4727 | 128.3831 | 153.0549 |  |  | 83.88%
2051 | 4 | 98813.5144 | 94260.4727 | 98813.5144 | 153.3353 | 159.0108 |  |  | 96.43%
2051 | 5 | 113016.9152 | 98813.5144 | 113016.9152 | 165.9881 | 174.6255 |  |  | 95.05%
2051 | 6 | 123055.8665 | 113016.9152 | 123055.8665 | 166.6192 | 178.2664 |  |  | 93.47%
2051 | 7 | 134150.0616 | 123055.8665 | 134150.0616 | 184.6669 | 187.9494 |  |  | 98.25%
2051 | 8 | 133120.1905 | 134150.0616 | 133120.1905 | 183.2463 | 186.1806 |  |  | 98.42%
2051 | 9 | 114004.9635 | 133120.1905 | 114004.9635 | 170.1068 | 175.6964 |  |  | 96.82%
2051 | 10 | 105292.7782 | 114004.9635 | 105292.7782 | 156.3719 | 158.7199 |  |  | 98.52%
2051 | 11 | 86935.8271 | 105292.7782 | 86935.8271 | 138.9116 | 141.7722 |  |  | 97.98%
2051 | 12 | 89468.8109 | 86935.8271 | 89468.8109 | 133.6517 | 147.1623 |  |  | 90.82%
2052 | 1 | 89493.4465 | 89468.8109 | 89493.4465 | 125.6707 | 146.9719 |  |  | 85.51%
2052 | 2 | 84764.0006 | 89493.4465 | 84764.0006 | 138.0681 | 145.3347 |  |  | 95%
2052 | 3 | 95448.9852 | 84764.0006 | 95448.9852 | 129.0378 | 153.8354 |  |  | 83.88%
2052 | 4 | 100059.4353 | 95448.9852 | 100059.4353 | 154.1173 | 159.8218 |  |  | 96.43%
2052 | 5 | 114441.9241 | 100059.4353 | 114441.9241 | 166.8347 | 175.5161 |  |  | 95.05%
2052 | 6 | 124607.4546 | 114441.9241 | 124607.4546 | 167.4689 | 179.1756 |  |  | 93.47%
2052 | 7 | 135841.5343 | 124607.4546 | 135841.5343 | 185.6083 | 188.9076 |  |  | 98.25%
2052 | 8 | 134798.6778 | 135841.5343 | 134798.6778 | 184.1809 | 187.1301 |  |  | 98.42%
2052 | 9 | 115442.4305 | 134798.6778 | 115442.4305 | 170.9743 | 176.5925 |  |  | 96.82%
2052 | 10 | 106620.3949 | 115442.4305 | 106620.3949 | 157.1694 | 159.5294 |  |  | 98.52%
2052 | 11 | 88031.9845 | 106620.3949 | 88031.9845 | 139.6201 | 142.4952 |  |  | 97.98%
2052 | 12 | 90596.9062 | 88031.9845 | 90596.9062 | 134.3334 | 147.9128 |  |  | 90.82%
2053 | 1 | 90621.8525 | 90596.9062 | 90621.8525 | 126.3117 | 147.7214 |  |  | 85.51%
2053 | 2 | 85832.7739 | 90621.8525 | 85832.7739 | 138.7722 | 146.0759 |  |  | 95%
2053 | 3 | 96652.4834 | 85832.7739 | 96652.4834 | 129.6959 | 154.62 |  |  | 83.88%
2053 | 4 | 101321.0658 | 96652.4834 | 101321.0658 | 154.9033 | 160.6369 |  |  | 96.43%
2053 | 5 | 115884.9007 | 101321.0658 | 115884.9007 | 167.6855 | 176.4113 |  |  | 95.05%
2053 | 6 | 126178.6065 | 115884.9007 | 126178.6065 | 168.323 | 180.0894 |  |  | 93.47%
2053 | 7 | 137554.3345 | 126178.6065 | 137554.3345 | 186.5545 | 189.8706 |  |  | 98.25%
2053 | 8 | 136498.3288 | 137554.3345 | 136498.3288 | 185.1202 | 188.0844 |  |  | 98.42%
2053 | 9 | 116898.0223 | 136498.3288 | 116898.0223 | 171.8463 | 177.4931 |  |  | 96.82%
2053 | 10 | 107964.7513 | 116898.0223 | 107964.7513 | 157.971 | 160.343 |  |  | 98.52%
2053 | 11 | 89141.9631 | 107964.7513 | 89141.9631 | 140.3321 | 143.222 |  |  | 97.98%
2053 | 12 | 91739.2254 | 89141.9631 | 91739.2254 | 135.0185 | 148.6671 |  |  | 90.82%
2054 | 1 | 91764.4863 | 91739.2254 | 91764.4863 | 126.9559 | 148.4748 |  |  | 85.51%
2054 | 2 | 86915.0231 | 91764.4863 | 86915.0231 | 139.48 | 146.8209 |  |  | 95%
2054 | 3 | 97871.1563 | 86915.0231 | 97871.1563 | 130.3574 | 155.4086 |  |  | 83.88%
2054 | 4 | 102598.604 | 97871.1563 | 102598.604 | 155.6933 | 161.4561 |  |  | 96.43%
2054 | 5 | 117346.0715 | 102598.604 | 117346.0715 | 168.5407 | 177.311 |  |  | 95.05%
2054 | 6 | 127769.5686 | 117346.0715 | 127769.5686 | 169.1815 | 181.0079 |  |  | 93.47%
2054 | 7 | 139288.7311 | 127769.5686 | 139288.7311 | 187.5056 | 190.8386 |  |  | 98.25%
2054 | 8 | 138219.4105 | 139288.7311 | 138219.4105 | 186.0643 | 189.0437 |  |  | 98.42%
2054 | 9 | 118371.9674 | 138219.4105 | 118371.9674 | 172.7227 | 178.3983 |  |  | 96.82%
2054 | 10 | 109326.0584 | 118371.9674 | 109326.0584 | 158.7766 | 161.1607 |  |  | 98.52%
2054 | 11 | 90265.9373 | 109326.0584 | 90265.9373 | 141.0478 | 143.9524 |  |  | 97.98%
2054 | 12 | 92895.948 | 90265.9373 | 92895.948 | 135.7071 | 149.4253 |  |  | 90.82%
2055 | 1 | 92921.5273 | 92895.948 | 92921.5273 | 127.6033 | 149.2321 |  |  | 85.51%
2055 | 2 | 88010.9182 | 92921.5273 | 88010.9182 | 140.1913 | 147.5697 |  |  | 95%
2055 | 3 | 99105.1952 | 88010.9182 | 99105.1952 | 131.0222 | 156.2011 |  |  | 83.88%
2055 | 4 | 103892.2503 | 99105.1952 | 103892.2503 | 156.4873 | 162.2795 |  |  | 96.43%
2055 | 5 | 118825.6659 | 103892.2503 | 118825.6659 | 169.4003 | 178.2152 |  |  | 95.05%
2055 | 6 | 129380.591 | 118825.6659 | 129380.591 | 170.0443 | 181.931 |  |  | 93.47%
2055 | 7 | 141044.9964 | 129380.591 | 141044.9964 | 188.4615 | 191.8114 |  |  | 98.25%
2055 | 8 | 139962.1929 | 141044.9964 | 139962.1929 | 187.0132 | 190.0078 |  |  | 98.42%
2055 | 9 | 119864.4971 | 139962.1929 | 119864.4971 | 173.6036 | 179.3081 |  |  | 96.82%
2055 | 10 | 110704.53 | 119864.4971 | 110704.53 | 159.5864 | 161.9826 |  |  | 98.52%
2055 | 11 | 91404.0834 | 110704.53 | 91404.0834 | 141.7672 | 144.6865 |  |  | 97.98%
2055 | 12 | 94067.2554 | 91404.0834 | 94067.2554 | 136.3992 | 150.1874 |  |  | 90.82%
2056 | 1 | 94093.1573 | 94067.2554 | 94093.1573 | 128.2541 | 149.9931 |  |  | 85.51%
2056 | 2 | 89120.6312 | 94093.1573 | 89120.6312 | 140.9063 | 148.3223 |  |  | 95%
2056 | 3 | 100354.7939 | 89120.6312 | 100354.7939 | 131.6904 | 156.9978 |  |  | 83.88%
2056 | 4 | 105202.2081 | 100354.7939 | 105202.2081 | 157.2854 | 163.1072 |  |  | 96.43%
2056 | 5 | 120323.9163 | 105202.2081 | 120323.9163 | 170.2642 | 179.1241 |  |  | 95.05%
2056 | 6 | 131011.9264 | 120323.9163 | 131011.9264 | 170.9115 | 182.8588 |  |  | 93.47%
2056 | 7 | 142823.4061 | 131011.9264 | 142823.4061 | 189.4222 | 192.7893 |  |  | 98.25%
2056 | 8 | 141726.9497 | 142823.4061 | 141726.9497 | 187.967 | 190.9768 |  |  | 98.42%
2056 | 9 | 121375.8459 | 141726.9497 | 121375.8459 | 174.4889 | 180.2226 |  |  | 96.82%
2056 | 10 | 112100.3825 | 121375.8459 | 112100.3825 | 160.4003 | 162.8087 |  |  | 98.52%
2056 | 11 | 92556.5802 | 112100.3825 | 92556.5802 | 142.4902 | 145.4244 |  |  | 97.98%
2056 | 12 | 95253.3316 | 92556.5802 | 95253.3316 | 137.0948 | 150.9534 |  |  | 90.82%
2057 | 1 | 95279.5601 | 95253.3316 | 95279.5601 | 128.9082 | 150.7581 |  |  | 85.51%
2057 | 2 | 90244.3364 | 95279.5601 | 90244.3364 | 141.6249 | 149.0787 |  |  | 95%
2057 | 3 | 101620.1485 | 90244.3364 | 101620.1485 | 132.362 | 157.7985 |  |  | 83.88%
2057 | 4 | 106528.6828 | 101620.1485 | 106528.6828 | 158.0876 | 163.939 |  |  | 96.43%
2057 | 5 | 121841.0578 | 106528.6828 | 121841.0578 | 171.1326 | 180.0377 |  |  | 95.05%
2057 | 6 | 132663.831 | 121841.0578 | 132663.831 | 171.7832 | 183.7914 |  |  | 93.47%
2057 | 7 | 144624.2394 | 132663.831 | 144624.2394 | 190.3879 | 193.7721 |  |  | 98.25%
2057 | 8 | 143513.958 | 144624.2394 | 143513.958 | 188.9256 | 191.9508 |  |  | 98.42%
2057 | 9 | 122906.251 | 143513.958 | 122906.251 | 175.3788 | 181.1418 |  |  | 96.82%
2057 | 10 | 113513.835 | 122906.251 | 113513.835 | 161.2183 | 163.6391 |  |  | 98.52%
2057 | 11 | 93723.6086 | 113513.835 | 93723.6086 | 143.2169 | 146.1661 |  |  | 97.98%
2057 | 12 | 96454.3629 | 93723.6086 | 96454.3629 | 137.794 | 151.7232 |  |  | 90.82%
2058 | 1 | 96480.9221 | 96454.3629 | 96480.9221 | 129.5656 | 151.527 |  |  | 85.51%
2058 | 2 | 91382.2102 | 96480.9221 | 91382.2102 | 142.3472 | 149.839 |  |  | 95%
2058 | 3 | 102901.4577 | 91382.2102 | 102901.4577 | 133.0371 | 158.6032 |  |  | 83.88%
2058 | 4 | 107871.8829 | 102901.4577 | 107871.8829 | 158.8938 | 164.7751 |  |  | 96.43%
2058 | 5 | 123377.3286 | 107871.8829 | 123377.3286 | 172.0054 | 180.9559 |  |  | 95.05%
2058 | 6 | 134336.5641 | 123377.3286 | 134336.5641 | 172.6593 | 184.7288 |  |  | 93.47%
2058 | 7 | 146447.7791 | 134336.5641 | 146447.7791 | 191.3585 | 194.76 |  |  | 98.25%
2058 | 8 | 145323.4984 | 146447.7791 | 145323.4984 | 189.8892 | 192.9298 |  |  | 98.42%
2058 | 9 | 124455.9527 | 145323.4984 | 124455.9527 | 176.2733 | 182.0656 |  |  | 96.82%
2058 | 10 | 114945.1095 | 124455.9527 | 114945.1095 | 162.0405 | 164.4736 |  |  | 98.52%
2058 | 11 | 94905.3519 | 114945.1095 | 94905.3519 | 143.9473 | 146.9116 |  |  | 97.98%
2058 | 12 | 97670.5377 | 94905.3519 | 97670.5377 | 138.4967 | 152.497 |  |  | 90.82%
2059 | 1 | 97697.4318 | 97670.5377 | 97697.4318 | 130.2264 | 152.2998 |  |  | 85.51%
2059 | 2 | 92534.4312 | 97697.4318 | 92534.4312 | 143.0732 | 150.6032 |  |  | 95%
2059 | 3 | 104198.9228 | 92534.4312 | 104198.9228 | 133.7156 | 159.4121 |  |  | 83.88%
2059 | 4 | 109232.019 | 104198.9228 | 109232.019 | 159.7042 | 165.6155 |  |  | 96.43%
2059 | 5 | 124932.9701 | 109232.019 | 124932.9701 | 172.8826 | 181.8787 |  |  | 95.05%
2059 | 6 | 136030.3885 | 124932.9701 | 136030.3885 | 173.5398 | 185.6709 |  |  | 93.47%
2059 | 7 | 148294.3114 | 136030.3885 | 148294.3114 | 192.334 | 195.7528 |  |  | 98.25%
2059 | 8 | 147155.8549 | 148294.3114 | 147155.8549 | 190.8576 | 193.9137 |  |  | 98.42%
2059 | 9 | 126025.1942 | 147155.8549 | 126025.1942 | 177.1723 | 182.9941 |  |  | 96.82%
2059 | 10 | 116394.4306 | 126025.1942 | 116394.4306 | 162.8669 | 165.3124 |  |  | 98.52%
2059 | 11 | 96101.9955 | 116394.4306 | 96101.9955 | 144.6814 | 147.6608 |  |  | 97.98%
2059 | 12 | 98902.0471 | 96101.9955 | 98902.0471 | 139.2031 | 153.2748 |  |  | 90.82%
2060 | 1 | 98929.2802 | 98902.0471 | 98929.2802 | 130.8906 | 153.0765 |  |  | 85.51%
2060 | 2 | 93701.1803 | 98929.2802 | 93701.1803 | 143.8029 | 151.3713 |  |  | 95%
2060 | 3 | 105512.7473 | 93701.1803 | 105512.7473 | 134.3975 | 160.2251 |  |  | 83.88%
2060 | 4 | 110609.3049 | 105512.7473 | 110609.3049 | 160.5187 | 166.4601 |  |  | 96.43%
2060 | 5 | 126508.2262 | 110609.3049 | 126508.2262 | 173.7643 | 182.8063 |  |  | 95.05%
2060 | 6 | 137745.5699 | 126508.2262 | 137745.5699 | 174.4249 | 186.6178 |  |  | 93.47%
2060 | 7 | 150164.1264 | 137745.5699 | 150164.1264 | 193.3145 | 196.7508 |  |  | 98.25%
2060 | 8 | 149011.3152 | 150164.1264 | 149011.3152 | 191.831 | 194.9027 |  |  | 98.42%
2060 | 9 | 127614.2221 | 149011.3152 | 127614.2221 | 178.0758 | 183.9274 |  |  | 96.82%
2060 | 10 | 117862.026 | 127614.2221 | 117862.026 | 163.6975 | 166.1555 |  |  | 98.52%
2060 | 11 | 97313.7274 | 117862.026 | 97313.7274 | 145.4193 | 148.4139 |  |  | 97.98%
2060 | 12 | 100149.0843 | 97313.7274 | 100149.0843 | 139.913 | 154.0565 |  |  | 90.82%
2061 | 1 | 100176.6608 | 100149.0843 | 100176.6608 | 131.5581 | 153.8572 |  |  | 85.51%
2061 | 2 | 94882.6408 | 100176.6608 | 94882.6408 | 144.5362 | 152.1433 |  |  | 95%
2061 | 3 | 106843.1375 | 94882.6408 | 106843.1375 | 135.0829 | 161.0423 |  |  | 83.88%
2061 | 4 | 112003.9567 | 106843.1375 | 112003.9567 | 161.3373 | 167.309 |  |  | 96.43%
2061 | 5 | 128103.3446 | 112003.9567 | 128103.3446 | 174.6505 | 183.7386 |  |  | 95.05%
2061 | 6 | 139482.3778 | 128103.3446 | 139482.3778 | 175.3144 | 187.5695 |  |  | 93.47%
2061 | 7 | 152057.5174 | 139482.3778 | 152057.5174 | 194.3 | 197.7538 |  |  | 98.25%
2061 | 8 | 150890.1707 | 152057.5174 | 150890.1707 | 192.8093 | 195.8967 |  |  | 98.42%
2061 | 9 | 129223.2857 | 150890.1707 | 129223.2857 | 178.984 | 184.8654 |  |  | 96.82%
2061 | 10 | 119348.126 | 129223.2857 | 119348.126 | 164.5324 | 167.0029 |  |  | 98.52%
2061 | 11 | 98540.7378 | 119348.126 | 98540.7378 | 146.1609 | 149.1708 |  |  | 97.98%
2061 | 12 | 101411.8451 | 98540.7378 | 101411.8451 | 140.6266 | 154.8421 |  |  | 90.82%
2062 | 1 | 101439.7694 | 101411.8451 | 101439.7694 | 132.2291 | 154.6418 |  |  | 85.51%
2062 | 2 | 96078.9981 | 101439.7694 | 96078.9981 | 145.2734 | 152.9192 |  |  | 95%
2062 | 3 | 108190.3025 | 96078.9981 | 108190.3025 | 135.7719 | 161.8636 |  |  | 83.88%
2062 | 4 | 113416.1934 | 108190.3025 | 113416.1934 | 162.1601 | 168.1623 |  |  | 96.43%
2062 | 5 | 129718.5754 | 113416.1934 | 129718.5754 | 175.5412 | 184.6757 |  |  | 95.05%
2062 | 6 | 141241.0847 | 129718.5754 | 141241.0847 | 176.2085 | 188.5262 |  |  | 93.47%
2062 | 7 | 153974.7819 | 141241.0847 | 153974.7819 | 195.2906 | 198.7619 |  |  | 98.25%
2062 | 8 | 152792.7163 | 153974.7819 | 152792.7163 | 193.7926 | 196.8957 |  |  | 98.42%
2062 | 9 | 130852.6377 | 152792.7163 | 130852.6377 | 179.8968 | 185.8082 |  |  | 96.82%
2062 | 10 | 120852.964 | 130852.6377 | 120852.964 | 165.3715 | 167.8546 |  |  | 98.52%
2062 | 11 | 99783.2193 | 120852.964 | 99783.2193 | 146.9064 | 149.9316 |  |  | 97.98%
2062 | 12 | 102690.5279 | 99783.2193 | 102690.5279 | 141.3437 | 155.6318 |  |  | 90.82%
2063 | 1 | 102718.8043 | 102690.5279 | 102718.8043 | 132.9034 | 155.4305 |  |  | 85.51%
2063 | 2 | 97290.44 | 102718.8043 | 97290.44 | 146.0143 | 153.6991 |  |  | 95%
2063 | 3 | 109554.4535 | 97290.44 | 109554.4535 | 136.4643 | 162.6891 |  |  | 83.88%
2063 | 4 | 114846.2367 | 109554.4535 | 114846.2367 | 162.9871 | 169.0199 |  |  | 96.43%
2063 | 5 | 131354.1724 | 114846.2367 | 131354.1724 | 176.4365 | 185.6176 |  |  | 95.05%
2063 | 6 | 143021.9668 | 131354.1724 | 143021.9668 | 177.1072 | 189.4876 |  |  | 93.47%
2063 | 7 | 155916.2208 | 143021.9668 | 155916.2208 | 196.2861 | 199.7752 |  |  | 98.25%
2063 | 8 | 154719.2508 | 155916.2208 | 154719.2508 | 194.781 | 197.8999 |  |  | 98.42%
2063 | 9 | 132502.5338 | 154719.2508 | 132502.5338 | 180.8143 | 186.7558 |  |  | 96.82%
2063 | 10 | 122376.7761 | 132502.5338 | 122376.7761 | 166.2149 | 168.7107 |  |  | 98.52%
2063 | 11 | 101041.3671 | 122376.7761 | 101041.3671 | 147.6556 | 150.6962 |  |  | 97.98%
2063 | 12 | 103985.3334 | 101041.3671 | 103985.3334 | 142.0646 | 156.4256 |  |  | 90.82%
2064 | 1 | 104013.9662 | 103985.3334 | 104013.9662 | 133.5812 | 156.2232 |  |  | 85.51%
2064 | 2 | 98517.1568 | 104013.9662 | 98517.1568 | 146.7589 | 154.483 |  |  | 95%
2064 | 3 | 110935.8049 | 98517.1568 | 110935.8049 | 137.1603 | 163.5188 |  |  | 83.88%
2064 | 4 | 116294.3112 | 110935.8049 | 116294.3112 | 163.8184 | 169.8819 |  |  | 96.43%
2064 | 5 | 133010.3923 | 116294.3112 | 133010.3923 | 177.3363 | 186.5642 |  |  | 95.05%
2064 | 6 | 144825.3037 | 133010.3923 | 144825.3037 | 178.0105 | 190.454 |  |  | 93.47%
2064 | 7 | 157882.139 | 144825.3037 | 157882.139 | 197.2868 | 200.7936 |  |  | 98.25%
2064 | 8 | 156670.0766 | 157882.139 | 156670.0766 | 195.7744 | 198.9092 |  |  | 98.42%
2064 | 9 | 134173.2332 | 156670.0766 | 134173.2332 | 181.7365 | 187.7083 |  |  | 96.82%
2064 | 10 | 123919.8018 | 134173.2332 | 123919.8018 | 167.0626 | 169.5711 |  |  | 98.52%
2064 | 11 | 102315.3786 | 123919.8018 | 102315.3786 | 148.4086 | 151.4648 |  |  | 97.98%
2064 | 12 | 105296.4648 | 102315.3786 | 105296.4648 | 142.7891 | 157.2233 |  |  | 90.82%
| 2004 | 1513331.6947 | 709072.093 | 777987.2819
| 2005 | 1555047.8586 | 763033.403 | 776695.221
| 2006 | 1508696.4519 | 737529.491 | 758037.8322
| 2007 | 1521853.3082 | 749620.269 | 766119.4788
| 2008 | 1512912.8167 | 736383.558 | 745365.1049
| 2009 | 1475638.8031 | 718345.727 | 738633.7985
| 2010 | 1519800.8059 | 722095.939 | 735758.583
| 2011 | 1473797.7831 | 737911.19 | 746537.7168
| 2012 | 1478850.8823 | 738227.188 | 736959.874
| 2013 | 758684.102 | 753516.073 | 758684.102
| 2014 | 800964.1544 | 809245.1799 | 800964.1544
| 2015 | 805224.4068 | 798097.2709 | 805224.4068
| 2016 | 815377.3291 | 814658.7997 | 815377.3291
| 2017 | 825658.2676 | 824930.6784 | 825658.2676
| 2018 | 836068.8366 | 835332.0734 | 836068.8366
| 2019 | 846610.6704 | 845864.6175 | 846610.6704
| 2020 | 857285.4243 | 856529.9645 | 857285.4243
| 2021 | 868094.7741 | 867329.7889 | 868094.7741
| 2022 | 879040.4169 | 878265.7862 | 879040.4169
| 2023 | 890124.0713 | 889339.6734 | 890124.0713
| 2024 | 901347.4774 | 900553.1891 | 901347.4774
| 2025 | 912712.3973 | 911908.094 | 912712.3973
| 2026 | 924220.6153 | 923406.1707 | 924220.6153
| 2027 | 935873.9383 | 935049.2245 | 935873.9383
| 2028 | 947674.1958 | 946839.0834 | 947674.1958
| 2029 | 959623.2405 | 958777.5983 | 959623.2405
| 2030 | 971722.9485 | 970866.6437 | 971722.9485
| 2031 | 983975.2194 | 983108.1177 | 983975.2194
| 2032 | 996381.9769 | 995503.942 | 996381.9769
| 2033 | 1008945.1688 | 1008056.063 | 1008945.1688
| 2034 | 1021666.7676 | 1020766.4512 | 1021666.7676
| 2035 | 1034548.7707 | 1033637.1024 | 1034548.7707
| 2036 | 1047593.2005 | 1046670.0371 | 1047593.2005
| 2037 | 1060802.1051 | 1059867.3017 | 1060802.1051
| 2038 | 1074177.5582 | 1073230.9681 | 1074177.5582
| 2039 | 1087721.6599 | 1086763.1344 | 1087721.6599
| 2040 | 1101436.5366 | 1100465.9253 | 1101436.5366
| 2005 | 2.757% | 7.61% | -0.1661%
| 2006 | -2.981% | -3.342% | -2.402%
| 2007 | 0.8721% | 1.639% | 1.066%
| 2008 | -0.5875% | -1.766% | -2.709%
| 2009 | -2.464% | -2.45% | -0.9031%
| 2010 | 2.993% | 0.5221% | -0.3893%
| 2011 | -3.027% | 2.19% | 1.465%
| 2012 | 0.3429% | 0.04282% | -1.283%
| 2013 | -48.7% | 2.071% | 2.948%
| 2014 | 5.573% | 7.396% | 5.573%
| 2015 | 0.5319% | -1.378% | 0.5319%
| 2016 | 1.261% | 2.075% | 1.261%
| 2017 | 1.261% | 1.261% | 1.261%
| 2018 | 1.261% | 1.261% | 1.261%
| 2019 | 1.261% | 1.261% | 1.261%
| 2020 | 1.261% | 1.261% | 1.261%
| 2021 | 1.261% | 1.261% | 1.261%
| 2022 | 1.261% | 1.261% | 1.261%
| 2023 | 1.261% | 1.261% | 1.261%
| 2024 | 1.261% | 1.261% | 1.261%
| 2025 | 1.261% | 1.261% | 1.261%
| 2026 | 1.261% | 1.261% | 1.261%
| 2027 | 1.261% | 1.261% | 1.261%
| 2028 | 1.261% | 1.261% | 1.261%
| 2029 | 1.261% | 1.261% | 1.261%
| 2030 | 1.261% | 1.261% | 1.261%
| 2031 | 1.261% | 1.261% | 1.261%
| 2032 | 1.261% | 1.261% | 1.261%
| 2033 | 1.261% | 1.261% | 1.261%
| 2034 | 1.261% | 1.261% | 1.261%
| 2035 | 1.261% | 1.261% | 1.261%
| 2036 | 1.261% | 1.261% | 1.261%
| 2037 | 1.261% | 1.261% | 1.261%
| 2038 | 1.261% | 1.261% | 1.261%
| 2039 | 1.261% | 1.261% | 1.261%
| 2040 | 1.261% | 1.261% | 1.261%

## Florida_Keys PR raw
FPL 000580 OCEC NEED Year | Period | FlaKeys_Consumption | Billed Sales | FloridaKeys_NEL | CP | NCP | LF | Hours | Coincidence Factor | Year | Month | CP | NCP
1997 | 1 | 45245.143 | 42671.054 | 46224.8678 | [5 empty] | 1997 | 1
1997 | 2 | 43828.188 | 45245.143 | 44777.2304 | [5 empty] | 1997 | 2
1997 | 3 | 52673.512 | 43828.188 | 53814.0884 | [5 empty] | 1997 | 3
1997 | 4 | 49066.46 | 52673.512 | 50128.9304 | [5 empty] | 1997 | 4
1997 | 5 | 59016.605 | 49066.46 | 60294.5329 | [5 empty] | 1997 | 5
1997 | 6 | 59843.003 | 59016.605 | 61138.8254 | [5 empty] | 1997 | 6
1997 | 7 | 66422.897 | 59843.003 | 67861.1985 | [5 empty] | 1997 | 7
1997 | 8 | 67264.198 | 66422.897 | 68720.7168 | [5 empty] | 1997 | 8
1997 | 9 | 57317.373 | 67264.198 | 58558.5062 | [5 empty] | 1997 | 9
1997 | 10 | 53444.835 | 57317.373 | 54602.1134 | [5 empty] | 1997 | 10
1997 | 11 | 45090.602 | 53444.835 | 46066.9804 | [5 empty] | 1997 | 11
1997 | 12 | 45880.271 | 45090.602 | 46873.7486 | [5 empty] | 1997 | 12
1998 | 1 | 45519.706 | 45880.271 | 46505.3761 | [5 empty] | 1998 | 1
1998 | 2 | 42621.905 | 45519.706 | 43544.8269 | [5 empty] | 1998 | 2
1998 | 3 | 46910.87 | 42621.905 | 47926.6639 | [5 empty] | 1998 | 3
1998 | 4 | 51485.822 | 46910.87 | 52600.6805 | [5 empty] | 1998 | 4
1998 | 5 | 60966.705 | 51485.822 | 62286.8597 | [5 empty] | 1998 | 5
1998 | 6 | 66310.167 | 60966.705 | 67746.0275 | [5 empty] | 1998 | 6
1998 | 7 | 72301.472 | 66310.167 | 73867.0664 | [5 empty] | 1998 | 7
1998 | 8 | 73002.951 | 72301.472 | 74583.735 | [5 empty] | 1998 | 8
1998 | 9 | 59657.559 | 73002.951 | 60949.3659 | [5 empty] | 1998 | 9
1998 | 10 | 61434.935 | 59657.559 | 62765.2287 | [5 empty] | 1998 | 10
1998 | 11 | 50610.089 | 61434.935 | 51705.9847 | [5 empty] | 1998 | 11
1998 | 12 | 50502.342 | 50610.089 | 51595.9046 | [5 empty] | 1998 | 12
1999 | 1 | 48779.96 | 50502.342 | 49836.2266 | [5 empty] | 1999 | 1
1999 | 2 | 43080.045 | 48779.96 | 44012.8874 | [5 empty] | 1999 | 2
1999 | 3 | 46950.433 | 43080.045 | 47967.0836 | [5 empty] | 1999 | 3
1999 | 4 | 56767.344 | 46950.433 | 57996.567 | [5 empty] | 1999 | 4
1999 | 5 | 62154.425 | 56767.344 | 63500.2983 | [5 empty] | 1999 | 5
1999 | 6 | 63102.803 | 62154.425 | 64469.2122 | [5 empty] | 1999 | 6
1999 | 7 | 70135.721 | 63102.803 | 71654.4189 | [5 empty] | 1999 | 7
1999 | 8 | 70309.876 | 70135.721 | 71832.345 | [5 empty] | 1999 | 8
1999 | 9 | 62368.002 | 70309.876 | 63718.5 | [5 empty] | 1999 | 9
1999 | 10 | 56789.117 | 62368.002 | 58018.8115 | [5 empty] | 1999 | 10
1999 | 11 | 46657.18 | 56789.117 | 47667.4806 | [5 empty] | 1999 | 11
1999 | 12 | 47073.105 | 46657.18 | 48092.4119 | [5 empty] | 1999 | 12
2000 | 1 | 48963.057 | 47073.105 | 50023.2883 | 95.365 | 101.062 | 66.53% | 744 | 94.36% | 2000 | 1 | 140.365 | 146.062
2000 | 2 | 46070.885 | 48963.057 | 47068.4901 | 80.262 | 96.182 | 70.31% | 696 | 83.45% | 2000 | 2 | 125.262 | 141.182
2000 | 3 | 56036.098 | 46070.885 | 57249.4869 | 110.419 | 110.419 | 69.69% | 744 | 100% | 2000 | 3 | 155.419 | 155.419
2000 | 4 | 54163.834 | 56036.098 | 55336.6814 | 113.731 | 119.631 | 64.24% | 720 | 95.07% | 2000 | 4 | 158.731 | 164.631
2000 | 5 | 63493.588 | 54163.834 | 64868.4591 | 117.043 | 133.859 | 65.13% | 744 | 87.44% | 2000 | 5 | 162.043 | 178.859
2000 | 6 | 65883.653 | 63493.588 | 67310.2779 | 116.599 | 131.407 | 71.14% | 720 | 88.73% | 2000 | 6 | 161.599 | 176.407
2000 | 7 | 71875.572 | 65883.653 | 73431.9441 | 121.34 | 134.041 | 73.63% | 744 | 90.52% | 2000 | 7 | 166.34 | 179.041
2000 | 8 | 69777.049 | 71875.572 | 71287.9803 | 115.228 | 133.467 | 71.79% | 744 | 86.33% | 2000 | 8 | 160.228 | 178.467
2000 | 9 | 66611.804 | 69777.049 | 68054.196 | 113.199 | 132.73 | 71.21% | 720 | 85.29% | 2000 | 9 | 158.199 | 177.73
2000 | 10 | 55112.134 | 66611.804 | 56305.5156 | 107.415 | 117.051 | 64.66% | 744 | 91.77% | 2000 | 10 | 152.415 | 162.051
2000 | 11 | 49084.888 | 55112.134 | 50147.7574 | 100.853 | 106.583 | 65.35% | 720 | 94.62% | 2000 | 11 | 145.853 | 151.583
2000 | 12 | 48688.225 | 49084.888 | 49742.5052 | 73.883 | 97.482 | 68.59% | 744 | 75.79% | 2000 | 12 | 118.883 | 142.482
2001 | 1 | 52193.112 | 48688.225 | 53323.286 | 104.012 | 119.321 | 60.07% | 744 | 87.17% | 2001 | 1 | 149.012 | 164.321
2001 | 2 | 49432.069 | 52193.112 | 50502.4562 | 96.573 | 106.359 | 70.66% | 672 | 90.8% | 2001 | 2 | 141.573 | 151.359
2001 | 3 | 56422.608 | 49432.069 | 57644.3662 | 108.799 | 117.353 | 66.02% | 744 | 92.71% | 2001 | 3 | 153.799 | 162.353
2001 | 4 | 55357.813 | 56422.608 | 56556.5145 | 119.983 | 122.022 | 64.37% | 720 | 98.33% | 2001 | 4 | 164.983 | 167.022
2001 | 5 | 57353.62 | 55357.813 | 58595.5381 | 109.294 | 110.614 | 71.2% | 744 | 98.81% | 2001 | 5 | 154.294 | 155.614
2001 | 6 | 67909.322 | 57353.62 | 69379.8101 | 123.916 | 130.417 | 73.89% | 720 | 95.02% | 2001 | 6 | 168.916 | 175.417
2001 | 7 | 69669.138 | 67909.322 | 71177.7326 | 130.691 | 132.217 | 72.36% | 744 | 98.85% | 2001 | 7 | 175.691 | 177.217
2001 | 8 | 70680.589 | 69669.138 | 72211.0853 | 123.042 | 136.016 | 71.36% | 744 | 90.46% | 2001 | 8 | 168.042 | 181.016
2001 | 9 | 62629.073 | 70680.589 | 63985.2242 | 130.746 | 134.427 | 66.11% | 720 | 97.26% | 2001 | 9 | 175.746 | 179.427
2001 | 10 | 59722.138 | 62629.073 | 61015.3433 | 117.598 | 121.117 | 67.71% | 744 | 97.09% | 2001 | 10 | 162.598 | 166.117
2001 | 11 | 47795.423 | 59722.138 | 48830.3708 | 87.476 | 96.697 | 70.14% | 720 | 90.46% | 2001 | 11 | 132.476 | 141.697
2001 | 12 | 52498.485 | 47795.423 | 53635.2714 | 96.689 | 98.263 | 73.36% | 744 | 98.4% | 2001 | 12 | 141.689 | 143.263
2002 | 1 | 54189.285 | 52498.485 | 55362.6835 | 99.404 | 110.125 | 67.57% | 744 | 90.26% | 2002 | 1 | 144.404 | 155.125
2002 | 2 | 47014.258 | 54189.285 | 48032.2906 | 53.138 | 101.109 | 70.69% | 672 | 52.56% | 2002 | 2 | 98.138 | 146.109
2002 | 3 | 60131.532 | 47014.258 | 61433.6022 | 113.507 | 116.164 | 71.08% | 744 | 97.71% | 2002 | 3 | 158.507 | 161.164
2002 | 4 | 61990.634 | 60131.532 | 63332.9606 | 110.128 | 215.695 | 40.78% | 720 | 51.06% | 2002 | 4 | 155.128 | 260.695
2002 | 5 | 67347.112 | 61990.634 | 68805.4262 | 93.414 | 129.621 | 71.35% | 744 | 72.07% | 2002 | 5 | 138.414 | 174.621
2002 | 6 | 65739.888 | 67347.112 | 67163.3998 | 100.918 | 131.264 | 71.06% | 720 | 76.88% | 2002 | 6 | 145.918 | 176.264
2002 | 7 | 71159.561 | 65739.888 | 72700.4288 | 132.316 | 134.674 | 72.56% | 744 | 98.25% | 2002 | 7 | 177.316 | 179.674
2002 | 8 | 73451.667 | 71159.561 | 75042.1674 | 128.472 | 138.878 | 72.63% | 744 | 92.51% | 2002 | 8 | 173.472 | 183.878
2002 | 9 | 68240.728 | 73451.667 | 69718.3923 | 125.935 | 140.18 | 69.08% | 720 | 89.84% | 2002 | 9 | 170.935 | 185.18
2002 | 10 | 67623.77 | 68240.728 | 69088.0748 | 119.178 | 125.626 | 73.92% | 744 | 94.87% | 2002 | 10 | 164.178 | 170.626
2002 | 11 | 53075.596 | 67623.77 | 54224.879 | 114.453 | 121.338 | 62.07% | 720 | 94.33% | 2002 | 11 | 159.453 | 166.338
2002 | 12 | 51799.643 | 53075.596 | 52921.2969 | 104.639 | 106.751 | 66.63% | 744 | 98.02% | 2002 | 12 | 149.639 | 151.751
2003 | 1 | 53580.537 | 51799.643 | 54740.7539 | 124.478 | 124.748 | 58.98% | 744 | 99.78% | 2003 | 1 | 169.478 | 169.748
2003 | 2 | 50132.904 | 53580.537 | 51218.4669 | 111.872 | 116 | 65.71% | 672 | 96.44% | 2003 | 2 | 156.872 | 161
2003 | 3 | 67325.077 | 50132.904 | 68782.914 | 104.804 | 137.275 | 67.35% | 744 | 76.35% | 2003 | 3 | 149.804 | 182.275
2003 | 4 | 58751.328 | 67325.077 | 60023.5116 | 116.872 | 124.933 | 66.73% | 720 | 93.55% | 2003 | 4 | 161.872 | 169.933
2003 | 5 | 71249.265 | 58751.328 | 72792.0752 | 127.908 | 139.547 | 70.11% | 744 | 91.66% | 2003 | 5 | 172.908 | 184.547
2003 | 6 | 69669.068 | 71249.265 | 71177.6611 | 133.784 | 138.305 | 71.48% | 720 | 96.73% | 2003 | 6 | 178.784 | 183.305
2003 | 7 | 74477.817 | 69669.068 | 76090.5373 | 132.037 | 138.188 | 74.01% | 744 | 95.55% | 2003 | 7 | 177.037 | 183.188
2003 | 8 | 73381.218 | 74477.817 | 74970.1929 | 127.782 | 139.328 | 72.32% | 744 | 91.71% | 2003 | 8 | 172.782 | 184.328
2003 | 9 | 67418.214 | 73381.218 | 68878.0678 | 126.889 | 133.981 | 71.4% | 720 | 94.71% | 2003 | 9 | 171.889 | 178.981
2003 | 10 | 66867.933 | 67418.214 | 68315.8712 | 100.061 | 125.955 | 72.9% | 744 | 79.44% | 2003 | 10 | 145.061 | 170.955
2003 | 11 | 56381.711 | 66867.933 | 57602.5837 | 106.421 | 113.941 | 70.21% | 720 | 93.4% | 2003 | 11 | 151.421 | 158.941
2003 | 12 | 48657.419 | 56381.711 | 49711.0322 | 92.708 | 93.29 | 71.62% | 744 | 99.38% | 2003 | 12 | 137.708 | 138.29
2004 | 1 | 50156.768 | 48657.419 | 51242.8476 | 96.5 | 107.746 | 63.92% | 744 | 89.56% | 2004 | 1 | 141.5 | 152.746
2004 | 2 | 51397.764 | 50156.768 | 52510.7158 | 89.887 | 108.466 | 69.56% | 696 | 82.87% | 2004 | 2 | 134.887 | 153.466
2004 | 3 | 55717.538 | 51397.764 | 56924.0289 | 105.582 | 110.206 | 69.43% | 744 | 95.8% | 2004 | 3 | 150.582 | 155.206
2004 | 4 | 55639.479 | 55717.538 | 56844.2796 | 107.858 | 123.823 | 63.76% | 720 | 87.11% | 2004 | 4 | 152.858 | 168.823
2004 | 5 | 65121.414 | 55639.479 | 66531.5336 | 118.001 | 126.524 | 70.68% | 744 | 93.26% | 2004 | 5 | 163.001 | 171.524
2004 | 6 | 71742.697 | 65121.414 | 73296.1918 | 138.963 | 139.639 | 72.9% | 720 | 99.52% | 2004 | 6 | 183.963 | 184.639
2004 | 7 | 75702.64 | 71742.697 | 77341.8823 | 137.067 | 144.146 | 72.12% | 744 | 95.09% | 2004 | 7 | 182.067 | 189.146
2004 | 8 | 74125.506 | 75702.64 | 75730.5975 | 141.624 | 141.624 | 71.87% | 744 | 100% | 2004 | 8 | 186.624 | 186.624
2004 | 9 | 65919.088 | 74125.506 | 67346.4802 | 133.93 | 134.368 | 69.61% | 720 | 99.67% | 2004 | 9 | 178.93 | 179.368
2004 | 10 | 64564.121 | 65919.088 | 65962.1731 | 116.303 | 123.634 | 71.71% | 744 | 94.07% | 2004 | 10 | 161.303 | 168.634
2004 | 11 | 54746.827 | 64564.121 | 55932.2984 | 111.178 | 111.397 | 69.74% | 720 | 99.8% | 2004 | 11 | 156.178 | 156.397
2004 | 12 | 52449.489 | 54746.827 | 53585.2145 | 106.065 | 144.106 | 49.98% | 744 | 73.6% | 2004 | 12 | 151.065 | 189.106
2005 | 1 | 53346.929 | 52449.489 | 54502.0874 | 104.073 | 106.59 | 68.73% | 744 | 97.64% | 2005 | 1 | 149.073 | 151.59
2005 | 2 | 47686.091 | 53346.929 | 48718.6713 | 99.1 | 101.415 | 71.49% | 672 | 97.72% | 2005 | 2 | 144.1 | 146.415
2005 | 3 | 58268.008 | 47686.091 | 59529.726 | 109.355 | 132.402 | 60.43% | 744 | 82.59% | 2005 | 3 | 154.355 | 177.402
2005 | 4 | 55625.216 | 58268.008 | 56829.7077 | 122.718 | 123.603 | 63.86% | 720 | 99.28% | 2005 | 4 | 167.718 | 168.603
2005 | 5 | 66572.845 | 55625.216 | 68014.3934 | 117.225 | 143.257 | 63.81% | 744 | 81.83% | 2005 | 5 | 162.225 | 188.257
2005 | 6 | 69914.888 | 66572.845 | 71428.804 | 134.478 | 142.718 | 69.51% | 720 | 94.23% | 2005 | 6 | 179.478 | 187.718
2005 | 7 | 76539.327 | 69914.888 | 78196.6866 | 138.917 | 143.828 | 73.08% | 744 | 96.59% | 2005 | 7 | 183.917 | 188.828
2005 | 8 | 75977.284 | 76539.327 | 77622.4733 | 142.675 | 144.69 | 72.11% | 744 | 98.61% | 2005 | 8 | 187.675 | 189.69
2005 | 9 | 69077.441 | 75977.284 | 70573.2232 | 129.374 | 137.216 | 71.43% | 720 | 94.28% | 2005 | 9 | 174.374 | 182.216
2005 | 10 | 59879.825 | 69077.441 | 61176.4448 | 124.855 | 124.855 | 65.86% | 744 | 100% | 2005 | 10 | 169.855 | 169.855
2005 | 11 | 54014.216 | 59879.825 | 55183.8236 | 101.69 | 108.67 | 70.53% | 720 | 93.58% | 2005 | 11 | 146.69 | 153.67
2005 | 12 | 49623.8 | 54014.216 | 50698.3389 | 100.884 | 100.884 | 67.55% | 744 | 100% | 2005 | 12 | 145.884 | 145.884
2006 | 1 | 51028.458 | 49623.8 | 52133.4129 | 99.625 | 111.742 | 62.71% | 744 | 89.16% | 2006 | 1 | 99.625 | 111.742
2006 | 2 | 47638.797 | 51028.458 | 48670.3532 | 111.797 | 111.797 | 64.78% | 672 | 100% | 2006 | 2 | 111.797 | 111.797
2006 | 3 | 55758.477 | 47638.797 | 56965.8543 | 113.562 | 120.792 | 63.39% | 744 | 94.01% | 2006 | 3 | 113.562 | 120.792
2006 | 4 | 59972.773 | 55758.477 | 61271.4054 | 119.705 | 123.401 | 68.96% | 720 | 97% | 2006 | 4 | 119.705 | 123.401
2006 | 5 | 64667.892 | 59972.773 | 66068.1911 | 116.189 | 136.229 | 65.19% | 744 | 85.29% | 2006 | 5 | 116.189 | 136.229
2006 | 6 | 69606.427 | 64667.892 | 71113.6637 | 135.666 | 136.059 | 72.59% | 720 | 99.71% | 2006 | 6 | 135.666 | 136.059
2006 | 7 | 71925.292 | 69606.427 | 73482.7407 | 138.486 | 138.648 | 71.24% | 744 | 99.88% | 2006 | 7 | 138.486 | 138.648
2006 | 8 | 71583.758 | 71925.292 | 73133.8112 | 135.192 | 139.405 | 70.51% | 744 | 96.98% | 2006 | 8 | 135.192 | 139.405
2006 | 9 | 65936.549 | 71583.758 | 67364.3193 | 120.321 | 127.795 | 73.21% | 720 | 94.15% | 2006 | 9 | 120.321 | 127.795
2006 | 10 | 63053.863 | 65936.549 | 64419.2124 | 114.12 | 120.005 | 72.15% | 744 | 95.1% | 2006 | 10 | 114.12 | 120.005
2006 | 11 | 50329.666 | 63053.863 | 51419.4895 | 99.224 | 107.76 | 66.27% | 720 | 92.08% | 2006 | 11 | 99.224 | 107.76
2006 | 12 | 54048.818 | 50329.666 | 55219.1749 | 97.142 | 107.293 | 69.17% | 744 | 90.54% | 2006 | 12 | 97.142 | 107.293
2007 | 1 | 55298.894 | 54048.818 | 56496.3197 | 104.543 | 116.49 | 65.19% | 744 | 89.74% | 2007 | 1 | 149.543 | 161.49
2007 | 2 | 47852.779 | 55298.894 | 48888.9687 | 102.513 | 106.983 | 68% | 672 | 95.82% | 2007 | 2 | 147.513 | 151.983
2007 | 3 | 56456.793 | 47852.779 | 57679.2915 | 117.71 | 118.323 | 65.52% | 744 | 99.48% | 2007 | 3 | 162.71 | 163.323
2007 | 4 | 56417.396 | 56456.793 | 57639.0414 | 105.102 | 118.905 | 67.33% | 720 | 88.39% | 2007 | 4 | 150.102 | 163.905
2007 | 5 | 63451.836 | 56417.396 | 64825.803 | 122.208 | 123.048 | 70.81% | 744 | 99.32% | 2007 | 5 | 167.208 | 168.048
2007 | 6 | 66342.883 | 63451.836 | 67779.4519 | 128.654 | 133.867 | 70.32% | 720 | 96.11% | 2007 | 6 | 173.654 | 178.867
2007 | 7 | 74814.594 | 66342.883 | 76434.6068 | 135.774 | 141.089 | 72.82% | 744 | 96.23% | 2007 | 7 | 180.774 | 186.089
2007 | 8 | 73867.217 | 74814.594 | 75466.7156 | 141.059 | 142.439 | 71.21% | 744 | 99.03% | 2007 | 8 | 186.059 | 187.439
2007 | 9 | 65592.245 | 73867.217 | 67012.5598 | 123.774 | 140.209 | 66.38% | 720 | 88.28% | 2007 | 9 | 168.774 | 185.209
2007 | 10 | 66006.186 | 65592.245 | 67435.4641 | 104.145 | 125.682 | 72.12% | 744 | 82.86% | 2007 | 10 | 149.145 | 170.682
2007 | 11 | 50571.54 | 66006.186 | 51666.601 | 103.795 | 106.206 | 67.57% | 720 | 97.73% | 2007 | 11 | 148.795 | 151.206
2007 | 12 | 54256.151 | 50571.54 | 55430.9974 | 97.763 | 113.457 | 65.67% | 744 | 86.17% | 2007 | 12 | 142.763 | 158.457
2008 | 1 | 51438.02 | 54256.151 | 52551.8435 | 117.1332 | 117.1332 | 60.3% | 744 | 100% | 2008 | 1
2008 | 2 | 53909.591 | 51438.02 | 55076.9331 | 114.7887 | 114.7887 | 68.94% | 696 | 100% | 2008 | 2
2008 | 3 | 58070.208 | 53909.591 | 59327.6429 | 122.4037 | 122.4037 | 65.15% | 744 | 100% | 2008 | 3
2008 | 4 | 57682.352 | 58070.208 | 58931.3883 | 125.9699 | 125.9699 | 64.98% | 720 | 100% | 2008 | 4
2008 | 5 | 67919.681 | 57682.352 | 69390.3934 | 137.6092 | 137.6092 | 67.78% | 744 | 100% | 2008 | 5
2008 | 6 | 71794.6 | 67919.681 | 73349.2187 | 140.1788 | 140.1788 | 72.67% | 720 | 100% | 2008 | 6
2008 | 7 | 73957.002 | 71794.6 | 75558.4447 | 147.5775 | 147.5775 | 68.82% | 744 | 100% | 2008 | 7
2008 | 8 | 73492.165 | 73957.002 | 75083.5423 | 148.4928 | 148.4928 | 67.96% | 744 | 100% | 2008 | 8
2008 | 9 | 62794.548 | 73492.165 | 64154.2823 | 139.7863 | 139.7863 | 63.74% | 720 | 100% | 2008 | 9
2008 | 10 | 57611.893 | 62794.548 | 58859.4036 | 126.3487 | 126.3487 | 62.61% | 744 | 100% | 2008 | 10
2008 | 11 | 45201.201 | 57611.893 | 46179.9742 | 113.3575 | 113.3575 | 56.58% | 720 | 100% | 2008 | 11
2008 | 12 | 47513.018 | 45201.201 | 48541.8506 | 116.3236 | 116.3236 | 56.09% | 744 | 100% | 2008 | 12
2009 | 1 | 48532.176 | 47513.018 | 49583.0772 | 96.543 | 104.762 | 63.61% | 744 | 92.15% | 2009 | 1
2009 | 2 | 44843.899 | 48532.176 | 45814.9353 | 111.649 | 114.533 | 59.53% | 672 | 97.48% | 2009 | 2
2009 | 3 | 51885.582 | 44843.899 | 53009.0968 | 94.892 | 99.084 | 71.91% | 744 | 95.77% | 2009 | 3
2009 | 4 | 57070.319 | 51885.582 | 58306.1026 | 118.664 | 119.252 | 67.91% | 720 | 99.51% | 2009 | 4
2009 | 5 | 64566.029 | 57070.319 | 65964.1224 | 115.902 | 126.782 | 69.93% | 744 | 91.42% | 2009 | 5
2009 | 6 | 67422.286 | 64566.029 | 68882.228 | 128.519 | 135.134 | 70.8% | 720 | 95.1% | 2009 | 6
2009 | 7 | 75359.653 | 67422.286 | 76991.4683 | 138.352 | 140.271 | 73.77% | 744 | 98.63% | 2009 | 7
2009 | 8 | 74640.708 | 75359.653 | 76256.9555 | 126.771 | 139.706 | 73.37% | 744 | 90.74% | 2009 | 8
2009 | 9 | 65199.352 | 74640.708 | 66611.1592 | 119.005 | 130.918 | 70.67% | 720 | 90.9% | 2009 | 9
2009 | 10 | 63729.235 | 65199.352 | 65109.2087 | 123.069 | 125.421 | 69.77% | 744 | 98.12% | 2009 | 10
2009 | 11 | 49920.963 | 63729.235 | 51001.9366 | 115.798 | 116.842 | 60.63% | 720 | 99.11% | 2009 | 11
2009 | 12 | 52145.927 | 49920.963 | 53275.0793 | 95.286 | 102.85 | 69.62% | 744 | 92.65% | 2009 | 12
2010 | 1 | 56593.035 | 52145.927 | 57818.4836 | 122.383 | 133.547 | 58.19% | 744 | 91.64% | 2010 | 1
2010 | 2 | 46078.829 | 56593.035 | 47076.6061 | 91.596 | 110.596 | 63.34% | 672 | 82.82% | 2010 | 2
2010 | 3 | 49500.831 | 46078.829 | 50572.7071 | 105.251 | 105.251 | 64.58% | 744 | 100% | 2010 | 3
2010 | 4 | 51444.13 | 49500.831 | 52558.0858 | 101.871 | 109.659 | 66.57% | 720 | 92.9% | 2010 | 4
2010 | 5 | 65770.982 | 51444.13 | 67195.1671 | 118.283 | 125.45 | 71.99% | 744 | 94.29% | 2010 | 5
2010 | 6 | 71167.412 | 65770.982 | 72708.4498 | 137.74 | 140.137 | 72.06% | 720 | 98.29% | 2010 | 6
2010 | 7 | 71875.767 | 71167.412 | 73432.1433 | 131.747 | 137.361 | 71.85% | 744 | 95.91% | 2010 | 7
2010 | 8 | 70637.158 | 71875.767 | 72166.7138 | 136.209 | 140.175 | 69.2% | 744 | 97.17% | 2010 | 8
2010 | 9 | 63646.966 | 70637.158 | 65025.1583 | 119.994 | 132.587 | 68.12% | 720 | 90.5% | 2010 | 9
2010 | 10 | 56271.941 | 63646.966 | 57490.4367 | 109.314 | 109.314 | 70.69% | 744 | 100% | 2010 | 10
2010 | 11 | 47470.025 | 56271.941 | 48497.9267 | 103.781 | 107.577 | 62.61% | 720 | 96.47% | 2010 | 11
2010 | 12 | 50114.637 | 47470.025 | 51199.8043 | 108.731 | 121.073 | 56.84% | 744 | 89.81% | 2010 | 12
2011 | 1 | 46905.73 | 50114.637 | 47921.4126 | 102.251 | 104.775 | 61.48% | 744 | 97.59% | 2011 | 1
2011 | 2 | 46600.297 | 46905.73 | 47609.3659 | 93.92 | 95.405 | 74.26% | 672 | 98.44% | 2011 | 2
2011 | 3 | 54307.979 | 46600.297 | 55483.9477 | 106.711 | 115.911 | 64.34% | 744 | 92.06% | 2011 | 3
2011 | 4 | 63704.388 | 54307.979 | 65083.8237 | 122.152 | 123.489 | 73.2% | 720 | 98.92% | 2011 | 4
2011 | 5 | 68847.198 | 63704.388 | 70337.9946 | 117.73 | 134.927 | 70.07% | 744 | 87.25% | 2011 | 5
2011 | 6 | 67603.5069 | 64260.8571 | 69067.373 | 129.0378 | 136.2842 | 70.39% | 720 | 94.68% | 2011 | 6
2011 | 7 | 72586.8895 | 67603.5069 | 74158.6642 | 134.9368 | 139.2764 | 71.57% | 744 | 96.88% | 2011 | 7
2011 | 8 | 72299.3817 | 72586.8895 | 73864.9308 | 133.3224 | 140.3837 | 70.72% | 744 | 94.97% | 2011 | 8
2011 | 9 | 64457.7816 | 72299.3817 | 65853.531 | 125.723 | 134.927 | 67.79% | 720 | 93.18% | 2011 | 9
2011 | 10 | 60865.1376 | 64457.7816 | 62183.093 | 114.7642 | 122.2735 | 68.35% | 744 | 93.86% | 2011 | 10
2011 | 11 | 50067.8519 | 60865.1376 | 51152.0062 | 105.2751 | 110.0335 | 64.57% | 720 | 95.68% | 2011 | 11
2011 | 12 | 50375.095 | 50067.8519 | 51465.9022 | 99.1012 | 109.2521 | 63.32% | 744 | 90.71% | 2011 | 12
2012 | 1 | 51180.4048 | 50375.095 | 52288.6499 | 105.5258 | 113.1701 | 62.1% | 744 | 93.25% | 2012 | 1
2012 | 2 | 47454.2938 | 51180.4048 | 48481.8548 | 96.4246 | 106.9695 | 65.12% | 696 | 90.14% | 2012 | 2
2012 | 3 | 55267.2881 | 47454.2938 | 56464.0294 | 109.4163 | 117.132 | 64.79% | 744 | 93.41% | 2012 | 3
2012 | 4 | 56862.3449 | 55267.2881 | 58093.625 | 115.3962 | 129.1986 | 62.45% | 720 | 89.32% | 2012 | 4
2012 | 5 | 64963.0423 | 56862.3449 | 66369.7325 | 117.5672 | 130.6223 | 68.29% | 744 | 90.01% | 2012 | 5

## Florida_Keys PR
FPL 000581 OCEC NEED Year | Period | FlaKeys_Consumption | Billed Sales | FloridaKeys_NEL | CP | NCP | LF | Hours | Coincidence Factor | Year | Month | CP | NCP |  | NCP | CF | Forecasted Incremental NCP | Forecasted Incremental CP | Load Factor
1997 | 1 | 48532.176 | 47513.018 | 49583.0772 | [5 empty] | 1997 | 1 |  |  | jan | 112.6418 | 0.886 | 31.0101 | 26.5157 | 64.54%
1997 | 2 | 44843.899 | 48532.176 | 45814.9353 | [5 empty] | 1997 | 2 |  |  | feb | 112.6795 | 0.8863 | 31.0205 | 29.4695 | 67.23%
1997 | 3 | 51885.582 | 44843.899 | 53009.0968 | [5 empty] | 1997 | 3 |  |  | mar | 121.3948 | 0.95485 | 33.4198 | 28.0326 | 64.61%
1997 | 4 | 57070.319 | 51885.582 | 58306.1026 | [5 empty] | 1997 | 4 |  |  | apr | 108.3351 | 0.85213 | 29.8245 | 28.76 | 67.36%
1997 | 5 | 64566.029 | 57070.319 | 65964.1224 | [5 empty] | 1997 | 5 |  |  | may | 122.7706 | 0.96567 | 33.7985 | 32.1268 | 67.96%
1997 | 6 | 67422.286 | 64566.029 | 68882.228 | [5 empty] | 1997 | 6 |  |  | jun | 123.2477 | 0.96943 | 33.9299 | 31.713 | 73.82%
1997 | 7 | 75359.653 | 67422.286 | 76991.4683 | [5 empty] | 1997 | 7 |  |  | jul | 127.1348 | 1 | 35 | 34.3887 | 73.86%
1997 | 8 | 74640.708 | 75359.653 | 76256.9555 | [5 empty] | 1997 | 8 |  |  | aug | 126.7645 | 0.99709 | 34.898 | 34.348 | 75.27%
1997 | 9 | 65199.352 | 74640.708 | 66611.1592 | [5 empty] | 1997 | 9 |  |  | sep | 117.565 | 0.92473 | 32.3654 | 31.3358 | 71.1%
1997 | 10 | 63729.235 | 65199.352 | 65109.2087 | [5 empty] | 1997 | 10 |  |  | oct | 106.9511 | 0.84124 | 29.4434 | 29.0079 | 69.83%
1997 | 11 | 49920.963 | 63729.235 | 51001.9366 | [5 empty] | 1997 | 11 |  |  | nov | 95.3894 | 0.7503 | 26.2605 | 25.7307 | 68.48%
1997 | 12 | 52145.927 | 49920.963 | 53275.0793 | [5 empty] | 1997 | 12 |  |  | dec | 99.666 | 0.78394 | 27.4379 | 24.9189 | 63.87%
1998 | 1 | 56593.035 | 52145.927 | 57818.4836 | [5 empty] | 1998 | 1
1998 | 2 | 46078.829 | 56593.035 | 47076.6061 | [5 empty] | 1998 | 2
1998 | 3 | 49500.831 | 46078.829 | 50572.7071 | [5 empty] | 1998 | 3
1998 | 4 | 51444.13 | 49500.831 | 52558.0858 | [5 empty] | 1998 | 4
1998 | 5 | 65770.982 | 51444.13 | 67195.1671 | [5 empty] | 1998 | 5
1998 | 6 | 71167.412 | 65770.982 | 72708.4498 | [5 empty] | 1998 | 6
1998 | 7 | 71875.767 | 71167.412 | 73432.1433 | [5 empty] | 1998 | 7
1998 | 8 | 70637.158 | 71875.767 | 72166.7138 | [5 empty] | 1998 | 8
1998 | 9 | 63646.966 | 70637.158 | 65025.1583 | [5 empty] | 1998 | 9
1998 | 10 | 56271.941 | 63646.966 | 57490.4367 | [5 empty] | 1998 | 10
1998 | 11 | 47470.025 | 56271.941 | 48497.9267 | [5 empty] | 1998 | 11
1998 | 12 | 50114.637 | 47470.025 | 51199.8043 | [5 empty] | 1998 | 12
1999 | 1 | 46905.73 | 50114.637 | 47921.4126 | [5 empty] | 1999 | 1
1999 | 2 | 46600.297 | 46905.73 | 47609.3659 | [5 empty] | 1999 | 2
1999 | 3 | 54307.979 | 46600.297 | 55483.9477 | [5 empty] | 1999 | 3
1999 | 4 | 63704.388 | 54307.979 | 65083.8237 | [5 empty] | 1999 | 4
1999 | 5 | 68847.198 | 63704.388 | 68847.198 | [5 empty] | 1999 | 5
1999 | 6 | 67603.5069 | 64260.8571 | 69067.373 | [5 empty] | 1999 | 6
1999 | 7 | 72586.8895 | 67603.5069 | 74158.6642 | [5 empty] | 1999 | 7
1999 | 8 | 72299.3817 | 72586.8895 | 73864.9308 | [5 empty] | 1999 | 8
1999 | 9 | 64457.7816 | 72299.3817 | 65853.531 | [5 empty] | 1999 | 9
1999 | 10 | 56226.877 | 64457.7816 | 56226.877 | [5 empty] | 1999 | 10
1999 | 11 | 50067.8519 | 56226.877 | 51152.0062 | [5 empty] | 1999 | 11
1999 | 12 | 50375.095 | 50067.8519 | 51465.9022 | [5 empty] | 1999 | 12
2000 | 1 | 50699.967 | 50375.095 | 50699.967 | 97 | 102.055 | 66.77% | 744 | 95.05% | 2000 | 1 | 140.365 | 146.062
2000 | 2 | 47454.2938 | 50699.967 | 48481.8548 | 96.4246 | 106.9695 | 65.12% | 696 | 90.14% | 2000 | 2 | 125.262 | 141.182
2000 | 3 | 55267.2881 | 47454.2938 | 56464.0294 | 103 | 112.7477 | 67.31% | 744 | 91.35% | 2000 | 3 | 155.419 | 155.419
2000 | 4 | 56813.245 | 55267.2881 | 56813.245 | 115.3962 | 126.2049 | 62.52% | 720 | 91.44% | 2000 | 4 | 158.731 | 164.631
2000 | 5 | 64963.0423 | 56813.245 | 65762.341 | 117.5672 | 130.6223 | 67.67% | 744 | 90.01% | 2000 | 5 | 162.043 | 178.859
2000 | 6 | 69687.192 | 65762.341 | 69687.192 | 122 | 138.0745 | 70.1% | 720 | 88.36% | 2000 | 6 | 161.599 | 176.407
2000 | 7 | 77143.075 | 69687.192 | 77143.075 | 145 | 148.7855 | 69.69% | 744 | 97.46% | 2000 | 7 | 166.34 | 179.041
2000 | 8 | 77510.92 | 77143.075 | 77510.92 | 143 | 144.6917 | 72% | 744 | 98.83% | 2000 | 8 | 160.228 | 178.467
2000 | 9 | 67200.521 | 77510.92 | 67200.521 | 134 | 135.1842 | 69.04% | 720 | 99.12% | 2000 | 9 | 158.199 | 177.73
2000 | 10 | 62224.504 | 67200.521 | 62224.504 | 125 | 125.4417 | 66.67% | 744 | 99.65% | 2000 | 10 | 152.415 | 162.051
2000 | 11 | 45517.812 | 62224.504 | 45517.812 | 85 | 86.5136 | 73.07% | 720 | 98.25% | 2000 | 11 | 145.853 | 151.583
2000 | 12 | 52972.152 | 45517.812 | 52972.152 | 99 | 112.0458 | 63.54% | 744 | 88.36% | 2000 | 12 | 118.883 | 142.482
2001 | 1 | 55278.137 | 52972.152 | 55278.137 | 102 | 104.3405 | 71.21% | 744 | 97.76% | 2001 | 1 | 149.012 | 164.321
2001 | 2 | 50969.712 | 55278.137 | 50969.712 | 111 | 114.5764 | 66.2% | 672 | 96.88% | 2001 | 2 | 141.573 | 151.359
2001 | 3 | 53074.279 | 50969.712 | 53074.279 | 88 | 126.2049 | 56.52% | 744 | 69.73% | 2001 | 3 | 153.799 | 162.353
2001 | 4 | 61920.624 | 53074.279 | 61920.624 | 120 | 126.9619 | 67.74% | 720 | 94.52% | 2001 | 4 | 164.983 | 167.022
2001 | 5 | 64215.762 | 61920.624 | 64215.762 | 139 | 139.3168 | 61.95% | 744 | 99.77% | 2001 | 5 | 154.294 | 155.614
2001 | 6 | 71685.378 | 64215.762 | 71685.378 | 137 | 141.9179 | 70.16% | 720 | 96.53% | 2001 | 6 | 168.916 | 175.417
2001 | 7 | 75399.978 | 71685.378 | 75399.978 | 146 | 148.1827 | 68.39% | 744 | 98.53% | 2001 | 7 | 175.691 | 177.217
2001 | 8 | 77641.076 | 75399.978 | 77641.076 | 139 | 143.4739 | 72.74% | 744 | 96.88% | 2001 | 8 | 168.042 | 181.016
2001 | 9 | 68405.674 | 77641.076 | 68405.674 | 133 | 141.2916 | 67.24% | 720 | 94.13% | 2001 | 9 | 175.746 | 179.427
2001 | 10 | 66036.696 | 68405.674 | 66036.696 | 129 | 130.0667 | 68.24% | 744 | 99.18% | 2001 | 10 | 162.598 | 166.117
2001 | 11 | 55916.605 | 66036.696 | 55916.605 | 114 | 115.3406 | 67.33% | 720 | 98.84% | 2001 | 11 | 132.476 | 141.697
2001 | 12 | 58140.181 | 55916.605 | 58140.181 | 111 | 116.2683 | 67.21% | 744 | 95.47% | 2001 | 12 | 141.689 | 143.263
2002 | 1 | 53789.6831 | 58140.181 | 53789.6831 | 88 | 120.126 | 60.19% | 744 | 73.26% | 2002 | 1 | 144.404 | 155.125
2002 | 2 | 55279.3615 | 53789.6831 | 55279.3615 | 111 | 119.199 | 69.01% | 672 | 93.12% | 2002 | 2 | 98.138 | 146.109
2002 | 3 | 60007.1158 | 55279.3615 | 60007.1158 | 123 | 125.468 | 64.28% | 744 | 98.03% | 2002 | 3 | 158.507 | 161.164
2002 | 4 | 62174.597 | 60007.1158 | 62174.597 | 129 | 131.171 | 65.83% | 720 | 98.34% | 2002 | 4 | 155.128 | 260.695
2002 | 5 | 69701.235 | 62174.597 | 69701.235 | 123 | 136.16 | 68.8% | 744 | 90.33% | 2002 | 5 | 138.414 | 174.621
2002 | 6 | 74290.361 | 69701.235 | 74290.361 | 140 | 148.586 | 69.44% | 720 | 94.22% | 2002 | 6 | 145.918 | 176.264
2002 | 7 | 83182.857 | 74290.361 | 83182.857 | 153.076 | 155.797 | 71.76% | 744 | 98.25% | 2002 | 7 | 177.316 | 179.674
2002 | 8 | 85591.367 | 83182.857 | 85591.367 | 142.4365 | 144.7172 | 79.49% | 744 | 98.42% | 2002 | 8 | 173.472 | 183.878
2002 | 9 | 78163.7078 | 85591.367 | 78163.7078 | 131.9844 | 136.3214 | 79.64% | 720 | 96.82% | 2002 | 9 | 170.935 | 185.18
2002 | 10 | 67326.9081 | 78163.7078 | 67326.9081 | 122.0138 | 123.8459 | 73.07% | 744 | 98.52% | 2002 | 10 | 164.178 | 170.626
2002 | 11 | 61597.8055 | 67326.9081 | 61597.8055 | 107.6385 | 109.8551 | 77.88% | 720 | 97.98% | 2002 | 11 | 159.453 | 166.338
2002 | 12 | 49859.1556 | 61597.8055 | 49859.1556 | 103.9919 | 114.5042 | 58.53% | 744 | 90.82% | 2002 | 12 | 149.639 | 151.751
2003 | 1 | 56292.2052 | 49859.1556 | 56292.2052 | 104.1097 | 121.7562 | 62.14% | 744 | 85.51% | 2003 | 1 | 169.478 | 169.748
2003 | 2 | 53317.34 | 56292.2052 | 53317.34 | 114.38 | 120.3999 | 65.9% | 672 | 95% | 2003 | 2 | 156.872 | 161
2003 | 3 | 60038.2941 | 53317.34 | 60038.2941 | 106.8991 | 127.4422 | 63.32% | 744 | 83.88% | 2003 | 3 | 149.804 | 182.275
2003 | 4 | 62938.3098 | 60038.2941 | 62938.3098 | 127.6757 | 132.4015 | 66.02% | 720 | 96.43% | 2003 | 4 | 161.872 | 169.933
2003 | 5 | 71985.0282 | 62938.3098 | 71985.0282 | 138.2112 | 145.4032 | 66.54% | 744 | 95.05% | 2003 | 5 | 172.908 | 184.547
2003 | 6 | 78379.2409 | 71985.0282 | 78379.2409 | 138.7366 | 148.4348 | 73.34% | 720 | 93.47% | 2003 | 6 | 178.784 | 183.305
2003 | 7 | 85445.5808 | 78379.2409 | 85445.5808 | 153.7726 | 156.506 | 73.38% | 744 | 98.25% | 2003 | 7 | 177.037 | 183.188
2003 | 8 | 84789.6144 | 85445.5808 | 84789.6144 | 152.5813 | 155.0246 | 73.51% | 744 | 98.42% | 2003 | 8 | 172.782 | 184.328
2003 | 9 | 72614.356 | 84789.6144 | 72614.356 | 141.6406 | 146.2949 | 68.94% | 720 | 96.82% | 2003 | 9 | 171.889 | 178.981
2003 | 10 | 67065.214 | 72614.356 | 67065.214 | 130.2042 | 132.1592 | 68.21% | 744 | 98.52% | 2003 | 10 | 145.061 | 170.955
2003 | 11 | 55372.932 | 67065.214 | 55372.932 | 115.6658 | 118.0476 | 65.15% | 720 | 97.98% | 2003 | 11 | 151.421 | 158.941
2003 | 12 | 56986.2915 | 55372.932 | 56986.2915 | 111.2861 | 122.5357 | 62.51% | 744 | 90.82% | 2003 | 12 | 137.708 | 138.29
2004 | 1 | 57001.9829 | 56986.2915 | 57001.9829 | 104.6406 | 122.3772 | 62.61% | 744 | 85.51% | 2004 | 1 | 141.5 | 152.746
2004 | 2 | 53989.6082 | 57001.9829 | 53989.6082 | 114.9634 | 121.014 | 64.1% | 696 | 95% | 2004 | 2 | 134.887 | 153.466
2004 | 3 | 60795.3055 | 53989.6082 | 60795.3055 | 107.4442 | 128.0922 | 63.79% | 744 | 83.88% | 2004 | 3 | 150.582 | 155.206
2004 | 4 | 63731.887 | 60795.3055 | 63731.887 | 128.3268 | 133.0767 | 66.52% | 720 | 96.43% | 2004 | 4 | 152.858 | 168.823
2004 | 5 | 72892.6738 | 63731.887 | 72892.6738 | 138.9161 | 146.1447 | 67.04% | 744 | 95.05% | 2004 | 5 | 163.001 | 171.524
2004 | 6 | 79367.5099 | 72892.6738 | 79367.5099 | 139.4442 | 149.1918 | 73.89% | 720 | 93.47% | 2004 | 6 | 183.963 | 184.639
2004 | 7 | 86522.948 | 79367.5099 | 86522.948 | 154.5567 | 157.304 | 73.93% | 744 | 98.25% | 2004 | 7 | 182.067 | 189.146
2004 | 8 | 85858.7107 | 86522.948 | 85858.7107 | 153.3595 | 155.8152 | 74.06% | 744 | 98.42% | 2004 | 8 | 186.624 | 186.624
2004 | 9 | 73529.9367 | 85858.7107 | 73529.9367 | 142.363 | 147.041 | 69.45% | 720 | 96.82% | 2004 | 9 | 178.93 | 179.368
2004 | 10 | 67910.8266 | 73529.9367 | 67910.8266 | 130.8682 | 132.8333 | 68.72% | 744 | 98.52% | 2004 | 10 | 161.303 | 168.634
2004 | 11 | 56071.1188 | 67910.8266 | 56071.1188 | 116.2556 | 118.6497 | 65.64% | 720 | 97.98% | 2004 | 11 | 156.178 | 156.397
2004 | 12 | 57704.8209 | 56071.1188 | 57704.8209 | 111.8536 | 123.1606 | 62.97% | 744 | 90.82% | 2004 | 12 | 151.065 | 189.106
2005 | 1 | 57720.7102 | 57704.8209 | 57720.7102 | 105.1743 | 123.0013 | 63.07% | 744 | 85.51% | 2005 | 1 | 149.073 | 151.59
2005 | 2 | 54670.353 | 57720.7102 | 54670.353 | 115.5497 | 121.6311 | 66.89% | 672 | 95% | 2005 | 2 | 144.1 | 146.415
2005 | 3 | 61561.8621 | 54670.353 | 61561.8621 | 107.9922 | 128.7454 | 64.27% | 744 | 83.88% | 2005 | 3 | 154.355 | 177.402
2005 | 4 | 64535.4703 | 61561.8621 | 64535.4703 | 128.9813 | 133.7554 | 67.01% | 720 | 96.43% | 2005 | 4 | 167.718 | 168.603
2005 | 5 | 73811.7638 | 64535.4703 | 73811.7638 | 139.6245 | 146.8901 | 67.54% | 744 | 95.05% | 2005 | 5 | 162.225 | 188.257
2005 | 6 | 80368.2398 | 73811.7638 | 80368.2398 | 140.1554 | 149.9527 | 74.44% | 720 | 93.47% | 2005 | 6 | 179.478 | 187.718
2005 | 7 | 87613.8995 | 80368.2398 | 87613.8995 | 155.3457 | 158.107 | 74.48% | 744 | 98.25% | 2005 | 7 | 183.917 | 188.828
2005 | 8 | 86941.2869 | 87613.8995 | 86941.2869 | 154.1416 | 156.6098 | 74.62% | 744 | 98.42% | 2005 | 8 | 187.675 | 189.69
2005 | 9 | 74457.0617 | 86941.2869 | 74457.0617 | 143.089 | 147.7909 | 69.97% | 720 | 96.82% | 2005 | 9 | 174.374 | 182.216
2005 | 10 | 68767.1014 | 74457.0617 | 68767.1014 | 131.5356 | 133.5107 | 69.23% | 744 | 98.52% | 2005 | 10 | 169.855 | 169.855
2005 | 11 | 56778.109 | 68767.1014 | 56778.109 | 116.8486 | 119.2548 | 66.13% | 720 | 97.98% | 2005 | 11 | 146.69 | 153.67
2005 | 12 | 58432.41 | 56778.109 | 58432.41 | 112.4241 | 123.7887 | 63.45% | 744 | 90.82% | 2005 | 12 | 145.884 | 145.884
2006 | 1 | 58448.4997 | 58432.41 | 58448.4997 | 105.7107 | 123.6286 | 63.55% | 744 | 85.51% | 2006 | 1 | 99.625 | 111.742
2006 | 2 | 55359.6811 | 58448.4997 | 55359.6811 | 116.139 | 122.2515 | 67.39% | 672 | 95% | 2006 | 2 | 111.797 | 111.797
2006 | 3 | 62338.0839 | 55359.6811 | 62338.0839 | 108.543 | 129.402 | 64.75% | 744 | 83.88% | 2006 | 3 | 113.562 | 120.792
2006 | 4 | 65349.1859 | 62338.0839 | 65349.1859 | 129.6391 | 134.4376 | 67.51% | 720 | 96.43% | 2006 | 4 | 119.705 | 123.401
2006 | 5 | 74742.4423 | 65349.1859 | 74742.4423 | 140.3366 | 147.6392 | 68.04% | 744 | 95.05% | 2006 | 5 | 116.189 | 136.229
2006 | 6 | 81381.5877 | 74742.4423 | 81381.5877 | 140.8701 | 150.7175 | 74.99% | 720 | 93.47% | 2006 | 6 | 135.666 | 136.059
2006 | 7 | 88718.6066 | 81381.5877 | 88718.6066 | 156.1376 | 158.913 | 75.04% | 744 | 98.25% | 2006 | 7 | 138.486 | 138.648
2006 | 8 | 88037.5132 | 88718.6066 | 88037.5132 | 154.9278 | 157.4086 | 75.17% | 744 | 98.42% | 2006 | 8 | 135.192 | 139.405
2006 | 9 | 75395.8767 | 88037.5132 | 75395.8767 | 143.8188 | 148.5446 | 70.49% | 720 | 96.82% | 2006 | 9 | 120.321 | 127.795
2006 | 10 | 69634.1727 | 75395.8767 | 69634.1727 | 132.2065 | 134.1916 | 69.75% | 744 | 98.52% | 2006 | 10 | 114.12 | 120.005
2006 | 11 | 57494.0134 | 69634.1727 | 57494.0134 | 117.4445 | 119.863 | 66.62% | 720 | 97.98% | 2006 | 11 | 99.224 | 107.76
2006 | 12 | 59169.1732 | 57494.0134 | 59169.1732 | 112.9974 | 124.4201 | 63.92% | 744 | 90.82% | 2006 | 12 | 97.142 | 107.293
2007 | 1 | 59185.4658 | 59169.1732 | 59185.4658 | 106.2498 | 124.2591 | 64.02% | 744 | 85.51% | 2007 | 1 | 149.543 | 161.49
2007 | 2 | 56057.7009 | 59185.4658 | 56057.7009 | 116.7313 | 122.8749 | 67.89% | 672 | 95% | 2007 | 2 | 147.513 | 151.983
2007 | 3 | 63124.093 | 56057.7009 | 63124.093 | 109.0965 | 130.062 | 65.23% | 744 | 83.88% | 2007 | 3 | 162.71 | 163.323
2007 | 4 | 66173.1614 | 63124.093 | 66173.1614 | 130.3003 | 135.1232 | 68.02% | 720 | 96.43% | 2007 | 4 | 150.102 | 163.905
2007 | 5 | 75684.8556 | 66173.1614 | 75684.8556 | 141.0523 | 148.3922 | 68.55% | 744 | 95.05% | 2007 | 5 | 167.208 | 168.048
2007 | 6 | 82407.7128 | 75684.8556 | 82407.7128 | 141.5886 | 151.4861 | 75.55% | 720 | 93.47% | 2007 | 6 | 173.654 | 178.867
2007 | 7 | 89837.2427 | 82407.7128 | 89837.2427 | 156.9335 | 159.723 | 75.6% | 744 | 98.25% | 2007 | 7 | 180.774 | 186.089
2007 | 8 | 89147.5615 | 89837.2427 | 89147.5615 | 155.7179 | 158.2113 | 75.74% | 744 | 98.42% | 2007 | 8 | 186.059 | 187.439
2007 | 9 | 76346.5291 | 89147.5615 | 76346.5291 | 144.5522 | 149.3022 | 71.02% | 720 | 96.82% | 2007 | 9 | 168.774 | 185.209
2007 | 10 | 70512.1769 | 76346.5291 | 70512.1769 | 132.8807 | 134.876 | 70.27% | 744 | 98.52% | 2007 | 10 | 149.145 | 170.682
2007 | 11 | 58218.9446 | 70512.1769 | 58218.9446 | 118.0434 | 120.4743 | 67.12% | 720 | 97.98% | 2007 | 11 | 148.795 | 151.206
2007 | 12 | 59915.2261 | 58218.9446 | 59915.2261 | 113.5737 | 125.0546 | 64.4% | 744 | 90.82% | 2007 | 12 | 142.763 | 158.457
2008 | 1 | 59931.7241 | 59915.2261 | 59931.7241 | 106.7917 | 124.8928 | 64.5% | 744 | 85.51% | 2008 | 1
2008 | 2 | 56764.5218 | 59931.7241 | 56764.5218 | 117.3266 | 123.5016 | 66.04% | 696 | 95% | 2008 | 2
2008 | 3 | 63920.0128 | 56764.5218 | 63920.0128 | 109.6529 | 130.7253 | 65.72% | 744 | 83.88% | 2008 | 3
2008 | 4 | 67007.5263 | 63920.0128 | 67007.5263 | 130.9648 | 135.8123 | 68.53% | 720 | 96.43% | 2008 | 4
2008 | 5 | 76639.1517 | 67007.5263 | 76639.1517 | 141.7717 | 149.149 | 69.06% | 744 | 95.05% | 2008 | 5
2008 | 6 | 83446.7761 | 76639.1517 | 83446.7761 | 142.3107 | 152.2587 | 76.12% | 720 | 93.47% | 2008 | 6
2008 | 7 | 90969.9835 | 83446.7761 | 90969.9835 | 157.7342 | 160.538 | 76.16% | 744 | 98.25% | 2008 | 7
2008 | 8 | 90271.6063 | 90969.9835 | 90271.6063 | 156.5121 | 159.0182 | 76.3% | 744 | 98.42% | 2008 | 8
2008 | 9 | 77309.168 | 90271.6063 | 77309.168 | 145.2895 | 150.0636 | 71.55% | 720 | 96.82% | 2008 | 9
2008 | 10 | 71401.2516 | 77309.168 | 71401.2516 | 133.5584 | 135.5639 | 70.79% | 744 | 98.52% | 2008 | 10
2008 | 11 | 58953.0162 | 71401.2516 | 58953.0162 | 118.6455 | 121.0887 | 67.62% | 720 | 97.98% | 2008 | 11
2008 | 12 | 60670.6859 | 58953.0162 | 60670.6859 | 114.1529 | 125.6924 | 64.88% | 744 | 90.82% | 2008 | 12
2009 | 1 | 60687.3919 | 60670.6859 | 60687.3919 | 107.3363 | 125.5298 | 64.98% | 744 | 85.51% | 2009 | 1
2009 | 2 | 57480.255 | 60687.3919 | 57480.255 | 117.925 | 124.1315 | 68.91% | 672 | 95% | 2009 | 2
2009 | 3 | 64725.9682 | 57480.255 | 64725.9682 | 110.2122 | 131.392 | 66.21% | 744 | 83.88% | 2009 | 3
2009 | 4 | 67852.4115 | 64725.9682 | 67852.4115 | 131.6327 | 136.505 | 69.04% | 720 | 96.43% | 2009 | 4
2009 | 5 | 77605.4802 | 67852.4115 | 77605.4802 | 142.4948 | 149.9096 | 69.58% | 744 | 95.05% | 2009 | 5
2009 | 6 | 84498.9407 | 77605.4802 | 84498.9407 | 143.0365 | 153.0352 | 76.69% | 720 | 93.47% | 2009 | 6
2009 | 7 | 92117.0068 | 84498.9407 | 92117.0068 | 158.5389 | 161.357 | 76.73% | 744 | 98.25% | 2009 | 7
2009 | 8 | 91409.8239 | 92117.0068 | 91409.8239 | 157.3103 | 159.8292 | 76.87% | 744 | 98.42% | 2009 | 8
2009 | 9 | 78283.9447 | 91409.8239 | 78283.9447 | 146.0304 | 150.829 | 72.09% | 720 | 96.82% | 2009 | 9
2009 | 10 | 72301.5364 | 78283.9447 | 72301.5364 | 134.2396 | 136.2552 | 71.32% | 744 | 98.52% | 2009 | 10
2009 | 11 | 59696.3437 | 72301.5364 | 59696.3437 | 119.2506 | 121.7062 | 68.12% | 720 | 97.98% | 2009 | 11
2009 | 12 | 61435.6711 | 59696.3437 | 61435.6711 | 114.7351 | 126.3334 | 65.36% | 744 | 90.82% | 2009 | 12
2010 | 1 | 61452.5877 | 61435.6711 | 61452.5877 | 107.8837 | 126.17 | 65.47% | 744 | 85.51% | 2010 | 1
2010 | 2 | 58205.0126 | 61452.5877 | 58205.0126 | 118.5264 | 124.7645 | 69.42% | 672 | 95% | 2010 | 2
2010 | 3 | 65542.0856 | 58205.0126 | 65542.0856 | 110.7742 | 132.0621 | 66.71% | 744 | 83.88% | 2010 | 3
2010 | 4 | 68707.9497 | 65542.0856 | 68707.9497 | 132.3041 | 137.2012 | 69.55% | 720 | 96.43% | 2010 | 4
2010 | 5 | 78583.9931 | 68707.9497 | 78583.9931 | 143.2215 | 150.6742 | 70.1% | 744 | 95.05% | 2010 | 5
2010 | 6 | 85564.3718 | 78583.9931 | 85564.3718 | 143.766 | 153.8157 | 77.26% | 720 | 93.47% | 2010 | 6
2010 | 7 | 93278.4928 | 85564.3718 | 93278.4928 | 159.3475 | 162.18 | 77.31% | 744 | 98.25% | 2010 | 7
2010 | 8 | 92562.393 | 93278.4928 | 92562.393 | 158.1126 | 160.6443 | 77.45% | 744 | 98.42% | 2010 | 8
2010 | 9 | 79271.0122 | 92562.393 | 79271.0122 | 146.7752 | 151.5982 | 72.63% | 720 | 96.82% | 2010 | 9
2010 | 10 | 73213.1728 | 79271.0122 | 73213.1728 | 134.9242 | 136.9501 | 71.85% | 744 | 98.52% | 2010 | 10
2010 | 11 | 60449.0436 | 73213.1728 | 60449.0436 | 119.8587 | 122.3269 | 68.63% | 720 | 97.98% | 2010 | 11
2010 | 12 | 62210.3019 | 60449.0436 | 62210.3019 | 115.3203 | 126.9777 | 65.85% | 744 | 90.82% | 2010 | 12
2011 | 1 | 62227.4318 | 62210.3019 | 62227.4318 | 108.4339 | 126.8135 | 65.95% | 744 | 85.51% | 2011 | 1
2011 | 2 | 58938.9086 | 62227.4318 | 58938.9086 | 119.1309 | 125.4008 | 69.94% | 672 | 95% | 2011 | 2
2011 | 3 | 66368.4934 | 58938.9086 | 66368.4934 | 111.3392 | 132.7356 | 67.2% | 744 | 83.88% | 2011 | 3
2011 | 4 | 69574.2753 | 66368.4934 | 69574.2753 | 132.9788 | 137.9009 | 70.07% | 720 | 96.43% | 2011 | 4
2011 | 5 | 79574.8438 | 69574.2753 | 79574.8438 | 143.9519 | 151.4426 | 70.62% | 744 | 95.05% | 2011 | 5
2011 | 6 | 58270.4211 | 79574.8438 | 58270.4211 | 101.0701 | 109.6389 | 73.82% | 720 | 92.18% | 2011 | 6 | [5 empty] | 33.9299 | 31.713 | 73.82% | 0
2011 | 7 | 61213.665 | 58270.4211 | 61213.665 | 109 | 111.3931 | 73.86% | 744 | 97.85% | 2011 | 7 | [5 empty] | 35 | 34.3887 | 73.86%
2011 | 8 | 62886.5884 | 61213.665 | 62886.5884 | 111.102 | 112.2981 | 75.27% | 744 | 98.93% | 2011 | 8 | [5 empty] | 34.898 | 34.348 | 75.27%
2011 | 9 | 54002.7753 | 62886.5884 | 54002.7753 | 100.6346 | 105.4953 | 71.1% | 720 | 95.39% | 2011 | 9 | [5 empty] | 32.3654 | 31.3358 | 71.1%
2011 | 10 | 45618.1543 | 54002.7753 | 45618.1543 | 83.5566 | 87.807 | 69.83% | 744 | 95.16% | 2011 | 10 | [5 empty] | 29.4434 | 29.0079 | 69.83%
2011 | 11 | 39237.6325 | 45618.1543 | 39237.6325 | 75.7395 | 79.5773 | 68.48% | 720 | 95.18% | 2011 | 11 | [5 empty] | 26.2605 | 25.7307 | 68.48%
2011 | 12 | 39630.8198 | 39237.6325 | 39630.8198 | 68.5621 | 83.3938 | 63.87% | 744 | 82.21% | 2011 | 12 | [5 empty] | 27.4379 | 24.9189 | 63.87%
2012 | 1 | 36270.888 | 39630.8198 | 36270.888 | 65.9899 | 75.5393 | 64.54% | 744 | 87.36% | 2012 | 1 | [5 empty] | 31.0101 | 26.5157 | 64.54%
2012 | 2 | 38427.8539 | 36270.888 | 38427.8539 | 78.9795 | 82.1206 | 67.23% | 696 | 96.17% | 2012 | 2 | [5 empty] | 31.0205 | 29.4695 | 67.23%
2012 | 3 | 40722.9342 | 38427.8539 | 40722.9342 | 69.5802 | 84.715 | 64.61% | 744 | 82.13% | 2012 | 3 | [5 empty] | 33.4198 | 28.0326 | 64.61%
2012 | 4 | 47262.4874 | 40722.9342 | 47262.4874 | 87.1755 | 97.4449 | 67.36% | 720 | 89.46% | 2012 | 4 | [5 empty] | 29.8245 | 28.76 | 67.36%
2012 | 5 | 52275.7436 | 47262.4874 | 52275.7436 | 89.2015 | 103.3895 | 67.96% | 744 | 86.28% | 2012 | 5 | [5 empty] | 33.7985 | 32.1268 | 67.96%
2012 | 6 | 56528.5277 | 52275.7436 | 56528.5277 | 88.0701 | 106.3614 | 73.82% | 720 | 82.8% | 2012 | 6 | [5 empty] | 33.9299 | 31.713 | 73.82%
2012 | 7 | 62864.2625 | 56528.5277 | 62864.2625 | 110 | 114.3967 | 73.86% | 744 | 96.16% | 2012 | 7 | [5 empty] | 35 | 34.3887 | 73.86%
2012 | 8 | 61792.1172 | 62864.2625 | 61792.1172 | 108.102 | 110.3437 | 75.27% | 744 | 97.97% | 2012 | 8 | [5 empty] | 34.898 | 34.348 | 75.27%
2012 | 9 | 53159.7288 | 61792.1172 | 53159.7288 | 101.6346 | 103.8484 | 71.1% | 720 | 97.87% | 2012 | 9 | [5 empty] | 32.3654 | 31.3358 | 71.1%
2012 | 10 | 50100.0376 | 53159.7288 | 50100.0376 | 95.5566 | 96.4338 | 69.83% | 744 | 99.09% | 2012 | 10 | [5 empty] | 29.4434 | 29.0079 | 69.83%
2012 | 11 | 29970.6007 | 50100.0376 | 29970.6007 | 58.7395 | 60.783 | 68.48% | 720 | 96.64% | 2012 | 11 | [5 empty] | 26.2605 | 25.7307 | 68.48%
2012 | 12 | 41404.8937 | 29970.6007 | 41404.8937 | 71.5621 | 87.1269 | 63.87% | 744 | 82.14% | 2012 | 12 | [5 empty] | 27.4379 | 24.9189 | 63.87%
2013 | 1 | 37368.262 | 41404.8937 | 37368.262 | 70.9899 | 77.8248 | 64.54% | 744 | 91.22% | 2013 | 1 | [5 empty] | 31.0101 | 26.5157 | 64.54%
2013 | 2 | 38451.9866 | 37368.262 | 38451.9866 | 79.9795 | 85.1069 | 67.23% | 672 | 93.98% | 2013 | 2 | [5 empty] | 31.0205 | 29.4695 | 67.23%
2013 | 3 | 47191.8889 | 38451.9866 | 47191.8889 | 54.5802 | 98.1722 | 64.61% | 744 | 55.6% | 2013 | 3 | [5 empty] | 33.4198 | 28.0326 | 64.61%
2013 | 4 | 47629.6676 | 47191.8889 | 47629.6676 | 90.1755 | 98.202 | 67.36% | 720 | 91.83% | 2013 | 4 | [5 empty] | 29.8245 | 28.76 | 67.36%
2013 | 5 | 54197.3773 | 47629.6676 | 54197.3773 | 105.2015 | 107.19 | 67.96% | 744 | 98.14% | 2013 | 5 | [5 empty] | 33.7985 | 32.1268 | 67.96%
2013 | 6 | 58571.2344 | 54197.3773 | 58571.2344 | 103.0701 | 110.2049 | 73.82% | 720 | 93.53% | 2013 | 6 | [5 empty] | 33.9299 | 31.713 | 73.82%
2013 | 7 | 62533.0202 | 58571.2344 | 62533.0202 | 111 | 113.794 | 73.86% | 744 | 97.54% | 2013 | 7 | [5 empty] | 35 | 34.3887 | 73.86%
2013 | 8 | 61110.1466 | 62533.0202 | 61110.1466 | 104.102 | 109.1258 | 75.27% | 744 | 95.4% | 2013 | 8 | [5 empty] | 34.898 | 34.348 | 75.27%
2013 | 9 | 56286.1134 | 61110.1466 | 56286.1134 | 100.6346 | 109.9559 | 71.1% | 720 | 91.52% | 2013 | 9 | [5 empty] | 32.3654 | 31.3358 | 71.1%
2013 | 10 | 52502.8664 | 56286.1134 | 52502.8664 | 99.5566 | 101.0589 | 69.83% | 744 | 98.51% | 2013 | 10 | [5 empty] | 29.4434 | 29.0079 | 69.83%
2013 | 11 | 44184.4825 | 52502.8664 | 44184.4825 | 87.7395 | 89.6099 | 68.48% | 720 | 97.91% | 2013 | 11 | [5 empty] | 26.2605 | 25.7307 | 68.48%
2013 | 12 | 43411.5296 | 44184.4825 | 43411.5296 | 83.5621 | 91.3494 | 63.87% | 744 | 91.48% | 2013 | 12 | [5 empty] | 27.4379 | 24.9189 | 63.87%
2014 | 1 | 44947.8243 | 43411.5296 | 44947.8243 | 56.9899 | 93.6103 | 64.54% | 744 | 60.88% | 2014 | 1 | [5 empty] | 31.0101 | 26.5157 | 64.54%
2014 | 2 | 40540.5052 | 44947.8243 | 40540.5052 | 79.9795 | 89.7295 | 67.23% | 672 | 89.13% | 2014 | 2 | [5 empty] | 31.0205 | 29.4695 | 67.23%
2014 | 3 | 46837.6662 | 40540.5052 | 46837.6662 | 89.5802 | 97.4354 | 64.61% | 744 | 91.94% | 2014 | 3 | [5 empty] | 33.4198 | 28.0326 | 64.61%
2014 | 4 | 49671.1413 | 46837.6662 | 49671.1413 | 99.1755 | 102.411 | 67.36% | 720 | 96.84% | 2014 | 4 | [5 empty] | 29.8245 | 28.76 | 67.36%
2014 | 5 | 52601.2447 | 49671.1413 | 52601.2447 | 89.2015 | 104.0332 | 67.96% | 744 | 85.74% | 2014 | 5 | [5 empty] | 33.7985 | 32.1268 | 67.96%
2014 | 6 | 62115.1601 | 52601.2447 | 62115.1601 | 106.0701 | 116.873 | 73.82% | 720 | 90.76% | 2014 | 6 | [5 empty] | 33.9299 | 31.713 | 73.82%
2014 | 7 | 66717.2967 | 62115.1601 | 66717.2967 | 118.076 | 121.4083 | 73.86% | 744 | 97.26% | 2014 | 7 | [5 empty] | 35 | 34.3887 | 73.86%
2014 | 8 | 61806.413 | 66717.2967 | 61806.413 | 107.5384 | 110.3692 | 75.27% | 744 | 97.44% | 2014 | 8 | [5 empty] | 34.898 | 34.348 | 75.27%
2014 | 9 | 53741.8393 | 61806.413 | 53741.8393 | 99.6189 | 104.9856 | 71.1% | 720 | 94.89% | 2014 | 9 | [5 empty] | 32.3654 | 31.3358 | 71.1%
2014 | 10 | 49270.9648 | 53741.8393 | 49270.9648 | 92.5704 | 94.838 | 69.83% | 744 | 97.61% | 2014 | 10 | [5 empty] | 29.4434 | 29.0079 | 69.83%
2014 | 11 | 41479.7058 | 49270.9648 | 41479.7058 | 81.378 | 84.1244 | 68.48% | 720 | 96.74% | 2014 | 11 | [5 empty] | 26.2605 | 25.7307 | 68.48%
2014 | 12 | 42573.2016 | 41479.7058 | 42573.2016 | 76.554 | 89.5853 | 63.87% | 744 | 85.45% | 2014 | 12 | [5 empty] | 27.4379 | 24.9189 | 63.87%
2015 | 1 | 45730.5931 | 42573.2016 | 45730.5931 | 73.0996 | 95.2405 | 64.54% | 744 | 76.75% | 2015 | 1 | [5 empty] | 31.0101 | 26.5157 | 64.54%
2015 | 2 | 41083.0963 | 45730.5931 | 41083.0963 | 83.3596 | 90.9305 | 67.23% | 672 | 91.67% | 2015 | 2 | [5 empty] | 31.0205 | 29.4695 | 67.23%
2015 | 3 | 47786.676 | 41083.0963 | 47786.676 | 73.4793 | 99.4096 | 64.61% | 744 | 73.92% | 2015 | 3 | [5 empty] | 33.4198 | 28.0326 | 64.61%
2015 | 4 | 50267.9468 | 47786.676 | 50267.9468 | 97.8512 | 103.6415 | 67.36% | 720 | 94.41% | 2015 | 4 | [5 empty] | 29.8245 | 28.76 | 67.36%
2015 | 5 | 57274.7834 | 50267.9468 | 57274.7834 | 104.4127 | 113.2764 | 67.96% | 744 | 92.18% | 2015 | 5 | [5 empty] | 33.7985 | 32.1268 | 67.96%
2015 | 6 | 62034.8079 | 57274.7834 | 62034.8079 | 104.8068 | 116.7218 | 73.82% | 720 | 89.79% | 2015 | 6 | [5 empty] | 33.9299 | 31.713 | 73.82%
2015 | 7 | 67106.9124 | 62034.8079 | 67106.9124 | 118.7726 | 122.1173 | 73.86% | 744 | 97.26% | 2015 | 7 | [5 empty] | 35 | 34.3887 | 73.86%
2015 | 8 | 67578.4841 | 67106.9124 | 67578.4841 | 117.6833 | 120.6765 | 75.27% | 744 | 97.52% | 2015 | 8 | [5 empty] | 34.898 | 34.348 | 75.27%
2015 | 9 | 58847.254 | 67578.4841 | 58847.254 | 109.2751 | 114.9591 | 71.1% | 720 | 95.06% | 2015 | 9 | [5 empty] | 32.3654 | 31.3358 | 71.1%
2015 | 10 | 53589.9839 | 58847.254 | 53589.9839 | 100.7607 | 103.1514 | 69.83% | 744 | 97.68% | 2015 | 10 | [5 empty] | 29.4434 | 29.0079 | 69.83%
2015 | 11 | 45519.2374 | 53589.9839 | 45519.2374 | 89.4052 | 92.3169 | 68.48% | 720 | 96.85% | 2015 | 11 | [5 empty] | 26.2605 | 25.7307 | 68.48%
2015 | 12 | 46389.965 | 45519.2374 | 46389.965 | 83.8482 | 97.6168 | 63.87% | 744 | 85.9% | 2015 | 12 | [5 empty] | 27.4379 | 24.9189 | 63.87%
2016 | 1 | 46028.7511 | 46389.965 | 46028.7511 | 73.6305 | 95.8615 | 64.54% | 744 | 76.81% | 2016 | 1 | [5 empty] | 31.0101 | 26.5157 | 64.54%
2016 | 2 | 42837.6859 | 46028.7511 | 42837.6859 | 83.9429 | 91.5445 | 67.23% | 696 | 91.7% | 2016 | 2 | [5 empty] | 31.0205 | 29.4695 | 67.23%
2016 | 3 | 48099.1128 | 42837.6859 | 48099.1128 | 74.0245 | 100.0595 | 64.61% | 744 | 73.98% | 2016 | 3 | [5 empty] | 33.4198 | 28.0326 | 64.61%
2016 | 4 | 50595.4536 | 48099.1128 | 50595.4536 | 98.5024 | 104.3168 | 67.36% | 720 | 94.43% | 2016 | 4 | [5 empty] | 29.8245 | 28.76 | 67.36%
2016 | 5 | 57649.7289 | 50595.4536 | 57649.7289 | 105.1175 | 114.018 | 67.96% | 744 | 92.19% | 2016 | 5 | [5 empty] | 33.7985 | 32.1268 | 67.96%
2016 | 6 | 62437.1444 | 57649.7289 | 62437.1444 | 105.5143 | 117.4788 | 73.82% | 720 | 89.82% | 2016 | 6 | [5 empty] | 33.9299 | 31.713 | 73.82%
2016 | 7 | 67545.4361 | 62437.1444 | 67545.4361 | 119.5567 | 122.9153 | 73.86% | 744 | 97.27% | 2016 | 7 | [5 empty] | 35 | 34.3887 | 73.86%
2016 | 8 | 68021.2318 | 67545.4361 | 68021.2318 | 118.4615 | 121.4671 | 75.27% | 744 | 97.53% | 2016 | 8 | [5 empty] | 34.898 | 34.348 | 75.27%
2016 | 9 | 59229.1825 | 68021.2318 | 59229.1825 | 109.9975 | 115.7052 | 71.1% | 720 | 95.07% | 2016 | 9 | [5 empty] | 32.3654 | 31.3358 | 71.1%
2016 | 10 | 53940.1518 | 59229.1825 | 53940.1518 | 101.4248 | 103.8254 | 69.83% | 744 | 97.69% | 2016 | 10 | [5 empty] | 29.4434 | 29.0079 | 69.83%
2016 | 11 | 45816.0901 | 53940.1518 | 45816.0901 | 89.9951 | 92.919 | 68.48% | 720 | 96.85% | 2016 | 11 | [5 empty] | 26.2605 | 25.7307 | 68.48%
2016 | 12 | 46686.9485 | 45816.0901 | 46686.9485 | 84.4157 | 98.2417 | 63.87% | 744 | 85.93% | 2016 | 12 | [5 empty] | 27.4379 | 24.9189 | 63.87%
2017 | 1 | 46328.4296 | 46686.9485 | 46328.4296 | 74.1642 | 96.4856 | 64.54% | 744 | 76.87% | 2017 | 1 | [5 empty] | 31.0101 | 26.5157 | 64.54%
2017 | 2 | 41639.3671 | 46328.4296 | 41639.3671 | 84.5292 | 92.1617 | 67.23% | 672 | 91.72% | 2017 | 2 | [5 empty] | 31.0205 | 29.4695 | 67.23%
2017 | 3 | 48413.1429 | 41639.3671 | 48413.1429 | 74.5724 | 100.7128 | 64.61% | 744 | 74.04% | 2017 | 3 | [5 empty] | 33.4198 | 28.0326 | 64.61%
2017 | 4 | 50924.6308 | 48413.1429 | 50924.6308 | 99.1568 | 104.9955 | 67.36% | 720 | 94.44% | 2017 | 4 | [5 empty] | 29.8245 | 28.76 | 67.36%
2017 | 5 | 58026.5865 | 50924.6308 | 58026.5865 | 105.826 | 114.7633 | 67.96% | 744 | 92.21% | 2017 | 5 | [5 empty] | 33.7985 | 32.1268 | 67.96%
2017 | 6 | 62841.5329 | 58026.5865 | 62841.5329 | 106.2255 | 118.2397 | 73.82% | 720 | 89.84% | 2017 | 6 | [5 empty] | 33.9299 | 31.713 | 73.82%
2017 | 7 | 67986.7074 | 62841.5329 | 67986.7074 | 120.3457 | 123.7183 | 73.86% | 744 | 97.27% | 2017 | 7 | [5 empty] | 35 | 34.3887 | 73.86%
2017 | 8 | 68466.2376 | 67986.7074 | 68466.2376 | 119.2436 | 122.2618 | 75.27% | 744 | 97.53% | 2017 | 8 | [5 empty] | 34.898 | 34.348 | 75.27%
2017 | 9 | 59613.0588 | 68466.2376 | 59613.0588 | 110.7236 | 116.4551 | 71.1% | 720 | 95.08% | 2017 | 9 | [5 empty] | 32.3654 | 31.3358 | 71.1%
2017 | 10 | 54292.1056 | 59613.0588 | 54292.1056 | 102.0922 | 104.5028 | 69.83% | 744 | 97.69% | 2017 | 10 | [5 empty] | 29.4434 | 29.0079 | 69.83%
2017 | 11 | 46114.4567 | 54292.1056 | 46114.4567 | 90.588 | 93.5241 | 68.48% | 720 | 96.86% | 2017 | 11 | [5 empty] | 26.2605 | 25.7307 | 68.48%
2017 | 12 | 46985.4466 | 46114.4567 | 46985.4466 | 84.9862 | 98.8699 | 63.87% | 744 | 85.96% | 2017 | 12 | [5 empty] | 27.4379 | 24.9189 | 63.87%
2018 | 1 | 46629.6365 | 46985.4466 | 46629.6365 | 74.7006 | 97.1129 | 64.54% | 744 | 76.92% | 2018 | 1 | [5 empty] | 31.0101 | 26.5157 | 64.54%
2018 | 2 | 41919.6321 | 46629.6365 | 41919.6321 | 85.1185 | 92.782 | 67.23% | 672 | 91.74% | 2018 | 2 | [5 empty] | 31.0205 | 29.4695 | 67.23%
2018 | 3 | 48728.7747 | 41919.6321 | 48728.7747 | 75.1232 | 101.3694 | 64.61% | 744 | 74.11% | 2018 | 3 | [5 empty] | 33.4198 | 28.0326 | 64.61%
2018 | 4 | 51255.4867 | 48728.7747 | 51255.4867 | 99.8146 | 105.6776 | 67.36% | 720 | 94.45% | 2018 | 4 | [5 empty] | 29.8245 | 28.76 | 67.36%
2018 | 5 | 58405.3661 | 51255.4867 | 58405.3661 | 106.5381 | 115.5125 | 67.96% | 744 | 92.23% | 2018 | 5 | [5 empty] | 33.7985 | 32.1268 | 67.96%
2018 | 6 | 63247.9837 | 58405.3661 | 63247.9837 | 106.9403 | 119.0044 | 73.82% | 720 | 89.86% | 2018 | 6 | [5 empty] | 33.9299 | 31.713 | 73.82%
2018 | 7 | 68429.6273 | 63247.9837 | 68429.6273 | 121.1376 | 124.5243 | 73.86% | 744 | 97.28% | 2018 | 7 | [5 empty] | 35 | 34.3887 | 73.86%
2018 | 8 | 68913.5129 | 68429.6273 | 68913.5129 | 120.0297 | 123.0605 | 75.27% | 744 | 97.54% | 2018 | 8 | [5 empty] | 34.898 | 34.348 | 75.27%
2018 | 9 | 59998.8929 | 68913.5129 | 59998.8929 | 111.4533 | 117.2089 | 71.1% | 720 | 95.09% | 2018 | 9 | [5 empty] | 32.3654 | 31.3358 | 71.1%
2018 | 10 | 54645.8543 | 59998.8929 | 54645.8543 | 102.763 | 105.1837 | 69.83% | 744 | 97.7% | 2018 | 10 | [5 empty] | 29.4434 | 29.0079 | 69.83%
2018 | 11 | 46414.345 | 54645.8543 | 46414.345 | 91.1839 | 94.1323 | 68.48% | 720 | 96.87% | 2018 | 11 | [5 empty] | 26.2605 | 25.7307 | 68.48%
2018 | 12 | 47285.467 | 46414.345 | 47285.467 | 85.5596 | 99.5012 | 63.87% | 744 | 85.99% | 2018 | 12 | [5 empty] | 27.4379 | 24.9189 | 63.87%
2019 | 1 | 46932.3795 | 47285.467 | 46932.3795 | 75.2397 | 97.7434 | 64.54% | 744 | 76.98% | 2019 | 1 | [5 empty] | 31.0101 | 26.5157 | 64.54%
2019 | 2 | 42201.3264 | 46932.3795 | 42201.3264 | 85.7108 | 93.4055 | 67.23% | 672 | 91.76% | 2019 | 2 | [5 empty] | 31.0205 | 29.4695 | 67.23%
2019 | 3 | 49046.0161 | 42201.3264 | 49046.0161 | 75.6768 | 102.0293 | 64.61% | 744 | 74.17% | 2019 | 3 | [5 empty] | 33.4198 | 28.0326 | 64.61%
2019 | 4 | 51588.03 | 49046.0161 | 51588.03 | 100.4758 | 106.3633 | 67.36% | 720 | 94.46% | 2019 | 4 | [5 empty] | 29.8245 | 28.76 | 67.36%
2019 | 5 | 58786.0775 | 51588.03 | 58786.0775 | 107.2538 | 116.2654 | 67.96% | 744 | 92.25% | 2019 | 5 | [5 empty] | 33.7985 | 32.1268 | 67.96%
2019 | 6 | 63656.5074 | 58786.0775 | 63656.5074 | 107.6587 | 119.7731 | 73.82% | 720 | 89.89% | 2019 | 6 | [5 empty] | 33.9299 | 31.713 | 73.82%
2019 | 7 | 68874.7453 | 63656.5074 | 68874.7453 | 121.9335 | 125.3343 | 73.86% | 744 | 97.29% | 2019 | 7 | [5 empty] | 35 | 34.3887 | 73.86%
2019 | 8 | 69363.0693 | 68874.7453 | 69363.0693 | 120.8199 | 123.8633 | 75.27% | 744 | 97.54% | 2019 | 8 | [5 empty] | 34.898 | 34.348 | 75.27%
2019 | 9 | 60386.6948 | 69363.0693 | 60386.6948 | 112.1868 | 117.9664 | 71.1% | 720 | 95.1% | 2019 | 9 | [5 empty] | 32.3654 | 31.3358 | 71.1%
2019 | 10 | 55001.4072 | 60386.6948 | 55001.4072 | 103.4373 | 105.8681 | 69.83% | 744 | 97.7% | 2019 | 10 | [5 empty] | 29.4434 | 29.0079 | 69.83%
2019 | 11 | 46715.7627 | 55001.4072 | 46715.7627 | 91.7829 | 94.7436 | 68.48% | 720 | 96.88% | 2019 | 11 | [5 empty] | 26.2605 | 25.7307 | 68.48%
2019 | 12 | 47587.0175 | 46715.7627 | 47587.0175 | 86.1358 | 100.1357 | 63.87% | 744 | 86.02% | 2019 | 12 | [5 empty] | 27.4379 | 24.9189 | 63.87%
2020 | 1 | 47236.6665 | 47587.0175 | 47236.6665 | 75.7816 | 98.3772 | 64.54% | 744 | 77.03% | 2020 | 1 | [5 empty] | 31.0101 | 26.5157 | 64.54%
2020 | 2 | 44001.7594 | 47236.6665 | 44001.7594 | 86.3061 | 94.0321 | 67.23% | 696 | 91.78% | 2020 | 2 | [5 empty] | 31.0205 | 29.4695 | 67.23%
2020 | 3 | 49364.8755 | 44001.7594 | 49364.8755 | 76.2332 | 102.6927 | 64.61% | 744 | 74.23% | 2020 | 3 | [5 empty] | 33.4198 | 28.0326 | 64.61%
2020 | 4 | 51922.2692 | 49364.8755 | 51922.2692 | 101.1403 | 107.0524 | 67.36% | 720 | 94.48% | 2020 | 4 | [5 empty] | 29.8245 | 28.76 | 67.36%
2020 | 5 | 59168.7306 | 51922.2692 | 59168.7306 | 107.9732 | 117.0222 | 67.96% | 744 | 92.27% | 2020 | 5 | [5 empty] | 33.7985 | 32.1268 | 67.96%
2020 | 6 | 64067.1146 | 59168.7306 | 64067.1146 | 108.3808 | 120.5457 | 73.82% | 720 | 89.91% | 2020 | 6 | [5 empty] | 33.9299 | 31.713 | 73.82%
2020 | 7 | 69322.611 | 64067.1146 | 69322.611 | 122.7342 | 126.1493 | 73.86% | 744 | 97.29% | 2020 | 7 | [5 empty] | 35 | 34.3887 | 73.86%
2020 | 8 | 69814.9185 | 69322.611 | 69814.9185 | 121.614 | 124.6702 | 75.27% | 744 | 97.55% | 2020 | 8 | [5 empty] | 34.898 | 34.348 | 75.27%
2020 | 9 | 60776.4744 | 69814.9185 | 60776.4744 | 112.924 | 118.7279 | 71.1% | 720 | 95.11% | 2020 | 9 | [5 empty] | 32.3654 | 31.3358 | 71.1%
2020 | 10 | 55358.7733 | 60776.4744 | 55358.7733 | 104.115 | 106.556 | 69.83% | 744 | 97.71% | 2020 | 10 | [5 empty] | 29.4434 | 29.0079 | 69.83%
2020 | 11 | 47018.7176 | 55358.7733 | 47018.7176 | 92.3849 | 95.358 | 68.48% | 720 | 96.88% | 2020 | 11 | [5 empty] | 26.2605 | 25.7307 | 68.48%
2020 | 12 | 47890.1059 | 47018.7176 | 47890.1059 | 86.7151 | 100.7735 | 63.87% | 744 | 86.05% | 2020 | 12 | [5 empty] | 27.4379 | 24.9189 | 63.87%
2021 | 1 | 47542.5054 | 47890.1059 | 47542.5054 | 76.3262 | 99.0141 | 64.54% | 744 | 77.09% | 2021 | 1 | [5 empty] | 31.0101 | 26.5157 | 64.54%
2021 | 2 | 42769.0322 | 47542.5054 | 42769.0322 | 86.9045 | 94.662 | 67.23% | 672 | 91.81% | 2021 | 2 | [5 empty] | 31.0205 | 29.4695 | 67.23%
2021 | 3 | 49685.3611 | 42769.0322 | 49685.3611 | 76.7924 | 103.3594 | 64.61% | 744 | 74.3% | 2021 | 3 | [5 empty] | 33.4198 | 28.0326 | 64.61%
2021 | 4 | 52258.2131 | 49685.3611 | 52258.2131 | 101.8083 | 107.745 | 67.36% | 720 | 94.49% | 2021 | 4 | [5 empty] | 29.8245 | 28.76 | 67.36%
2021 | 5 | 59553.3351 | 52258.2131 | 59553.3351 | 108.6962 | 117.7829 | 67.96% | 744 | 92.29% | 2021 | 5 | [5 empty] | 33.7985 | 32.1268 | 67.96%
2021 | 6 | 64479.8159 | 59553.3351 | 64479.8159 | 109.1066 | 121.3222 | 73.82% | 720 | 89.93% | 2021 | 6 | [5 empty] | 33.9299 | 31.713 | 73.82%
2021 | 7 | 69772.6748 | 64479.8159 | 69772.6748 | 123.5389 | 126.9683 | 73.86% | 744 | 97.3% | 2021 | 7 | [5 empty] | 35 | 34.3887 | 73.86%
2021 | 8 | 70269.072 | 69772.6748 | 70269.072 | 122.4122 | 125.4812 | 75.27% | 744 | 97.55% | 2021 | 8 | [5 empty] | 34.898 | 34.348 | 75.27%
2021 | 9 | 61168.2419 | 70269.072 | 61168.2419 | 113.665 | 119.4932 | 71.1% | 720 | 95.12% | 2021 | 9 | [5 empty] | 32.3654 | 31.3358 | 71.1%
2021 | 10 | 55717.9621 | 61168.2419 | 55717.9621 | 104.7961 | 107.2474 | 69.83% | 744 | 97.71% | 2021 | 10 | [5 empty] | 29.4434 | 29.0079 | 69.83%
2021 | 11 | 47323.2176 | 55717.9621 | 47323.2176 | 92.99 | 95.9756 | 68.48% | 720 | 96.89% | 2021 | 11 | [5 empty] | 26.2605 | 25.7307 | 68.48%
2021 | 12 | 48194.7401 | 47323.2176 | 48194.7401 | 87.2972 | 101.4145 | 63.87% | 744 | 86.08% | 2021 | 12 | [5 empty] | 27.4379 | 24.9189 | 63.87%
2022 | 1 | 47849.9041 | 48194.7401 | 47849.9041 | 76.8737 | 99.6543 | 64.54% | 744 | 77.14% | 2022 | 1 | [5 empty] | 31.0101 | 26.5157 | 64.54%
2022 | 2 | 43055.0585 | 47849.9041 | 43055.0585 | 87.5059 | 95.2951 | 67.23% | 672 | 91.83% | 2022 | 2 | [5 empty] | 31.0205 | 29.4695 | 67.23%
2022 | 3 | 50007.4812 | 43055.0585 | 50007.4812 | 77.3545 | 104.0295 | 64.61% | 744 | 74.36% | 2022 | 3 | [5 empty] | 33.4198 | 28.0326 | 64.61%
2022 | 4 | 52595.8703 | 50007.4812 | 52595.8703 | 102.4796 | 108.4412 | 67.36% | 720 | 94.5% | 2022 | 4 | [5 empty] | 29.8245 | 28.76 | 67.36%
2022 | 5 | 59939.9012 | 52595.8703 | 59939.9012 | 109.4229 | 118.5474 | 67.96% | 744 | 92.3% | 2022 | 5 | [5 empty] | 33.7985 | 32.1268 | 67.96%
2022 | 6 | 64894.6219 | 59939.9012 | 64894.6219 | 109.8361 | 122.1027 | 73.82% | 720 | 89.95% | 2022 | 6 | [5 empty] | 33.9299 | 31.713 | 73.82%
2022 | 7 | 70224.9367 | 64894.6219 | 70224.9367 | 124.3475 | 127.7913 | 73.86% | 744 | 97.31% | 2022 | 7 | [5 empty] | 35 | 34.3887 | 73.86%
2022 | 8 | 70725.5418 | 70224.9367 | 70725.5418 | 123.2145 | 126.2963 | 75.27% | 744 | 97.56% | 2022 | 8 | [5 empty] | 34.898 | 34.348 | 75.27%
2022 | 9 | 61562.0075 | 70725.5418 | 61562.0075 | 114.4097 | 120.2624 | 71.1% | 720 | 95.13% | 2022 | 9 | [5 empty] | 32.3654 | 31.3358 | 71.1%
2022 | 10 | 56078.9826 | 61562.0075 | 56078.9826 | 105.4807 | 107.9423 | 69.83% | 744 | 97.72% | 2022 | 10 | [5 empty] | 29.4434 | 29.0079 | 69.83%
2022 | 11 | 47629.2706 | 56078.9826 | 47629.2706 | 93.5982 | 96.5963 | 68.48% | 720 | 96.9% | 2022 | 11 | [5 empty] | 26.2605 | 25.7307 | 68.48%
2022 | 12 | 48500.9279 | 47629.2706 | 48500.9279 | 87.8824 | 102.0588 | 63.87% | 744 | 86.11% | 2022 | 12 | [5 empty] | 27.4379 | 24.9189 | 63.87%
2023 | 1 | 48158.8705 | 48500.9279 | 48158.8705 | 77.4239 | 100.2978 | 64.54% | 744 | 77.19% | 2023 | 1 | [5 empty] | 31.0101 | 26.5157 | 64.54%
2023 | 2 | 43342.5434 | 48158.8705 | 43342.5434 | 88.1104 | 95.9314 | 67.23% | 672 | 91.85% | 2023 | 2 | [5 empty] | 31.0205 | 29.4695 | 67.23%
2023 | 3 | 50331.244 | 43342.5434 | 50331.244 | 77.9194 | 104.703 | 64.61% | 744 | 74.42% | 2023 | 3 | [5 empty] | 33.4198 | 28.0326 | 64.61%
2023 | 4 | 52935.2495 | 50331.244 | 52935.2495 | 103.1543 | 109.1409 | 67.36% | 720 | 94.51% | 2023 | 4 | [5 empty] | 29.8245 | 28.76 | 67.36%
2023 | 5 | 60328.4387 | 52935.2495 | 60328.4387 | 110.1534 | 119.3158 | 67.96% | 744 | 92.32% | 2023 | 5 | [5 empty] | 33.7985 | 32.1268 | 67.96%
2023 | 6 | 65311.5435 | 60328.4387 | 65311.5435 | 110.5693 | 122.8871 | 73.82% | 720 | 89.98% | 2023 | 6 | [5 empty] | 33.9299 | 31.713 | 73.82%
2023 | 7 | 70679.3967 | 65311.5435 | 70679.3967 | 125.1601 | 128.6183 | 73.86% | 744 | 97.31% | 2023 | 7 | [5 empty] | 35 | 34.3887 | 73.86%
2023 | 8 | 71184.3395 | 70679.3967 | 71184.3395 | 124.0209 | 127.1156 | 75.27% | 744 | 97.57% | 2023 | 8 | [5 empty] | 34.898 | 34.348 | 75.27%
2023 | 9 | 61957.7812 | 71184.3395 | 61957.7812 | 115.1583 | 121.0356 | 71.1% | 720 | 95.14% | 2023 | 9 | [5 empty] | 32.3654 | 31.3358 | 71.1%
2023 | 10 | 56441.8444 | 61957.7812 | 56441.8444 | 106.1689 | 108.6407 | 69.83% | 744 | 97.72% | 2023 | 10 | [5 empty] | 29.4434 | 29.0079 | 69.83%
2023 | 11 | 47936.8844 | 56441.8444 | 47936.8844 | 94.2095 | 97.2201 | 68.48% | 720 | 96.9% | 2023 | 11 | [5 empty] | 26.2605 | 25.7307 | 68.48%
2023 | 12 | 48808.6773 | 47936.8844 | 48808.6773 | 88.4705 | 102.7064 | 63.87% | 744 | 86.14% | 2023 | 12 | [5 empty] | 27.4379 | 24.9189 | 63.87%
2024 | 1 | 48469.4126 | 48808.6773 | 48469.4126 | 77.9769 | 100.9445 | 64.54% | 744 | 77.25% | 2024 | 1 | [5 empty] | 31.0101 | 26.5157 | 64.54%
2024 | 2 | 45189.7623 | 48469.4126 | 45189.7623 | 88.718 | 96.5709 | 67.23% | 696 | 91.87% | 2024 | 2 | [5 empty] | 31.0205 | 29.4695 | 67.23%
2024 | 3 | 50656.6581 | 45189.7623 | 50656.6581 | 78.4873 | 105.3799 | 64.61% | 744 | 74.48% | 2024 | 3 | [5 empty] | 33.4198 | 28.0326 | 64.61%
2024 | 4 | 53276.3596 | 50656.6581 | 53276.3596 | 103.8325 | 109.8442 | 67.36% | 720 | 94.53% | 2024 | 4 | [5 empty] | 29.8245 | 28.76 | 67.36%
2024 | 5 | 60718.9578 | 53276.3596 | 60718.9578 | 110.8875 | 120.0882 | 67.96% | 744 | 92.34% | 2024 | 5 | [5 empty] | 33.7985 | 32.1268 | 67.96%
2024 | 6 | 65730.5914 | 60718.9578 | 65730.5914 | 111.3062 | 123.6756 | 73.82% | 720 | 90% | 2024 | 6 | [5 empty] | 33.9299 | 31.713 | 73.82%
2024 | 7 | 71136.0548 | 65730.5914 | 71136.0548 | 125.9766 | 129.4493 | 73.86% | 744 | 97.32% | 2024 | 7 | [5 empty] | 35 | 34.3887 | 73.86%
2024 | 8 | 71645.4772 | 71136.0548 | 71645.4772 | 124.8314 | 127.939 | 75.27% | 744 | 97.57% | 2024 | 8 | [5 empty] | 34.898 | 34.348 | 75.27%
2024 | 9 | 62355.5734 | 71645.4772 | 62355.5734 | 115.9107 | 121.8127 | 71.1% | 720 | 95.15% | 2024 | 9 | [5 empty] | 32.3654 | 31.3358 | 71.1%
2024 | 10 | 56806.5568 | 62355.5734 | 56806.5568 | 106.8605 | 109.3427 | 69.83% | 744 | 97.73% | 2024 | 10 | [5 empty] | 29.4434 | 29.0079 | 69.83%
2024 | 11 | 48246.067 | 56806.5568 | 48246.067 | 94.8239 | 97.8472 | 68.48% | 720 | 96.91% | 2024 | 11 | [5 empty] | 26.2605 | 25.7307 | 68.48%
2024 | 12 | 49117.9962 | 48246.067 | 49117.9962 | 89.0617 | 103.3573 | 63.87% | 744 | 86.17% | 2024 | 12 | [5 empty] | 27.4379 | 24.9189 | 63.87%
2025 | 1 | 48781.5385 | 49117.9962 | 48781.5385 | 78.5327 | 101.5946 | 64.54% | 744 | 77.3% | 2025 | 1 | [5 empty] | 31.0101 | 26.5157 | 64.54%
2025 | 2 | 43921.9194 | 48781.5385 | 43921.9194 | 89.3286 | 97.2137 | 67.23% | 672 | 91.89% | 2025 | 2 | [5 empty] | 31.0205 | 29.4695 | 67.23%
2025 | 3 | 50983.7318 | 43921.9194 | 50983.7318 | 79.058 | 106.0603 | 64.61% | 744 | 74.54% | 2025 | 3 | [5 empty] | 33.4198 | 28.0326 | 64.61%
2025 | 4 | 53619.2093 | 50983.7318 | 53619.2093 | 104.5142 | 110.5511 | 67.36% | 720 | 94.54% | 2025 | 4 | [5 empty] | 29.8245 | 28.76 | 67.36%
2025 | 5 | 61111.4685 | 53619.2093 | 61111.4685 | 111.6254 | 120.8645 | 67.96% | 744 | 92.36% | 2025 | 5 | [5 empty] | 33.7985 | 32.1268 | 67.96%
2025 | 6 | 66151.7764 | 61111.4685 | 66151.7764 | 112.0469 | 124.4681 | 73.82% | 720 | 90.02% | 2025 | 6 | [5 empty] | 33.9299 | 31.713 | 73.82%
2025 | 7 | 71595.041 | 66151.7764 | 71595.041 | 126.7972 | 130.2845 | 73.86% | 744 | 97.32% | 2025 | 7 | [5 empty] | 35 | 34.3887 | 73.86%
2025 | 8 | 72108.9666 | 71595.041 | 72108.9666 | 125.646 | 128.7667 | 75.27% | 744 | 97.58% | 2025 | 8 | [5 empty] | 34.898 | 34.348 | 75.27%
2025 | 9 | 62755.3943 | 72108.9666 | 62755.3943 | 116.6669 | 122.5937 | 71.1% | 720 | 95.17% | 2025 | 9 | [5 empty] | 32.3654 | 31.3358 | 71.1%
2025 | 10 | 57173.1293 | 62755.3943 | 57173.1293 | 107.5556 | 110.0483 | 69.83% | 744 | 97.73% | 2025 | 10 | [5 empty] | 29.4434 | 29.0079 | 69.83%
2025 | 11 | 48556.8265 | 57173.1293 | 48556.8265 | 95.4414 | 98.4774 | 68.48% | 720 | 96.92% | 2025 | 11 | [5 empty] | 26.2605 | 25.7307 | 68.48%
2025 | 12 | 49428.8926 | 48556.8265 | 49428.8926 | 89.6558 | 104.0115 | 63.87% | 744 | 86.2% | 2025 | 12 | [5 empty] | 27.4379 | 24.9189 | 63.87%
2026 | 1 | 49095.2562 | 49428.8926 | 49095.2562 | 79.0914 | 102.2479 | 64.54% | 744 | 77.35% | 2026 | 1 | [5 empty] | 31.0101 | 26.5157 | 64.54%
2026 | 2 | 44213.8254 | 49095.2562 | 44213.8254 | 89.9424 | 97.8598 | 67.23% | 672 | 91.91% | 2026 | 2 | [5 empty] | 31.0205 | 29.4695 | 67.23%
2026 | 3 | 51312.4735 | 44213.8254 | 51312.4735 | 79.6316 | 106.7442 | 64.61% | 744 | 74.6% | 2026 | 3 | [5 empty] | 33.4198 | 28.0326 | 64.61%
2026 | 4 | 53963.8076 | 51312.4735 | 53963.8076 | 105.1993 | 111.2616 | 67.36% | 720 | 94.55% | 2026 | 4 | [5 empty] | 29.8245 | 28.76 | 67.36%
2026 | 5 | 61505.981 | 53963.8076 | 61505.981 | 112.3671 | 121.6448 | 67.96% | 744 | 92.37% | 2026 | 5 | [5 empty] | 33.7985 | 32.1268 | 67.96%
2026 | 6 | 66575.1095 | 61505.981 | 66575.1095 | 112.7914 | 125.2646 | 73.82% | 720 | 90.04% | 2026 | 6 | [5 empty] | 33.9299 | 31.713 | 73.82%
2026 | 7 | 72056.367 | 66575.1095 | 72056.367 | 127.6221 | 131.124 | 73.86% | 744 | 97.33% | 2026 | 7 | [5 empty] | 35 | 34.3887 | 73.86%
2026 | 8 | 72574.8198 | 72056.367 | 72574.8198 | 126.4648 | 129.5986 | 75.27% | 744 | 97.58% | 2026 | 8 | [5 empty] | 34.898 | 34.348 | 75.27%
2026 | 9 | 63157.2543 | 72574.8198 | 63157.2543 | 117.4269 | 123.3788 | 71.1% | 720 | 95.18% | 2026 | 9 | [5 empty] | 32.3654 | 31.3358 | 71.1%
2026 | 10 | 57541.5712 | 63157.2543 | 57541.5712 | 108.2543 | 110.7575 | 69.83% | 744 | 97.74% | 2026 | 10 | [5 empty] | 29.4434 | 29.0079 | 69.83%
2026 | 11 | 48869.1709 | 57541.5712 | 48869.1709 | 96.0621 | 99.1109 | 68.48% | 720 | 96.92% | 2026 | 11 | [5 empty] | 26.2605 | 25.7307 | 68.48%
2026 | 12 | 49741.3746 | 48869.1709 | 49741.3746 | 90.253 | 104.6691 | 63.87% | 744 | 86.23% | 2026 | 12 | [5 empty] | 27.4379 | 24.9189 | 63.87%
2027 | 1 | 49410.5739 | 49741.3746 | 49410.5739 | 79.6529 | 102.9046 | 64.54% | 744 | 77.4% | 2027 | 1 | [5 empty] | 31.0101 | 26.5157 | 64.54%
2027 | 2 | 44507.2201 | 49410.5739 | 44507.2201 | 90.5593 | 98.5092 | 67.23% | 672 | 91.93% | 2027 | 2 | [5 empty] | 31.0205 | 29.4695 | 67.23%
2027 | 3 | 51642.8918 | 44507.2201 | 51642.8918 | 80.2082 | 107.4316 | 64.61% | 744 | 74.66% | 2027 | 3 | [5 empty] | 33.4198 | 28.0326 | 64.61%
2027 | 4 | 54310.1633 | 51642.8918 | 54310.1633 | 105.8879 | 111.9757 | 67.36% | 720 | 94.56% | 2027 | 4 | [5 empty] | 29.8245 | 28.76 | 67.36%
2027 | 5 | 61902.5055 | 54310.1633 | 61902.5055 | 113.1125 | 122.429 | 67.96% | 744 | 92.39% | 2027 | 5 | [5 empty] | 33.7985 | 32.1268 | 67.96%
2027 | 6 | 67000.6015 | 61902.5055 | 67000.6015 | 113.5397 | 126.0652 | 73.82% | 720 | 90.06% | 2027 | 6 | [5 empty] | 33.9299 | 31.713 | 73.82%
2027 | 7 | 72520.0448 | 67000.6015 | 72520.0448 | 128.4511 | 131.9678 | 73.86% | 744 | 97.34% | 2027 | 7 | [5 empty] | 35 | 34.3887 | 73.86%
2027 | 8 | 73043.0489 | 72520.0448 | 73043.0489 | 127.2877 | 130.4347 | 75.27% | 744 | 97.59% | 2027 | 8 | [5 empty] | 34.898 | 34.348 | 75.27%
2027 | 9 | 63561.1638 | 73043.0489 | 63561.1638 | 118.1909 | 124.1678 | 71.1% | 720 | 95.19% | 2027 | 9 | [5 empty] | 32.3654 | 31.3358 | 71.1%
2027 | 10 | 57911.8922 | 63561.1638 | 57911.8922 | 108.9566 | 111.4703 | 69.83% | 744 | 97.74% | 2027 | 10 | [5 empty] | 29.4434 | 29.0079 | 69.83%
2027 | 11 | 49183.1082 | 57911.8922 | 49183.1082 | 96.6859 | 99.7476 | 68.48% | 720 | 96.93% | 2027 | 11 | [5 empty] | 26.2605 | 25.7307 | 68.48%
2027 | 12 | 50055.4502 | 49183.1082 | 50055.4502 | 90.8532 | 105.33 | 63.87% | 744 | 86.26% | 2027 | 12 | [5 empty] | 27.4379 | 24.9189 | 63.87%
2028 | 1 | 49727.4997 | 50055.4502 | 49727.4997 | 80.2173 | 103.5647 | 64.54% | 744 | 77.46% | 2028 | 1 | [5 empty] | 31.0101 | 26.5157 | 64.54%
2028 | 2 | 46402.1864 | 49727.4997 | 46402.1864 | 91.1794 | 99.1619 | 67.23% | 696 | 91.95% | 2028 | 2 | [5 empty] | 31.0205 | 29.4695 | 67.23%
2028 | 3 | 51974.9953 | 46402.1864 | 51974.9953 | 80.7877 | 108.1224 | 64.61% | 744 | 74.72% | 2028 | 3 | [5 empty] | 33.4198 | 28.0326 | 64.61%
2028 | 4 | 54658.2854 | 51974.9953 | 54658.2854 | 106.5801 | 112.6934 | 67.36% | 720 | 94.58% | 2028 | 4 | [5 empty] | 29.8245 | 28.76 | 67.36%
2028 | 5 | 62301.0523 | 54658.2854 | 62301.0523 | 113.8618 | 123.2172 | 67.96% | 744 | 92.41% | 2028 | 5 | [5 empty] | 33.7985 | 32.1268 | 67.96%
2028 | 6 | 67428.2636 | 62301.0523 | 67428.2636 | 114.2918 | 126.8699 | 73.82% | 720 | 90.09% | 2028 | 6 | [5 empty] | 33.9299 | 31.713 | 73.82%
2028 | 7 | 72986.0865 | 67428.2636 | 72986.0865 | 129.2844 | 132.8159 | 73.86% | 744 | 97.34% | 2028 | 7 | [5 empty] | 35 | 34.3887 | 73.86%
2028 | 8 | 73513.6659 | 72986.0865 | 73513.6659 | 128.1149 | 131.2751 | 75.27% | 744 | 97.59% | 2028 | 8 | [5 empty] | 34.898 | 34.348 | 75.27%
2028 | 9 | 63967.1333 | 73513.6659 | 63967.1333 | 118.9587 | 124.9609 | 71.1% | 720 | 95.2% | 2028 | 9 | [5 empty] | 32.3654 | 31.3358 | 71.1%
2028 | 10 | 58284.1018 | 63967.1333 | 58284.1018 | 109.6624 | 112.1867 | 69.83% | 744 | 97.75% | 2028 | 10 | [5 empty] | 29.4434 | 29.0079 | 69.83%
2028 | 11 | 49498.6466 | 58284.1018 | 49498.6466 | 97.313 | 100.3875 | 68.48% | 720 | 96.94% | 2028 | 11 | [5 empty] | 26.2605 | 25.7307 | 68.48%
2028 | 12 | 50371.1276 | 49498.6466 | 50371.1276 | 91.4565 | 105.9942 | 63.87% | 744 | 86.28% | 2028 | 12 | [5 empty] | 27.4379 | 24.9189 | 63.87%
2029 | 1 | 50046.0419 | 50371.1276 | 50046.0419 | 80.7845 | 104.2281 | 64.54% | 744 | 77.51% | 2029 | 1 | [5 empty] | 31.0101 | 26.5157 | 64.54%
2029 | 2 | 45098.506 | 50046.0419 | 45098.506 | 91.8026 | 99.8179 | 67.23% | 672 | 91.97% | 2029 | 2 | [5 empty] | 31.0205 | 29.4695 | 67.23%
2029 | 3 | 52308.7925 | 45098.506 | 52308.7925 | 81.3701 | 108.8168 | 64.61% | 744 | 74.78% | 2029 | 3 | [5 empty] | 33.4198 | 28.0326 | 64.61%
2029 | 4 | 55008.183 | 52308.7925 | 55008.183 | 107.2757 | 113.4149 | 67.36% | 720 | 94.59% | 2029 | 4 | [5 empty] | 29.8245 | 28.76 | 67.36%
2029 | 5 | 62701.6317 | 55008.183 | 62701.6317 | 114.6148 | 124.0095 | 67.96% | 744 | 92.42% | 2029 | 5 | [5 empty] | 33.7985 | 32.1268 | 67.96%
2029 | 6 | 67858.1067 | 62701.6317 | 67858.1067 | 115.0477 | 127.6786 | 73.82% | 720 | 90.11% | 2029 | 6 | [5 empty] | 33.9299 | 31.713 | 73.82%
2029 | 7 | 73454.504 | 67858.1067 | 73454.504 | 130.1219 | 133.6683 | 73.86% | 744 | 97.35% | 2029 | 7 | [5 empty] | 35 | 34.3887 | 73.86%
2029 | 8 | 73986.6831 | 73454.504 | 73986.6831 | 128.9462 | 132.1198 | 75.27% | 744 | 97.6% | 2029 | 8 | [5 empty] | 34.898 | 34.348 | 75.27%
2029 | 9 | 64375.1731 | 73986.6831 | 64375.1731 | 119.7305 | 125.758 | 71.1% | 720 | 95.21% | 2029 | 9 | [5 empty] | 32.3654 | 31.3358 | 71.1%
2029 | 10 | 58658.2097 | 64375.1731 | 58658.2097 | 110.3719 | 112.9068 | 69.83% | 744 | 97.75% | 2029 | 10 | [5 empty] | 29.4434 | 29.0079 | 69.83%
2029 | 11 | 49815.7942 | 58658.2097 | 49815.7942 | 97.9432 | 101.0307 | 68.48% | 720 | 96.94% | 2029 | 11 | [5 empty] | 26.2605 | 25.7307 | 68.48%
2029 | 12 | 50688.415 | 49815.7942 | 50688.415 | 92.0629 | 106.6619 | 63.87% | 744 | 86.31% | 2029 | 12 | [5 empty] | 27.4379 | 24.9189 | 63.87%
2030 | 1 | 50366.2086 | 50688.415 | 50366.2086 | 81.3547 | 104.8949 | 64.54% | 744 | 77.56% | 2030 | 1 | [5 empty] | 31.0101 | 26.5157 | 64.54%
2030 | 2 | 45396.4126 | 50366.2086 | 45396.4126 | 92.429 | 100.4772 | 67.23% | 672 | 91.99% | 2030 | 2 | [5 empty] | 31.0205 | 29.4695 | 67.23%
2030 | 3 | 52644.292 | 45396.4126 | 52644.292 | 81.9556 | 109.5147 | 64.61% | 744 | 74.84% | 2030 | 3 | [5 empty] | 33.4198 | 28.0326 | 64.61%
2030 | 4 | 55359.865 | 52644.292 | 55359.865 | 107.9749 | 114.14 | 67.36% | 720 | 94.6% | 2030 | 4 | [5 empty] | 29.8245 | 28.76 | 67.36%
2030 | 5 | 63104.2541 | 55359.865 | 63104.2541 | 115.3718 | 124.8058 | 67.96% | 744 | 92.44% | 2030 | 5 | [5 empty] | 33.7985 | 32.1268 | 67.96%
2030 | 6 | 68290.1421 | 63104.2541 | 68290.1421 | 115.8075 | 128.4915 | 73.82% | 720 | 90.13% | 2030 | 6 | [5 empty] | 33.9299 | 31.713 | 73.82%
2030 | 7 | 73925.3094 | 68290.1421 | 73925.3094 | 130.9637 | 134.525 | 73.86% | 744 | 97.35% | 2030 | 7 | [5 empty] | 35 | 34.3887 | 73.86%
2030 | 8 | 74462.1127 | 73925.3094 | 74462.1127 | 129.7818 | 132.9688 | 75.27% | 744 | 97.6% | 2030 | 8 | [5 empty] | 34.898 | 34.348 | 75.27%
2030 | 9 | 64785.294 | 74462.1127 | 64785.294 | 120.5062 | 126.5592 | 71.1% | 720 | 95.22% | 2030 | 9 | [5 empty] | 32.3654 | 31.3358 | 71.1%
2030 | 10 | 59034.2256 | 64785.294 | 59034.2256 | 111.0849 | 113.6306 | 69.83% | 744 | 97.76% | 2030 | 10 | [5 empty] | 29.4434 | 29.0079 | 69.83%
2030 | 11 | 50134.5593 | 59034.2256 | 50134.5593 | 98.5766 | 101.6772 | 68.48% | 720 | 96.95% | 2030 | 11 | [5 empty] | 26.2605 | 25.7307 | 68.48%
2030 | 12 | 51007.3206 | 50134.5593 | 51007.3206 | 92.6723 | 107.3329 | 63.87% | 744 | 86.34% | 2030 | 12 | [5 empty] | 27.4379 | 24.9189 | 63.87%
2031 | 1 | 50688.0081 | 51007.3206 | 50688.0081 | 81.9277 | 105.5651 | 64.54% | 744 | 77.61% | 2031 | 1 | [5 empty] | 31.0101 | 26.5157 | 64.54%
2031 | 2 | 45695.8384 | 50688.0081 | 45695.8384 | 93.0586 | 101.14 | 67.23% | 672 | 92.01% | 2031 | 2 | [5 empty] | 31.0205 | 29.4695 | 67.23%
2031 | 3 | 52981.5026 | 45695.8384 | 52981.5026 | 82.544 | 110.2162 | 64.61% | 744 | 74.89% | 2031 | 3 | [5 empty] | 33.4198 | 28.0326 | 64.61%
2031 | 4 | 55713.3407 | 52981.5026 | 55713.3407 | 108.6777 | 114.8687 | 67.36% | 720 | 94.61% | 2031 | 4 | [5 empty] | 29.8245 | 28.76 | 67.36%
2031 | 5 | 63508.9298 | 55713.3407 | 63508.9298 | 116.1325 | 125.6061 | 67.96% | 744 | 92.46% | 2031 | 5 | [5 empty] | 33.7985 | 32.1268 | 67.96%
2031 | 6 | 68724.3808 | 63508.9298 | 68724.3808 | 116.5712 | 129.3086 | 73.82% | 720 | 90.15% | 2031 | 6 | [5 empty] | 33.9299 | 31.713 | 73.82%
2031 | 7 | 74398.515 | 68724.3808 | 74398.515 | 131.8097 | 135.3861 | 73.86% | 744 | 97.36% | 2031 | 7 | [5 empty] | 35 | 34.3887 | 73.86%
2031 | 8 | 74939.9669 | 74398.515 | 74939.9669 | 130.6217 | 133.8221 | 75.27% | 744 | 97.61% | 2031 | 8 | [5 empty] | 34.898 | 34.348 | 75.27%
2031 | 9 | 65197.5065 | 74939.9669 | 65197.5065 | 121.2858 | 127.3644 | 71.1% | 720 | 95.23% | 2031 | 9 | [5 empty] | 32.3654 | 31.3358 | 71.1%
2031 | 10 | 59412.1591 | 65197.5065 | 59412.1591 | 111.8016 | 114.358 | 69.83% | 744 | 97.76% | 2031 | 10 | [5 empty] | 29.4434 | 29.0079 | 69.83%
2031 | 11 | 50454.9501 | 59412.1591 | 50454.9501 | 99.2133 | 102.327 | 68.48% | 720 | 96.96% | 2031 | 11 | [5 empty] | 26.2605 | 25.7307 | 68.48%
2031 | 12 | 51327.8526 | 50454.9501 | 51327.8526 | 93.2849 | 108.0074 | 63.87% | 744 | 86.37% | 2031 | 12 | [5 empty] | 27.4379 | 24.9189 | 63.87%
2032 | 1 | 51011.4489 | 51327.8526 | 51011.4489 | 82.5037 | 106.2387 | 64.54% | 744 | 77.66% | 2032 | 1 | [5 empty] | 31.0101 | 26.5157 | 64.54%
2032 | 2 | 47639.5339 | 51011.4489 | 47639.5339 | 93.6914 | 101.8061 | 67.23% | 696 | 92.03% | 2032 | 2 | [5 empty] | 31.0205 | 29.4695 | 67.23%
2032 | 3 | 53320.433 | 47639.5339 | 53320.433 | 83.1354 | 110.9213 | 64.61% | 744 | 74.95% | 2032 | 3 | [5 empty] | 33.4198 | 28.0326 | 64.61%
2032 | 4 | 56068.619 | 53320.433 | 56068.619 | 109.3841 | 115.6012 | 67.36% | 720 | 94.62% | 2032 | 4 | [5 empty] | 29.8245 | 28.76 | 67.36%
2032 | 5 | 63915.6694 | 56068.619 | 63915.6694 | 116.8972 | 126.4106 | 67.96% | 744 | 92.47% | 2032 | 5 | [5 empty] | 33.7985 | 32.1268 | 67.96%
2032 | 6 | 69160.8342 | 63915.6694 | 69160.8342 | 117.3387 | 130.1298 | 73.82% | 720 | 90.17% | 2032 | 6 | [5 empty] | 33.9299 | 31.713 | 73.82%
2032 | 7 | 74874.133 | 69160.8342 | 74874.133 | 132.6601 | 136.2516 | 73.86% | 744 | 97.36% | 2032 | 7 | [5 empty] | 35 | 34.3887 | 73.86%
2032 | 8 | 75420.2582 | 74874.133 | 75420.2582 | 131.4659 | 134.6798 | 75.27% | 744 | 97.61% | 2032 | 8 | [5 empty] | 34.898 | 34.348 | 75.27%
2032 | 9 | 65611.8213 | 75420.2582 | 65611.8213 | 122.0694 | 128.1738 | 71.1% | 720 | 95.24% | 2032 | 9 | [5 empty] | 32.3654 | 31.3358 | 71.1%
2032 | 10 | 59792.0201 | 65611.8213 | 59792.0201 | 112.522 | 115.0892 | 69.83% | 744 | 97.77% | 2032 | 10 | [5 empty] | 29.4434 | 29.0079 | 69.83%
2032 | 11 | 50776.9749 | 59792.0201 | 50776.9749 | 99.8532 | 102.9801 | 68.48% | 720 | 96.96% | 2032 | 11 | [5 empty] | 26.2605 | 25.7307 | 68.48%
2032 | 12 | 51650.0192 | 50776.9749 | 51650.0192 | 93.9006 | 108.6854 | 63.87% | 744 | 86.4% | 2032 | 12 | [5 empty] | 27.4379 | 24.9189 | 63.87%
2033 | 1 | 51336.5391 | 51650.0192 | 51336.5391 | 83.0827 | 106.9157 | 64.54% | 744 | 77.71% | 2033 | 1 | [5 empty] | 31.0101 | 26.5157 | 64.54%
2033 | 2 | 46299.2792 | 51336.5391 | 46299.2792 | 94.3274 | 102.4756 | 67.23% | 672 | 92.05% | 2033 | 2 | [5 empty] | 31.0205 | 29.4695 | 67.23%
2033 | 3 | 53661.0919 | 46299.2792 | 53661.0919 | 83.7298 | 111.63 | 64.61% | 744 | 75.01% | 2033 | 3 | [5 empty] | 33.4198 | 28.0326 | 64.61%
2033 | 4 | 56425.7092 | 53661.0919 | 56425.7092 | 110.094 | 116.3375 | 67.36% | 720 | 94.63% | 2033 | 4 | [5 empty] | 29.8245 | 28.76 | 67.36%
2033 | 5 | 64324.4833 | 56425.7092 | 64324.4833 | 117.6657 | 127.2191 | 67.96% | 744 | 92.49% | 2033 | 5 | [5 empty] | 33.7985 | 32.1268 | 67.96%
2033 | 6 | 69599.5134 | 64324.4833 | 69599.5134 | 118.1102 | 130.9552 | 73.82% | 720 | 90.19% | 2033 | 6 | [5 empty] | 33.9299 | 31.713 | 73.82%
2033 | 7 | 75352.1756 | 69599.5134 | 75352.1756 | 133.5148 | 137.1215 | 73.86% | 744 | 97.37% | 2033 | 7 | [5 empty] | 35 | 34.3887 | 73.86%
2033 | 8 | 75902.999 | 75352.1756 | 75902.999 | 132.3143 | 135.5418 | 75.27% | 744 | 97.62% | 2033 | 8 | [5 empty] | 34.898 | 34.348 | 75.27%
2033 | 9 | 66028.2491 | 75902.999 | 66028.2491 | 122.857 | 128.9873 | 71.1% | 720 | 95.25% | 2033 | 9 | [5 empty] | 32.3654 | 31.3358 | 71.1%
2033 | 10 | 60173.8184 | 66028.2491 | 60173.8184 | 113.246 | 115.8241 | 69.83% | 744 | 97.77% | 2033 | 10 | [5 empty] | 29.4434 | 29.0079 | 69.83%
2033 | 11 | 51100.642 | 60173.8184 | 51100.642 | 100.4964 | 103.6365 | 68.48% | 720 | 96.97% | 2033 | 11 | [5 empty] | 26.2605 | 25.7307 | 68.48%
2033 | 12 | 51973.829 | 51100.642 | 51973.829 | 94.5194 | 109.3667 | 63.87% | 744 | 86.42% | 2033 | 12 | [5 empty] | 27.4379 | 24.9189 | 63.87%
2034 | 1 | 51663.2874 | 51973.829 | 51663.2874 | 83.6645 | 107.5962 | 64.54% | 744 | 77.76% | 2034 | 1 | [5 empty] | 31.0101 | 26.5157 | 64.54%
2034 | 2 | 46603.3097 | 51663.2874 | 46603.3097 | 94.9667 | 103.1485 | 67.23% | 672 | 92.07% | 2034 | 2 | [5 empty] | 31.0205 | 29.4695 | 67.23%
2034 | 3 | 54003.4882 | 46603.3097 | 54003.4882 | 84.3273 | 112.3423 | 64.61% | 744 | 75.06% | 2034 | 3 | [5 empty] | 33.4198 | 28.0326 | 64.61%
2034 | 4 | 56784.6207 | 54003.4882 | 56784.6207 | 110.8076 | 117.0775 | 67.36% | 720 | 94.64% | 2034 | 4 | [5 empty] | 29.8245 | 28.76 | 67.36%
2034 | 5 | 64735.3822 | 56784.6207 | 64735.3822 | 118.4382 | 128.0318 | 67.96% | 744 | 92.51% | 2034 | 5 | [5 empty] | 33.7985 | 32.1268 | 67.96%
2034 | 6 | 70040.4299 | 64735.3822 | 70040.4299 | 118.8856 | 131.7848 | 73.82% | 720 | 90.21% | 2034 | 6 | [5 empty] | 33.9299 | 31.713 | 73.82%
2034 | 7 | 75832.6553 | 70040.4299 | 75832.6553 | 134.3739 | 137.9959 | 73.86% | 744 | 97.38% | 2034 | 7 | [5 empty] | 35 | 34.3887 | 73.86%
2034 | 8 | 76388.2018 | 75832.6553 | 76388.2018 | 133.1671 | 136.4082 | 75.27% | 744 | 97.62% | 2034 | 8 | [5 empty] | 34.898 | 34.348 | 75.27%
2034 | 9 | 66446.8007 | 76388.2018 | 66446.8007 | 123.6487 | 129.805 | 71.1% | 720 | 95.26% | 2034 | 9 | [5 empty] | 32.3654 | 31.3358 | 71.1%
2034 | 10 | 60557.5639 | 66446.8007 | 60557.5639 | 113.9737 | 116.5627 | 69.83% | 744 | 97.78% | 2034 | 10 | [5 empty] | 29.4434 | 29.0079 | 69.83%
2034 | 11 | 51425.9598 | 60557.5639 | 51425.9598 | 101.1429 | 104.2963 | 68.48% | 720 | 96.98% | 2034 | 11 | [5 empty] | 26.2605 | 25.7307 | 68.48%
2034 | 12 | 52299.2901 | 51425.9598 | 52299.2901 | 95.1414 | 110.0516 | 63.87% | 744 | 86.45% | 2034 | 12 | [5 empty] | 27.4379 | 24.9189 | 63.87%
2035 | 1 | 51991.702 | 52299.2901 | 51991.702 | 84.2494 | 108.2802 | 64.54% | 744 | 77.81% | 2035 | 1 | [5 empty] | 31.0101 | 26.5157 | 64.54%
2035 | 2 | 46908.8908 | 51991.702 | 46908.8908 | 95.6092 | 103.8249 | 67.23% | 672 | 92.09% | 2035 | 2 | [5 empty] | 31.0205 | 29.4695 | 67.23%
2035 | 3 | 54347.6307 | 46908.8908 | 54347.6307 | 84.9278 | 113.0582 | 64.61% | 744 | 75.12% | 2035 | 3 | [5 empty] | 33.4198 | 28.0326 | 64.61%
2035 | 4 | 57145.3625 | 54347.6307 | 57145.3625 | 111.5248 | 117.8213 | 67.36% | 720 | 94.66% | 2035 | 4 | [5 empty] | 29.8245 | 28.76 | 67.36%
2035 | 5 | 65148.3767 | 57145.3625 | 65148.3767 | 119.2146 | 128.8486 | 67.96% | 744 | 92.52% | 2035 | 5 | [5 empty] | 33.7985 | 32.1268 | 67.96%
2035 | 6 | 70483.5951 | 65148.3767 | 70483.5951 | 119.665 | 132.6186 | 73.82% | 720 | 90.23% | 2035 | 6 | [5 empty] | 33.9299 | 31.713 | 73.82%
2035 | 7 | 76315.5844 | 70483.5951 | 76315.5844 | 135.2374 | 138.8747 | 73.86% | 744 | 97.38% | 2035 | 7 | [5 empty] | 35 | 34.3887 | 73.86%
2035 | 8 | 76875.8791 | 76315.5844 | 76875.8791 | 134.0242 | 137.2791 | 75.27% | 744 | 97.63% | 2035 | 8 | [5 empty] | 34.898 | 34.348 | 75.27%
2035 | 9 | 66867.4868 | 76875.8791 | 66867.4868 | 124.4444 | 130.6268 | 71.1% | 720 | 95.27% | 2035 | 9 | [5 empty] | 32.3654 | 31.3358 | 71.1%
2035 | 10 | 60943.2665 | 66867.4868 | 60943.2665 | 114.7051 | 117.3052 | 69.83% | 744 | 97.78% | 2035 | 10 | [5 empty] | 29.4434 | 29.0079 | 69.83%
2035 | 11 | 51752.9368 | 60943.2665 | 51752.9368 | 101.7926 | 104.9594 | 68.48% | 720 | 96.98% | 2035 | 11 | [5 empty] | 26.2605 | 25.7307 | 68.48%
2035 | 12 | 52626.4111 | 51752.9368 | 52626.4111 | 95.7665 | 110.7399 | 63.87% | 744 | 86.48% | 2035 | 12 | [5 empty] | 27.4379 | 24.9189 | 63.87%
2036 | 1 | 52321.7916 | 52626.4111 | 52321.7916 | 84.8372 | 108.9677 | 64.54% | 744 | 77.86% | 2036 | 1 | [5 empty] | 31.0101 | 26.5157 | 64.54%
2036 | 2 | 48902.3171 | 52321.7916 | 48902.3171 | 96.2551 | 104.5047 | 67.23% | 696 | 92.11% | 2036 | 2 | [5 empty] | 31.0205 | 29.4695 | 67.23%
2036 | 3 | 54693.5284 | 48902.3171 | 54693.5284 | 85.5314 | 113.7777 | 64.61% | 744 | 75.17% | 2036 | 3 | [5 empty] | 33.4198 | 28.0326 | 64.61%
2036 | 4 | 57507.9442 | 54693.5284 | 57507.9442 | 112.2457 | 118.5688 | 67.36% | 720 | 94.67% | 2036 | 4 | [5 empty] | 29.8245 | 28.76 | 67.36%
2036 | 5 | 65563.4775 | 57507.9442 | 65563.4775 | 119.995 | 129.6696 | 67.96% | 744 | 92.54% | 2036 | 5 | [5 empty] | 33.7985 | 32.1268 | 67.96%
2036 | 6 | 70929.0205 | 65563.4775 | 70929.0205 | 120.4483 | 133.4567 | 73.82% | 720 | 90.25% | 2036 | 6 | [5 empty] | 33.9299 | 31.713 | 73.82%
2036 | 7 | 76800.9755 | 70929.0205 | 76800.9755 | 136.1052 | 139.758 | 73.86% | 744 | 97.39% | 2036 | 7 | [5 empty] | 35 | 34.3887 | 73.86%
2036 | 8 | 77366.0436 | 76800.9755 | 77366.0436 | 134.8857 | 138.1544 | 75.27% | 744 | 97.63% | 2036 | 8 | [5 empty] | 34.898 | 34.348 | 75.27%
2036 | 9 | 67290.3185 | 77366.0436 | 67290.3185 | 125.2441 | 131.4528 | 71.1% | 720 | 95.28% | 2036 | 9 | [5 empty] | 32.3654 | 31.3358 | 71.1%
2036 | 10 | 61330.9361 | 67290.3185 | 61330.9361 | 115.4403 | 118.0514 | 69.83% | 744 | 97.79% | 2036 | 10 | [5 empty] | 29.4434 | 29.0079 | 69.83%
2036 | 11 | 52081.5813 | 61330.9361 | 52081.5813 | 102.4457 | 105.6259 | 68.48% | 720 | 96.99% | 2036 | 11 | [5 empty] | 26.2605 | 25.7307 | 68.48%
2036 | 12 | 52955.2005 | 52081.5813 | 52955.2005 | 96.3949 | 111.4318 | 63.87% | 744 | 86.51% | 2036 | 12 | [5 empty] | 27.4379 | 24.9189 | 63.87%
2037 | 1 | 52653.5646 | 52955.2005 | 52653.5646 | 85.428 | 109.6586 | 64.54% | 744 | 77.9% | 2037 | 1 | [5 empty] | 31.0101 | 26.5157 | 64.54%
2037 | 2 | 47524.7362 | 52653.5646 | 47524.7362 | 96.9042 | 105.1879 | 67.23% | 672 | 92.12% | 2037 | 2 | [5 empty] | 31.0205 | 29.4695 | 67.23%
2037 | 3 | 55041.1901 | 47524.7362 | 55041.1901 | 86.138 | 114.501 | 64.61% | 744 | 75.23% | 2037 | 3 | [5 empty] | 33.4198 | 28.0326 | 64.61%
2037 | 4 | 57872.375 | 55041.1901 | 57872.375 | 112.9703 | 119.3202 | 67.36% | 720 | 94.68% | 2037 | 4 | [5 empty] | 29.8245 | 28.76 | 67.36%
2037 | 5 | 65980.6952 | 57872.375 | 65980.6952 | 120.7793 | 130.4947 | 67.96% | 744 | 92.55% | 2037 | 5 | [5 empty] | 33.7985 | 32.1268 | 67.96%
2037 | 6 | 71376.7175 | 65980.6952 | 71376.7175 | 121.2356 | 134.2991 | 73.82% | 720 | 90.27% | 2037 | 6 | [5 empty] | 33.9299 | 31.713 | 73.82%
2037 | 7 | 77288.8411 | 71376.7175 | 77288.8411 | 136.9775 | 140.6458 | 73.86% | 744 | 97.39% | 2037 | 7 | [5 empty] | 35 | 34.3887 | 73.86%
2037 | 8 | 77858.7079 | 77288.8411 | 77858.7079 | 135.7516 | 139.0342 | 75.27% | 744 | 97.64% | 2037 | 8 | [5 empty] | 34.898 | 34.348 | 75.27%
2037 | 9 | 67715.3067 | 77858.7079 | 67715.3067 | 126.0479 | 132.283 | 71.1% | 720 | 95.29% | 2037 | 9 | [5 empty] | 32.3654 | 31.3358 | 71.1%
2037 | 10 | 61720.5829 | 67715.3067 | 61720.5829 | 116.1792 | 118.8014 | 69.83% | 744 | 97.79% | 2037 | 10 | [5 empty] | 29.4434 | 29.0079 | 69.83%
2037 | 11 | 52411.9019 | 61720.5829 | 52411.9019 | 103.1021 | 106.2959 | 68.48% | 720 | 97% | 2037 | 11 | [5 empty] | 26.2605 | 25.7307 | 68.48%
2037 | 12 | 53285.6666 | 52411.9019 | 53285.6666 | 97.0264 | 112.1272 | 63.87% | 744 | 86.53% | 2037 | 12 | [5 empty] | 27.4379 | 24.9189 | 63.87%
2038 | 1 | 52987.0297 | 53285.6666 | 52987.0297 | 86.0218 | 110.3531 | 64.54% | 744 | 77.95% | 2038 | 1 | [5 empty] | 31.0101 | 26.5157 | 64.54%
2038 | 2 | 47835.0165 | 52987.0297 | 47835.0165 | 97.5566 | 105.8747 | 67.23% | 672 | 92.14% | 2038 | 2 | [5 empty] | 31.0205 | 29.4695 | 67.23%
2038 | 3 | 55390.6249 | 47835.0165 | 55390.6249 | 86.7478 | 115.2279 | 64.61% | 744 | 75.28% | 2038 | 3 | [5 empty] | 33.4198 | 28.0326 | 64.61%
2038 | 4 | 58238.6644 | 55390.6249 | 58238.6644 | 113.6985 | 120.0754 | 67.36% | 720 | 94.69% | 2038 | 4 | [5 empty] | 29.8245 | 28.76 | 67.36%
2038 | 5 | 66400.0408 | 58238.6644 | 66400.0408 | 121.5677 | 131.3241 | 67.96% | 744 | 92.57% | 2038 | 5 | [5 empty] | 33.7985 | 32.1268 | 67.96%
2038 | 6 | 71826.6977 | 66400.0408 | 71826.6977 | 122.027 | 135.1457 | 73.82% | 720 | 90.29% | 2038 | 6 | [5 empty] | 33.9299 | 31.713 | 73.82%
2038 | 7 | 77779.1938 | 71826.6977 | 77779.1938 | 137.8543 | 141.5381 | 73.86% | 744 | 97.4% | 2038 | 7 | [5 empty] | 35 | 34.3887 | 73.86%
2038 | 8 | 78353.8848 | 77779.1938 | 78353.8848 | 136.6219 | 139.9184 | 75.27% | 744 | 97.64% | 2038 | 8 | [5 empty] | 34.898 | 34.348 | 75.27%
2038 | 9 | 68142.4622 | 78353.8848 | 68142.4622 | 126.8558 | 133.1175 | 71.1% | 720 | 95.3% | 2038 | 9 | [5 empty] | 32.3654 | 31.3358 | 71.1%
2038 | 10 | 62112.2168 | 68142.4622 | 62112.2168 | 116.9219 | 119.5552 | 69.83% | 744 | 97.8% | 2038 | 10 | [5 empty] | 29.4434 | 29.0079 | 69.83%
2038 | 11 | 52743.9071 | 62112.2168 | 52743.9071 | 103.7618 | 106.9692 | 68.48% | 720 | 97% | 2038 | 11 | [5 empty] | 26.2605 | 25.7307 | 68.48%
2038 | 12 | 53617.8182 | 52743.9071 | 53617.8182 | 97.6612 | 112.8261 | 63.87% | 744 | 86.56% | 2038 | 12 | [5 empty] | 27.4379 | 24.9189 | 63.87%
2039 | 1 | 53322.1954 | 53617.8182 | 53322.1954 | 86.6187 | 111.0511 | 64.54% | 744 | 78% | 2039 | 1 | [5 empty] | 31.0101 | 26.5157 | 64.54%
2039 | 2 | 48146.8793 | 53322.1954 | 48146.8793 | 98.2123 | 106.5649 | 67.23% | 672 | 92.16% | 2039 | 2 | [5 empty] | 31.0205 | 29.4695 | 67.23%
2039 | 3 | 55741.8418 | 48146.8793 | 55741.8418 | 87.3606 | 115.9585 | 64.61% | 744 | 75.34% | 2039 | 3 | [5 empty] | 33.4198 | 28.0326 | 64.61%
2039 | 4 | 58606.8219 | 55741.8418 | 58606.8219 | 114.4305 | 120.8345 | 67.36% | 720 | 94.7% | 2039 | 4 | [5 empty] | 29.8245 | 28.76 | 67.36%
2039 | 5 | 66821.5251 | 58606.8219 | 66821.5251 | 122.36 | 132.1577 | 67.96% | 744 | 92.59% | 2039 | 5 | [5 empty] | 33.7985 | 32.1268 | 67.96%
2039 | 6 | 72278.9729 | 66821.5251 | 72278.9729 | 122.8223 | 135.9967 | 73.82% | 720 | 90.31% | 2039 | 6 | [5 empty] | 33.9299 | 31.713 | 73.82%
2039 | 7 | 78272.0462 | 72278.9729 | 78272.0462 | 138.7355 | 142.4349 | 73.86% | 744 | 97.4% | 2039 | 7 | [5 empty] | 35 | 34.3887 | 73.86%
2039 | 8 | 78851.5871 | 78272.0462 | 78851.5871 | 137.4967 | 140.8072 | 75.27% | 744 | 97.65% | 2039 | 8 | [5 empty] | 34.898 | 34.348 | 75.27%
2039 | 9 | 68571.7963 | 78851.5871 | 68571.7963 | 127.6678 | 133.9562 | 71.1% | 720 | 95.31% | 2039 | 9 | [5 empty] | 32.3654 | 31.3358 | 71.1%
2039 | 10 | 62505.8481 | 68571.7963 | 62505.8481 | 117.6683 | 120.3129 | 69.83% | 744 | 97.8% | 2039 | 10 | [5 empty] | 29.4434 | 29.0079 | 69.83%
2039 | 11 | 53077.6056 | 62505.8481 | 53077.6056 | 104.4249 | 107.646 | 68.48% | 720 | 97.01% | 2039 | 11 | [5 empty] | 26.2605 | 25.7307 | 68.48%
2039 | 12 | 53951.6637 | 53077.6056 | 53951.6637 | 98.2992 | 113.5286 | 63.87% | 744 | 86.59% | 2039 | 12 | [5 empty] | 27.4379 | 24.9189 | 63.87%
2040 | 1 | 53659.0705 | 53951.6637 | 53659.0705 | 87.2186 | 111.7527 | 64.54% | 744 | 78.05% | 2040 | 1 | [5 empty] | 31.0101 | 26.5157 | 64.54%
2040 | 2 | 50191.0587 | 53659.0705 | 50191.0587 | 98.8714 | 107.2587 | 67.23% | 696 | 92.18% | 2040 | 2 | [5 empty] | 31.0205 | 29.4695 | 67.23%
2040 | 3 | 56094.8499 | 50191.0587 | 56094.8499 | 87.9766 | 116.6929 | 64.61% | 744 | 75.39% | 2040 | 3 | [5 empty] | 33.4198 | 28.0326 | 64.61%
2040 | 4 | 58976.857 | 56094.8499 | 58976.857 | 115.1662 | 121.5974 | 67.36% | 720 | 94.71% | 2040 | 4 | [5 empty] | 29.8245 | 28.76 | 67.36%
2040 | 5 | 67245.1589 | 58976.857 | 67245.1589 | 123.1564 | 132.9955 | 67.96% | 744 | 92.6% | 2040 | 5 | [5 empty] | 33.7985 | 32.1268 | 67.96%
2040 | 6 | 72733.5547 | 67245.1589 | 72733.5547 | 123.6218 | 136.852 | 73.82% | 720 | 90.33% | 2040 | 6 | [5 empty] | 33.9299 | 31.713 | 73.82%
2040 | 7 | 78767.4112 | 72733.5547 | 78767.4112 | 139.6211 | 143.3364 | 73.86% | 744 | 97.41% | 2040 | 7 | [5 empty] | 35 | 34.3887 | 73.86%
2040 | 8 | 79351.8277 | 78767.4112 | 79351.8277 | 138.3759 | 141.7005 | 75.27% | 744 | 97.65% | 2040 | 8 | [5 empty] | 34.898 | 34.348 | 75.27%
2040 | 9 | 69003.3199 | 79351.8277 | 69003.3199 | 128.484 | 134.7992 | 71.1% | 720 | 95.32% | 2040 | 9 | [5 empty] | 32.3654 | 31.3358 | 71.1%
2040 | 10 | 62901.4869 | 69003.3199 | 62901.4869 | 118.4186 | 121.0744 | 69.83% | 744 | 97.81% | 2040 | 10 | [5 empty] | 29.4434 | 29.0079 | 69.83%
2040 | 11 | 53413.0059 | 62901.4869 | 53413.0059 | 105.0914 | 108.3262 | 68.48% | 720 | 97.01% | 2040 | 11 | [5 empty] | 26.2605 | 25.7307 | 68.48%
2040 | 12 | 54287.2118 | 53413.0059 | 54287.2118 | 98.9404 | 114.2347 | 63.87% | 744 | 86.61% | 2040 | 12 | [5 empty] | 27.4379 | 24.9189 | 63.87%
[17 empty] | 31.0101 | 26.5157 | 64.54%
| 2000 | 730477.6132 | 725656.2539 | 730477.6132 | 99.5339 | 107.956 | 77.03% | 8784 | 92.2% | [7 empty] | 31.0205 | 29.4695 | 67.23%
| 2001 | 758684.102 | 753516.073 | 758684.102 | 88.5957 | 117.431 | 73.75% | 8760 | 75.44% | [7 empty] | 33.4198 | 28.0326 | 64.61%
| 2002 | 800964.1544 | 809245.1799 | 800964.1544 | 115.9057 | 122.3642 | 74.72% | 8760 | 94.72% | [7 empty] | 29.8245 | 28.76 | 67.36%
| 2003 | 805224.4068 | 798097.2709 | 805224.4068 | 123.9569 | 133.8377 | 68.68% | 8760 | 92.62% | [7 empty] | 33.7985 | 32.1268 | 67.96%
| 2004 | 815377.3291 | 814658.7997 | 815377.3291 | 124.4253 | 137.7117 | 67.41% | 8784 | 90.35% | [7 empty] | 33.9299 | 31.713 | 73.82%
| 2005 | 825658.2676 | 824930.6784 | 825658.2676 | 140.5114 | 144.2424 | 65.34% | 8760 | 97.41% | [7 empty] | 35 | 34.3887 | 73.86%
| 2006 | 836068.8366 | 835332.0734 | 836068.8366 | 139.2596 | 142.5983 | 66.93% | 8760 | 97.66% | [7 empty] | 34.898 | 34.348 | 75.27%
| 2007 | 846610.6704 | 845864.6175 | 846610.6704 | 129.3043 | 135.6465 | 71.25% | 8760 | 95.32% | [7 empty] | 32.3654 | 31.3358 | 71.1%
| 2008 | 857285.4243 | 856529.9645 | 857285.4243 | 119.1727 | 121.8398 | 80.1% | 8784 | 97.81% | [7 empty] | 29.4434 | 29.0079 | 69.83%
| 2009 | 868094.7741 | 867329.7889 | 868094.7741 | 105.7613 | 109.0099 | 90.91% | 8760 | 97.02% | [7 empty] | 26.2605 | 25.7307 | 68.48%
| 2010 | 879040.4169 | 878265.7862 | 879040.4169 | 99.585 | 114.9444 | 87.3% | 8760 | 86.64% | [7 empty] | 27.4379 | 24.9189 | 63.87%
| 2011 | 697544.0093 | 720123.4913 | 697544.0093 | 88.4276 | 113.1667 | 70.36% | 8760 | 78.14% | [7 empty] | 31.0101 | 26.5157 | 64.54%
| 2012 | 570780.0754 | 569006.0014 | 570780.0754 | 100.1997 | 108.6569 | 59.8% | 8784 | 92.22% | [7 empty] | 31.0205 | 29.4695 | 67.23%
| 2013 | 603438.5755 | 601431.9396 | 603438.5755 | 89.218 | 118.1728 | 58.29% | 8760 | 75.5% | [7 empty] | 33.4198 | 28.0326 | 64.61%
| 2014 | 612302.963 | 613141.291 | 612302.963 | 116.6489 | 123.135 | 56.77% | 8760 | 94.73% | [7 empty] | 29.8245 | 28.76 | 67.36%
| 2015 | 643209.7405 | 639392.977 | 643209.7405 | 124.7615 | 134.6841 | 54.52% | 8760 | 92.63% | [7 empty] | 33.7985 | 32.1268 | 67.96%
| 2016 | 648886.9175 | 648589.934 | 648886.9175 | 125.2329 | 138.5758 | 53.31% | 8784 | 90.37% | [7 empty] | 33.9299 | 31.713 | 73.82%
| 2017 | 651631.7025 | 651333.2044 | 651631.7025 | 141.4061 | 145.1531 | 51.25% | 8760 | 97.42% | [7 empty] | 35 | 34.3887 | 73.86%
| 2018 | 655874.5792 | 655574.5587 | 655874.5792 | 140.1478 | 143.5007 | 52.18% | 8760 | 97.66% | [7 empty] | 34.898 | 34.348 | 75.27%
| 2019 | 660139.0337 | 659837.4832 | 660139.0337 | 130.1288 | 136.4981 | 55.21% | 8760 | 95.33% | [7 empty] | 32.3654 | 31.3358 | 71.1%
| 2020 | 665943.0166 | 665639.9281 | 665943.0166 | 119.9306 | 122.6091 | 61.83% | 8784 | 97.82% | [7 empty] | 29.4434 | 29.0079 | 69.83%
| 2021 | 668734.1714 | 668429.5372 | 668734.1714 | 106.4347 | 109.6971 | 69.59% | 8760 | 97.03% | [7 empty] | 26.2605 | 25.7307 | 68.48%
| 2022 | 673064.5042 | 672758.3164 | 673064.5042 | 100.2328 | 115.6577 | 66.43% | 8760 | 86.66% | [7 empty] | 27.4379 | 24.9189 | 63.87%
| 2023 | 677416.8133 | 677109.0639 | 677416.8133 | 89.0368 | 113.8791 | 67.91% | 8760 | 78.19% | [7 empty] | 31.0101 | 26.5157 | 64.54%
| 2024 | 683349.4671 | 683040.1482 | 683349.4671 | 100.8689 | 109.3613 | 71.14% | 8784 | 92.23% | [7 empty] | 31.0205 | 29.4695 | 67.23%
| 2025 | 686187.8941 | 685876.9977 | 686187.8941 | 89.8435 | 118.9185 | 65.87% | 8760 | 75.55% | [7 empty] | 33.4198 | 28.0326 | 64.61%
| 2026 | 690607.0109 | 690294.529 | 690607.0109 | 117.3959 | 123.9096 | 63.62% | 8760 | 94.74% | [7 empty] | 29.8245 | 28.76 | 67.36%
| 2027 | 695048.6643 | 694734.5887 | 695048.6643 | 125.5701 | 135.5348 | 58.54% | 8760 | 92.65% | [7 empty] | 33.7985 | 32.1268 | 67.96%
| 2028 | 701113.0446 | 700797.3672 | 701113.0446 | 126.0446 | 139.4443 | 57.24% | 8784 | 90.39% | [7 empty] | 33.9299 | 31.713 | 73.82%
| 2029 | 704000.0411 | 703682.7537 | 704000.0411 | 142.3054 | 146.0683 | 55.02% | 8760 | 97.42% | [7 empty] | 35 | 34.3887 | 73.86%
| 2030 | 708509.996 | 708191.0905 | 708509.996 | 141.0405 | 144.4078 | 56.01% | 8760 | 97.67% | [7 empty] | 34.898 | 34.348 | 75.27%
| 2031 | 713042.9508 | 712722.4188 | 713042.9508 | 130.9576 | 137.354 | 59.26% | 8760 | 95.34% | [7 empty] | 32.3654 | 31.3358 | 71.1%
| 2032 | 719241.7652 | 718919.5985 | 719241.7652 | 120.6925 | 123.3824 | 66.36% | 8784 | 97.82% | [7 empty] | 29.4434 | 29.0079 | 69.83%
| 2033 | 722178.3295 | 721854.5197 | 722178.3295 | 107.1114 | 110.3877 | 74.68% | 8760 | 97.03% | [7 empty] | 26.2605 | 25.7307 | 68.48%
| 2034 | 726780.9898 | 726455.5286 | 726780.9898 | 100.8839 | 116.3746 | 71.29% | 8760 | 86.69% | [7 empty] | 27.4379 | 24.9189 | 63.87%
| 2035 | 731407.1227 | 731080.0017 | 731407.1227 | 89.649 | 114.5951 | 72.86% | 8760 | 78.23% | [7 empty] | 31.0101 | 26.5157 | 64.54%
| 2036 | 737743.1347 | 737414.3454 | 737743.1347 | 101.5415 | 110.0694 | 76.3% | 8784 | 92.25% | [7 empty] | 31.0205 | 29.4695 | 67.23%
| 2037 | 740730.2857 | 740399.8195 | 740730.2857 | 90.4721 | 119.6679 | 70.66% | 8760 | 75.6% | [7 empty] | 33.4198 | 28.0326 | 64.61%
| 2038 | 745427.557 | 745095.4054 | 745427.557 | 118.1467 | 124.6882 | 68.25% | 8760 | 94.75% | [7 empty] | 29.8245 | 28.76 | 67.36%
| 2039 | 750148.7834 | 749814.9379 | 750148.7834 | 126.3829 | 136.3899 | 62.79% | 8760 | 92.66% | [7 empty] | 33.7985 | 32.1268 | 67.96%
| 2040 | 756624.8132 | 756289.265 | 756624.8132 | -35 | -34.3887 | -250.5% | 8784 | 101.8% | [7 empty] | 33.9299 | 31.713 | 73.82%
[17 empty] | 35 | 34.3887 | 73.86%
| 2001 | 3.861% | 3.839% | 3.861%
| 2002 | 5.573% | 7.396% | 5.573%
| 2003 | 0.5319% | -1.378% | 0.5319%
| 2004 | 1.261% | 2.075% | 1.261%
| 2005 | 1.261% | 1.261% | 1.261%
| 2006 | 1.261% | 1.261% | 1.261%
| 2007 | 1.261% | 1.261% | 1.261%
| 2008 | 1.261% | 1.261% | 1.261%
| 2009 | 1.261% | 1.261% | 1.261%
| 2010 | 1.261% | 1.261% | 1.261%
| 2011 | -20.65% | -18.01% | -20.65%
| 2012 | -18.17% | -20.98% | -18.17%
| 2013 | 5.722% | 5.699% | 5.722%
| 2014 | 1.469% | 1.947% | 1.469%
| 2015 | 5.048% | 4.282% | 5.048%
| 2016 | 0.8826% | 1.438% | 0.8826%
| 2017 | 0.423% | 0.423% | 0.423%
| 2018 | 0.6511% | 0.6512% | 0.6511%
| 2019 | 0.6502% | 0.6503% | 0.6502%
| 2020 | 0.8792% | 0.8794% | 0.8792%
| 2021 | 0.4191% | 0.4191% | 0.4191%
| 2022 | 0.6475% | 0.6476% | 0.6475%
| 2023 | 0.6466% | 0.6467% | 0.6466%
| 2024 | 0.8758% | 0.8759% | 0.8758%
| 2025 | 0.4154% | 0.4153% | 0.4154%
| 2026 | 0.644% | 0.6441% | 0.644%
| 2027 | 0.6432% | 0.6432% | 0.6432%
| 2028 | 0.8725% | 0.8727% | 0.8725%
| 2029 | 0.4118% | 0.4117% | 0.4118%
| 2030 | 0.6406% | 0.6407% | 0.6406%
| 2031 | 0.6398% | 0.6398% | 0.6398%
| 2032 | 0.8693% | 0.8695% | 0.8693%
| 2033 | 0.4083% | 0.4082% | 0.4083%
| 2034 | 0.6373% | 0.6374% | 0.6373%
| 2035 | 0.6365% | 0.6366% | 0.6365%
| 2036 | 0.8663% | 0.8664% | 0.8663%
| 2037 | 0.4049% | 0.4049% | 0.4049%
| 2038 | 0.6341% | 0.6342% | 0.6341%
| 2039 | 0.6334% | 0.6334% | 0.6334%
| 2040 | 0.8633% | 0.8635% | 0.8633%

## Fl Keys- FR vs PR
Year | Period | FlaKeys_Consumption | Billed Sales | FloridaKeys_NEL | CP | NCP | FPL 000582 OCEC NEED
2011 | 6 | 14166.0409 | -10727.6458 | 14166.0409 | 33.9299 | 31.713
2011 | 7 | 19195.956 | 14166.0409 | 19195.956 | 35 | 34.3887
2011 | 8 | 13866.0226 | 19195.956 | 13866.0226 | 34.898 | 34.348
2011 | 9 | 15114.0017 | 13866.0226 | 15114.0017 | 32.3654 | 31.3358
2011 | 10 | 10608.7227 | 15114.0017 | 10608.7227 | 29.4434 | 29.0079
2011 | 11 | 12169.7745 | 10608.7227 | 12169.7745 | 26.2605 | 25.7307
2011 | 12 | 14608.6462 | 12169.7745 | 14608.6462 | 27.4379 | 24.9189
2012 | 1 | 14429.079 | 14608.6462 | 14429.079 | 31.0101 | 26.5157
2012 | 2 | 13573.5401 | 14429.079 | 13573.5401 | 31.0205 | 29.4695
2012 | 3 | 18703.8168 | 13573.5401 | 18703.8168 | 33.4198 | 28.0326
2012 | 4 | 9550.7576 | 18703.8168 | 9550.7576 | 29.8245 | 28.76
2012 | 5 | 13486.5974 | 9550.7576 | 13486.5974 | 33.7985 | 32.1268
2012 | 6 | 13158.6643 | 13486.5974 | 13158.6643 | 33.9299 | 31.713
2012 | 7 | 14278.8125 | 13158.6643 | 14278.8125 | 35 | 34.3887
2012 | 8 | 15718.8028 | 14278.8125 | 15718.8028 | 34.898 | 34.348
2012 | 9 | 14040.7922 | 15718.8028 | 14040.7922 | 32.3654 | 31.3358
2012 | 10 | 12124.4664 | 14040.7922 | 12124.4664 | 29.4434 | 29.0079
2012 | 11 | 15547.2113 | 12124.4664 | 15547.2113 | 26.2605 | 25.7307
2012 | 12 | 11567.2583 | 15547.2113 | 11567.2583 | 27.4379 | 24.9189
2013 | 1 | 17909.875 | 11567.2583 | 17909.875 | 31.0101 | 26.5157
2013 | 2 | 12517.7254 | 17909.875 | 12517.7254 | 31.0205 | 29.4695
2013 | 3 | 5882.3901 | 12517.7254 | 5882.3901 | 33.4198 | 28.0326
2013 | 4 | 14290.9564 | 5882.3901 | 14290.9564 | 29.8245 | 28.76
2013 | 5 | 10018.3847 | 14290.9564 | 10018.3847 | 33.7985 | 32.1268
2013 | 6 | 13114.1436 | 10018.3847 | 13114.1436 | 33.9299 | 31.713
2013 | 7 | 12866.9578 | 13114.1436 | 12866.9578 | 35 | 34.3887
2013 | 8 | 16530.9294 | 12866.9578 | 16530.9294 | 34.898 | 34.348
2013 | 9 | 12119.5606 | 16530.9294 | 12119.5606 | 32.3654 | 31.3358
2013 | 10 | 13533.8296 | 12119.5606 | 13533.8296 | 29.4434 | 29.0079
2013 | 11 | 11732.1225 | 13533.8296 | 11732.1225 | 26.2605 | 25.7307
2013 | 12 | 14728.6514 | 11732.1225 | 14728.6514 | 27.4379 | 24.9189
2014 | 1 | 8841.8588 | 14728.6514 | 8841.8588 | 31.0101 | 26.5157
2014 | 2 | 14738.8564 | 8841.8588 | 14738.8564 | 31.0205 | 29.4695
2014 | 3 | 13169.4496 | 14738.8564 | 13169.4496 | 33.4198 | 28.0326
2014 | 4 | 12503.4557 | 13169.4496 | 12503.4557 | 29.8245 | 28.76
2014 | 5 | 17099.9903 | 12503.4557 | 17099.9903 | 33.7985 | 32.1268
2014 | 6 | 12175.2009 | 17099.9903 | 12175.2009 | 33.9299 | 31.713
2014 | 7 | 16465.5603 | 12175.2009 | 16465.5603 | 35 | 34.3887
2014 | 8 | 23784.954 | 16465.5603 | 23784.954 | 34.898 | 34.348
2014 | 9 | 24421.8685 | 23784.954 | 24421.8685 | 32.3654 | 31.3358
2014 | 10 | 18055.9433 | 24421.8685 | 18055.9433 | 29.4434 | 29.0079
2014 | 11 | 20118.0997 | 18055.9433 | 20118.0997 | 26.2605 | 25.7307
2014 | 12 | 7285.954 | 20118.0997 | 7285.954 | 27.4379 | 24.9189
2015 | 1 | 10561.612 | 7285.954 | 10561.612 | 31.0101 | 26.5157
2015 | 2 | 12234.2437 | 10561.612 | 12234.2437 | 31.0205 | 29.4695
2015 | 3 | 12251.6181 | 12234.2437 | 12251.6181 | 33.4198 | 28.0326
2015 | 4 | 12670.363 | 12251.6181 | 12670.363 | 29.8245 | 28.76
2015 | 5 | 14710.2448 | 12670.363 | 14710.2448 | 33.7985 | 32.1268
2015 | 6 | 16344.4329 | 14710.2448 | 16344.4329 | 33.9299 | 31.713
2015 | 7 | 18338.6685 | 16344.4329 | 18338.6685 | 35 | 34.3887
2015 | 8 | 17211.1304 | 18338.6685 | 17211.1304 | 34.898 | 34.348
2015 | 9 | 13767.102 | 17211.1304 | 13767.102 | 32.3654 | 31.3358
2015 | 10 | 13475.2301 | 13767.102 | 13475.2301 | 29.4434 | 29.0079
2015 | 11 | 9853.6946 | 13475.2301 | 9853.6946 | 26.2605 | 25.7307
2015 | 12 | 10596.3264 | 9853.6946 | 10596.3264 | 27.4379 | 24.9189
2016 | 1 | 10973.2319 | 10596.3264 | 10973.2319 | 31.0101 | 26.5157
2016 | 2 | 11151.9224 | 10973.2319 | 11151.9224 | 31.0205 | 29.4695
2016 | 3 | 12696.1928 | 11151.9224 | 12696.1928 | 33.4198 | 28.0326
2016 | 4 | 13136.4334 | 12696.1928 | 13136.4334 | 29.8245 | 28.76
2016 | 5 | 15242.9449 | 13136.4334 | 15242.9449 | 33.7985 | 32.1268
2016 | 6 | 16930.3654 | 15242.9449 | 16930.3654 | 33.9299 | 31.713
2016 | 7 | 18977.5119 | 16930.3654 | 18977.5119 | 35 | 34.3887
2016 | 8 | 17837.4788 | 18977.5119 | 17837.4788 | 34.898 | 34.348
2016 | 9 | 14300.7542 | 17837.4788 | 14300.7542 | 32.3654 | 31.3358
2016 | 10 | 13970.6748 | 14300.7542 | 13970.6748 | 29.4434 | 29.0079
2016 | 11 | 10255.0287 | 13970.6748 | 10255.0287 | 26.2605 | 25.7307
2016 | 12 | 11017.8724 | 10255.0287 | 11017.8724 | 27.4379 | 24.9189
2017 | 1 | 11392.2806 | 11017.8724 | 11392.2806 | 31.0101 | 26.5157
2017 | 2 | 13030.9859 | 11392.2806 | 13030.9859 | 31.0205 | 29.4695
2017 | 3 | 13148.7191 | 13030.9859 | 13148.7191 | 33.4198 | 28.0326
2017 | 4 | 13610.8396 | 13148.7191 | 13610.8396 | 29.8245 | 28.76
2017 | 5 | 15785.1772 | 13610.8396 | 15785.1772 | 33.7985 | 32.1268
2017 | 6 | 17526.7069 | 15785.1772 | 17526.7069 | 33.9299 | 31.713
2017 | 7 | 19627.1921 | 17526.7069 | 19627.1921 | 35 | 34.3887
2017 | 8 | 18475.0493 | 19627.1921 | 18475.0493 | 34.898 | 34.348
2017 | 9 | 14844.0029 | 18475.0493 | 14844.0029 | 32.3654 | 31.3358
2017 | 10 | 14474.9958 | 14844.0029 | 14474.9958 | 29.4434 | 29.0079
2017 | 11 | 10663.6523 | 14474.9958 | 10663.6523 | 26.2605 | 25.7307
2017 | 12 | 11446.9635 | 10663.6523 | 11446.9635 | 27.4379 | 24.9189
2018 | 1 | 11818.8632 | 11446.9635 | 11818.8632 | 31.0101 | 26.5157
2018 | 2 | 13440.0491 | 11818.8632 | 13440.0491 | 31.0205 | 29.4695
2018 | 3 | 13609.3093 | 13440.0491 | 13609.3093 | 33.4198 | 28.0326
2018 | 4 | 14093.6992 | 13609.3093 | 14093.6992 | 29.8245 | 28.76
2018 | 5 | 16337.0762 | 14093.6992 | 16337.0762 | 33.7985 | 32.1268
2018 | 6 | 18133.604 | 16337.0762 | 18133.604 | 33.9299 | 31.713
2018 | 7 | 20288.9793 | 18133.604 | 20288.9793 | 35 | 34.3887
2018 | 8 | 19124.0002 | 20288.9793 | 19124.0002 | 34.898 | 34.348
2018 | 9 | 15396.9838 | 19124.0002 | 15396.9838 | 32.3654 | 31.3358
2018 | 10 | 14988.3184 | 15396.9838 | 14988.3184 | 29.4434 | 29.0079
2018 | 11 | 11079.6684 | 14988.3184 | 11079.6684 | 26.2605 | 25.7307
2018 | 12 | 11883.7062 | 11079.6684 | 11883.7062 | 27.4379 | 24.9189
2019 | 1 | 12253.0863 | 11883.7062 | 12253.0863 | 31.0101 | 26.5157
2019 | 2 | 13856.3745 | 12253.0863 | 13856.3745 | 31.0205 | 29.4695
2019 | 3 | 14078.0769 | 13856.3745 | 14078.0769 | 33.4198 | 28.0326
2019 | 4 | 14585.1314 | 14078.0769 | 14585.1314 | 29.8245 | 28.76
2019 | 5 | 16898.7781 | 14585.1314 | 16898.7781 | 33.7985 | 32.1268
2019 | 6 | 18751.2054 | 16898.7781 | 18751.2054 | 33.9299 | 31.713
2019 | 7 | 20962.4974 | 18751.2054 | 20962.4974 | 35 | 34.3887
2019 | 8 | 19784.4922 | 20962.4974 | 19784.4922 | 34.898 | 34.348
2019 | 9 | 15959.8343 | 19784.4922 | 15959.8343 | 32.3654 | 31.3358
2019 | 10 | 15510.7697 | 15959.8343 | 15510.7697 | 29.4434 | 29.0079
2019 | 11 | 11503.1819 | 15510.7697 | 11503.1819 | 26.2605 | 25.7307
2019 | 12 | 12328.2086 | 11503.1819 | 12328.2086 | 27.4379 | 24.9189
2020 | 1 | 12695.0576 | 12328.2086 | 12695.0576 | 31.0101 | 26.5157
2020 | 2 | 12762.7625 | 12695.0576 | 12762.7625 | 31.0205 | 29.4695
2020 | 3 | 14555.1373 | 12762.7625 | 14555.1373 | 33.4198 | 28.0326
2020 | 4 | 15085.2571 | 14555.1373 | 15085.2571 | 29.8245 | 28.76
2020 | 5 | 17470.4211 | 15085.2571 | 17470.4211 | 33.7985 | 32.1268
2020 | 6 | 19379.6615 | 17470.4211 | 19379.6615 | 33.9299 | 31.713
2020 | 7 | 21647.3725 | 19379.6615 | 21647.3725 | 35 | 34.3887
2020 | 8 | 20456.6878 | 21647.3725 | 20456.6878 | 34.898 | 34.348
2020 | 9 | 16532.6936 | 20456.6878 | 16532.6936 | 32.3654 | 31.3358
2020 | 10 | 16042.4782 | 16532.6936 | 16042.4782 | 29.4434 | 29.0079
2020 | 11 | 11934.2986 | 16042.4782 | 11934.2986 | 26.2605 | 25.7307
2020 | 12 | 12780.58 | 11934.2986 | 12780.58 | 27.4379 | 24.9189
2021 | 1 | 13144.8865 | 12780.58 | 13144.8865 | 31.0101 | 26.5157
2021 | 2 | 14711.2227 | 13144.8865 | 14711.2227 | 31.0205 | 29.4695
2021 | 3 | 15040.607 | 14711.2227 | 15040.607 | 33.4198 | 28.0326
2021 | 4 | 15594.1984 | 15040.607 | 15594.1984 | 29.8245 | 28.76
2021 | 5 | 18052.1451 | 15594.1984 | 18052.1451 | 33.7985 | 32.1268
2021 | 6 | 20019.1248 | 18052.1451 | 20019.1248 | 33.9299 | 31.713
2021 | 7 | 22344.3321 | 20019.1248 | 22344.3321 | 35 | 34.3887
2021 | 8 | 21140.7518 | 22344.3321 | 21140.7518 | 34.898 | 34.348
2021 | 9 | 17115.7028 | 21140.7518 | 17115.7028 | 32.3654 | 31.3358
2021 | 10 | 16583.5744 | 17115.7028 | 16583.5744 | 29.4434 | 29.0079
2021 | 11 | 12373.1261 | 16583.5744 | 12373.1261 | 26.2605 | 25.7307
2021 | 12 | 13240.931 | 12373.1261 | 13240.931 | 27.4379 | 24.9189
2022 | 1 | 13602.6836 | 13240.931 | 13602.6836 | 31.0101 | 26.5157
2022 | 2 | 15149.9542 | 13602.6836 | 15149.9542 | 31.0205 | 29.4695
2022 | 3 | 15534.6045 | 15149.9542 | 15534.6045 | 33.4198 | 28.0326
2022 | 4 | 16112.0794 | 15534.6045 | 16112.0794 | 29.8245 | 28.76
2022 | 5 | 18644.0919 | 16112.0794 | 18644.0919 | 33.7985 | 32.1268
2022 | 6 | 20669.7499 | 18644.0919 | 20669.7499 | 33.9299 | 31.713
2022 | 7 | 23053.5561 | 20669.7499 | 23053.5561 | 35 | 34.3887
2022 | 8 | 21836.8513 | 23053.5561 | 21836.8513 | 34.898 | 34.348
2022 | 9 | 17709.0047 | 21836.8513 | 17709.0047 | 32.3654 | 31.3358
2022 | 10 | 17134.1902 | 17709.0047 | 17134.1902 | 29.4434 | 29.0079
2022 | 11 | 12819.773 | 17134.1902 | 12819.773 | 26.2605 | 25.7307
2022 | 12 | 13709.374 | 12819.773 | 13709.374 | 27.4379 | 24.9189
2023 | 1 | 14068.5613 | 13709.374 | 14068.5613 | 31.0101 | 26.5157
2023 | 2 | 15596.3652 | 14068.5613 | 15596.3652 | 31.0205 | 29.4695
2023 | 3 | 16037.2494 | 15596.3652 | 16037.2494 | 33.4198 | 28.0326
2023 | 4 | 16639.0258 | 16037.2494 | 16639.0258 | 29.8245 | 28.76
2023 | 5 | 19246.4051 | 16639.0258 | 19246.4051 | 33.7985 | 32.1268
2023 | 6 | 21331.6933 | 19246.4051 | 21331.6933 | 33.9299 | 31.713
2023 | 7 | 23775.2269 | 21331.6933 | 23775.2269 | 35 | 34.3887
2023 | 8 | 22545.1552 | 23775.2269 | 22545.1552 | 34.898 | 34.348
2023 | 9 | 18312.7442 | 22545.1552 | 18312.7442 | 32.3654 | 31.3358
2023 | 10 | 17694.4595 | 18312.7442 | 17694.4595 | 29.4434 | 29.0079
2023 | 11 | 13274.3497 | 17694.4595 | 13274.3497 | 26.2605 | 25.7307
2023 | 12 | 14186.0225 | 13274.3497 | 14186.0225 | 27.4379 | 24.9189
2024 | 1 | 14542.6331 | 14186.0225 | 14542.6331 | 31.0101 | 26.5157
2024 | 2 | 14492.2959 | 14542.6331 | 14492.2959 | 31.0205 | 29.4695
2024 | 3 | 16548.6631 | 14492.2959 | 16548.6631 | 33.4198 | 28.0326
2024 | 4 | 17175.1646 | 16548.6631 | 17175.1646 | 29.8245 | 28.76
2024 | 5 | 19859.2302 | 17175.1646 | 19859.2302 | 33.7985 | 32.1268
2024 | 6 | 22005.1136 | 19859.2302 | 22005.1136 | 33.9299 | 31.713
2024 | 7 | 24509.5293 | 22005.1136 | 24509.5293 | 35 | 34.3887
2024 | 8 | 23265.8351 | 24509.5293 | 23265.8351 | 34.898 | 34.348
2024 | 9 | 18927.0679 | 23265.8351 | 18927.0679 | 32.3654 | 31.3358
2024 | 10 | 18264.5177 | 18927.0679 | 18264.5177 | 29.4434 | 29.0079
2024 | 11 | 13736.968 | 18264.5177 | 13736.968 | 26.2605 | 25.7307
2024 | 12 | 14670.9919 | 13736.968 | 14670.9919 | 27.4379 | 24.9189
2025 | 1 | 15025.0142 | 14670.9919 | 15025.0142 | 31.0101 | 26.5157
2025 | 2 | 16512.6586 | 15025.0142 | 16512.6586 | 31.0205 | 29.4695
2025 | 3 | 17068.9686 | 16512.6586 | 17068.9686 | 33.4198 | 28.0326
2025 | 4 | 17720.6248 | 17068.9686 | 17720.6248 | 29.8245 | 28.76
2025 | 5 | 20482.7146 | 17720.6248 | 20482.7146 | 33.7985 | 32.1268
2025 | 6 | 22690.1715 | 20482.7146 | 22690.1715 | 33.9299 | 31.713
2025 | 7 | 25256.5202 | 22690.1715 | 25256.5202 | 35 | 34.3887
2025 | 8 | 23999.0644 | 25256.5202 | 23999.0644 | 34.898 | 34.348
2025 | 9 | 19552.1244 | 23999.0644 | 19552.1244 | 32.3654 | 31.3358
2025 | 10 | 18844.5023 | 19552.1244 | 18844.5023 | 29.4434 | 29.0079
2025 | 11 | 14207.7409 | 18844.5023 | 14207.7409 | 26.2605 | 25.7307
2025 | 12 | 15164.3988 | 14207.7409 | 15164.3988 | 27.4379 | 24.9189
2026 | 1 | 15515.8212 | 15164.3988 | 15515.8212 | 31.0101 | 26.5157
2026 | 2 | 16982.7608 | 15515.8212 | 16982.7608 | 31.0205 | 29.4695
2026 | 3 | 17598.2905 | 16982.7608 | 17598.2905 | 33.4198 | 28.0326
2026 | 4 | 18275.537 | 17598.2905 | 18275.537 | 29.8245 | 28.76
2026 | 5 | 21117.0077 | 18275.537 | 21117.0077 | 33.7985 | 32.1268
2026 | 6 | 23387.0298 | 21117.0077 | 23387.0298 | 33.9299 | 31.713
2026 | 7 | 26016.3772 | 23387.0298 | 26016.3772 | 35 | 34.3887
2026 | 8 | 24745.0192 | 26016.3772 | 24745.0192 | 34.898 | 34.348
2026 | 9 | 20188.0643 | 24745.0192 | 20188.0643 | 32.3654 | 31.3358
2026 | 10 | 19434.5523 | 20188.0643 | 19434.5523 | 29.4434 | 29.0079
2026 | 11 | 14686.7831 | 19434.5523 | 14686.7831 | 26.2605 | 25.7307
2026 | 12 | 15666.3614 | 14686.7831 | 15666.3614 | 27.4379 | 24.9189
2027 | 1 | 16015.1724 | 15666.3614 | 16015.1724 | 31.0101 | 26.5157
2027 | 2 | 17460.9823 | 16015.1724 | 17460.9823 | 31.0205 | 29.4695
2027 | 3 | 18136.755 | 17460.9823 | 18136.755 | 33.4198 | 28.0326
2027 | 4 | 18840.0335 | 18136.755 | 18840.0335 | 29.8245 | 28.76
2027 | 5 | 21762.2608 | 18840.0335 | 21762.2608 | 33.7985 | 32.1268
2027 | 6 | 24095.8533 | 21762.2608 | 24095.8533 | 33.9299 | 31.713
2027 | 7 | 26789.2801 | 24095.8533 | 26789.2801 | 35 | 34.3887
2027 | 8 | 25503.8776 | 26789.2801 | 25503.8776 | 34.898 | 34.348
2027 | 9 | 20835.0402 | 25503.8776 | 20835.0402 | 32.3654 | 31.3358
2027 | 10 | 20034.8086 | 20835.0402 | 20034.8086 | 29.4434 | 29.0079
2027 | 11 | 15174.2107 | 20034.8086 | 15174.2107 | 26.2605 | 25.7307
2027 | 12 | 16176.9995 | 15174.2107 | 16176.9995 | 27.4379 | 24.9189
2028 | 1 | 16523.1874 | 16176.9995 | 16523.1874 | 31.0101 | 26.5157
2028 | 2 | 16347.3612 | 16523.1874 | 16347.3612 | 31.0205 | 29.4695
2028 | 3 | 18684.4899 | 16347.3612 | 18684.4899 | 33.4198 | 28.0326
2028 | 4 | 19414.2484 | 18684.4899 | 19414.2484 | 29.8245 | 28.76
2028 | 5 | 22418.6272 | 19414.2484 | 22418.6272 | 33.7985 | 32.1268
2028 | 6 | 24816.8092 | 22418.6272 | 24816.8092 | 33.9299 | 31.713
2028 | 7 | 27575.4109 | 24816.8092 | 27575.4109 | 35 | 34.3887
2028 | 8 | 26275.8201 | 27575.4109 | 26275.8201 | 34.898 | 34.348
2028 | 9 | 21493.2065 | 26275.8201 | 21493.2065 | 32.3654 | 31.3358
2028 | 10 | 20645.4142 | 21493.2065 | 20645.4142 | 29.4434 | 29.0079
2028 | 11 | 15670.1416 | 20645.4142 | 15670.1416 | 26.2605 | 25.7307
2028 | 12 | 16696.4345 | 15670.1416 | 16696.4345 | 27.4379 | 24.9189
2029 | 1 | 17039.9877 | 16696.4345 | 17039.9877 | 31.0101 | 26.5157
2029 | 2 | 18442.2388 | 17039.9877 | 18442.2388 | 31.0205 | 29.4695
2029 | 3 | 19241.6248 | 18442.2388 | 19241.6248 | 33.4198 | 28.0326
2029 | 4 | 19998.3174 | 19241.6248 | 19998.3174 | 29.8245 | 28.76
2029 | 5 | 23086.2622 | 19998.3174 | 23086.2622 | 33.7985 | 32.1268
2029 | 6 | 25550.0668 | 23086.2622 | 25550.0668 | 33.9299 | 31.713
2029 | 7 | 28374.9544 | 25550.0668 | 28374.9544 | 35 | 34.3887
2029 | 8 | 27061.0297 | 28374.9544 | 27061.0297 | 34.898 | 34.348
2029 | 9 | 22162.7199 | 27061.0297 | 22162.7199 | 32.3654 | 31.3358
2029 | 10 | 21266.5137 | 22162.7199 | 21266.5137 | 29.4434 | 29.0079
2029 | 11 | 16174.6949 | 21266.5137 | 16174.6949 | 26.2605 | 25.7307
2029 | 12 | 17224.7893 | 16174.6949 | 17224.7893 | 27.4379 | 24.9189
2030 | 1 | 17565.696 | 17224.7893 | 17565.696 | 31.0101 | 26.5157
2030 | 2 | 18945.5055 | 17565.696 | 18945.5055 | 31.0205 | 29.4695
2030 | 3 | 19808.2909 | 18945.5055 | 19808.2909 | 33.4198 | 28.0326
2030 | 4 | 20592.3781 | 19808.2909 | 20592.3781 | 29.8245 | 28.76
2030 | 5 | 23765.3232 | 20592.3781 | 23765.3232 | 33.7985 | 32.1268
2030 | 6 | 26295.7974 | 23765.3232 | 26295.7974 | 33.9299 | 31.713
2030 | 7 | 29188.0973 | 26295.7974 | 29188.0973 | 35 | 34.3887
2030 | 8 | 27859.6916 | 29188.0973 | 27859.6916 | 34.898 | 34.348
2030 | 9 | 22843.739 | 27859.6916 | 22843.739 | 32.3654 | 31.3358
2030 | 10 | 21898.2535 | 22843.739 | 21898.2535 | 29.4434 | 29.0079
2030 | 11 | 16687.9914 | 21898.2535 | 16687.9914 | 26.2605 | 25.7307
2030 | 12 | 17762.1885 | 16687.9914 | 17762.1885 | 27.4379 | 24.9189
2031 | 1 | 18100.437 | 17762.1885 | 18100.437 | 31.0101 | 26.5157
2031 | 2 | 19457.3547 | 18100.437 | 19457.3547 | 31.0205 | 29.4695
2031 | 3 | 20384.6212 | 19457.3547 | 20384.6212 | 33.4198 | 28.0326
2031 | 4 | 21196.57 | 20384.6212 | 21196.57 | 29.8245 | 28.76
2031 | 5 | 24455.9696 | 21196.57 | 24455.9696 | 33.7985 | 32.1268
2031 | 6 | 27054.1749 | 24455.9696 | 27054.1749 | 33.9299 | 31.713
2031 | 7 | 30015.0291 | 27054.1749 | 30015.0291 | 35 | 34.3887
2031 | 8 | 28671.9936 | 30015.0291 | 28671.9936 | 34.898 | 34.348
2031 | 9 | 23536.4244 | 28671.9936 | 23536.4244 | 32.3654 | 31.3358
2031 | 10 | 22540.7823 | 23536.4244 | 22540.7823 | 29.4434 | 29.0079
2031 | 11 | 17210.1535 | 22540.7823 | 17210.1535 | 26.2605 | 25.7307
2031 | 12 | 18308.7583 | 17210.1535 | 18308.7583 | 27.4379 | 24.9189
2032 | 1 | 18644.3368 | 18308.7583 | 18644.3368 | 31.0101 | 26.5157
2032 | 2 | 18335.1635 | 18644.3368 | 18335.1635 | 31.0205 | 29.4695
2032 | 3 | 20970.7504 | 18335.1635 | 20970.7504 | 33.4198 | 28.0326
2032 | 4 | 21811.0342 | 20970.7504 | 21811.0342 | 29.8245 | 28.76
2032 | 5 | 25158.3628 | 21811.0342 | 25158.3628 | 33.7985 | 32.1268
2032 | 6 | 27825.3753 | 25158.3628 | 27825.3753 | 33.9299 | 31.713
2032 | 7 | 30855.9418 | 27825.3753 | 30855.9418 | 35 | 34.3887
2032 | 8 | 29498.1259 | 30855.9418 | 29498.1259 | 34.898 | 34.348
2032 | 9 | 24240.9389 | 29498.1259 | 24240.9389 | 32.3654 | 31.3358
2032 | 10 | 23194.2504 | 24240.9389 | 23194.2504 | 29.4434 | 29.0079
2032 | 11 | 17741.3052 | 23194.2504 | 17741.3052 | 26.2605 | 25.7307
2032 | 12 | 18864.6265 | 17741.3052 | 18864.6265 | 27.4379 | 24.9189
2033 | 1 | 19197.5231 | 18864.6265 | 19197.5231 | 31.0101 | 26.5157
2033 | 2 | 20507.2807 | 19197.5231 | 20507.2807 | 31.0205 | 29.4695
2033 | 3 | 21566.815 | 20507.2807 | 21566.815 | 33.4198 | 28.0326
2033 | 4 | 22435.9137 | 21566.815 | 22435.9137 | 29.8245 | 28.76
2033 | 5 | 25872.6664 | 22435.9137 | 25872.6664 | 33.7985 | 32.1268
2033 | 6 | 28609.5768 | 25872.6664 | 28609.5768 | 33.9299 | 31.713
2033 | 7 | 31711.0297 | 28609.5768 | 31711.0297 | 35 | 34.3887
2033 | 8 | 30338.2812 | 31711.0297 | 30338.2812 | 34.898 | 34.348
2033 | 9 | 24957.4476 | 30338.2812 | 24957.4476 | 32.3654 | 31.3358
2033 | 10 | 23858.8104 | 24957.4476 | 23858.8104 | 29.4434 | 29.0079
2033 | 11 | 18281.5722 | 23858.8104 | 18281.5722 | 26.2605 | 25.7307
2033 | 12 | 19429.9226 | 18281.5722 | 19429.9226 | 27.4379 | 24.9189
2034 | 1 | 19760.1255 | 19429.9226 | 19760.1255 | 31.0101 | 26.5157
2034 | 2 | 21045.6015 | 19760.1255 | 21045.6015 | 31.0205 | 29.4695
2034 | 3 | 22172.9531 | 21045.6015 | 22172.9531 | 33.4198 | 28.0326
2034 | 4 | 23071.3536 | 22172.9531 | 23071.3536 | 29.8245 | 28.76
2034 | 5 | 26599.0464 | 23071.3536 | 26599.0464 | 33.7985 | 32.1268
2034 | 6 | 29406.9601 | 26599.0464 | 29406.9601 | 33.9299 | 31.713
2034 | 7 | 32580.4897 | 29406.9601 | 32580.4897 | 35 | 34.3887
2034 | 8 | 31192.6546 | 32580.4897 | 31192.6546 | 34.898 | 34.348
2034 | 9 | 25686.1175 | 31192.6546 | 25686.1175 | 32.3654 | 31.3358
2034 | 10 | 24534.6164 | 25686.1175 | 24534.6164 | 29.4434 | 29.0079
2034 | 11 | 18831.0816 | 24534.6164 | 18831.0816 | 26.2605 | 25.7307
2034 | 12 | 20004.7778 | 18831.0816 | 20004.7778 | 27.4379 | 24.9189
2035 | 1 | 20332.2752 | 20004.7778 | 20332.2752 | 31.0101 | 26.5157
2035 | 2 | 21592.9928 | 20332.2752 | 21592.9928 | 31.0205 | 29.4695
2035 | 3 | 22789.305 | 21592.9928 | 22789.305 | 33.4198 | 28.0326
2035 | 4 | 23717.5006 | 22789.305 | 23717.5006 | 29.8245 | 28.76
2035 | 5 | 27337.6704 | 23717.5006 | 27337.6704 | 33.7985 | 32.1268
2035 | 6 | 30217.7082 | 27337.6704 | 30217.7082 | 33.9299 | 31.713
2035 | 7 | 33464.5214 | 30217.7082 | 33464.5214 | 35 | 34.3887
2035 | 8 | 32061.444 | 33464.5214 | 32061.444 | 34.898 | 34.348
2035 | 9 | 26427.1178 | 32061.444 | 26427.1178 | 32.3654 | 31.3358
2035 | 10 | 25221.8251 | 26427.1178 | 25221.8251 | 29.4434 | 29.0079
2035 | 11 | 19389.9624 | 25221.8251 | 19389.9624 | 26.2605 | 25.7307
2035 | 12 | 20589.3251 | 19389.9624 | 20589.3251 | 27.4379 | 24.9189
2036 | 1 | 20914.105 | 20589.3251 | 20914.105 | 31.0101 | 26.5157
2036 | 2 | 20463.2938 | 20914.105 | 20463.2938 | 31.0205 | 29.4695
2036 | 3 | 23416.0124 | 20463.2938 | 23416.0124 | 33.4198 | 28.0326
2036 | 4 | 24374.5035 | 23416.0124 | 24374.5035 | 29.8245 | 28.76
2036 | 5 | 28088.7087 | 24374.5035 | 28088.7087 | 33.7985 | 32.1268
2036 | 6 | 31042.0066 | 28088.7087 | 31042.0066 | 33.9299 | 31.713
2036 | 7 | 34363.3269 | 31042.0066 | 34363.3269 | 35 | 34.3887
2036 | 8 | 32944.8496 | 34363.3269 | 32944.8496 | 34.898 | 34.348
2036 | 9 | 27180.6202 | 32944.8496 | 27180.6202 | 32.3654 | 31.3358
2036 | 10 | 25920.5948 | 27180.6202 | 25920.5948 | 29.4434 | 29.0079
2036 | 11 | 19958.3452 | 25920.5948 | 19958.3452 | 26.2605 | 25.7307
2036 | 12 | 21183.6991 | 19958.3452 | 21183.6991 | 27.4379 | 24.9189
2037 | 1 | 21505.7495 | 21183.6991 | 21505.7495 | 31.0101 | 26.5157
2037 | 2 | 22715.4925 | 21505.7495 | 22715.4925 | 31.0205 | 29.4695
2037 | 3 | 24053.2191 | 22715.4925 | 24053.2191 | 33.4198 | 28.0326
2037 | 4 | 25042.513 | 24053.2191 | 25042.513 | 29.8245 | 28.76
2037 | 5 | 28852.3337 | 25042.513 | 28852.3337 | 33.7985 | 32.1268
2037 | 6 | 31880.043 | 28852.3337 | 31880.043 | 33.9299 | 31.713
2037 | 7 | 35277.111 | 31880.043 | 35277.111 | 35 | 34.3887
2037 | 8 | 33843.0745 | 35277.111 | 33843.0745 | 34.898 | 34.348
2037 | 9 | 27946.7983 | 33843.0745 | 27946.7983 | 32.3654 | 31.3358
2037 | 10 | 26631.0861 | 27946.7983 | 26631.0861 | 29.4434 | 29.0079
2037 | 11 | 20536.3624 | 26631.0861 | 20536.3624 | 26.2605 | 25.7307
2037 | 12 | 21788.0364 | 20536.3624 | 21788.0364 | 27.4379 | 24.9189
2038 | 1 | 22107.3452 | 21788.0364 | 22107.3452 | 31.0101 | 26.5157
2038 | 2 | 23290.8579 | 22107.3452 | 23290.8579 | 31.0205 | 29.4695
2038 | 3 | 24701.0708 | 23290.8579 | 24701.0708 | 33.4198 | 28.0326
2038 | 4 | 25721.6817 | 24701.0708 | 25721.6817 | 29.8245 | 28.76
2038 | 5 | 29628.7198 | 25721.6817 | 29628.7198 | 33.7985 | 32.1268
2038 | 6 | 32732.0077 | 29628.7198 | 32732.0077 | 33.9299 | 31.713
2038 | 7 | 36206.0812 | 32732.0077 | 36206.0812 | 35 | 34.3887
2038 | 8 | 34756.3243 | 36206.0812 | 34756.3243 | 34.898 | 34.348
2038 | 9 | 28725.8281 | 34756.3243 | 28725.8281 | 32.3654 | 31.3358
2038 | 10 | 27353.4616 | 28725.8281 | 27353.4616 | 29.4434 | 29.0079
2038 | 11 | 21124.148 | 27353.4616 | 21124.148 | 26.2605 | 25.7307
2038 | 12 | 22402.4749 | 21124.148 | 22402.4749 | 27.4379 | 24.9189
2039 | 1 | 22719.0302 | 22402.4749 | 22719.0302 | 31.0101 | 26.5157
2039 | 2 | 23875.8079 | 22719.0302 | 23875.8079 | 31.0205 | 29.4695
2039 | 3 | 25359.7149 | 23875.8079 | 25359.7149 | 33.4198 | 28.0326
2039 | 4 | 26412.1644 | 25359.7149 | 26412.1644 | 29.8245 | 28.76
2039 | 5 | 30418.0441 | 26412.1644 | 30418.0441 | 33.7985 | 32.1268
2039 | 6 | 33598.0935 | 30418.0441 | 33598.0935 | 33.9299 | 31.713
2039 | 7 | 37150.4475 | 33598.0935 | 37150.4475 | 35 | 34.3887
2039 | 8 | 35684.8072 | 37150.4475 | 35684.8072 | 34.898 | 34.348
2039 | 9 | 29517.888 | 35684.8072 | 29517.888 | 32.3654 | 31.3358
2039 | 10 | 28087.8861 | 29517.888 | 28087.8861 | 29.4434 | 29.0079
2039 | 11 | 21721.8379 | 28087.8861 | 21721.8379 | 26.2605 | 25.7307
2039 | 12 | 23027.1549 | 21721.8379 | 23027.1549 | 27.4379 | 24.9189
2040 | 1 | 23340.9446 | 23027.1549 | 23340.9446 | 31.0101 | 26.5157
2040 | 2 | 22739.7489 | 23340.9446 | 22739.7489 | 31.0205 | 29.4695
2040 | 3 | 26029.301 | 22739.7489 | 26029.301 | 33.4198 | 28.0326
2040 | 4 | 27114.1176 | 26029.301 | 27114.1176 | 29.8245 | 28.76
2040 | 5 | 31220.4856 | 27114.1176 | 31220.4856 | 33.7985 | 32.1268
2040 | 6 | 34478.4956 | 31220.4856 | 34478.4956 | 33.9299 | 31.713
2040 | 7 | 38110.4229 | 34478.4956 | 38110.4229 | 35 | 34.3887
2040 | 8 | 36628.7343 | 38110.4229 | 36628.7343 | 34.898 | 34.348
2040 | 9 | 30323.1586 | 36628.7343 | 30323.1586 | 32.3654 | 31.3358
2040 | 10 | 28834.5266 | 30323.1586 | 28834.5266 | 29.4434 | 29.0079
2040 | 11 | 22329.5696 | 28834.5266 | 22329.5696 | 26.2605 | 25.7307
2040 | 12 | 23662.2182 | 22329.5696 | 23662.2182 | 27.4379 | 24.9189

## FKEC Sept 2014 forecast
FKEC 10 Year Load Forecast Without Load Management (KW) Including Keys Energy Losses | [12 empty] | FPL 000583 OCEC NEED
| 2015 | 2016 | 2017 | 2018 | 2019 | 2020 | 2021 | 2022 | 2023 | 2024 |  | KW | KWH
Annual Peak | 156506.1312 | 157304.3125 | 158106.5645 | 158912.9079 | 159723.3638 | 160537.9529 | 161356.6965 | 162179.6156 | 163006.7317 | 163838.066 | 2015-01-01 | 121756.2288 | 56292205.1645
January | 121756.2288 | 122377.1856 | 123001.3092 | 123628.6159 | 124259.1218 | 124892.8433 | 125529.7968 | 126169.9988 | 126813.4658 | 127460.2145 | 2015-02-01 | 120399.9332 | 53317339.984
February | 120399.9332 | 121013.9729 | 121631.1441 | 122251.463 | 122874.9454 | 123501.6077 | 124131.4659 | 124764.5363 | 125400.8355 | 126040.3797 | 2015-03-01 | 127442.2039 | 60038294.0518
March | 127442.2039 | 128092.1592 | 128745.4292 | 129402.0309 | 130061.9812 | 130725.2973 | 131391.9963 | 132062.0955 | 132735.6122 | 133412.5638 | 2015-04-01 | 132401.4826 | 62938309.7712
April | 132401.4826 | 133076.7302 | 133755.4215 | 134437.5741 | 135123.2058 | 135812.3341 | 136504.977 | 137201.1524 | 137900.8783 | 138604.1728 | 2015-05-01 | 145403.1904 | 71985028.203
May | 145403.1904 | 146144.7467 | 146890.0849 | 147639.2243 | 148392.1843 | 149148.9845 | 149909.6443 | 150674.1835 | 151442.6218 | 152214.9792 | 2015-06-01 | 148434.8132 | 78379240.8564
June | 148434.8132 | 149191.8307 | 149952.709 | 150717.4679 | 151486.1269 | 152258.7062 | 153035.2256 | 153815.7052 | 154600.1653 | 155388.6262 | 2015-07-01 | 156506 | 85445580.833
July | 156506 | 157304 | 158107 | 158913 | 159723 | 160538 | 161357 | 162180 | 163007 | 163838 | 2015-08-01 | 155024.559 | 84789614.4462
August | 155024.559 | 155815.1842 | 156609.8417 | 157408.5519 | 158211.3355 | 159018.2133 | 159829.2062 | 160644.3351 | 161463.6212 | 162287.0857 | 2015-09-01 | 146294.8738 | 72614355.9873
September | 146294.8738 | 147040.9777 | 147790.8867 | 148544.6202 | 149302.1978 | 150063.639 | 150828.9635 | 151598.1912 | 152371.342 | 153148.4359 | 2015-10-01 | 132159.2442 | 67065214.0014
October | 132159.2442 | 132833.2563 | 133510.7059 | 134191.6105 | 134875.9877 | 135563.8553 | 136255.2309 | 136950.1326 | 137648.5783 | 138350.586 | 2015-11-01 | 118047.6144 | 55372932.019
November | 118047.6144 | 118649.6572 | 119254.7705 | 119862.9698 | 120474.271 | 121088.6897 | 121706.2421 | 122326.9439 | 122950.8113 | 123577.8604 | 2015-12-01 | 122535.6967 | 56986291.4772
December | 122535.6967 | 123160.6287 | 123788.7479 | 124420.0705 | 125054.6129 | 125692.3914 | 126333.4226 | 126977.7231 | 127625.3095 | 128276.1985 | 2016-01-01 | 122377.1856 | 57001982.9343
[11 empty] | 2016-02-01 | 121013.9729 | 53989608.2413
FKEC Total Purchases Including Keys Energy Losses | [10 empty] | 2016-03-01 | 128092.1592 | 60795305.5481
| 2015 | 2016 | 2017 | 2018 | 2019 | 2020 | 2021 | 2022 | 2023 | 2024 | 2016-04-01 | 133076.7302 | 63731887.0173
Annual Purchases | 805224406.795 | 815377329.0693 | 825658267.6206 | 836068836.582 | 846610670.4387 | 857285424.2849 | 868094774.0839 | 879040416.9303 | 890124071.3175 | 901347477.4069 | 2016-05-01 | 146144.7467 | 72892673.811
January | 56292205.1645 | 57001982.9343 | 57720710.1578 | 58448499.677 | 59185465.7566 | 59931724.1021 | 60687391.878 | 61452587.726 | 62227431.7837 | 63012045.7036 | 2016-06-01 | 149191.8307 | 79367509.8826
February | 53317339.984 | 53989608.2413 | 54670353.002 | 55359681.1446 | 56057700.8955 | 56764521.8453 | 57480254.9669 | 58205012.632 | 58938908.6295 | 59682058.1829 | 2016-07-01 | 157304 | 86522948.0036
March | 60038294.0518 | 60795305.5481 | 61561862.0591 | 62338083.9362 | 63124093.0482 | 63920012.8005 | 64725968.1543 | 65542085.6469 | 66368493.4105 | 67205321.1934 | 2016-08-01 | 155815.1842 | 85858710.6607
April | 62938309.7712 | 63731887.0173 | 64535470.3287 | 65349185.8702 | 66173161.3971 | 67007526.2755 | 67852411.503 | 68707949.7285 | 69574275.2737 | 70451524.1538 | 2016-09-01 | 147040.9777 | 73529936.6703
May | 71985028.203 | 72892673.811 | 73811763.7508 | 74742442.3218 | 75684855.643 | 76639151.6755 | 77605480.2462 | 78583993.0711 | 79574843.7792 | 80578187.9366 | 2016-10-01 | 132833.2563 | 67910826.6024
June | 78379240.8564 | 79367509.8826 | 80368239.806 | 81381587.7438 | 82407712.7941 | 83446776.0611 | 84498940.6803 | 85564371.8443 | 86643236.8284 | 87735705.017 | 2016-11-01 | 118649.6572 | 56071118.8476
July | 85445580.833 | 86522948.0036 | 87613899.4932 | 88718606.5838 | 89837242.7172 | 90969983.522 | 92117006.8415 | 93278492.7611 | 94454623.637 | 95645584.1247 | 2016-12-01 | 123160.6287 | 57704820.8501
August | 84789614.4462 | 85858710.6607 | 86941286.9072 | 88037513.1529 | 89147561.508 | 90271606.253 | 91409823.8655 | 92562393.0487 | 93729494.7587 | 94911312.2335 | 2017-01-01 | 123001.3092 | 57720710.1578
September | 72614355.9873 | 73529936.6703 | 74457061.737 | 75395876.7483 | 76346529.1006 | 77309168.0486 | 78283944.7291 | 79271012.1844 | 80270525.3866 | 81282641.2617 | 2017-02-01 | 121631.1441 | 54670353.002
October | 67065214.0014 | 67910826.6024 | 68767101.3729 | 69634172.75 | 70512176.8661 | 71401251.5701 | 72301536.4489 | 73213172.8495 | 74136303.901 | 75071074.5375 | 2017-03-01 | 128745.4292 | 61561862.0591
November | 55372932.019 | 56071118.8476 | 56778108.9819 | 57494013.4211 | 58218944.564 | 58953016.2266 | 59696343.6599 | 60449043.5683 | 61211234.1276 | 61983035.0034 | 2017-04-01 | 133755.4215 | 64535470.3287
December | 56986291.4772 | 57704820.8501 | 58432410.024 | 59169173.2322 | 59915226.1483 | 60670685.9047 | 61435671.1102 | 62210301.8695 | 62994699.8016 | 63788988.0588 | 2017-05-01 | 146890.0849 | 73811763.7508
[11 empty] | 2017-06-01 | 149952.709 | 80368239.806
Note* FKEC has approximately 3MW of load management available. | [10 empty] | 2017-07-01 | 158107 | 87613899.4932
[11 empty] | 2017-08-01 | 156609.8417 | 86941286.9072
[11 empty] | 2017-09-01 | 147790.8867 | 74457061.737
[11 empty] | 2017-10-01 | 133510.7059 | 68767101.3729
[11 empty] | 2017-11-01 | 119254.7705 | 56778108.9819
[11 empty] | 2017-12-01 | 123788.7479 | 58432410.024
[11 empty] | 2018-01-01 | 123628.6159 | 58448499.677
[11 empty] | 2018-02-01 | 122251.463 | 55359681.1446
[11 empty] | 2018-03-01 | 129402.0309 | 62338083.9362
[11 empty] | 2018-04-01 | 134437.5741 | 65349185.8702
[11 empty] | 2018-05-01 | 147639.2243 | 74742442.3218
[11 empty] | 2018-06-01 | 150717.4679 | 81381587.7438
[11 empty] | 2018-07-01 | 158913 | 88718606.5838
[11 empty] | 2018-08-01 | 157408.5519 | 88037513.1529
[11 empty] | 2018-09-01 | 148544.6202 | 75395876.7483
[11 empty] | 2018-10-01 | 134191.6105 | 69634172.75
[11 empty] | 2018-11-01 | 119862.9698 | 57494013.4211
[11 empty] | 2018-12-01 | 124420.0705 | 59169173.2322
[11 empty] | 2019-01-01 | 124259.1218 | 59185465.7566
[11 empty] | 2019-02-01 | 122874.9454 | 56057700.8955
[11 empty] | 2019-03-01 | 130061.9812 | 63124093.0482
[11 empty] | 2019-04-01 | 135123.2058 | 66173161.3971
[11 empty] | 2019-05-01 | 148392.1843 | 75684855.643
[11 empty] | 2019-06-01 | 151486.1269 | 82407712.7941
[11 empty] | 2019-07-01 | 159723 | 89837242.7172
[11 empty] | 2019-08-01 | 158211.3355 | 89147561.508
[11 empty] | 2019-09-01 | 149302.1978 | 76346529.1006
[11 empty] | 2019-10-01 | 134875.9877 | 70512176.8661
[11 empty] | 2019-11-01 | 120474.271 | 58218944.564
[11 empty] | 2019-12-01 | 125054.6129 | 59915226.1483
[11 empty] | 2020-01-01 | 124892.8433 | 59931724.1021
[11 empty] | 2020-02-01 | 123501.6077 | 56764521.8453
[11 empty] | 2020-03-01 | 130725.2973 | 63920012.8005
[11 empty] | 2020-04-01 | 135812.3341 | 67007526.2755
[11 empty] | 2020-05-01 | 149148.9845 | 76639151.6755
[11 empty] | 2020-06-01 | 152258.7062 | 83446776.0611
[11 empty] | 2020-07-01 | 160538 | 90969983.522
[11 empty] | 2020-08-01 | 159018.2133 | 90271606.253
[11 empty] | 2020-09-01 | 150063.639 | 77309168.0486
[11 empty] | 2020-10-01 | 135563.8553 | 71401251.5701
[11 empty] | 2020-11-01 | 121088.6897 | 58953016.2266
[11 empty] | 2020-12-01 | 125692.3914 | 60670685.9047
[11 empty] | 2021-01-01 | 125529.7968 | 60687391.878
[11 empty] | 2021-02-01 | 124131.4659 | 57480254.9669
[11 empty] | 2021-03-01 | 131391.9963 | 64725968.1543
[11 empty] | 2021-04-01 | 136504.977 | 67852411.503
[11 empty] | 2021-05-01 | 149909.6443 | 77605480.2462
[11 empty] | 2021-06-01 | 153035.2256 | 84498940.6803
[11 empty] | 2021-07-01 | 161357 | 92117006.8415
[11 empty] | 2021-08-01 | 159829.2062 | 91409823.8655
[11 empty] | 2021-09-01 | 150828.9635 | 78283944.7291
[11 empty] | 2021-10-01 | 136255.2309 | 72301536.4489
[11 empty] | 2021-11-01 | 121706.2421 | 59696343.6599
[11 empty] | 2021-12-01 | 126333.4226 | 61435671.1102
[11 empty] | 2022-01-01 | 126169.9988 | 61452587.726
[11 empty] | 2022-02-01 | 124764.5363 | 58205012.632
[11 empty] | 2022-03-01 | 132062.0955 | 65542085.6469
[11 empty] | 2022-04-01 | 137201.1524 | 68707949.7285
[11 empty] | 2022-05-01 | 150674.1835 | 78583993.0711
[11 empty] | 2022-06-01 | 153815.7052 | 85564371.8443
[11 empty] | 2022-07-01 | 162180 | 93278492.7611
[11 empty] | 2022-08-01 | 160644.3351 | 92562393.0487
[11 empty] | 2022-09-01 | 151598.1912 | 79271012.1844
[11 empty] | 2022-10-01 | 136950.1326 | 73213172.8495
[11 empty] | 2022-11-01 | 122326.9439 | 60449043.5683
[11 empty] | 2022-12-01 | 126977.7231 | 62210301.8695
[11 empty] | 2023-01-01 | 126813.4658 | 62227431.7837
[11 empty] | 2023-02-01 | 125400.8355 | 58938908.6295
[11 empty] | 2023-03-01 | 132735.6122 | 66368493.4105
[11 empty] | 2023-04-01 | 137900.8783 | 69574275.2737
[11 empty] | 2023-05-01 | 151442.6218 | 79574843.7792
[11 empty] | 2023-06-01 | 154600.1653 | 86643236.8284
[11 empty] | 2023-07-01 | 163007 | 94454623.637
[11 empty] | 2023-08-01 | 161463.6212 | 93729494.7587
[11 empty] | 2023-09-01 | 152371.342 | 80270525.3866
[11 empty] | 2023-10-01 | 137648.5783 | 74136303.901
[11 empty] | 2023-11-01 | 122950.8113 | 61211234.1276
[11 empty] | 2023-12-01 | 127625.3095 | 62994699.8016
[11 empty] | 2024-01-01 | 127460.2145 | 63012045.7036
[11 empty] | 2024-02-01 | 126040.3797 | 59682058.1829
[11 empty] | 2024-03-01 | 133412.5638 | 67205321.1934
[11 empty] | 2024-04-01 | 138604.1728 | 70451524.1538
[11 empty] | 2024-05-01 | 152214.9792 | 80578187.9366
[11 empty] | 2024-06-01 | 155388.6262 | 87735705.017
[11 empty] | 2024-07-01 | 163838 | 95645584.1247
[11 empty] | 2024-08-01 | 162287.0857 | 94911312.2335
[11 empty] | 2024-09-01 | 153148.4359 | 81282641.2617
[11 empty] | 2024-10-01 | 138350.586 | 75071074.5375
[11 empty] | 2024-11-01 | 123577.8604 | 61983035.0034
[11 empty] | 2024-12-01 | 128276.1985 | 63788988.0588

## FKEC Sept 2013 forecast
FKEC 10 Year Load Forecast Without Load Management (KW) Including Keys Energy Losses | [12 empty] | FPL 000584 OCEC NEED
| 2014 | 2015 | 2016 | 2017 | 2018 | 2019 | 2020 | 2021 | 2022 | 2023 |  | KW | KWH
Annual Peak | 145893.565 | 146155.5997 | 146418.1051 | 146681.082 | 146944.5312 | 147208.4536 | 147472.85 | 147737.7213 | 148003.0683 | 148268.8919 | 2014-01-01 | 102728.6158 | 52228253.4674
January | 102728.6158 | 102913.1234 | 103097.9624 | 103283.1333 | 103468.6369 | 103654.4736 | 103840.6441 | 104027.1489 | 104213.9888 | 104401.1642 | 2014-02-01 | 112806.439 | 49082022.1011
February | 112806.439 | 113009.047 | 113212.019 | 113415.3555 | 113619.0572 | 113823.1247 | 114027.5588 | 114232.36 | 114437.5291 | 114643.0667 | 2014-03-01 | 124255.2646 | 55536793.7316
March | 124255.2646 | 124478.4355 | 124702.0072 | 124925.9805 | 125150.3561 | 125375.1346 | 125600.3169 | 125825.9036 | 126051.8955 | 126278.2933 | 2014-04-01 | 125000.6151 | 58087165.9995
April | 125000.6151 | 125225.1247 | 125450.0375 | 125675.3543 | 125901.0758 | 126127.2027 | 126353.7358 | 126580.6757 | 126808.0232 | 127035.779 | 2014-05-01 | 137164.615 | 66729311.1636
May | 137164.615 | 137410.972 | 137657.7715 | 137905.0142 | 138152.701 | 138400.8326 | 138649.4099 | 138898.4337 | 139147.9048 | 139397.8239 | 2014-06-01 | 139725.563 | 72785713.0289
June | 139725.563 | 139976.5196 | 140227.927 | 140479.7859 | 140732.0971 | 140984.8616 | 141238.08 | 141491.7532 | 141745.882 | 142000.4672 | 2014-07-01 | 145893.565 | 79121441.2619
July | 145893.565 | 146155.5997 | 146418.1051 | 146681.082 | 146944.5312 | 147208.4536 | 147472.85 | 147737.7213 | 148003.0683 | 148268.8919 | 2014-08-01 | 144717.2337 | 78163707.8183
August | 144717.2337 | 144977.1557 | 145237.5445 | 145498.401 | 145759.726 | 146021.5204 | 146283.785 | 146546.5206 | 146809.7282 | 147073.4084 | 2014-09-01 | 136321.3588 | 67326908.1355
September | 136321.3588 | 136566.2012 | 136811.4834 | 137057.2061 | 137303.3702 | 137549.9764 | 137797.0255 | 138044.5183 | 138292.4557 | 138540.8383 | 2014-10-01 | 123845.8856 | 61597805.4987
October | 123845.8856 | 124068.3213 | 124291.1564 | 124514.3918 | 124738.0281 | 124962.0661 | 125186.5065 | 125411.3499 | 125636.5973 | 125862.2491 | 2014-11-01 | 109855.0951 | 49859155.5724
November | 109855.0951 | 110052.4023 | 110250.0639 | 110448.0805 | 110646.4528 | 110845.1814 | 111044.2669 | 111243.7099 | 111443.5112 | 111643.6713 | 2014-12-01 | 114504.2128 | 51934378.9686
December | 114504.2128 | 114709.8702 | 114915.8969 | 115122.2937 | 115329.0612 | 115536.2 | 115743.7109 | 115951.5945 | 116159.8514 | 116368.4824 | 2015-01-01 | 102913.1234 | 52308888.6039
[11 empty] | 2015-02-01 | 113009.047 | 49157799.7749
FKEC Total Purchases Including Keys Energy Losses | [10 empty] | 2015-03-01 | 124478.4355 | 55622536.9193
| 2014 | 2015 | 2016 | 2017 | 2018 | 2019 | 2020 | 2021 | 2022 | 2023 | 2015-04-01 | 125225.1247 | 58176846.7039
Annual Purchases | 742452656.7474 | 743598928.4943 | 744746969.9688 | 745896783.903 | 747048373.0336 | 748201740.1013 | 749356887.8509 | 750513819.0318 | 751672536.3972 | 752833042.705 | 2015-05-01 | 137410.972 | 66832334.4654
January | 52228253.4674 | 52308888.6039 | 52389648.2329 | 52470532.5466 | 52551541.7375 | 52632675.9984 | 52713935.5224 | 52795320.5028 | 52876831.1335 | 52958467.6082 | 2015-06-01 | 139976.5196 | 72898086.802
February | 49082022.1011 | 49157799.7749 | 49233694.4417 | 49309706.2823 | 49385835.4774 | 49462082.2082 | 49538446.6563 | 49614929.0034 | 49691529.4315 | 49768248.1229 | 2015-07-01 | 146155.5997 | 79243596.7581
March | 55536793.7316 | 55622536.9193 | 55708412.4859 | 55794420.6357 | 55880561.5733 | 55966835.5039 | 56053242.6326 | 56139783.1652 | 56226457.3077 | 56313265.2662 | 2015-08-01 | 144977.1557 | 78284384.671
April | 58087165.9995 | 58176846.7039 | 58266665.8663 | 58356623.7003 | 58446720.4201 | 58536956.2401 | 58627331.3751 | 58717846.0402 | 58808500.4508 | 58899294.8225 | 2015-09-01 | 136566.2012 | 67430854.0664
May | 66729311.1636 | 66832334.4654 | 66935516.8246 | 67038858.487 | 67142359.6985 | 67246020.7054 | 67349841.7543 | 67453823.0925 | 67557964.9673 | 67662267.6266 | 2015-10-01 | 124068.3213 | 61692906.2751
June | 72785713.0289 | 72898086.802 | 73010634.0689 | 73123355.0974 | 73236250.1557 | 73349319.5126 | 73462563.4371 | 73575982.1987 | 73689576.0675 | 73803345.3137 | 2015-11-01 | 110052.4023 | 49936133.0616
July | 79121441.2619 | 79243596.7581 | 79365940.85 | 79488473.8288 | 79611195.9862 | 79734107.6141 | 79857209.0051 | 79980500.4522 | 80103982.2489 | 80227654.6889 | 2015-12-01 | 114709.8702 | 52014560.3926
August | 78163707.8183 | 78284384.671 | 78405247.8366 | 78526297.6026 | 78647534.2573 | 78768958.089 | 78890569.3869 | 79012368.4403 | 79134355.5391 | 79256530.9737 | 2016-01-01 | 103097.9624 | 52389648.2329
September | 67326908.1355 | 67430854.0664 | 67534960.4794 | 67639227.6221 | 67743655.7427 | 67848245.0898 | 67952995.9123 | 68057908.4594 | 68162982.9809 | 68268219.7267 | 2016-02-01 | 113212.019 | 49233694.4417
October | 61597805.4987 | 61692906.2751 | 61788153.8775 | 61883548.5325 | 61979090.4673 | 62074779.9091 | 62170617.0857 | 62266602.2253 | 62362735.5561 | 62459017.3071 | 2016-03-01 | 124702.0072 | 55708412.4859
November | 49859155.5724 | 49936133.0616 | 50013229.3962 | 50090444.7598 | 50167779.3361 | 50245233.3091 | 50322806.8632 | 50400500.1831 | 50478313.4536 | 50556246.8598 | 2016-04-01 | 125450.0375 | 58266665.8663
December | 51934378.9686 | 52014560.3926 | 52094865.6087 | 52175294.8079 | 52255848.1816 | 52336525.9215 | 52417328.2198 | 52498255.2686 | 52579307.2605 | 52660484.3886 | 2016-05-01 | 137657.7715 | 66935516.8246
[11 empty] | 2016-06-01 | 140227.927 | 73010634.0689
Note* FKEC has approximately 3MW of load management available. | [10 empty] | 2016-07-01 | 146418.1051 | 79365940.85
[11 empty] | 2016-08-01 | 145237.5445 | 78405247.8366
[11 empty] | 2016-09-01 | 136811.4834 | 67534960.4794
[11 empty] | 2016-10-01 | 124291.1564 | 61788153.8775
[11 empty] | 2016-11-01 | 110250.0639 | 50013229.3962
[11 empty] | 2016-12-01 | 114915.8969 | 52094865.6087
[11 empty] | 2017-01-01 | 103283.1333 | 52470532.5466
[11 empty] | 2017-02-01 | 113415.3555 | 49309706.2823
[11 empty] | 2017-03-01 | 124925.9805 | 55794420.6357
[11 empty] | 2017-04-01 | 125675.3543 | 58356623.7003
[11 empty] | 2017-05-01 | 137905.0142 | 67038858.487
[11 empty] | 2017-06-01 | 140479.7859 | 73123355.0974
[11 empty] | 2017-07-01 | 146681.082 | 79488473.8288
[11 empty] | 2017-08-01 | 145498.401 | 78526297.6026
[11 empty] | 2017-09-01 | 137057.2061 | 67639227.6221
[11 empty] | 2017-10-01 | 124514.3918 | 61883548.5325
[11 empty] | 2017-11-01 | 110448.0805 | 50090444.7598
[11 empty] | 2017-12-01 | 115122.2937 | 52175294.8079
[11 empty] | 2018-01-01 | 103468.6369 | 52551541.7375
[11 empty] | 2018-02-01 | 113619.0572 | 49385835.4774
[11 empty] | 2018-03-01 | 125150.3561 | 55880561.5733
[11 empty] | 2018-04-01 | 125901.0758 | 58446720.4201
[11 empty] | 2018-05-01 | 138152.701 | 67142359.6985
[11 empty] | 2018-06-01 | 140732.0971 | 73236250.1557
[11 empty] | 2018-07-01 | 146944.5312 | 79611195.9862
[11 empty] | 2018-08-01 | 145759.726 | 78647534.2573
[11 empty] | 2018-09-01 | 137303.3702 | 67743655.7427
[11 empty] | 2018-10-01 | 124738.0281 | 61979090.4673
[11 empty] | 2018-11-01 | 110646.4528 | 50167779.3361
[11 empty] | 2018-12-01 | 115329.0612 | 52255848.1816
[11 empty] | 2019-01-01 | 103654.4736 | 52632675.9984
[11 empty] | 2019-02-01 | 113823.1247 | 49462082.2082
[11 empty] | 2019-03-01 | 125375.1346 | 55966835.5039
[11 empty] | 2019-04-01 | 126127.2027 | 58536956.2401
[11 empty] | 2019-05-01 | 138400.8326 | 67246020.7054
[11 empty] | 2019-06-01 | 140984.8616 | 73349319.5126
[11 empty] | 2019-07-01 | 147208.4536 | 79734107.6141
[11 empty] | 2019-08-01 | 146021.5204 | 78768958.089
[11 empty] | 2019-09-01 | 137549.9764 | 67848245.0898
[11 empty] | 2019-10-01 | 124962.0661 | 62074779.9091
[11 empty] | 2019-11-01 | 110845.1814 | 50245233.3091
[11 empty] | 2019-12-01 | 115536.2 | 52336525.9215
[11 empty] | 2020-01-01 | 103840.6441 | 52713935.5224
[11 empty] | 2020-02-01 | 114027.5588 | 49538446.6563
[11 empty] | 2020-03-01 | 125600.3169 | 56053242.6326
[11 empty] | 2020-04-01 | 126353.7358 | 58627331.3751
[11 empty] | 2020-05-01 | 138649.4099 | 67349841.7543
[11 empty] | 2020-06-01 | 141238.08 | 73462563.4371
[11 empty] | 2020-07-01 | 147472.85 | 79857209.0051
[11 empty] | 2020-08-01 | 146283.785 | 78890569.3869
[11 empty] | 2020-09-01 | 137797.0255 | 67952995.9123
[11 empty] | 2020-10-01 | 125186.5065 | 62170617.0857
[11 empty] | 2020-11-01 | 111044.2669 | 50322806.8632
[11 empty] | 2020-12-01 | 115743.7109 | 52417328.2198
[11 empty] | 2021-01-01 | 104027.1489 | 52795320.5028
[11 empty] | 2021-02-01 | 114232.36 | 49614929.0034
[11 empty] | 2021-03-01 | 125825.9036 | 56139783.1652
[11 empty] | 2021-04-01 | 126580.6757 | 58717846.0402
[11 empty] | 2021-05-01 | 138898.4337 | 67453823.0925
[11 empty] | 2021-06-01 | 141491.7532 | 73575982.1987
[11 empty] | 2021-07-01 | 147737.7213 | 79980500.4522
[11 empty] | 2021-08-01 | 146546.5206 | 79012368.4403
[11 empty] | 2021-09-01 | 138044.5183 | 68057908.4594
[11 empty] | 2021-10-01 | 125411.3499 | 62266602.2253
[11 empty] | 2021-11-01 | 111243.7099 | 50400500.1831
[11 empty] | 2021-12-01 | 115951.5945 | 52498255.2686
[11 empty] | 2022-01-01 | 104213.9888 | 52876831.1335
[11 empty] | 2022-02-01 | 114437.5291 | 49691529.4315
[11 empty] | 2022-03-01 | 126051.8955 | 56226457.3077
[11 empty] | 2022-04-01 | 126808.0232 | 58808500.4508
[11 empty] | 2022-05-01 | 139147.9048 | 67557964.9673
[11 empty] | 2022-06-01 | 141745.882 | 73689576.0675
[11 empty] | 2022-07-01 | 148003.0683 | 80103982.2489
[11 empty] | 2022-08-01 | 146809.7282 | 79134355.5391
[11 empty] | 2022-09-01 | 138292.4557 | 68162982.9809
[11 empty] | 2022-10-01 | 125636.5973 | 62362735.5561
[11 empty] | 2022-11-01 | 111443.5112 | 50478313.4536
[11 empty] | 2022-12-01 | 116159.8514 | 52579307.2605
[11 empty] | 2023-01-01 | 104401.1642 | 52958467.6082
[11 empty] | 2023-02-01 | 114643.0667 | 49768248.1229
[11 empty] | 2023-03-01 | 126278.2933 | 56313265.2662
[11 empty] | 2023-04-01 | 127035.779 | 58899294.8225
[11 empty] | 2023-05-01 | 139397.8239 | 67662267.6266
[11 empty] | 2023-06-01 | 142000.4672 | 73803345.3137
[11 empty] | 2023-07-01 | 148268.8919 | 80227654.6889
[11 empty] | 2023-08-01 | 147073.4084 | 79256530.9737
[11 empty] | 2023-09-01 | 138540.8383 | 68268219.7267
[11 empty] | 2023-10-01 | 125862.2491 | 62459017.3071
[11 empty] | 2023-11-01 | 111643.6713 | 50556246.8598
[11 empty] | 2023-12-01 | 116368.4824 | 52660484.3886

## LCEC Fcst Comparison
FPL 000585 OCEC NEED Year | Period | NEL (MWH) |  |  |  | MONTHLY PEAKS (MW) |  |  |  | MONTHLY PEAKS (MW) |  |  |  | DELIVERED SALES (MWH)
|  | Forecast | FPL_Forecast | Diff | Diff % | Forecast | FPL_Forecast (NCP) | Diff | Diff % | Forecast | FPL_Forecast (CP) | Diff | Diff % | Forecast | FPL_Forecast | Diff | Diff %
2015 | 1 | 259360.221 | 298869.2186 | 39508.9976 | 15.23% | 720.46 | 818.9489 | 98.4889 | 13.67% | 720.46 | 771.7682 | 51.3082 | 7.122% | 259360.221 | 298869.2186 | 39508.9976 | 15.23%
2015 | 2 | 268819.469 | 272034.9386 | 3215.4696 | 1.196% | 677.692 | 718.3592 | 40.6672 | 6.001% | 677.692 | 654.0428 | -23.6492 | -3.49% | 268819.469 | 272034.9386 | 3215.4696 | 1.196%
2015 | 3 | 285871.23 | 277865.4869 | -8005.7431 | -2.8% | 595.925 | 608.9674 | 13.0424 | 2.189% | 595.925 | 594.2879 | -1.6371 | -0.2747% | 285871.23 | 277865.4869 | -8005.7431 | -2.8%
2015 | 4 | 279973.865 | 287454.3584 | 7480.4934 | 2.672% | 617.812 | 623.405 | 5.593 | 0.9053% | 617.812 | 605.7296 | -12.0824 | -1.956% | 279973.865 | 287454.3584 | 7480.4934 | 2.672%
2015 | 5 | 302217.105 | 329884.8111 | 27667.7061 | 9.155% | 704.626 | 712.3722 | 7.7462 | 1.099% | 704.626 | 700.3457 | -4.2803 | -0.6075% | 302217.105 | 329884.8111 | 27667.7061 | 9.155%
2015 | 6 | 321691.356 | 350588.1655 | 28896.8095 | 8.983% | 766.24 | 750.3689 | -15.8711 | -2.071% | 766.24 | 739.5623 | -26.6777 | -3.482% | 321691.356 | 350588.1655 | 28896.8095 | 8.983%
2015 | 7 | 340434.993 | 366102.7629 | 25667.7699 | 7.54% | 775.289 | 779.5983 | 4.3093 | 0.5558% | 775.289 | 771.9763 | -3.3127 | -0.4273% | 340434.993 | 366102.7629 | 25667.7699 | 7.54%
2015 | 8 | 365750.69 | 366364.2557 | 613.5657 | 0.1678% | 787.241 | 779.97 | -7.271 | -0.9236% | 787.241 | 775.0941 | -12.1469 | -1.543% | 365750.69 | 366364.2557 | 613.5657 | 0.1678%
2015 | 9 | 360850.144 | 345994.3864 | -14855.7576 | -4.117% | 749.902 | 745.0113 | -4.8907 | -0.6522% | 749.902 | 742.8617 | -7.0403 | -0.9388% | 360850.144 | 345994.3864 | -14855.7576 | -4.117%
2015 | 10 | 329345.674 | 313843.1527 | -15502.5213 | -4.707% | 703.491 | 685.6471 | -17.8439 | -2.536% | 703.491 | 682.855 | -20.636 | -2.933% | 329345.674 | 313843.1527 | -15502.5213 | -4.707%
2015 | 11 | 299500.583 | 273964.6786 | -25535.9044 | -8.526% | 582.893 | 611.6533 | 28.7603 | 4.934% | 582.893 | 610.4977 | 27.6047 | 4.736% | 299500.583 | 273964.6786 | -25535.9044 | -8.526%
2015 | 12 | 280321.445 | 278690.8611 | -1630.5839 | -0.5817% | 548.27 | 623.8279 | 75.5579 | 13.78% | 548.27 | 593.3797 | 45.1097 | 8.228% | 280321.445 | 278690.8611 | -1630.5839 | -0.5817%
2016 | 1 | 261158.802 | 304375.0545 | 43216.2525 | 16.55% | 721.18 | 829.3219 | 108.1419 | 15% | 721.18 | 781.5436 | 60.3636 | 8.37% | 261158.802 | 304375.0545 | 43216.2525 | 16.55%
2016 | 2 | 270684.604 | 277840.6275 | 7156.0235 | 2.644% | 678.37 | 729.2971 | 50.9271 | 7.507% | 678.37 | 664.0014 | -14.3686 | -2.118% | 270684.604 | 277840.6275 | 7156.0235 | 2.644%
2016 | 3 | 287851.846 | 283524.7185 | -4327.1275 | -1.503% | 596.99 | 619.6293 | 22.6393 | 3.792% | 596.99 | 604.6929 | 7.7029 | 1.29% | 287851.846 | 283524.7185 | -4327.1275 | -1.503%
2016 | 4 | 281916.44 | 292925.246 | 11008.806 | 3.905% | 619.961 | 633.7121 | 13.7511 | 2.218% | 619.961 | 615.7445 | -4.2165 | -0.6801% | 281916.44 | 292925.246 | 11008.806 | 3.905%
2016 | 5 | 304314.313 | 334505.3318 | 30191.0188 | 9.921% | 706.888 | 721.0773 | 14.1893 | 2.007% | 706.888 | 708.9038 | 2.0158 | 0.2852% | 304314.313 | 334505.3318 | 30191.0188 | 9.921%
2016 | 6 | 323926.833 | 354674.5124 | 30747.6794 | 9.492% | 769.086 | 758.0675 | -11.0185 | -1.433% | 769.086 | 747.1501 | -21.9359 | -2.852% | 323926.833 | 354674.5124 | 30747.6794 | 9.492%
2016 | 7 | 342799.527 | 369945.9073 | 27146.3803 | 7.919% | 779.301 | 786.8388 | 7.5378 | 0.9673% | 779.301 | 779.146 | -0.15504 | -0.0199% | 342799.527 | 369945.9073 | 27146.3803 | 7.919%
2016 | 8 | 368289.912 | 370495.0071 | 2205.0951 | 0.5987% | 789.461 | 787.7523 | -1.7087 | -0.2164% | 789.461 | 782.8278 | -6.6332 | -0.8402% | 368289.912 | 370495.0071 | 2205.0951 | 0.5987%
2016 | 9 | 363356.959 | 350921.1149 | -12435.8441 | -3.422% | 753.883 | 754.2932 | 0.41022 | 0.05441% | 753.883 | 752.1169 | -1.7661 | -0.2343% | 363356.959 | 350921.1149 | -12435.8441 | -3.422%
2016 | 10 | 331633.496 | 319936.0901 | -11697.4059 | -3.527% | 705.89 | 697.1262 | -8.7638 | -1.242% | 705.89 | 694.2873 | -11.6027 | -1.644% | 331633.496 | 319936.0901 | -11697.4059 | -3.527%
2016 | 11 | 301582.579 | 281385.9311 | -20196.6479 | -6.697% | 584.272 | 625.6349 | 41.3629 | 7.079% | 584.272 | 624.4529 | 40.1809 | 6.877% | 301582.579 | 281385.9311 | -20196.6479 | -6.697%
2016 | 12 | 282269.023 | 286475.0339 | 4206.0109 | 1.49% | 549.269 | 638.4933 | 89.2243 | 16.24% | 549.269 | 607.3293 | 58.0603 | 10.57% | 282269.023 | 286475.0339 | 4206.0109 | 1.49%
2017 | 1 | 262969.972 | 312033.6702 | 49063.6982 | 18.66% | 721.901 | 843.7507 | 121.8497 | 16.88% | 721.901 | 795.1411 | 73.2401 | 10.15% | 262969.972 | 312033.6702 | 49063.6982 | 18.66%
2017 | 2 | 272562.794 | 285310.711 | 12747.917 | 4.677% | 679.049 | 743.3707 | 64.3217 | 9.472% | 679.049 | 676.815 | -2.234 | -0.329% | 272562.794 | 285310.711 | 12747.917 | 4.677%
2017 | 3 | 289846.326 | 290635.2593 | 788.9333 | 0.2722% | 598.059 | 633.0256 | 34.9666 | 5.847% | 598.059 | 617.7662 | 19.7072 | 3.295% | 289846.326 | 290635.2593 | 788.9333 | 0.2722%
2017 | 4 | 283872.614 | 299313.3355 | 15440.7215 | 5.439% | 622.122 | 645.7472 | 23.6252 | 3.798% | 622.122 | 627.4384 | 5.3164 | 0.8546% | 283872.614 | 299313.3355 | 15440.7215 | 5.439%
2017 | 5 | 306429.201 | 339081.8529 | 32652.6519 | 10.66% | 709.162 | 729.6994 | 20.5374 | 2.896% | 709.162 | 717.3804 | 8.2184 | 1.159% | 306429.201 | 339081.8529 | 32652.6519 | 10.66%
2017 | 6 | 326177.959 | 357944.6674 | 31766.7084 | 9.739% | 771.947 | 764.2285 | -7.7185 | -0.9999% | 771.947 | 753.2223 | -18.7247 | -2.426% | 326177.959 | 357944.6674 | 31766.7084 | 9.739%
2017 | 7 | 345180.613 | 372330.7954 | 27150.1824 | 7.866% | 783.337 | 791.3319 | 7.9949 | 1.021% | 783.337 | 783.5952 | 0.25815 | 0.03296% | 345180.613 | 372330.7954 | 27150.1824 | 7.866%
2017 | 8 | 370846.909 | 372696.1469 | 1849.2379 | 0.4987% | 791.692 | 791.8993 | 0.20727 | 0.02618% | 791.692 | 786.9488 | -4.7432 | -0.5991% | 370846.909 | 372696.1469 | 1849.2379 | 0.4987%
2017 | 9 | 365881.322 | 353786.3279 | -12094.9941 | -3.306% | 757.888 | 759.6913 | 1.8033 | 0.2379% | 757.888 | 757.4993 | -0.38865 | -0.05128% | 365881.322 | 353786.3279 | -12094.9941 | -3.306%
2017 | 10 | 333937.332 | 324350.3988 | -9586.9332 | -2.871% | 708.302 | 705.4427 | -2.8593 | -0.4037% | 708.302 | 702.57 | -5.732 | -0.8093% | 333937.332 | 324350.3988 | -9586.9332 | -2.871%
2017 | 11 | 303679.15 | 287834.9645 | -15844.1855 | -5.217% | 585.658 | 637.7849 | 52.1269 | 8.901% | 585.658 | 636.5799 | 50.9219 | 8.695% | 303679.15 | 287834.9645 | -15844.1855 | -5.217%
2017 | 12 | 284230.234 | 293515.9793 | 9285.7453 | 3.267% | 550.274 | 651.7584 | 101.4844 | 18.44% | 550.274 | 619.947 | 69.673 | 12.66% | 284230.234 | 293515.9793 | 9285.7453 | 3.267%
2018 | 1 | 264810.762 | 319300.7354 | 54489.9734 | 20.58% | 722.623 | 857.4418 | 134.8188 | 18.66% | 722.623 | 808.0435 | 85.4205 | 11.82% | 264810.762 | 319300.7354 | 54489.9734 | 20.58%
2018 | 2 | 274470.734 | 292265.9155 | 17795.1815 | 6.483% | 679.728 | 756.4743 | 76.7463 | 11.29% | 679.728 | 688.7454 | 9.0174 | 1.327% | 274470.734 | 292265.9155 | 17795.1815 | 6.483%
2018 | 3 | 291875.25 | 296979.1804 | 5103.9304 | 1.749% | 599.13 | 644.9775 | 45.8475 | 7.652% | 599.13 | 629.43 | 30.3 | 5.057% | 291875.25 | 296979.1804 | 5103.9304 | 1.749%
2018 | 4 | 285859.722 | 304862.5715 | 19002.8495 | 6.648% | 624.293 | 656.202 | 31.909 | 5.111% | 624.293 | 637.5967 | 13.3037 | 2.131% | 285859.722 | 304862.5715 | 19002.8495 | 6.648%
2018 | 5 | 308574.205 | 343128.5429 | 34554.3379 | 11.2% | 711.446 | 737.3234 | 25.8774 | 3.637% | 711.446 | 724.8756 | 13.4296 | 1.888% | 308574.205 | 343128.5429 | 34554.3379 | 11.2%
2018 | 6 | 328461.205 | 360845.9794 | 32384.7744 | 9.86% | 774.821 | 769.6946 | -5.1264 | -0.6616% | 774.821 | 758.6096 | -16.2114 | -2.092% | 328461.205 | 360845.9794 | 32384.7744 | 9.86%
2018 | 7 | 347596.877 | 374441.1247 | 26844.2477 | 7.723% | 787.394 | 795.3078 | 7.9138 | 1.005% | 787.394 | 787.5321 | 0.13813 | 0.01754% | 347596.877 | 374441.1247 | 26844.2477 | 7.723%
2018 | 8 | 373442.837 | 374453.2543 | 1010.4173 | 0.2706% | 793.937 | 795.2097 | 1.2727 | 0.1603% | 793.937 | 790.2385 | -3.6985 | -0.4658% | 373442.837 | 374453.2543 | 1010.4173 | 0.2706%
2018 | 9 | 368442.491 | 355859.2542 | -12583.2368 | -3.415% | 761.913 | 763.5967 | 1.6837 | 0.221% | 761.913 | 761.3935 | -0.51953 | -0.06819% | 368442.491 | 355859.2542 | -12583.2368 | -3.415%
2018 | 10 | 336274.893 | 327480.1573 | -8794.7357 | -2.615% | 710.727 | 711.3392 | 0.61217 | 0.08613% | 710.727 | 708.4424 | -2.2846 | -0.3214% | 336274.893 | 327480.1573 | -8794.7357 | -2.615%
2018 | 11 | 305804.904 | 292567.1312 | -13237.7728 | -4.329% | 587.052 | 646.7003 | 59.6483 | 10.16% | 587.052 | 645.4784 | 58.4264 | 9.953% | 305804.904 | 292567.1312 | -13237.7728 | -4.329%
2018 | 12 | 286219.846 | 298957.5617 | 12737.7157 | 4.45% | 551.282 | 662.0103 | 110.7283 | 20.09% | 551.282 | 629.6985 | 78.4165 | 14.22% | 286219.846 | 298957.5617 | 12737.7157 | 4.45%
2019 | 1 | 266134.816 | 325075.0773 | 58940.2613 | 22.15% | 723.348 | 868.3207 | 144.9727 | 20.04% | 723.348 | 818.2956 | 94.9476 | 13.13% | 266134.816 | 325075.0773 | 58940.2613 | 22.15%
2019 | 2 | 275843.087 | 297965.4519 | 22122.3649 | 8.02% | 680.407 | 767.2122 | 86.8052 | 12.76% | 680.407 | 698.5219 | 18.1149 | 2.662% | 275843.087 | 297965.4519 | 22122.3649 | 8.02%
2019 | 3 | 293334.627 | 302195.181 | 8860.554 | 3.021% | 600.206 | 654.8044 | 54.5984 | 9.097% | 600.206 | 639.02 | 38.814 | 6.467% | 293334.627 | 302195.181 | 8860.554 | 3.021%
2019 | 4 | 287289.021 | 309398.6572 | 22109.6362 | 7.696% | 626.475 | 664.748 | 38.273 | 6.109% | 626.475 | 645.9004 | 19.4254 | 3.101% | 287289.021 | 309398.6572 | 22109.6362 | 7.696%
2019 | 5 | 310117.076 | 346308.5108 | 36191.4348 | 11.67% | 713.742 | 743.3144 | 29.5724 | 4.143% | 713.742 | 730.7655 | 17.0235 | 2.385% | 310117.076 | 346308.5108 | 36191.4348 | 11.67%
2019 | 6 | 330103.511 | 363110.0993 | 33006.5883 | 9.999% | 777.711 | 773.9602 | -3.7508 | -0.4823% | 777.711 | 762.8138 | -14.8972 | -1.916% | 330103.511 | 363110.0993 | 33006.5883 | 9.999%
2019 | 7 | 349334.862 | 376188.6675 | 26853.8055 | 7.687% | 791.477 | 798.6001 | 7.1231 | 0.9% | 791.477 | 790.7923 | -0.68469 | -0.08651% | 349334.862 | 376188.6675 | 26853.8055 | 7.687%
2019 | 8 | 375310.052 | 376161.0424 | 850.9904 | 0.2267% | 796.189 | 798.4271 | 2.2381 | 0.2811% | 796.189 | 793.4358 | -2.7532 | -0.3458% | 375310.052 | 376161.0424 | 850.9904 | 0.2267%
2019 | 9 | 370284.704 | 358108.4901 | -12176.2139 | -3.288% | 765.963 | 767.8342 | 1.8712 | 0.2443% | 765.963 | 765.6188 | -0.34421 | -0.04494% | 370284.704 | 358108.4901 | -12176.2139 | -3.288%
2019 | 10 | 337956.268 | 330680.6063 | -7275.6617 | -2.153% | 713.16 | 717.3688 | 4.2088 | 0.5902% | 713.16 | 714.4475 | 1.2875 | 0.1805% | 337956.268 | 330680.6063 | -7275.6617 | -2.153%
2019 | 11 | 307333.929 | 296895.8828 | -10438.0462 | -3.396% | 588.454 | 654.8556 | 66.4016 | 11.28% | 588.454 | 653.6183 | 65.1643 | 11.07% | 307333.929 | 296895.8828 | -10438.0462 | -3.396%
2019 | 12 | 287650.945 | 303374.364 | 15723.419 | 5.466% | 552.293 | 670.3316 | 118.0386 | 21.37% | 552.293 | 637.6136 | 85.3206 | 15.45% | 287650.945 | 303374.364 | 15723.419 | 5.466%
2020 | 1 | 267465.49 | 329308.6347 | 61843.1447 | 23.12% | 724.07 | 876.2967 | 152.2267 | 21.02% | 724.07 | 825.8121 | 101.7421 | 14.05% | 267465.49 | 329308.6347 | 61843.1447 | 23.12%
2020 | 2 | 277222.303 | 302148.9586 | 24926.6556 | 8.992% | 681.087 | 775.0939 | 94.0069 | 13.8% | 681.087 | 705.698 | 24.611 | 3.613% | 277222.303 | 302148.9586 | 24926.6556 | 8.992%
2020 | 3 | 294801.3 | 305786.6939 | 10985.3939 | 3.726% | 601.284 | 661.5708 | 60.2868 | 10.03% | 601.284 | 645.6233 | 44.3393 | 7.374% | 294801.3 | 305786.6939 | 10985.3939 | 3.726%
2020 | 4 | 288725.466 | 312423.5932 | 23698.1272 | 8.208% | 628.667 | 670.4469 | 41.7799 | 6.646% | 628.667 | 651.4378 | 22.7708 | 3.622% | 288725.466 | 312423.5932 | 23698.1272 | 8.208%
2020 | 5 | 311667.662 | 348016.4511 | 36348.7891 | 11.66% | 716.048 | 746.5322 | 30.4842 | 4.257% | 716.048 | 733.929 | 17.881 | 2.497% | 311667.662 | 348016.4511 | 36348.7891 | 11.66%
2020 | 6 | 331754.028 | 363884.4485 | 32130.4205 | 9.685% | 780.612 | 775.419 | -5.193 | -0.6652% | 780.612 | 764.2517 | -16.3603 | -2.096% | 331754.028 | 363884.4485 | 32130.4205 | 9.685%
2020 | 7 | 351081.536 | 376295.4166 | 25213.8806 | 7.182% | 795.58 | 798.8013 | 3.2213 | 0.4049% | 795.58 | 790.9915 | -4.5885 | -0.5768% | 351081.536 | 376295.4166 | 25213.8806 | 7.182%
2020 | 8 | 377186.602 | 376147.0467 | -1039.5553 | -0.2756% | 798.453 | 798.4008 | -0.052243 | -0.006543% | 798.453 | 793.4096 | -5.0434 | -0.6316% | 377186.602 | 376147.0467 | -1039.5553 | -0.2756%
2020 | 9 | 372136.127 | 358631.4861 | -13504.6409 | -3.629% | 770.035 | 768.8195 | -1.2155 | -0.1578% | 770.035 | 766.6013 | -3.4337 | -0.4459% | 372136.127 | 358631.4861 | -13504.6409 | -3.629%
2020 | 10 | 339646.049 | 332335.6605 | -7310.3885 | -2.152% | 715.605 | 720.4869 | 4.8819 | 0.6822% | 715.605 | 717.5529 | 1.9479 | 0.2722% | 339646.049 | 332335.6605 | -7310.3885 | -2.152%
2020 | 11 | 308870.598 | 300143.0664 | -8727.5316 | -2.826% | 589.862 | 660.9733 | 71.1113 | 12.06% | 589.862 | 659.7245 | 69.8625 | 11.84% | 308870.598 | 300143.0664 | -8727.5316 | -2.826%
2020 | 12 | 289089.2 | 307254.7707 | 18165.5707 | 6.284% | 553.307 | 677.6423 | 124.3353 | 22.47% | 553.307 | 644.5674 | 91.2604 | 16.49% | 289089.2 | 307254.7707 | 18165.5707 | 6.284%
2021 | 1 | 268802.817 | 333530.6868 | 64727.8698 | 24.08% | 724.794 | 884.251 | 159.457 | 22% | 724.794 | 833.3082 | 108.5142 | 14.97% | 268802.817 | 333530.6868 | 64727.8698 | 24.08%
2021 | 2 | 278608.414 | 306019.5692 | 27411.1552 | 9.839% | 681.768 | 782.3861 | 100.6181 | 14.76% | 681.768 | 712.3373 | 30.5693 | 4.484% | 278608.414 | 306019.5692 | 27411.1552 | 9.839%
2021 | 3 | 296275.306 | 309440.9849 | 13165.6789 | 4.444% | 602.366 | 668.4555 | 66.0895 | 10.97% | 602.366 | 652.342 | 49.976 | 8.297% | 296275.306 | 309440.9849 | 13165.6789 | 4.444%
2021 | 4 | 290169.093 | 315564.3607 | 25395.2677 | 8.752% | 630.87 | 676.3641 | 45.4941 | 7.211% | 630.87 | 657.1872 | 26.3172 | 4.172% | 290169.093 | 315564.3607 | 25395.2677 | 8.752%
2021 | 5 | 313226 | 350313.9626 | 37087.9626 | 11.84% | 718.366 | 750.8607 | 32.4947 | 4.523% | 718.366 | 738.1844 | 19.8184 | 2.759% | 313226 | 350313.9626 | 37087.9626 | 11.84%
2021 | 6 | 333412.798 | 365389.8595 | 31977.0615 | 9.591% | 783.528 | 778.2552 | -5.2728 | -0.673% | 783.528 | 767.047 | -16.481 | -2.103% | 333412.798 | 365389.8595 | 31977.0615 | 9.591%
2021 | 7 | 352836.944 | 377429.9966 | 24593.0526 | 6.97% | 799.707 | 800.9388 | 1.2318 | 0.154% | 799.707 | 793.1081 | -6.5989 | -0.8252% | 352836.944 | 377429.9966 | 24593.0526 | 6.97%
2021 | 8 | 379072.535 | 377221.5434 | -1850.9916 | -0.4883% | 800.73 | 800.4251 | -0.30489 | -0.03808% | 800.73 | 795.4213 | -5.3087 | -0.663% | 379072.535 | 377221.5434 | -1850.9916 | -0.4883%
2021 | 9 | 373996.808 | 359971.661 | -14025.147 | -3.75% | 774.13 | 771.3444 | -2.7856 | -0.3598% | 774.13 | 769.1189 | -5.0111 | -0.6473% | 373996.808 | 359971.661 | -14025.147 | -3.75%
2021 | 10 | 341344.279 | 334409.4988 | -6934.7802 | -2.032% | 718.063 | 724.394 | 6.331 | 0.8817% | 718.063 | 721.4441 | 3.3811 | 0.4709% | 341344.279 | 334409.4988 | -6934.7802 | -2.032%
2021 | 11 | 310414.951 | 303314.4041 | -7100.5469 | -2.287% | 591.278 | 666.9481 | 75.6701 | 12.8% | 591.278 | 665.688 | 74.41 | 12.58% | 310414.951 | 303314.4041 | -7100.5469 | -2.287%
2021 | 12 | 290534.646 | 310911.9945 | 20377.3485 | 7.014% | 554.324 | 684.5325 | 130.2085 | 23.49% | 554.324 | 651.1213 | 96.7973 | 17.46% | 290534.646 | 310911.9945 | 20377.3485 | 7.014%
2022 | 1 | 270146.831 | 337431.8869 | 67285.0559 | 24.91% | 724.554 | 891.6008 | 167.0468 | 23.06% | 724.554 | 840.2346 | 115.6806 | 15.97% | 270146.831 | 337431.8869 | 67285.0559 | 24.91%
2022 | 2 | 280001.456 | 309879.5258 | 29878.0698 | 10.67% | 682.059 | 789.6583 | 107.5993 | 15.78% | 682.059 | 718.9583 | 36.8993 | 5.41% | 280001.456 | 309879.5258 | 29878.0698 | 10.67%
2022 | 3 | 297756.683 | 313024.4782 | 15267.7952 | 5.128% | 603.453 | 675.2068 | 71.7538 | 11.89% | 603.453 | 658.9306 | 55.4776 | 9.193% | 297756.683 | 313024.4782 | 15267.7952 | 5.128%
2022 | 4 | 291619.939 | 318790.071 | 27170.132 | 9.317% | 633.086 | 682.4413 | 49.3553 | 7.796% | 633.086 | 663.0921 | 30.0061 | 4.74% | 291619.939 | 318790.071 | 27170.132 | 9.317%
2022 | 5 | 314792.13 | 352844.2263 | 38052.0963 | 12.09% | 720.694 | 755.6277 | 34.9337 | 4.847% | 720.694 | 742.8709 | 22.1769 | 3.077% | 314792.13 | 352844.2263 | 38052.0963 | 12.09%
2022 | 6 | 335079.862 | 367741.6452 | 32661.7832 | 9.747% | 786.46 | 782.686 | -3.774 | -0.4799% | 786.46 | 771.414 | -15.046 | -1.913% | 335079.862 | 367741.6452 | 32661.7832 | 9.747%
2022 | 7 | 354601.128 | 379557.3349 | 24956.2069 | 7.038% | 803.859 | 804.9467 | 1.0877 | 0.1353% | 803.859 | 797.0768 | -6.7822 | -0.8437% | 354601.128 | 379557.3349 | 24956.2069 | 7.038%
2022 | 8 | 380967.897 | 379336.4718 | -1631.4252 | -0.4282% | 802.018 | 804.4096 | 2.3916 | 0.2982% | 802.018 | 799.3809 | -2.6371 | -0.3288% | 380967.897 | 379336.4718 | -1631.4252 | -0.4282%
2022 | 9 | 375866.792 | 362366.015 | -13500.777 | -3.592% | 778.248 | 775.8554 | -2.3926 | -0.3074% | 778.248 | 773.6168 | -4.6312 | -0.5951% | 375866.792 | 362366.015 | -13500.777 | -3.592%
2022 | 10 | 343051.001 | 337389.05 | -5661.951 | -1.65% | 720.533 | 730.0075 | 9.4745 | 1.315% | 720.533 | 727.0347 | 6.5017 | 0.9024% | 343051.001 | 337389.05 | -5661.951 | -1.65%
2022 | 11 | 311967.026 | 307125.3622 | -4841.6638 | -1.552% | 592.701 | 674.1279 | 81.4269 | 13.74% | 592.701 | 672.8542 | 80.1532 | 13.52% | 311967.026 | 307125.3622 | -4841.6638 | -1.552%
2022 | 12 | 291987.319 | 315045.1666 | 23057.8476 | 7.897% | 555.345 | 692.3193 | 136.9743 | 24.66% | 555.345 | 658.5282 | 103.1832 | 18.58% | 291987.319 | 315045.1666 | 23057.8476 | 7.897%
2023 | 1 | 271497.565 | 341801.9919 | 70304.4269 | 25.9% | 726.244 | 899.8341 | 173.5901 | 23.9% | 726.244 | 847.9935 | 121.7495 | 16.76% | 271497.565 | 341801.9919 | 70304.4269 | 25.9%
2023 | 2 | 281401.464 | 314249.5645 | 32848.1005 | 11.67% | 683.133 | 797.8914 | 114.7584 | 16.8% | 683.133 | 726.4543 | 43.3213 | 6.342% | 281401.464 | 314249.5645 | 32848.1005 | 11.67%
2023 | 3 | 299245.466 | 317300.7761 | 18055.3101 | 6.034% | 604.542 | 683.2633 | 78.7213 | 13.02% | 604.542 | 666.7929 | 62.2509 | 10.3% | 299245.466 | 317300.7761 | 18055.3101 | 6.034%
2023 | 4 | 293078.039 | 322925.9642 | 29847.9252 | 10.18% | 635.309 | 690.2334 | 54.9244 | 8.645% | 635.309 | 670.6632 | 35.3542 | 5.565% | 293078.039 | 322925.9642 | 29847.9252 | 10.18%
2023 | 5 | 316366.091 | 356666.3185 | 40300.2275 | 12.74% | 723.035 | 762.8285 | 39.7935 | 5.504% | 723.035 | 749.9502 | 26.9152 | 3.723% | 316366.091 | 356666.3185 | 40300.2275 | 12.74%
2023 | 6 | 336755.262 | 371370.542 | 34615.28 | 10.28% | 789.404 | 789.5228 | 0.11881 | 0.01505% | 789.404 | 778.1523 | -11.2517 | -1.425% | 336755.262 | 371370.542 | 34615.28 | 10.28%
2023 | 7 | 356374.134 | 383041.9644 | 26667.8304 | 7.483% | 808.035 | 811.5117 | 3.4767 | 0.4303% | 808.035 | 803.5777 | -4.4573 | -0.5516% | 356374.134 | 383041.9644 | 26667.8304 | 7.483%
2023 | 8 | 382872.737 | 382771.2071 | -101.5299 | -0.02652% | 805.315 | 810.8807 | 5.5657 | 0.6911% | 805.315 | 805.8115 | 0.4965 | 0.06165% | 382872.737 | 382771.2071 | -101.5299 | -0.02652%
2023 | 9 | 377746.126 | 365927.7706 | -11818.3554 | -3.129% | 782.389 | 782.5657 | 0.17671 | 0.02259% | 782.389 | 780.3078 | -2.0812 | -0.266% | 377746.126 | 365927.7706 | -11818.3554 | -3.129%
2023 | 10 | 344766.256 | 341241.3865 | -3524.8695 | -1.022% | 723.014 | 737.2653 | 14.2513 | 1.971% | 723.014 | 734.263 | 11.249 | 1.556% | 344766.256 | 341241.3865 | -3524.8695 | -1.022%
2023 | 11 | 313526.861 | 311434.2573 | -2092.6037 | -0.6674% | 594.133 | 682.2459 | 88.1129 | 14.83% | 594.133 | 680.9568 | 86.8238 | 14.61% | 313526.861 | 311434.2573 | -2092.6037 | -0.6674%
2023 | 12 | 293447.255 | 319546.4731 | 26099.2181 | 8.894% | 556.367 | 700.7998 | 144.4328 | 25.96% | 556.367 | 666.5947 | 110.2277 | 19.81% | 293447.255 | 319546.4731 | 26099.2181 | 8.894%
2024 | 1 | 272855.053 | 346426.1861 | 73571.1331 | 26.96% | 726.969 | 908.5461 | 181.5771 | 24.98% | 726.969 | 856.2036 | 129.2346 | 17.78% | 272855.053 | 346426.1861 | 73571.1331 | 26.96%
2024 | 2 | 282808.471 | 318996.547 | 36188.076 | 12.8% | 683.815 | 806.8347 | 123.0197 | 17.99% | 683.815 | 734.5969 | 50.7819 | 7.426% | 282808.471 | 318996.547 | 36188.076 | 12.8%
2024 | 3 | 300741.693 | 321658.2274 | 20916.5344 | 6.955% | 605.634 | 691.4728 | 85.8388 | 14.17% | 605.634 | 674.8045 | 69.1705 | 11.42% | 300741.693 | 321658.2274 | 20916.5344 | 6.955%
2024 | 4 | 294543.429 | 327086.6425 | 32543.2135 | 11.05% | 637.545 | 698.0721 | 60.5271 | 9.494% | 637.545 | 678.2797 | 40.7347 | 6.389% | 294543.429 | 327086.6425 | 32543.2135 | 11.05%
2024 | 5 | 317947.921 | 360639.9723 | 42692.0513 | 13.43% | 725.385 | 770.3149 | 44.9299 | 6.194% | 725.385 | 757.3101 | 31.9251 | 4.401% | 317947.921 | 360639.9723 | 42692.0513 | 13.43%
2024 | 6 | 338439.038 | 375221.7338 | 36782.6958 | 10.87% | 792.363 | 796.7784 | 4.4154 | 0.5573% | 792.363 | 785.3035 | -7.0595 | -0.8909% | 338439.038 | 375221.7338 | 36782.6958 | 10.87%
2024 | 7 | 358156.005 | 386792.0813 | 28636.0763 | 7.995% | 812.232 | 818.5769 | 6.3449 | 0.7812% | 812.232 | 810.5738 | -1.6582 | -0.2042% | 358156.005 | 386792.0813 | 28636.0763 | 7.995%
2024 | 8 | 384787.101 | 386428.4876 | 1641.3866 | 0.4266% | 807.624 | 817.771 | 10.147 | 1.256% | 807.624 | 812.6587 | 5.0347 | 0.6234% | 384787.101 | 386428.4876 | 1641.3866 | 0.4266%
2024 | 9 | 379634.856 | 369588.598 | -10046.258 | -2.646% | 786.554 | 789.4627 | 2.9087 | 0.3698% | 786.554 | 787.1849 | 0.63088 | 0.08021% | 379634.856 | 369588.598 | -10046.258 | -2.646%
2024 | 10 | 346490.087 | 345005.0921 | -1484.9949 | -0.4286% | 725.507 | 744.3561 | 18.8491 | 2.598% | 725.507 | 741.3249 | 15.8179 | 2.18% | 346490.087 | 345005.0921 | -1484.9949 | -0.4286%
2024 | 11 | 315094.495 | 315448.8546 | 354.3596 | 0.1125% | 595.571 | 689.8094 | 94.2384 | 15.82% | 595.571 | 688.506 | 92.935 | 15.6% | 315094.495 | 315448.8546 | 354.3596 | 0.1125%
2024 | 12 | 294914.492 | 323785.758 | 28871.266 | 9.79% | 557.397 | 708.7866 | 151.3896 | 27.16% | 557.397 | 674.1917 | 116.7947 | 20.95% | 294914.492 | 323785.758 | 28871.266 | 9.79%
ANNUAL
Year | Period | NEL (MWH) |  |  |  | MONTHLY PEAKS (MW) |  |  |  | MONTHLY PEAKS (MW) |  |  |  | DELIVERED SALES (MWH)
2015 |  | 3694136.775 | 3761657.0764 | 67520.3014 | 1.828% | 685.8201 | 704.8441 | 19.024 | 2.774% | 685.8201 | 686.8667 | 1.0467 | 0.1526% | 3694136.775 | 3761657.0764 | 67520.3014 | 1.828%
2016 |  | 3719784.334 | 3827004.5751 | 107220.2411 | 2.882% | 687.8793 | 715.1037 | 27.2244 | 3.958% | 687.8793 | 696.8497 | 8.9704 | 1.304% | 3719784.334 | 3827004.5751 | 107220.2411 | 2.882%
2017 |  | 3745614.426 | 3888834.109 | 143219.683 | 3.824% | 689.9493 | 724.8109 | 34.8616 | 5.053% | 689.9493 | 706.242 | 16.2927 | 2.361% | 3745614.426 | 3888834.109 | 143219.683 | 3.824%
2018 |  | 3771833.726 | 3941141.4085 | 169307.6825 | 4.489% | 692.0288 | 733.0231 | 40.9943 | 5.924% | 692.0288 | 714.1737 | 22.1449 | 3.2% | 3771833.726 | 3941141.4085 | 169307.6825 | 4.489%
2019 |  | 3790692.898 | 3985462.0307 | 194769.1327 | 5.138% | 694.1187 | 739.9814 | 45.8627 | 6.607% | 694.1187 | 720.9036 | 26.7849 | 3.859% | 3790692.898 | 3985462.0307 | 194769.1327 | 5.138%
2020 |  | 3809646.361 | 4012376.227 | 202729.866 | 5.321% | 696.2175 | 744.207 | 47.9895 | 6.893% | 696.2175 | 724.9666 | 28.7491 | 4.129% | 3809646.361 | 4012376.227 | 202729.866 | 5.321%
2021 |  | 3828694.591 | 4043518.5222 | 214823.9312 | 5.611% | 698.327 | 749.0963 | 50.7693 | 7.27% | 698.327 | 729.6923 | 31.3653 | 4.491% | 3828694.591 | 4043518.5222 | 214823.9312 | 5.611%
2022 |  | 3847838.064 | 4080531.2339 | 232693.1699 | 6.047% | 700.2508 | 754.9073 | 54.6565 | 7.805% | 700.2508 | 735.3327 | 35.0819 | 5.01% | 3847838.064 | 4080531.2339 | 232693.1699 | 6.047%
2023 |  | 3867077.256 | 4128278.2161 | 261200.9601 | 6.754% | 702.5767 | 762.4035 | 59.8269 | 8.515% | 702.5767 | 742.6265 | 40.0498 | 5.7% | 3867077.256 | 4128278.2161 | 261200.9601 | 6.754%
2024 |  | 3886412.641 | 4177078.1808 | 290665.5398 | 7.479% | 704.7163 | 770.0651 | 65.3488 | 9.273% | 704.7163 | 750.0782 | 45.3619 | 6.437% | 3886412.641 | 4177078.1808 | 290665.5398 | 7.479%

## LCEC Comparison Last YearFcst
FPL 000586 OCEC NEED Year | Period | NEL (MWH) |  |  |  | MONTHLY PEAKS (MW) |  |  |  | MONTHLY PEAKS (MW) |  |  |  | DELIVERED SALES (MWH)
|  | Prior | Current | Diff | Diff % | Prior | Current | Diff | Diff % | Prior | Current | Diff | Diff % | Prior | Current | Diff | Diff %
2015 | 1 | 273795.5463 | 298869.2186 | 25073.6723 | 9.158% | 848.8542 | 818.9489 | -29.9053 | -3.523% | 851.5551 | 771.7682 | -79.7869 | -9.37% | 268874.452 | 298869.2186 | 29994.7666 | 11.16%
2015 | 2 | 262348.6197 | 272034.9386 | 9686.3188 | 3.692% | 711.8963 | 718.3592 | 6.4628 | 0.9078% | 652.2357 | 654.0428 | 1.8071 | 0.2771% | 257633.268 | 272034.9386 | 14401.6706 | 5.59%
2015 | 3 | 288484.8837 | 277865.4869 | -10619.3968 | -3.681% | 634.3789 | 608.9674 | -25.4115 | -4.006% | 633.7637 | 594.2879 | -39.4758 | -6.229% | 283299.769 | 277865.4869 | -5434.2821 | -1.918%
2015 | 4 | 307007.219 | 287454.3584 | -19552.8606 | -6.369% | 649.9399 | 623.405 | -26.535 | -4.083% | 642.8197 | 605.7296 | -37.0901 | -5.77% | 301489.191 | 287454.3584 | -14034.8326 | -4.655%
2015 | 5 | 326640.2178 | 329884.8111 | 3244.5933 | 0.9933% | 727.8965 | 712.3722 | -15.5242 | -2.133% | 721.7312 | 700.3457 | -21.3855 | -2.963% | 320769.314 | 329884.8111 | 9115.4971 | 2.842%
2015 | 6 | 348018.5415 | 350588.1655 | 2569.624 | 0.7384% | 783.4933 | 750.3689 | -33.1244 | -4.228% | 767.4008 | 739.5623 | -27.8386 | -3.628% | 341763.392 | 350588.1655 | 8824.7735 | 2.582%
2015 | 7 | 357277.4515 | 366102.7629 | 8825.3114 | 2.47% | 785.8014 | 779.5983 | -6.2031 | -0.7894% | 778.2368 | 771.9763 | -6.2605 | -0.8044% | 350855.886 | 366102.7629 | 15246.8769 | 4.346%
2015 | 8 | 385362.9371 | 366364.2557 | -18998.6814 | -4.93% | 813.8915 | 779.97 | -33.9215 | -4.168% | 803.208 | 775.0941 | -28.1139 | -3.5% | 378436.574 | 366364.2557 | -12072.3183 | -3.19%
2015 | 9 | 350642.7489 | 345994.3864 | -4648.3625 | -1.326% | 757.118 | 745.0113 | -12.1067 | -1.599% | 759.0325 | 742.8617 | -16.1708 | -2.13% | 344340.433 | 345994.3864 | 1653.9534 | 0.4803%
2015 | 10 | 326510.6907 | 313843.1527 | -12667.5381 | -3.88% | 716.3007 | 685.6471 | -30.6536 | -4.279% | 715.3144 | 682.855 | -32.4595 | -4.538% | 320642.115 | 313843.1527 | -6798.9623 | -2.12%
2015 | 11 | 230916.9868 | 273964.6786 | 43047.6918 | 18.64% | 598.5818 | 611.6533 | 13.0715 | 2.184% | 591.879 | 610.4977 | 18.6186 | 3.146% | 226766.575 | 273964.6786 | 47198.1036 | 20.81%
2015 | 12 | 261341.4289 | 278690.8611 | 17349.4322 | 6.639% | 552.4925 | 623.8279 | 71.3354 | 12.91% | 545.7995 | 593.3797 | 47.5803 | 8.718% | 256644.18 | 278690.8611 | 22046.6811 | 8.59%
2016 | 1 | 276451.257 | 304375.0545 | 27923.7975 | 10.1% | 851.5551 | 829.3219 | -22.2333 | -2.611% | 854.2657 | 781.5436 | -72.7221 | -8.513% | 271482.43 | 304375.0545 | 32892.6245 | 12.12%
2016 | 2 | 265101.226 | 277840.6275 | 12739.4016 | 4.805% | 714.5022 | 729.2971 | 14.7949 | 2.071% | 654.6256 | 664.0014 | 9.3758 | 1.432% | 260336.4 | 277840.6275 | 17504.2275 | 6.724%
2016 | 3 | 291408.9884 | 283524.7185 | -7884.27 | -2.706% | 636.4409 | 619.6293 | -16.8116 | -2.641% | 635.8246 | 604.6929 | -31.1317 | -4.896% | 286171.317 | 283524.7185 | -2646.5985 | -0.9248%
2016 | 4 | 309873.758 | 292925.246 | -16948.512 | -5.469% | 652.7457 | 633.7121 | -19.0336 | -2.916% | 645.5996 | 615.7445 | -29.8551 | -4.624% | 304304.208 | 292925.246 | -11378.962 | -3.739%
2016 | 5 | 329732.6785 | 334505.3318 | 4772.6533 | 1.447% | 731.536 | 721.0773 | -10.4587 | -1.43% | 725.3399 | 708.9038 | -16.4361 | -2.266% | 323806.192 | 334505.3318 | 10699.1398 | 3.304%
2016 | 6 | 351312.8908 | 354674.5124 | 3361.6215 | 0.9569% | 789.1076 | 758.0675 | -31.0401 | -3.934% | 768.8091 | 747.1501 | -21.659 | -2.817% | 344998.53 | 354674.5124 | 9675.9824 | 2.805%
2016 | 7 | 360760.199 | 369945.9073 | 9185.7083 | 2.546% | 789.9048 | 786.8388 | -3.066 | -0.3881% | 782.3011 | 779.146 | -3.1551 | -0.4033% | 354276.036 | 369945.9073 | 15669.8713 | 4.423%
2016 | 8 | 389202.8715 | 370495.0071 | -18707.8644 | -4.807% | 819.9957 | 787.7523 | -32.2434 | -3.932% | 809.2321 | 782.8278 | -26.4043 | -3.263% | 382207.491 | 370495.0071 | -11712.4839 | -3.064%
2016 | 9 | 354326.2518 | 350921.1149 | -3405.1369 | -0.961% | 762.0264 | 754.2932 | -7.7332 | -1.015% | 763.9563 | 752.1169 | -11.8395 | -1.55% | 347957.73 | 350921.1149 | 2963.3849 | 0.8517%
2016 | 10 | 329985.9354 | 319936.0901 | -10049.8453 | -3.046% | 719.5984 | 697.1262 | -22.4723 | -3.123% | 718.6088 | 694.2873 | -24.3215 | -3.385% | 324054.897 | 319936.0901 | -4118.8069 | -1.271%
2016 | 11 | 233679.5867 | 281385.9311 | 47706.3444 | 20.42% | 600.3877 | 625.6349 | 25.2472 | 4.205% | 593.6653 | 624.4529 | 30.7875 | 5.186% | 229479.521 | 281385.9311 | 51906.4101 | 22.62%
2016 | 12 | 263748.964 | 286475.0339 | 22726.07 | 8.617% | 553.8738 | 638.4933 | 84.6195 | 15.28% | 547.1639 | 607.3293 | 60.1653 | 11% | 259008.443 | 286475.0339 | 27466.5909 | 10.6%
2017 | 1 | 279938.204 | 312033.6702 | 32095.4661 | 11.47% | 854.2657 | 843.7507 | -10.515 | -1.231% | 856.986 | 795.1411 | -61.8449 | -7.217% | 274906.704 | 312033.6702 | 37126.9662 | 13.51%
2017 | 2 | 268715.3987 | 285310.711 | 16595.3123 | 6.176% | 717.1202 | 743.3707 | 26.2505 | 3.661% | 657.0268 | 676.815 | 19.7882 | 3.012% | 263885.613 | 285310.711 | 21425.098 | 8.119%
2017 | 3 | 295248.3374 | 290635.2593 | -4613.0781 | -1.562% | 638.5105 | 633.0256 | -5.4849 | -0.859% | 637.893 | 617.7662 | -20.1268 | -3.155% | 289941.659 | 290635.2593 | 693.6003 | 0.2392%
2017 | 4 | 313637.5235 | 299313.3355 | -14324.1879 | -4.567% | 655.5684 | 645.7472 | -9.8212 | -1.498% | 648.3964 | 627.4384 | -20.958 | -3.232% | 308000.325 | 299313.3355 | -8686.9895 | -2.82%
2017 | 5 | 333793.0806 | 339081.8529 | 5288.7723 | 1.584% | 735.1936 | 729.6994 | -5.4942 | -0.7473% | 728.9666 | 717.3804 | -11.5862 | -1.589% | 327793.614 | 339081.8529 | 11288.2389 | 3.444%
2017 | 6 | 355638.3723 | 357944.6674 | 2306.2951 | 0.6485% | 790.5557 | 764.2285 | -26.3272 | -3.33% | 772.2675 | 753.2223 | -19.0452 | -2.466% | 349246.267 | 357944.6674 | 8698.4004 | 2.491%
2017 | 7 | 365333.0466 | 372330.7954 | 6997.7488 | 1.915% | 794.03 | 791.3319 | -2.6981 | -0.3398% | 786.387 | 783.5952 | -2.7918 | -0.355% | 358766.693 | 372330.7954 | 13564.1024 | 3.781%
2017 | 8 | 394244.7055 | 372696.1469 | -21548.5586 | -5.466% | 826.1457 | 791.8993 | -34.2464 | -4.145% | 815.3013 | 786.9488 | -28.3525 | -3.478% | 387158.705 | 372696.1469 | -14462.5581 | -3.736%
2017 | 9 | 359162.6911 | 353786.3279 | -5376.3632 | -1.497% | 766.9697 | 759.6913 | -7.2784 | -0.949% | 768.9152 | 757.4993 | -11.4158 | -1.485% | 352707.241 | 353786.3279 | 1079.0869 | 0.3059%
2017 | 10 | 334548.932 | 324350.3988 | -10198.5331 | -3.048% | 722.9125 | 705.4427 | -17.4698 | -2.417% | 721.9194 | 702.57 | -19.3494 | -2.68% | 328535.88 | 324350.3988 | -4185.4812 | -1.274%
2017 | 11 | 237306.8803 | 287834.9645 | 50528.0842 | 21.29% | 602.1997 | 637.7849 | 35.5852 | 5.909% | 595.4576 | 636.5799 | 41.1223 | 6.906% | 233041.619 | 287834.9645 | 54793.3455 | 23.51%
2017 | 12 | 266910.0582 | 293515.9793 | 26605.921 | 9.968% | 555.2584 | 651.7584 | 96.5 | 17.38% | 548.5319 | 619.947 | 71.4151 | 13.02% | 262112.721 | 293515.9793 | 31403.2583 | 11.98%
2018 | 1 | 284137.2771 | 319300.7354 | 35163.4583 | 12.38% | 856.986 | 857.4418 | 0.4558 | 0.05319% | 859.716 | 808.0435 | -51.6725 | -6.01% | 279030.3046 | 319300.7354 | 40270.4309 | 14.43%
2018 | 2 | 272746.1297 | 292265.9155 | 19519.7858 | 7.157% | 719.7506 | 756.4743 | 36.7237 | 5.102% | 659.4392 | 688.7454 | 29.3062 | 4.444% | 267843.8972 | 292265.9155 | 24422.0183 | 9.118%
2018 | 3 | 299677.0625 | 296979.1804 | -2697.8821 | -0.9003% | 640.5876 | 644.9775 | 4.3899 | 0.6853% | 639.9689 | 629.43 | -10.5389 | -1.647% | 294290.7839 | 296979.1804 | 2688.3965 | 0.9135%
2018 | 4 | 318342.0863 | 304862.5715 | -13479.5148 | -4.234% | 658.4084 | 656.202 | -2.2064 | -0.3351% | 651.2102 | 637.5967 | -13.6135 | -2.09% | 312620.3299 | 304862.5715 | -7757.7584 | -2.482%
2018 | 5 | 338799.9768 | 343128.5429 | 4328.5662 | 1.278% | 738.8696 | 737.3234 | -1.5462 | -0.2093% | 732.6114 | 724.8756 | -7.7358 | -1.056% | 332710.5182 | 343128.5429 | 10418.0247 | 3.131%
2018 | 6 | 360972.9479 | 360845.9794 | -126.9685 | -0.03517% | 794.1119 | 769.6946 | -24.4174 | -3.075% | 775.7422 | 758.6096 | -17.1326 | -2.209% | 354484.961 | 360845.9794 | 6361.0184 | 1.794%
2018 | 7 | 370813.0423 | 374441.1247 | 3628.0824 | 0.9784% | 798.1772 | 795.3078 | -2.8694 | -0.3595% | 790.4946 | 787.5321 | -2.9625 | -0.3748% | 364148.1934 | 374441.1247 | 10292.9313 | 2.827%
2018 | 8 | 400158.3761 | 374453.2543 | -25705.1218 | -6.424% | 832.3418 | 795.2097 | -37.1321 | -4.461% | 821.4161 | 790.2385 | -31.1776 | -3.796% | 392966.0856 | 374453.2543 | -18512.8313 | -4.711%
2018 | 9 | 364550.1314 | 355859.2542 | -8690.8773 | -2.384% | 771.9481 | 763.5967 | -8.3514 | -1.082% | 773.9093 | 761.3935 | -12.5158 | -1.617% | 357997.8496 | 355859.2542 | -2138.5955 | -0.5974%
2018 | 10 | 339567.1659 | 327480.1573 | -12087.0086 | -3.56% | 726.243 | 711.3392 | -14.9038 | -2.052% | 725.2465 | 708.4424 | -16.8041 | -2.317% | 333463.9182 | 327480.1573 | -5983.7609 | -1.794%
2018 | 11 | 240866.4835 | 292567.1312 | 51700.6477 | 21.46% | 604.0177 | 646.7003 | 42.6826 | 7.066% | 597.2559 | 645.4784 | 48.2225 | 8.074% | 236537.2433 | 292567.1312 | 56029.8879 | 23.69%
2018 | 12 | 270913.7091 | 298957.5617 | 28043.8525 | 10.35% | 556.6466 | 662.0103 | 105.3638 | 18.93% | 549.9032 | 629.6985 | 79.7953 | 14.51% | 266044.4118 | 298957.5617 | 32913.1498 | 12.37%
2019 | 1 | 288399.3363 | 325075.0773 | 36675.741 | 12.72% | 859.716 | 868.3207 | 8.6046 | 1.001% | 862.4558 | 818.2956 | -44.1602 | -5.12% | 283215.7591 | 325075.0773 | 41859.3181 | 14.78%
2019 | 2 | 276837.3216 | 297965.4519 | 21128.1303 | 7.632% | 722.3934 | 767.2122 | 44.8188 | 6.204% | 661.8631 | 698.5219 | 36.6588 | 5.539% | 271861.5557 | 297965.4519 | 26103.8963 | 9.602%
2019 | 3 | 304172.2184 | 302195.181 | -1977.0374 | -0.65% | 642.6723 | 654.8044 | 12.1321 | 1.888% | 642.0525 | 639.02 | -3.0325 | -0.4723% | 298705.1456 | 302195.181 | 3490.0354 | 1.168%
2019 | 4 | 323117.2176 | 309398.6572 | -13718.5604 | -4.246% | 661.2657 | 664.748 | 3.4822 | 0.5266% | 654.0413 | 645.9004 | -8.1409 | -1.245% | 317309.6348 | 309398.6572 | -7910.9776 | -2.493%
2019 | 5 | 343881.9764 | 346308.5108 | 2426.5344 | 0.7056% | 742.564 | 743.3144 | 0.75048 | 0.1011% | 736.2745 | 730.7655 | -5.5089 | -0.7482% | 337701.176 | 346308.5108 | 8607.3348 | 2.549%
2019 | 6 | 366387.5421 | 363110.0993 | -3277.4428 | -0.8945% | 797.685 | 773.9602 | -23.7248 | -2.974% | 779.2333 | 762.8138 | -16.4195 | -2.107% | 359802.2354 | 363110.0993 | 3307.8639 | 0.9194%
2019 | 7 | 376375.238 | 376188.6675 | -186.5705 | -0.04957% | 802.3464 | 798.6001 | -3.7463 | -0.4669% | 794.6241 | 790.7923 | -3.8318 | -0.4822% | 369610.4163 | 376188.6675 | 6578.2512 | 1.78%
2019 | 8 | 406160.7517 | 376161.0424 | -29999.7093 | -7.386% | 838.5843 | 798.4271 | -40.1572 | -4.789% | 827.5767 | 793.4358 | -34.1409 | -4.125% | 398860.5769 | 376161.0424 | -22699.5345 | -5.691%
2019 | 9 | 370018.3834 | 358108.4901 | -11909.8933 | -3.219% | 776.9619 | 767.8342 | -9.1277 | -1.175% | 778.9389 | 765.6188 | -13.3201 | -1.71% | 363367.8174 | 358108.4901 | -5259.3273 | -1.447%
2019 | 10 | 344660.6734 | 330680.6063 | -13980.0671 | -4.056% | 729.59 | 717.3688 | -12.2212 | -1.675% | 728.5901 | 714.4475 | -14.1426 | -1.941% | 338465.877 | 330680.6063 | -7785.2707 | -2.3%
2019 | 11 | 244479.4807 | 296895.8828 | 52416.4021 | 21.44% | 605.8418 | 654.8556 | 49.0138 | 8.09% | 599.0602 | 653.6183 | 54.5581 | 9.107% | 240085.3019 | 296895.8828 | 56810.5809 | 23.66%
2019 | 12 | 274977.4147 | 303374.364 | 28396.9492 | 10.33% | 558.0382 | 670.3316 | 112.2934 | 20.12% | 551.2779 | 637.6136 | 86.3357 | 15.66% | 270035.078 | 303374.364 | 33339.286 | 12.35%
2020 | 1 | 292725.3263 | 329308.6347 | 36583.3084 | 12.5% | 862.4558 | 876.2967 | 13.8409 | 1.605% | 865.2054 | 825.8121 | -39.3932 | -4.553% | 287463.9955 | 329308.6347 | 41844.6391 | 14.56%
2020 | 2 | 280989.8815 | 302148.9586 | 21159.0771 | 7.53% | 725.0486 | 775.0939 | 50.0453 | 6.902% | 664.2984 | 705.698 | 41.3996 | 6.232% | 275939.479 | 302148.9586 | 26209.4796 | 9.498%
2020 | 3 | 308734.8017 | 305786.6939 | -2948.1078 | -0.9549% | 644.7647 | 661.5708 | 16.8061 | 2.607% | 644.1437 | 645.6233 | 1.4797 | 0.2297% | 303185.7228 | 305786.6939 | 2600.971 | 0.8579%
2020 | 4 | 327963.9759 | 312423.5932 | -15540.3826 | -4.738% | 664.1405 | 670.4469 | 6.3064 | 0.9496% | 656.8897 | 651.4378 | -5.4519 | -0.83% | 322069.2793 | 312423.5932 | -9645.6861 | -2.995%
2020 | 5 | 349040.2061 | 348016.4511 | -1023.755 | -0.2933% | 746.2768 | 746.5322 | 0.25541 | 0.03422% | 739.9558 | 733.929 | -6.0269 | -0.8145% | 342766.6936 | 348016.4511 | 5249.7574 | 1.532%
2020 | 6 | 371883.3553 | 363884.4485 | -7998.9068 | -2.151% | 801.2748 | 775.419 | -25.8558 | -3.227% | 782.741 | 764.2517 | -18.4893 | -2.362% | 365199.269 | 363884.4485 | -1314.8205 | -0.36%
2020 | 7 | 382020.8665 | 376295.4166 | -5725.4499 | -1.499% | 806.5378 | 798.8013 | -7.7366 | -0.9592% | 798.7756 | 790.9915 | -7.7841 | -0.9745% | 375154.5725 | 376295.4166 | 1140.8441 | 0.3041%
2020 | 8 | 412253.163 | 376147.0467 | -36106.1163 | -8.758% | 844.8737 | 798.4008 | -46.473 | -5.501% | 833.7835 | 793.4096 | -40.3739 | -4.842% | 404843.4855 | 376147.0467 | -28696.4388 | -7.088%
2020 | 9 | 375568.6591 | 358631.4861 | -16937.173 | -4.51% | 782.0114 | 768.8195 | -13.1918 | -1.687% | 784.0044 | 766.6013 | -17.4031 | -2.22% | 368818.3346 | 358631.4861 | -10186.8485 | -2.762%
2020 | 10 | 349830.5835 | 332335.6605 | -17494.9231 | -5.001% | 732.9536 | 720.4869 | -12.4667 | -1.701% | 731.9502 | 717.5529 | -14.3973 | -1.967% | 343542.8651 | 332335.6605 | -11207.2047 | -3.262%
2020 | 11 | 248146.6729 | 300143.0664 | 51996.3935 | 20.95% | 607.6721 | 660.9733 | 53.3012 | 8.771% | 600.8706 | 659.7245 | 58.8538 | 9.795% | 243686.5815 | 300143.0664 | 56456.485 | 23.17%
2020 | 12 | 279102.076 | 307254.7707 | 28152.6947 | 10.09% | 559.4333 | 677.6423 | 118.209 | 21.13% | 552.6561 | 644.5674 | 91.9113 | 16.63% | 274085.6042 | 307254.7707 | 33169.1665 | 12.1%
2021 | 1 | 297116.2062 | 333530.6868 | 36414.4806 | 12.26% | 865.2054 | 884.251 | 19.0456 | 2.201% | 867.9648 | 833.3082 | -34.6566 | -3.993% | 291775.9554 | 333530.6868 | 41754.7314 | 14.31%
2021 | 2 | 285204.7297 | 306019.5692 | 20814.8396 | 7.298% | 727.7164 | 782.3861 | 54.6697 | 7.513% | 666.7452 | 712.3373 | 45.5921 | 6.838% | 280078.5712 | 306019.5692 | 25940.9981 | 9.262%
2021 | 3 | 313365.8237 | 309440.9849 | -3924.8388 | -1.252% | 646.8647 | 668.4555 | 21.5908 | 3.338% | 646.2425 | 652.342 | 6.0995 | 0.9438% | 307733.5087 | 309440.9849 | 1707.4762 | 0.5549%
2021 | 4 | 332883.4355 | 315564.3607 | -17319.0748 | -5.203% | 667.0329 | 676.3641 | 9.3312 | 1.399% | 659.7555 | 657.1872 | -2.5683 | -0.3893% | 326900.3185 | 315564.3607 | -11335.9579 | -3.468%
2021 | 5 | 354275.8092 | 350313.9626 | -3961.8466 | -1.118% | 750.0082 | 750.8607 | 0.85253 | 0.1137% | 743.6556 | 738.1844 | -5.4712 | -0.7357% | 347908.194 | 350313.9626 | 2405.7686 | 0.6915%
2021 | 6 | 377461.6056 | 365389.8595 | -12071.7461 | -3.198% | 804.8817 | 778.2552 | -26.6265 | -3.308% | 786.2652 | 767.047 | -19.2182 | -2.444% | 370677.258 | 365389.8595 | -5287.3985 | -1.426%
2021 | 7 | 387751.1795 | 377429.9966 | -10321.1829 | -2.662% | 810.7515 | 800.9388 | -9.8127 | -1.21% | 802.9491 | 793.1081 | -9.841 | -1.226% | 380781.8911 | 377429.9966 | -3351.8945 | -0.8803%
2021 | 8 | 418436.9604 | 377221.5434 | -41215.4171 | -9.85% | 851.2103 | 800.4251 | -50.7852 | -5.966% | 840.0369 | 795.4213 | -44.6156 | -5.311% | 410916.1378 | 377221.5434 | -33694.5944 | -8.2%
2021 | 9 | 381202.189 | 359971.661 | -21230.528 | -5.569% | 787.0968 | 771.3444 | -15.7523 | -2.001% | 789.1058 | 769.1189 | -19.987 | -2.533% | 374350.6096 | 359971.661 | -14378.9486 | -3.841%
2021 | 10 | 355078.0423 | 334409.4988 | -20668.5434 | -5.821% | 736.3339 | 724.394 | -11.9398 | -1.622% | 735.327 | 721.4441 | -13.8829 | -1.888% | 348696.0081 | 334409.4988 | -14286.5093 | -4.097%
2021 | 11 | 251868.873 | 303314.4041 | 51445.5311 | 20.43% | 609.5085 | 666.9481 | 57.4396 | 9.424% | 602.6871 | 665.688 | 63.0009 | 10.45% | 247341.8802 | 303314.4041 | 55972.524 | 22.63%
2021 | 12 | 283288.6071 | 310911.9945 | 27623.3874 | 9.751% | 560.8319 | 684.5325 | 123.7006 | 22.06% | 554.0378 | 651.1213 | 97.0836 | 17.52% | 278196.8882 | 310911.9945 | 32715.1062 | 11.76%
2022 | 1 | 301572.9493 | 337431.8869 | 35858.9376 | 11.89% | 867.9648 | 891.6008 | 23.6361 | 2.723% | 870.7341 | 840.2346 | -30.4995 | -3.503% | 296152.5948 | 337431.8869 | 41279.2921 | 13.94%
2022 | 2 | 289482.8006 | 309879.5258 | 20396.7251 | 7.046% | 730.3968 | 789.6583 | 59.2615 | 8.114% | 669.2036 | 718.9583 | 49.7548 | 7.435% | 284279.7497 | 309879.5258 | 25599.776 | 9.005%
2022 | 3 | 318066.3111 | 313024.4782 | -5041.8328 | -1.585% | 648.9724 | 675.2068 | 26.2344 | 4.042% | 648.3491 | 658.9306 | 10.5815 | 1.632% | 312349.5113 | 313024.4782 | 674.9669 | 0.2161%
2022 | 4 | 337876.687 | 318790.071 | -19086.6161 | -5.649% | 669.943 | 682.4413 | 12.4984 | 1.866% | 662.639 | 663.0921 | 0.45315 | 0.06839% | 331803.8233 | 318790.071 | -13013.7523 | -3.922%
2022 | 5 | 359589.9463 | 352844.2263 | -6745.72 | -1.876% | 753.7582 | 755.6277 | 1.8695 | 0.248% | 747.3739 | 742.8709 | -4.503 | -0.6025% | 353126.8169 | 352844.2263 | -282.5907 | -0.08003%
2022 | 6 | 383123.5297 | 367741.6452 | -15381.8845 | -4.015% | 808.5056 | 782.686 | -25.8196 | -3.193% | 789.806 | 771.414 | -18.392 | -2.329% | 376237.4169 | 367741.6452 | -8495.7716 | -2.258%
2022 | 7 | 393567.4472 | 379557.3349 | -14010.1123 | -3.56% | 814.9877 | 804.9467 | -10.041 | -1.232% | 807.1449 | 797.0768 | -10.0681 | -1.247% | 386493.6195 | 379557.3349 | -6936.2846 | -1.795%
2022 | 8 | 424713.5148 | 379336.4718 | -45377.043 | -10.68% | 857.5943 | 804.4096 | -53.1847 | -6.202% | 846.3372 | 799.3809 | -46.9563 | -5.548% | 417079.8799 | 379336.4718 | -37743.408 | -9.049%
2022 | 9 | 386920.2219 | 362366.015 | -24554.2069 | -6.346% | 792.2183 | 775.8554 | -16.363 | -2.065% | 794.2436 | 773.6168 | -20.6268 | -2.597% | 379965.8688 | 362366.015 | -17599.8538 | -4.632%
2022 | 10 | 360404.2129 | 337389.05 | -23015.1629 | -6.386% | 739.7309 | 730.0075 | -9.7234 | -1.314% | 738.7206 | 727.0347 | -11.6858 | -1.582% | 353926.4482 | 337389.05 | -16537.3982 | -4.673%
2022 | 11 | 255646.9061 | 307125.3622 | 51478.456 | 20.14% | 611.3511 | 674.1279 | 62.7768 | 10.27% | 604.5097 | 672.8542 | 68.3445 | 11.31% | 251052.0084 | 307125.3622 | 56073.3538 | 22.34%
2022 | 12 | 287537.9362 | 315045.1666 | 27507.2304 | 9.566% | 562.234 | 692.3193 | 130.0854 | 23.14% | 555.4229 | 658.5282 | 103.1053 | 18.56% | 282369.8415 | 315045.1666 | 32675.3251 | 11.57%
2023 | 1 | 306096.5435 | 341801.9919 | 35705.4483 | 11.66% | 870.7341 | 899.8341 | 29.1001 | 3.342% | 873.5133 | 847.9935 | -25.5197 | -2.922% | 300594.8837 | 341801.9919 | 41207.1082 | 13.71%
2023 | 2 | 293825.0426 | 314249.5645 | 20424.5218 | 6.951% | 733.0899 | 797.8914 | 64.8015 | 8.84% | 671.6736 | 726.4543 | 54.7807 | 8.156% | 288543.946 | 314249.5645 | 25705.6185 | 8.909%
2023 | 3 | 322837.3057 | 317300.7761 | -5536.5297 | -1.715% | 651.0879 | 683.2633 | 32.1755 | 4.942% | 650.4633 | 666.7929 | 16.3296 | 2.51% | 317034.754 | 317300.7761 | 266.0221 | 0.08391%
2023 | 4 | 342944.8373 | 322925.9642 | -20018.8731 | -5.837% | 672.871 | 690.2334 | 17.3624 | 2.58% | 665.5402 | 670.6632 | 5.1231 | 0.7698% | 336780.8807 | 322925.9642 | -13854.9164 | -4.114%
2023 | 5 | 364983.7955 | 356666.3185 | -8317.4771 | -2.279% | 757.527 | 762.8285 | 5.3015 | 0.6998% | 751.1108 | 749.9502 | -1.1606 | -0.1545% | 358423.7192 | 356666.3185 | -1757.4007 | -0.4903%
2023 | 6 | 388870.3826 | 371370.542 | -17499.8406 | -4.5% | 812.1466 | 789.5228 | -22.6238 | -2.786% | 793.3636 | 778.1523 | -15.2112 | -1.917% | 381880.9781 | 371370.542 | -10510.4361 | -2.752%
2023 | 7 | 399470.9589 | 383041.9644 | -16428.9945 | -4.113% | 819.2464 | 811.5117 | -7.7346 | -0.9441% | 811.363 | 803.5777 | -7.7854 | -0.9595% | 392291.0238 | 383041.9644 | -9249.0594 | -2.358%
2023 | 8 | 431084.2176 | 382771.2071 | -48313.0104 | -11.21% | 864.0263 | 810.8807 | -53.1456 | -6.151% | 852.6847 | 805.8115 | -46.8732 | -5.497% | 423336.0781 | 382771.2071 | -40564.8709 | -9.582%
2023 | 9 | 392724.0252 | 365927.7706 | -26796.2546 | -6.823% | 797.3764 | 782.5657 | -14.8107 | -1.857% | 799.418 | 780.3078 | -19.1102 | -2.391% | 385665.3568 | 365927.7706 | -19737.5862 | -5.118%
2023 | 10 | 365810.2761 | 341241.3865 | -24568.8896 | -6.716% | 743.1448 | 737.2653 | -5.8795 | -0.7912% | 742.131 | 734.263 | -7.868 | -1.06% | 359235.3449 | 341241.3865 | -17993.9584 | -5.009%
2023 | 11 | 259481.6097 | 311434.2573 | 51952.6476 | 20.02% | 613.2 | 682.2459 | 69.0459 | 11.26% | 606.3385 | 680.9568 | 74.6184 | 12.31% | 254817.7885 | 311434.2573 | 56616.4688 | 22.22%
2023 | 12 | 291851.0053 | 319546.4731 | 27695.4678 | 9.49% | 563.6396 | 700.7998 | 137.1602 | 24.33% | 556.8114 | 666.5947 | 109.7833 | 19.72% | 286605.3892 | 319546.4731 | 32941.0839 | 11.49%
2024 | 1 | 310280.8529 | 346426.1861 | 36145.3332 | 11.65% | 873.5133 | 908.5461 | 35.0328 | 4.011% | 876.297 | 856.2036 | -20.0934 | -2.293% | 304703.986 | 346426.1861 | 41722.2002 | 13.69%
2024 | 2 | 297841.6019 | 318996.547 | 21154.9452 | 7.103% | 735.7957 | 806.8347 | 71.039 | 9.655% | 674.1424 | 734.5969 | 60.4545 | 8.968% | 292488.3131 | 318996.547 | 26508.2339 | 9.063%
2024 | 3 | 327250.4597 | 321658.2274 | -5592.2323 | -1.709% | 653.2111 | 691.4728 | 38.2617 | 5.857% | 652.581 | 674.8045 | 22.2234 | 3.405% | 321368.5876 | 321658.2274 | 289.6398 | 0.09013%
2024 | 4 | 347632.8593 | 327086.6425 | -20546.2168 | -5.91% | 675.8169 | 698.0721 | 22.2551 | 3.293% | 668.4336 | 678.2797 | 9.8461 | 1.473% | 341384.6419 | 327086.6425 | -14297.9995 | -4.188%
2024 | 5 | 369973.0878 | 360639.9723 | -9333.1155 | -2.523% | 761.3146 | 770.3149 | 9.0002 | 1.182% | 754.8663 | 757.3101 | 2.4438 | 0.3237% | 363323.3359 | 360639.9723 | -2683.3636 | -0.7386%
2024 | 6 | 394186.2022 | 375221.7338 | -18964.4684 | -4.811% | 815.8048 | 796.7784 | -19.0263 | -2.332% | 796.934 | 785.3035 | -11.6305 | -1.459% | 387101.2532 | 375221.7338 | -11879.5194 | -3.069%
2024 | 7 | 404931.6873 | 386792.0813 | -18139.606 | -4.48% | 823.5277 | 818.5769 | -4.9508 | -0.6012% | 815.6015 | 810.5738 | -5.0277 | -0.6164% | 397653.6032 | 386792.0813 | -10861.5219 | -2.731%
2024 | 8 | 436977.0961 | 386428.4876 | -50548.6085 | -11.57% | 870.5065 | 817.771 | -52.7355 | -6.058% | 859.0798 | 812.6587 | -46.4211 | -5.404% | 429123.0403 | 386428.4876 | -42694.5527 | -9.949%
2024 | 9 | 398092.5237 | 369588.598 | -28503.9257 | -7.16% | 802.5712 | 789.4627 | -13.1085 | -1.633% | 804.6134 | 787.1849 | -17.4285 | -2.166% | 390937.364 | 369588.598 | -21348.766 | -5.461%
2024 | 10 | 370810.8663 | 345005.0921 | -25805.7742 | -6.959% | 746.5756 | 744.3561 | -2.2195 | -0.2973% | 745.5524 | 741.3249 | -4.2274 | -0.567% | 364146.0565 | 345005.0921 | -19140.9644 | -5.256%
2024 | 11 | 263028.6976 | 315448.8546 | 52420.157 | 19.93% | 615.055 | 689.8094 | 74.7544 | 12.15% | 608.1702 | 688.506 | 80.3358 | 13.21% | 258301.1224 | 315448.8546 | 57147.7322 | 22.12%
2024 | 12 | 295840.5796 | 323785.758 | 27945.1784 | 9.446% | 565.0487 | 708.7866 | 143.7379 | 25.44% | 558.2035 | 674.1917 | 115.9882 | 20.78% | 290523.2564 | 323785.758 | 33262.5016 | 11.45%
ANNUAL
Year | Period | NEL (MWH) |  |  |  | MONTHLY PEAKS (MW) |  |  |  | MONTHLY PEAKS (MW) |  |  |  | DELIVERED SALES (MWH)
2015 |  | 3718347.2719 | 3761657.0764 | 43309.8045 | 1.165% | 715.0538 | 704.8441 | -10.2096 | -1.428% | 705.248 | 686.8667 | -18.3813 | -2.606% | 3651515.149 | 3761657.0764 | 110141.9274 | 3.016%
2016 |  | 3755584.6072 | 3827004.5751 | 71419.9679 | 1.902% | 718.4729 | 715.1037 | -3.3692 | -0.4689% | 708.2827 | 696.8497 | -11.433 | -1.614% | 3688083.195 | 3827004.5751 | 138921.3801 | 3.767%
2017 |  | 3804477.2301 | 3888834.109 | 84356.8789 | 2.217% | 721.5608 | 724.8109 | 3.25 | 0.4504% | 711.504 | 706.242 | -5.2621 | -0.7396% | 3736097.041 | 3888834.109 | 152737.068 | 4.088%
2018 |  | 3861544.3886 | 3941141.4085 | 79597.0199 | 2.061% | 724.8407 | 733.0231 | 8.1824 | 1.129% | 714.7428 | 714.1737 | -0.56911 | -0.07962% | 3792138.4966 | 3941141.4085 | 149002.9119 | 3.929%
2019 |  | 3919467.5544 | 3985462.0307 | 65994.4763 | 1.684% | 728.1383 | 739.9814 | 11.8432 | 1.627% | 717.999 | 720.9036 | 2.9046 | 0.4045% | 3849020.5741 | 3985462.0307 | 136441.4566 | 3.545%
2020 |  | 3978259.5677 | 4012376.227 | 34116.6592 | 0.8576% | 731.4536 | 744.207 | 12.7534 | 1.744% | 721.2729 | 724.9666 | 3.6937 | 0.5121% | 3906755.8827 | 4012376.227 | 105620.3443 | 2.704%
2021 |  | 4037933.4613 | 4043518.5222 | 5585.0609 | 0.1383% | 734.7868 | 749.0963 | 14.3095 | 1.947% | 724.5644 | 729.6923 | 5.1279 | 0.7077% | 3965357.2209 | 4043518.5222 | 78161.3013 | 1.971%
2022 |  | 4098502.4632 | 4080531.2339 | -17971.2293 | -0.4385% | 738.1381 | 754.9073 | 16.7692 | 2.272% | 727.8737 | 735.3327 | 7.459 | 1.025% | 4024837.5792 | 4080531.2339 | 55693.6547 | 1.384%
2023 |  | 4159980.0001 | 4128278.2161 | -31701.784 | -0.7621% | 741.5075 | 762.4035 | 20.8961 | 2.818% | 731.2009 | 742.6265 | 11.4256 | 1.563% | 4085210.1429 | 4128278.2161 | 43068.0732 | 1.054%
2024 |  | 4216846.5144 | 4177078.1808 | -39768.3336 | -0.9431% | 744.8951 | 770.0651 | 25.1701 | 3.379% | 734.5396 | 750.0782 | 15.5386 | 2.115% | 4141054.5606 | 4177078.1808 | 36023.6201 | 0.8699%

## Key_West
Year | Period | KeyWest Consumption | Key West BilledSales | Key West NEL | CP (and NCP) | Actual Load Factor | Hours per Month | CP (no loss factor-schedule into FPL system like Seminole) | Load factor & 5 yr average | FPL 000587 OCEC NEED
1997 | 1 |  |  |  | 45 |  | 744 | 45
1997 | 2 |  |  |  | 45 |  | 672 | 45
1997 | 3 |  |  |  | 45 |  | 744 | 45
1997 | 4 |  |  |  | 45 |  | 720 | 45
1997 | 5 |  |  |  | 45 |  | 744 | 45
1997 | 6 |  |  |  | 45 |  | 720 | 45
1997 | 7 |  |  |  | 45 |  | 744 | 45
1997 | 8 |  |  |  | 45 |  | 744 | 45
1997 | 9 |  |  |  | 45 |  | 720 | 45
1997 | 10 |  |  |  | 45 |  | 744 | 45
1997 | 11 |  |  |  | 45 |  | 720 | 45
1997 | 12 | 22811 |  | 22811 | 45 |  | 744 | 45 | Actual
1998 | 1 | 23365 | 22811 | 23365 | 45 | 69.79% | 744 | 45 | 69.79%
1998 | 2 | 19761 | 23365 | 19761 | 45 | 65.35% | 672 | 45 | 65.35%
1998 | 3 | 21738 | 19761 | 21738 | 45 | 64.93% | 744 | 45 | 64.93%
1998 | 4 | 23050 | 21738 | 23050 | 45 | 71.14% | 720 | 45 | 71.14%
1998 | 5 | 22549 | 23050 | 22549 | 45 | 67.35% | 744 | 45 | 67.35%
1998 | 6 | 24795 | 22549 | 24795 | 45 | 76.53% | 720 | 45 | 76.53%
1998 | 7 | 23216 | 24795 | 23216 | 45 | 69.34% | 744 | 45 | 69.34%
1998 | 8 | 23085 | 23216 | 23085 | 45 | 68.95% | 744 | 45 | 68.95%
1998 | 9 | 21379 | 23085 | 21379 | 45 | 65.98% | 720 | 45 | 65.98%
1998 | 10 | 22545 | 21379 | 22545 | 45 | 67.34% | 744 | 45 | 67.34%
1998 | 11 | 20250 | 22545 | 20250 | 45 | 62.5% | 720 | 45 | 62.5%
1998 | 12 | 16380 | 20250 | 16380 | 45 | 48.92% | 744 | 45 | 48.92%
1999 | 1 | 16155 | 16380 | 16155 | 45 | 48.25% | 744 | 45 | 48.25%
1999 | 2 | 15480 | 16155 | 15480 | 45 | 51.19% | 672 | 45 | 51.19%
1999 | 3 | 19800 | 15480 | 19800 | 45 | 59.14% | 744 | 45 | 59.14%
1999 | 4 | 27045 | 19800 | 27045 | 45 | 83.47% | 720 | 45 | 83.47%
1999 | 5 | 22950 | 27045 | 22950 | 45 | 68.55% | 744 | 45 | 68.55%
1999 | 6 | 21690 | 22950 | 21690 | 45 | 66.94% | 720 | 45 | 66.94%
1999 | 7 | 22361 | 21690 | 22361 | 45 | 66.79% | 744 | 45 | 66.79%
1999 | 8 | 24750 | 22361 | 24750 | 45 | 73.92% | 744 | 45 | 73.92%
1999 | 9 | 22365 | 24750 | 22365 | 45 | 69.03% | 720 | 45 | 69.03%
1999 | 10 | 27004 | 22365 | 27004 | 45 | 80.66% | 744 | 45 | 80.66%
1999 | 11 | 24300 | 27004 | 24300 | 45 | 75% | 720 | 45 | 75%
1999 | 12 | 16965 | 24300 | 16965 | 45 | 50.67% | 744 | 45 | 50.67%
2000 | 1 | 18581 | 16965 | 18581 | 45 | 55.5% | 744 | 45 | 55.5%
2000 | 2 | 17779 | 18581 | 17779 | 45 | 56.77% | 696 | 45 | 56.77%
2000 | 3 | 24705 | 17779 | 24705 | 45 | 73.79% | 744 | 45 | 73.79%
2000 | 4 | 21870 | 24705 | 21870 | 45 | 67.5% | 720 | 45 | 67.5%
2000 | 5 | 24390 | 21870 | 24390 | 45 | 72.85% | 744 | 45 | 72.85%
2000 | 6 | 25650 | 24390 | 25650 | 45 | 79.17% | 720 | 45 | 79.17%
2000 | 7 | 28125 | 25650 | 28125 | 45 | 84.01% | 744 | 45 | 84.01%
2000 | 8 | 26640 | 28125 | 26640 | 45 | 79.57% | 744 | 45 | 79.57%
2000 | 9 | 23490 | 26640 | 23490 | 45 | 72.5% | 720 | 45 | 72.5%
2000 | 10 | 22455 | 23490 | 22455 | 45 | 67.07% | 744 | 45 | 67.07%
2000 | 11 | 19350 | 22455 | 19350 | 45 | 59.72% | 720 | 45 | 59.72%
2000 | 12 | 16875 | 19350 | 16875 | 45 | 50.4% | 744 | 45 | 50.4%
2001 | 1 | 25545 | 16875 | 25545 | 45 | 76.3% | 744 | 45 | 76.3%
2001 | 2 | 23775 | 25545 | 23775 | 45 | 78.62% | 672 | 45 | 78.62%
2001 | 3 | 24250 | 23775 | 24250 | 45 | 72.43% | 744 | 45 | 72.43%
2001 | 4 | 22730 | 24250 | 22730 | 45 | 70.15% | 720 | 45 | 70.15%
2001 | 5 | 22275 | 22730 | 22275 | 45 | 66.53% | 744 | 45 | 66.53%
2001 | 6 | 22185 | 22275 | 22185 | 45 | 68.47% | 720 | 45 | 68.47%
2001 | 7 | 21565 | 22185 | 21565 | 45 | 64.41% | 744 | 45 | 64.41%
2001 | 8 | 22950 | 21565 | 22950 | 45 | 68.55% | 744 | 45 | 68.55%
2001 | 9 | 18225 | 22950 | 18225 | 45 | 56.25% | 720 | 45 | 56.25%
2001 | 10 | 16635 | 18225 | 16635 | 45 | 49.69% | 744 | 45 | 49.69%
2001 | 11 | 18225 | 16635 | 18225 | 45 | 56.25% | 720 | 45 | 56.25%
2001 | 12 | 16635 | 18225 | 16635 | 45 | 49.69% | 744 | 45 | 49.69%
2002 | 1 | 16605 | 16635 | 16605 | 45 | 49.6% | 744 | 45 | 49.6%
2002 | 2 | 17370 | 16605 | 17370 | 45 | 57.44% | 672 | 45 | 57.44%
2002 | 3 | 24080 | 17370 | 24080 | 45 | 71.92% | 744 | 45 | 71.92%
2002 | 4 | 25720 | 24080 | 25720 | 45 | 79.38% | 720 | 45 | 79.38%
2002 | 5 | 22140 | 25720 | 22140 | 45 | 66.13% | 744 | 45 | 66.13%
2002 | 6 | 21555 | 22140 | 21555 | 45 | 66.53% | 720 | 45 | 66.53%
2002 | 7 | 22905 | 21555 | 22905 | 45 | 68.41% | 744 | 45 | 68.41%
2002 | 8 | 23895 | 22905 | 23895 | 45 | 71.37% | 744 | 45 | 71.37%
2002 | 9 | 23850 | 23895 | 23850 | 45 | 73.61% | 720 | 45 | 73.61%
2002 | 10 | 26280 | 23850 | 26280 | 45 | 78.49% | 744 | 45 | 78.49%
2002 | 11 | 17955 | 26280 | 17955 | 45 | 55.42% | 720 | 45 | 55.42%
2002 | 12 | 18765 | 17955 | 18765 | 45 | 56.05% | 744 | 45 | 56.05%
2003 | 1 | 17285 | 18765 | 17285 | 45 | 51.63% | 744 | 45 | 51.63%
2003 | 2 | 19805 | 17285 | 19805 | 45 | 65.49% | 672 | 45 | 65.49%
2003 | 3 | 23940 | 19805 | 23940 | 45 | 71.51% | 744 | 45 | 71.51%
2003 | 4 | 23175 | 23940 | 23175 | 45 | 71.53% | 720 | 45 | 71.53%
2003 | 5 | 23760 | 23175 | 23760 | 45 | 70.97% | 744 | 45 | 70.97%
2003 | 6 | 22320 | 23760 | 22320 | 45 | 68.89% | 720 | 45 | 68.89%
2003 | 7 | 23355 | 22320 | 23355 | 45 | 69.76% | 744 | 45 | 69.76%
2003 | 8 | 23310 | 23355 | 23310 | 45 | 69.62% | 744 | 45 | 69.62%
2003 | 9 | 22725 | 23310 | 22725 | 45 | 70.14% | 720 | 45 | 70.14%
2003 | 10 | 20430 | 22725 | 20430 | 45 | 61.02% | 744 | 45 | 61.02%
2003 | 11 | 18675 | 20430 | 18675 | 45 | 57.64% | 720 | 45 | 57.64%
2003 | 12 | 23694 | 18675 | 23694 | 45 | 70.77% | 744 | 45 | 70.77%
2004 | 1 | 18945 | 23694 | 18945 | 45 | 56.59% | 744 | 45 | 56.59%
2004 | 2 | 16065 | 18945 | 16065 | 45 | 51.29% | 696 | 45 | 51.29%
2004 | 3 | 18855 | 16065 | 18855 | 45 | 56.32% | 744 | 45 | 56.32%
2004 | 4 | 21060 | 18855 | 21060 | 45 | 65% | 720 | 45 | 65%
2004 | 5 | 22590 | 21060 | 22590 | 45 | 67.47% | 744 | 45 | 67.47%
2004 | 6 | 21960 | 22590 | 21960 | 45 | 67.78% | 720 | 45 | 67.78%
2004 | 7 | 22770 | 21960 | 22770 | 45 | 68.01% | 744 | 45 | 68.01%
2004 | 8 | 22635 | 22770 | 22635 | 45 | 67.61% | 744 | 45 | 67.61%
2004 | 9 | 23625 | 22635 | 23625 | 45 | 72.92% | 720 | 45 | 72.92%
2004 | 10 | 24705 | 23625 | 24705 | 45 | 73.79% | 744 | 45 | 73.79%
2004 | 11 | 18000 | 24705 | 18000 | 45 | 55.56% | 720 | 45 | 55.56%
2004 | 12 | 21195 | 18000 | 21195 | 45 | 63.31% | 744 | 45 | 63.31%
2005 | 1 | 18675 | 21195 | 18675 | 45 | 55.78% | 744 | 45 | 55.78%
2005 | 2 | 16425 | 18675 | 16425 | 45 | 54.32% | 672 | 45 | 54.32%
2005 | 3 | 22005 | 16425 | 22005 | 45 | 65.73% | 744 | 45 | 65.73%
2005 | 4 | 21600 | 22005 | 21600 | 45 | 66.67% | 720 | 45 | 66.67%
2005 | 5 | 21915 | 21600 | 21915 | 45 | 65.46% | 744 | 45 | 65.46%
2005 | 6 | 22635 | 21915 | 22635 | 45 | 69.86% | 720 | 45 | 69.86%
2005 | 7 | 25875 | 22635 | 25875 | 45 | 77.28% | 744 | 45 | 77.28%
2005 | 8 | 26325 | 25875 | 26325 | 45 | 78.63% | 744 | 45 | 78.63%
2005 | 9 | 26460 | 26325 | 26460 | 45 | 81.67% | 720 | 45 | 81.67%
2005 | 10 | 23895 | 26460 | 23895 | 45 | 71.37% | 744 | 45 | 71.37%
2005 | 11 | 21015 | 23895 | 21015 | 45 | 64.86% | 720 | 45 | 64.86%
2005 | 12 | 24885 | 21015 | 24885 | 45 | 74.33% | 744 | 45 | 74.33%
2006 | 1 | 16290 | 24885 | 16290 | 45 | 48.66% | 744 | 45 | 48.66%
2006 | 2 | 16470 | 16290 | 16470 | 45 | 54.46% | 672 | 45 | 54.46%
2006 | 3 | 20025 | 16470 | 20025 | 45 | 59.81% | 744 | 45 | 59.81%
2006 | 4 | 19035 | 20025 | 19035 | 45 | 58.75% | 720 | 45 | 58.75%
2006 | 5 | 20475 | 19035 | 20475 | 45 | 61.16% | 744 | 45 | 61.16%
2006 | 6 | 21375 | 20475 | 21375 | 45 | 65.97% | 720 | 45 | 65.97%
2006 | 7 | 23850 | 21375 | 23850 | 45 | 71.24% | 744 | 45 | 71.24%
2006 | 8 | 24210 | 23850 | 24210 | 45 | 72.31% | 744 | 45 | 72.31%
2006 | 9 | 21060 | 24210 | 21060 | 45 | 65% | 720 | 45 | 65%
2006 | 10 | 21600 | 21060 | 21600 | 45 | 64.52% | 744 | 45 | 64.52%
2006 | 11 | 17235 | 21600 | 17235 | 45 | 53.19% | 720 | 45 | 53.19%
2006 | 12 | 17235 | 17235 | 17235 | 45 | 51.48% | 744 | 45 | 51.48%
2007 | 1 | 16785 | 17235 | 16785 | 45 | 50.13% | 744 | 45 | 50.13%
2007 | 2 | 17415 | 16785 | 17415 | 45 | 57.59% | 672 | 45 | 57.59%
2007 | 3 | 18360 | 17415 | 18360 | 45 | 54.84% | 744 | 45 | 54.84%
2007 | 4 | 21240 | 18360 | 21240 | 45 | 65.56% | 720 | 45 | 65.56%
2007 | 5 | 20385 | 21240 | 20385 | 45 | 60.89% | 744 | 45 | 60.89%
2007 | 6 | 21825 | 20385 | 21825 | 45 | 67.36% | 720 | 45 | 67.36%
2007 | 7 | 22410 | 21825 | 22410 | 45 | 66.94% | 744 | 45 | 66.94%
2007 | 8 | 23805 | 22410 | 23805 | 45 | 71.1% | 744 | 45 | 71.1%
2007 | 9 | 21060 | 23805 | 21060 | 45 | 65% | 720 | 45 | 65%
2007 | 10 | 20430 | 21060 | 20430 | 45 | 61.02% | 744 | 45 | 61.02%
2007 | 11 | 19125 | 20430 | 19125 | 45 | 59.03% | 720 | 45 | 59.03%
2007 | 12 | 16065 | 19125 | 16065 | 45 | 47.98% | 744 | 45 | 47.98%
2008 | 1 | 18675 | 16065 | 18675 | 45 | 55.78% | 744 | 45 | 55.78%
2008 | 2 | 21230 | 18675 | 21230 | 45 | 67.78% | 696 | 45 | 67.78%
2008 | 3 | 25200 | 21230 | 25200 | 45 | 75.27% | 744 | 45 | 75.27%
2008 | 4 | 24595 | 25200 | 24595 | 45 | 75.91% | 720 | 45 | 75.91%
2008 | 5 | 25695 | 24595 | 25695 | 45 | 76.75% | 744 | 45 | 76.75%
2008 | 6 | 23085 | 25695 | 23085 | 45 | 71.25% | 720 | 45 | 71.25%
2008 | 7 | 23040 | 23085 | 23040 | 45 | 68.82% | 744 | 45 | 68.82%
2008 | 8 | 23130 | 23040 | 23130 | 45 | 69.09% | 744 | 45 | 69.09%
2008 | 9 | 21330 | 23130 | 21330 | 45 | 65.83% | 720 | 45 | 65.83%
2008 | 10 | 19440 | 21330 | 19440 | 45 | 58.06% | 744 | 45 | 58.06%
2008 | 11 | 16605 | 19440 | 16605 | 45 | 51.25% | 720 | 45 | 51.25%
2008 | 12 | 16200 | 16605 | 16200 | 45 | 48.39% | 744 | 45 | 48.39%
2009 | 1 | 16245 | 16200 | 16245 | 45 | 48.52% | 744 | 45 | 48.52%
2009 | 2 | 15795 | 16245 | 15795 | 45 | 52.23% | 672 | 45 | 52.23%
2009 | 3 | 17100 | 15795 | 17100 | 45 | 51.08% | 744 | 45 | 51.08%
2009 | 4 | 17465 | 17100 | 17465 | 45 | 53.9% | 720 | 45 | 53.9%
2009 | 5 | 20115 | 17465 | 20115 | 45 | 60.08% | 744 | 45 | 60.08%
2009 | 6 | 21060 | 20115 | 21060 | 45 | 65% | 720 | 45 | 65%
2009 | 7 | 22185 | 21060 | 22185 | 45 | 66.26% | 744 | 45 | 66.26%
2009 | 8 | 22770 | 22185 | 22770 | 45 | 68.01% | 744 | 45 | 68.01%
2009 | 9 | 21060 | 22770 | 21060 | 45 | 65% | 720 | 45 | 65%
2009 | 10 | 19440 | 21060 | 19440 | 45 | 58.06% | 744 | 45 | 58.06%
2009 | 11 | 16583 | 19440 | 16583 | 45 | 51.18% | 720 | 45 | 51.18%
2009 | 12 | 16110 | 16583 | 16110 | 45 | 48.12% | 744 | 45 | 48.12%
2010 | 1 | 16200 | 16110 | 16200 | 45 | 48.39% | 744 | 45 | 48.39%
2010 | 2 | 15480 | 16200 | 15480 | 45 | 51.19% | 672 | 45 | 51.19%
2010 | 3 | 17055 | 15480 | 17055 | 45 | 50.94% | 744 | 45 | 50.94%
2010 | 4 | 17235 | 17055 | 17235 | 45 | 53.19% | 720 | 45 | 53.19%
2010 | 5 | 20250 | 17235 | 20250 | 45 | 60.48% | 744 | 45 | 60.48%
2010 | 6 | 21060 | 20250 | 21060 | 45 | 65% | 720 | 45 | 65%
2010 | 7 | 22275 | 21060 | 22275 | 45 | 66.53% | 744 | 45 | 66.53%
2010 | 8 | 22815 | 22275 | 22815 | 45 | 68.15% | 744 | 45 | 68.15%
2010 | 9 | 21060 | 22815 | 21060 | 45 | 65% | 720 | 45 | 65%
2010 | 10 | 19395 | 21060 | 19395 | 45 | 57.93% | 744 | 45 | 57.93%
2010 | 11 | 16560 | 19395 | 16560 | 45 | 51.11% | 720 | 45 | 51.11%
2010 | 12 | 18045 | 16560 | 18045 | 45 | 53.9% | 744 | 45 | 53.9%
2011 | 1 | 16110 | 18045 | 16110 | 45 | 48.12% | 744 | 45 | 48.12%
2011 | 2 | 15435 | 16110 | 15435 | 45 | 51.04% | 672 | 45 | 51.04%
2011 | 3 | 17100 | 15435 | 17100 | 45 | 51.08% | 744 | 45 | 51.08%
2011 | 4 | 17325 | 17100 | 17325 | 45 | 53.47% | 720 | 45 | 53.47%
2011 | 5 | 20115 | 17325 | 20115 | 45 | 60.08% | 744 | 45 | 60.08%
2011 | 6 | 21060 | 20115 | 21060 | 45 | 65% | 720 | 45 | 65%
2011 | 7 | 22140 | 21060 | 22140 | 45 | 66.13% | 744 | 45 | 66.13%
2011 | 8 | 22770 | 22140 | 22770 | 45 | 68.01% | 744 | 45 | 68.01%
2011 | 9 | 21060 | 22770 | 21060 | 45 | 65% | 720 | 45 | 65%
2011 | 10 | 20970 | 21060 | 20970 | 45 | 62.63% | 744 | 45 | 62.63%
2011 | 11 | 16560 | 20970 | 16560 | 45 | 51.11% | 720 | 45 | 51.11%
2011 | 12 | 16110 | 16560 | 16110 | 45 | 48.12% | 744 | 45 | 48.12%
2012 | 1 | 16110 | 16110 | 16110 | 45 | 48.12% | 744 | 45 | 48.12%
2012 | 2 | 15975 | 16110 | 15975 | 45 | 51.01% | 696 | 45 | 51.01%
2012 | 3 | 17100 | 15975 | 17100 | 45 | 51.08% | 744 | 45 | 51.08%
2012 | 4 | 17235 | 17100 | 17235 | 45 | 53.19% | 720 | 45 | 53.19%
2012 | 5 | 20115 | 17235 | 20115 | 45 | 60.08% | 744 | 45 | 60.08%
2012 | 6 | 21060 | 20115 | 21060 | 45 | 65% | 720 | 45 | 65%
2012 | 7 | 22140 | 21060 | 22140 | 45 | 66.13% | 744 | 45 | 66.13%
2012 | 8 | 22815 | 22140 | 22815 | 45 | 68.15% | 744 | 45 | 68.15%
2012 | 9 | 21060 | 22815 | 21060 | 45 | 65% | 720 | 45 | 65%
2012 | 10 | 19395 | 21060 | 19395 | 45 | 57.93% | 744 | 45 | 57.93%
2012 | 11 | 16560 | 19395 | 16560 | 45 | 51.11% | 720 | 45 | 51.11%
2012 | 12 | 16110 | 16560 | 16110 | 45 | 48.12% | 744 | 45 | 48.12%
2013 | 1 | 16110 | 16110 | 16110 | 45 | 48.12% | 744 | 45 | 48.12%
2013 | 2 | 15615 | 16110 | 15615 | 45 | 51.64% | 672 | 45 | 51.64%
2013 | 3 | 17100 | 15615 | 17100 | 45 | 51.08% | 744 | 45 | 51.08%
2013 | 4 | 17235 | 17100 | 17235 | 45 | 53.19% | 720 | 45 | 53.19%
2013 | 5 | 20115 | 17235 | 20115 | 45 | 60.08% | 744 | 45 | 60.08%
2013 | 6 |  | 20115
2013 | 7
2013 | 8
2013 | 9
2013 | 10
2013 | 11
2013 | 12
2014 | 1
2014 | 2
2014 | 3
2014 | 4
2014 | 5
2014 | 6
2014 | 7
2014 | 8
2014 | 9
2014 | 10
2014 | 11
2014 | 12
2015 | 1
2015 | 2
2015 | 3
2015 | 4
2015 | 5
2015 | 6
2015 | 7
2015 | 8
2015 | 9
2015 | 10
2015 | 11
2015 | 12
2016 | 1
2016 | 2
2016 | 3
2016 | 4
2016 | 5
2016 | 6
2016 | 7
2016 | 8
2016 | 9
2016 | 10
2016 | 11
2016 | 12
2017 | 1
2017 | 2
2017 | 3
2017 | 4
2017 | 5
2017 | 6
2017 | 7
2017 | 8
2017 | 9
2017 | 10
2017 | 11
2017 | 12
2018 | 1
2018 | 2
2018 | 3
2018 | 4
2018 | 5
2018 | 6
2018 | 7
2018 | 8
2018 | 9
2018 | 10
2018 | 11
2018 | 12
2019 | 1
2019 | 2
2019 | 3
2019 | 4
2019 | 5
2019 | 6
2019 | 7
2019 | 8
2019 | 9
2019 | 10
2019 | 11
2019 | 12
2020 | 1
2020 | 2
2020 | 3
2020 | 4
2020 | 5
2020 | 6
2020 | 7
2020 | 8
2020 | 9
2020 | 10
2020 | 11
2020 | 12
2021 | 1
2021 | 2
2021 | 3
2021 | 4
2021 | 5
2021 | 6
2021 | 7
2021 | 8
2021 | 9
2021 | 10
2021 | 11
2021 | 12
2022 | 1
2022 | 2
2022 | 3
2022 | 4
2022 | 5
2022 | 6
2022 | 7
2022 | 8
2022 | 9
2022 | 10
2022 | 11
2022 | 12
2023 | 1
2023 | 2
2023 | 3
2023 | 4
2023 | 5
2023 | 6
2023 | 7
2023 | 8
2023 | 9
2023 | 10
2023 | 11
2023 | 12
2024 | 1
2024 | 2
2024 | 3
2024 | 4
2024 | 5
2024 | 6
2024 | 7
2024 | 8
2024 | 9
2024 | 10
2024 | 11
2024 | 12
2025 | 1
2025 | 2
2025 | 3
2025 | 4
2025 | 5
2025 | 6
2025 | 7
2025 | 8
2025 | 9
2025 | 10
2025 | 11
2025 | 12
2026 | 1
2026 | 2
2026 | 3
2026 | 4
2026 | 5
2026 | 6
2026 | 7
2026 | 8
2026 | 9
2026 | 10
2026 | 11
2026 | 12
2027 | 1
2027 | 2
2027 | 3
2027 | 4
2027 | 5
2027 | 6
2027 | 7
2027 | 8
2027 | 9
2027 | 10
2027 | 11
2027 | 12
2028 | 1
2028 | 2
2028 | 3
2028 | 4
2028 | 5
2028 | 6
2028 | 7
2028 | 8
2028 | 9
2028 | 10
2028 | 11
2028 | 12
2029 | 1
2029 | 2
2029 | 3
2029 | 4
2029 | 5
2029 | 6
2029 | 7
2029 | 8
2029 | 9
2029 | 10
2029 | 11
2029 | 12
2030 | 1
2030 | 2
2030 | 3
2030 | 4
2030 | 5
2030 | 6
2030 | 7
2030 | 8
2030 | 9
2030 | 10
2030 | 11
2030 | 12
2031 | 1
2031 | 2
2031 | 3
2031 | 4
2031 | 5
2031 | 6
2031 | 7
2031 | 8
2031 | 9
2031 | 10
2031 | 11
2031 | 12
2032 | 1
2032 | 2
2032 | 3
2032 | 4
2032 | 5
2032 | 6
2032 | 7
2032 | 8
2032 | 9
2032 | 10
2032 | 11
2032 | 12
2033 | 1
2033 | 2
2033 | 3
2033 | 4
2033 | 5
2033 | 6
2033 | 7
2033 | 8
2033 | 9
2033 | 10
2033 | 11
2033 | 12
2034 | 1
2034 | 2
2034 | 3
2034 | 4
2034 | 5
2034 | 6
2034 | 7
2034 | 8
2034 | 9
2034 | 10
2034 | 11
2034 | 12
2035 | 1
2035 | 2
2035 | 3
2035 | 4
2035 | 5
2035 | 6
2035 | 7
2035 | 8
2035 | 9
2035 | 10
2035 | 11
2035 | 12
2036 | 1
2036 | 2
2036 | 3
2036 | 4
2036 | 5
2036 | 6
2036 | 7
2036 | 8
2036 | 9
2036 | 10
2036 | 11
2036 | 12
2037 | 1
2037 | 2
2037 | 3
2037 | 4
2037 | 5
2037 | 6
2037 | 7
2037 | 8
2037 | 9
2037 | 10
2037 | 11
2037 | 12
2038 | 1
2038 | 2
2038 | 3
2038 | 4
2038 | 5
2038 | 6
2038 | 7
2038 | 8
2038 | 9
2038 | 10
2038 | 11
2038 | 12
2039 | 1
2039 | 2
2039 | 3
2039 | 4
2039 | 5
2039 | 6
2039 | 7
2039 | 8
2039 | 9
2039 | 10
2039 | 11
2039 | 12
2040 | 1
2040 | 2
2040 | 3
2040 | 4
2040 | 5
2040 | 6
2040 | 7
2040 | 8
2040 | 9
2040 | 10
2040 | 11
2040 | 12
| 2000 | 269910 | 270000 | 269910
| 2001 | 254995 | 255235 | 254995
| 2002 | 261120 | 258990 | 261120
| 2003 | 262474 | 257545 | 262474
| 2004 | 252405 | 254904 | 252405
| 2005 | 271710 | 268020 | 271710
| 2006 | 238860 | 246510 | 238860
| 2007 | 238905 | 240075 | 238905
| 2008 | 258225 | 258090 | 258225
| 2009 | 225928 | 226018 | 225928
| 2010 | 227430 | 225495 | 227430
| 2011 | 226755 | 228690 | 226755
| 2012 | 225675 | 225675 | 225675
| 2013 | 86175 | 102285 | 86175
| 2014 | 0 | 0 | 0
| 2015 | 0 | 0 | 0
| 2016 | 0 | 0 | 0
| 2017 | 0 | 0 | 0
| 2018 | 0 | 0 | 0
| 2019 | 0 | 0 | 0
| 2020 | 0 | 0 | 0
| 2021 | 0 | 0 | 0
| 2022 | 0 | 0 | 0
| 2023 | 0 | 0 | 0
| 2024 | 0 | 0 | 0
| 2025 | 0 | 0 | 0
| 2026 | 0 | 0 | 0
| 2027 | 0 | 0 | 0
| 2028 | 0 | 0 | 0
| 2029 | 0 | 0 | 0
| 2030 | 0 | 0 | 0
| 2031 | 0 | 0 | 0
| 2032 | 0 | 0 | 0
| 2033 | 0 | 0 | 0
| 2034 | 0 | 0 | 0
| 2035 | 0 | 0 | 0
| 2036 | 0 | 0 | 0
| 2037 | 0 | 0 | 0
| 2038 | 0 | 0 | 0
| 2039 | 0 | 0 | 0
| 2040 | 0 | 0 | 0
| 2001 | -5.526% | -5.469% | -5.526%
| 2002 | 2.402% | 1.471% | 2.402%
| 2003 | 0.5185% | -0.5579% | 0.5185%
| 2004 | -3.836% | -1.025% | -3.836%
| 2005 | 7.648% | 5.145% | 7.648%
| 2006 | -12.09% | -8.026% | -12.09%
| 2007 | 0.01884% | -2.61% | 0.01884%
| 2008 | 8.087% | 7.504% | 8.087%
| 2009 | -12.51% | -12.43% | -12.51%
| 2010 | 0.6648% | -0.2314% | 0.6648%
| 2011 | -0.2968% | 1.417% | -0.2968%
| 2012 | -0.4763% | -1.318% | -0.4763%
| 2013 | -61.81% | -54.68% | -61.81%
| 2014 | -100% | -100% | -100%
| 2015 | #DIV/0! | #DIV/0! | #DIV/0!
| 2016 | #DIV/0! | #DIV/0! | #DIV/0!
| 2017 | #DIV/0! | #DIV/0! | #DIV/0!
| 2018 | #DIV/0! | #DIV/0! | #DIV/0!
| 2019 | #DIV/0! | #DIV/0! | #DIV/0!
| 2020 | #DIV/0! | #DIV/0! | #DIV/0!
| 2021 | #DIV/0! | #DIV/0! | #DIV/0!
| 2022 | #DIV/0! | #DIV/0! | #DIV/0!
| 2023 | #DIV/0! | #DIV/0! | #DIV/0!
| 2024 | #DIV/0! | #DIV/0! | #DIV/0!
| 2025 | #DIV/0! | #DIV/0! | #DIV/0!
| 2026 | #DIV/0! | #DIV/0! | #DIV/0!
| 2027 | #DIV/0! | #DIV/0! | #DIV/0!
| 2028 | #DIV/0! | #DIV/0! | #DIV/0!
| 2029 | #DIV/0! | #DIV/0! | #DIV/0!
| 2030 | #DIV/0! | #DIV/0! | #DIV/0!
| 2031 | #DIV/0! | #DIV/0! | #DIV/0!
| 2032 | #DIV/0! | #DIV/0! | #DIV/0!
| 2033 | #DIV/0! | #DIV/0! | #DIV/0!
| 2034 | #DIV/0! | #DIV/0! | #DIV/0!
| 2035 | #DIV/0! | #DIV/0! | #DIV/0!
| 2036 | #DIV/0! | #DIV/0! | #DIV/0!
| 2037 | #DIV/0! | #DIV/0! | #DIV/0!
| 2038 | #DIV/0! | #DIV/0! | #DIV/0!
| 2039 | #DIV/0! | #DIV/0! | #DIV/0!
| 2040 | #DIV/0! | #DIV/0! | #DIV/0!

## LEE County
Year | Period | LEE County NEL Fiscal | LEE County Peaks (CP) | LEE County Peaks (NCP) |  | LEE County Billed Sales (billed for losses) |  | LEE County Delivered Sales | Coincidence Factors | Avg Coinc. Ftr (Jan 2005 - May 2014) |  | FPL 000588 OCEC NEED
2010 | 1 | 356190.872 | 320.762 | 1130.84 |  |  |  | 356190.872 | 28.36% | 94.24%
2010 | 2 | 279087.163 | 197.951 | 740.48 |  | 356190.872 |  | 279087.163 | 26.73% | 91.05%
2010 | 3 | 277552.575 | 218.888 | 761.08 |  | 279087.163 |  | 277552.575 | 28.76% | 97.59%
2010 | 4 | 259045.82 | 172.841 | 569.17 |  | 277552.575 |  | 259045.82 | 30.37% | 97.16%
2010 | 5 | 348772.371 | 209.884 | 712.93 |  | 259045.82 |  | 348772.371 | 29.44% | 98.31%
2010 | 6 | 374770.853 | 233.482 | 797.42 |  | 348772.371 |  | 374770.853 | 29.28% | 98.56%
2010 | 7 | 366580.645 | 219.078 | 765.29 |  | 374770.853 |  | 366580.645 | 28.63% | 99.02%
2010 | 8 | 366051.247 | 232.25 | 793.6 |  | 366580.645 |  | 366051.247 | 29.27% | 99.37%
2010 | 9 | 341190.851 | 221.089 | 732.59 |  | 366051.247 |  | 341190.851 | 30.18% | 99.71%
2010 | 10 | 293449.737 | 203.813 | 679.54 |  | 341190.851 |  | 293449.737 | 29.99% | 99.59%
2010 | 11 | 251386.294 | 191.816 | 595.83 |  | 293449.737 |  | 251386.294 | 32.19% | 99.81%
2010 | 12 | 325126.259 | 255.754 | 880.98 | 3839204.687 | 251386.294 | 3514078.428 | 325126.259 | 29.03% | 95.12%
2011 | 1 | 278354.894 | 235.322 | 835.56 |  | 325126.259 |  | 278354.894 | 28.16%
2011 | 2 | 241660.003 | 159.958 | 588.01 |  | 278354.894 |  | 241660.003 | 27.2%
2011 | 3 | 273316.794 | 183.481 | 571.61 |  | 241660.003 |  | 273316.794 | 32.1%
2011 | 4 | 314878.193 | 220.283 | 709.58 |  | 273316.794 |  | 314878.193
2011 | 5 | 335810.052 | 217.248 | 710.69 |  | 314878.193 |  | 335810.052
2011 | 6 | 350670.765 | 221.021 | 746.2 |  | 335810.052 |  | 350670.765
2011 | 7 | 363658.778 | 224.388 | 763.14 |  | 350670.765 |  | 363658.778
2011 | 8 | 370053.86 | 234.479 | 782.39 |  | 363658.778 |  | 370053.86
2011 | 9 | 341490.542 | 218.943 | 750.42 |  | 370053.86 |  | 341490.542
2011 | 10 | 280285.798 | 199.83 | 646.01 |  | 341490.542 |  | 280285.798
2011 | 11 | 251891.47 | 183.04 | 571.76 |  | 280285.798 |  | 251891.47
2011 | 12 | 256646.924 | 157.739 | 521.92 | 3658718.073 | 251891.47 | 3727197.408 | 256646.924
2012 | 1 | 271973.9 | 224.965 | 744.95 |  | 256646.924 |  | 271973.9
2012 | 2 | 258518.844 | 178.631 | 714.35 |  | 271973.9 |  | 258518.844
2012 | 3 | 293510.663 | 189.024 | 583.43 |  | 258518.844 |  | 293510.663
2012 | 4 | 284706.556 | 205.486 | 641.09 |  | 293510.663 |  | 284706.556
2012 | 5 | 338407.875 | 215.855 | 731.04 |  | 284706.556 |  | 338407.875
2012 | 6 | 331937.676 | 206.019 | 744.99 |  | 338407.875 |  | 331937.676
2012 | 7 | 360756.272 | 226.667 | 769.73 |  | 331937.676 |  | 360756.272
2012 | 8 | 368576.475 | 223.403 | 794.07 |  | 360756.272 |  | 368576.475
2012 | 9 | 333902.405 | 215.817 | 728.17 |  | 368576.475 |  | 333902.405
2012 | 10 | 310953.02 | 211.904 | 703.91 |  | 333902.405 |  | 310953.02
2012 | 11 | 235280.795 | 147.772 | 461.63 |  | 310953.02 |  | 235280.795
2012 | 12 | 262826.846 | 174.495 | 552.99 | 3651351.327 | 235280.795 | 3645171.405 | 262826.846
2013 | 1 | 264921.566 | 486.5553 | 516.3 |  | 262826.846 |  | 264921.566 | 94.24% | 94.24%
2013 | 2 | 253823.406 | 598.0589 | 656.87 |  | 264921.566 |  | 253823.406 | 91.05% | 91.05%
2013 | 3 | 279207.196 | 622.8159 | 638.2 |  | 253823.406 |  | 279207.196 | 97.59% | 97.59%
2013 | 4 | 303275.595 | 591.6068 | 608.87 |  | 279207.196 |  | 303275.595 | 97.16% | 97.16%
2013 | 5 | 312588.462 | 702.3392 | 714.4 |  | 303275.595 |  | 312588.462 | 98.31% | 98.31%
2013 | 6 | 339208.983 | 750.9076 | 761.88 |  | 312588.462 |  | 339208.983 | 98.56% | 98.56%
2013 | 7 | 343956.251 | 757.5603 | 765.04 |  | 339208.983 |  | 343956.251 | 99.02% | 99.02%
2013 | 8 | 366324.562 | 771.5365 | 776.39 |  | 343956.251 |  | 366324.562 | 99.37% | 99.37%
2013 | 9 | 328855.841 | 758.0166 | 760.21 |  | 366324.562 |  | 328855.841 | 99.71% | 99.71%
2013 | 10 | 323482.283 | 711.1721 | 714.08 |  | 328855.841 |  | 323482.283 | 99.59% | 99.59%
2013 | 11 | 275260.648 | 618.1399 | 619.31 |  | 323482.283 |  | 275260.648 | 99.81% | 99.81%
2013 | 12 | 274570.495 | 543.9102 | 571.82 | 3665475.288 | 275260.648 | 3653731.639 | 274570.495 | 95.12% | 95.12%
2014 | 1 | 302663.9818 | 718.906 | 762.855 |  | 274570.495 |  | 302663.9818 | 94.24% | 94.24%
2014 | 2 | 247855.3863 | 555.7559 | 610.407 |  | 302663.9818 |  | 247855.3863 | 91.05% | 91.05%
2014 | 3 | 277647.8152 | 575.8851 | 590.11 |  | 247855.3863 |  | 277647.8152 | 97.59% | 97.59%
2014 | 4 | 311518.4058 | 703.1936 | 723.713 |  | 277647.8152 |  | 311518.4058 | 97.16% | 97.16%
2014 | 5 | 346316.9007 | 745.21 | 758.007 |  | 311518.4058 |  | 346316.9007 | 98.31% | 98.31%
2014 | 6 | 361951.7123 | 824.0932 | 836.135 |  | 346316.9007 |  | 361951.7123 | 98.56% | 98.56%
2014 | 7 | 342204.5554 | 731.6779 | 738.902 |  | 361951.7123 |  | 342204.5554 | 99.02% | 99.02%
2014 | 8 | 364790.1174 | 786.5655 | 791.5136 |  | 342204.5554 |  | 364790.1174 | 99.37% | 99.37%
2014 | 9 | 343543.475 | 738.2575 | 740.3938 |  | 364790.1174 |  | 343543.475 | 99.71% | 99.71%
2014 | 10 | 310293.8695 | 676.1954 | 678.9603 |  | 343543.475 |  | 310293.8695 | 99.59% | 99.59%
2014 | 11 | 269140.0141 | 601.4252 | 602.5637 |  | 310293.8695 |  | 269140.0141 | 99.81% | 99.81%
2014 | 12 | 273410.8433 | 583.9177 | 613.8804 | 3751337.0767 | 269140.0141 | 3752496.7284 | 273410.8433 | 95.12% | 95.12%
2015 | 1 | 298869.2186 | 771.7682 | 818.9489 |  | 273410.8433 |  | 298869.2186 | 94.24% | 94.24% | -9.665%
2015 | 2 | 272034.9386 | 654.0428 | 718.3592 |  | 298869.2186 |  | 272034.9386 | 91.05% | 91.05% | 20.58%
2015 | 3 | 277865.4869 | 594.2879 | 608.9674 |  | 272034.9386 |  | 277865.4869 | 97.59% | 97.59% | -2.022%
2015 | 4 | 287454.3584 | 605.7296 | 623.405 |  | 277865.4869 |  | 287454.3584 | 97.16% | 97.16% | -10.8%
2015 | 5 | 329884.8111 | 700.3457 | 712.3722 |  | 287454.3584 |  | 329884.8111 | 98.31% | 98.31% | -17%
2015 | 6 | 350588.1655 | 739.5623 | 750.3689 |  | 329884.8111 |  | 350588.1655 | 98.56% | 98.56% | -8.859%
2015 | 7 | 366102.7629 | 771.9763 | 779.5983 |  | 350588.1655 |  | 366102.7629 | 99.02% | 99.02% | 2.45%
2015 | 8 | 366364.2557 | 775.0941 | 779.97 |  | 366102.7629 |  | 366364.2557 | 99.37% | 99.37% | 0.3598%
2015 | 9 | 345994.3864 | 742.8617 | 745.0113 |  | 366364.2557 |  | 345994.3864 | 99.71% | 99.71% | 6.643%
2015 | 10 | 313843.1527 | 682.855 | 685.6471 |  | 345994.3864 |  | 313843.1527 | 99.59% | 99.59% | 11.51%
2015 | 11 | 273964.6786 | 610.4977 | 611.6533 |  | 313843.1527 |  | 273964.6786 | 99.81% | 99.81% | 16.61%
2015 | 12 | 278690.8611 | 593.3797 | 623.8279 | 3761657.0764 | 273964.6786 | 3756377.0586 | 278690.8611 | 95.12% | 95.12% | 0.2026%
2016 | 1 | 304375.0545 | 781.5436 | 829.3219 |  | 278690.8611 |  | 304375.0545 | 94.24% | 94.24%
2016 | 2 | 277840.6275 | 664.0014 | 729.2971 |  | 304375.0545 |  | 277840.6275 | 91.05% | 91.05%
2016 | 3 | 283524.7185 | 604.6929 | 619.6293 |  | 277840.6275 |  | 283524.7185 | 97.59% | 97.59%
2016 | 4 | 292925.246 | 615.7445 | 633.7121 |  | 283524.7185 |  | 292925.246 | 97.16% | 97.16%
2016 | 5 | 334505.3318 | 708.9038 | 721.0773 |  | 292925.246 |  | 334505.3318 | 98.31% | 98.31%
2016 | 6 | 354674.5124 | 747.1501 | 758.0675 |  | 334505.3318 |  | 354674.5124 | 98.56% | 98.56%
2016 | 7 | 369945.9073 | 779.146 | 786.8388 |  | 354674.5124 |  | 369945.9073 | 99.02% | 99.02%
2016 | 8 | 370495.0071 | 782.8278 | 787.7523 |  | 369945.9073 |  | 370495.0071 | 99.37% | 99.37%
2016 | 9 | 350921.1149 | 752.1169 | 754.2932 |  | 370495.0071 |  | 350921.1149 | 99.71% | 99.71%
2016 | 10 | 319936.0901 | 694.2873 | 697.1262 |  | 350921.1149 |  | 319936.0901 | 99.59% | 99.59%
2016 | 11 | 281385.9311 | 624.4529 | 625.6349 |  | 319936.0901 |  | 281385.9311 | 99.81% | 99.81%
2016 | 12 | 286475.0339 | 607.3293 | 638.4933 | 3827004.5751 | 281385.9311 | 3819220.4022 | 286475.0339 | 95.12% | 95.12%
2017 | 1 | 312033.6702 | 795.1411 | 843.7507 |  | 286475.0339 |  | 312033.6702 | 94.24% | 94.24%
2017 | 2 | 285310.711 | 676.815 | 743.3707 |  | 312033.6702 |  | 285310.711 | 91.05% | 91.05%
2017 | 3 | 290635.2593 | 617.7662 | 633.0256 |  | 285310.711 |  | 290635.2593 | 97.59% | 97.59%
2017 | 4 | 299313.3355 | 627.4384 | 645.7472 |  | 290635.2593 |  | 299313.3355 | 97.16% | 97.16%
2017 | 5 | 339081.8529 | 717.3804 | 729.6994 |  | 299313.3355 |  | 339081.8529 | 98.31% | 98.31%
2017 | 6 | 357944.6674 | 753.2223 | 764.2285 |  | 339081.8529 |  | 357944.6674 | 98.56% | 98.56%
2017 | 7 | 372330.7954 | 783.5952 | 791.3319 |  | 357944.6674 |  | 372330.7954 | 99.02% | 99.02%
2017 | 8 | 372696.1469 | 786.9488 | 791.8993 |  | 372330.7954 |  | 372696.1469 | 99.37% | 99.37%
2017 | 9 | 353786.3279 | 757.4993 | 759.6913 |  | 372696.1469 |  | 353786.3279 | 99.71% | 99.71%
2017 | 10 | 324350.3988 | 702.57 | 705.4427 |  | 353786.3279 |  | 324350.3988 | 99.59% | 99.59%
2017 | 11 | 287834.9645 | 636.5799 | 637.7849 |  | 324350.3988 |  | 287834.9645 | 99.81% | 99.81%
2017 | 12 | 293515.9793 | 619.947 | 651.7584 | 3888834.109 | 287834.9645 | 3881793.1637 | 293515.9793 | 95.12% | 95.12%
2018 | 1 | 319300.7354 | 808.0435 | 857.4418 |  | 293515.9793 |  | 319300.7354 | 94.24% | 94.24%
2018 | 2 | 292265.9155 | 688.7454 | 756.4743 |  | 319300.7354 |  | 292265.9155 | 91.05% | 91.05%
2018 | 3 | 296979.1804 | 629.43 | 644.9775 |  | 292265.9155 |  | 296979.1804 | 97.59% | 97.59%
2018 | 4 | 304862.5715 | 637.5967 | 656.202 |  | 296979.1804 |  | 304862.5715 | 97.16% | 97.16%
2018 | 5 | 343128.5429 | 724.8756 | 737.3234 |  | 304862.5715 |  | 343128.5429 | 98.31% | 98.31%
2018 | 6 | 360845.9794 | 758.6096 | 769.6946 |  | 343128.5429 |  | 360845.9794 | 98.56% | 98.56%
2018 | 7 | 374441.1247 | 787.5321 | 795.3078 |  | 360845.9794 |  | 374441.1247 | 99.02% | 99.02%
2018 | 8 | 374453.2543 | 790.2385 | 795.2097 |  | 374441.1247 |  | 374453.2543 | 99.37% | 99.37%
2018 | 9 | 355859.2542 | 761.3935 | 763.5967 |  | 374453.2543 |  | 355859.2542 | 99.71% | 99.71%
2018 | 10 | 327480.1573 | 708.4424 | 711.3392 |  | 355859.2542 |  | 327480.1573 | 99.59% | 99.59%
2018 | 11 | 292567.1312 | 645.4784 | 646.7003 |  | 327480.1573 |  | 292567.1312 | 99.81% | 99.81%
2018 | 12 | 298957.5617 | 629.6985 | 662.0103 | 3941141.4085 | 292567.1312 | 3935699.8261 | 298957.5617 | 95.12% | 95.12%
2019 | 1 | 325075.0773 | 818.2956 | 868.3207 |  | 298957.5617 |  | 325075.0773 | 94.24% | 94.24%
2019 | 2 | 297965.4519 | 698.5219 | 767.2122 |  | 325075.0773 |  | 297965.4519 | 91.05% | 91.05%
2019 | 3 | 302195.181 | 639.02 | 654.8044 |  | 297965.4519 |  | 302195.181 | 97.59% | 97.59%
2019 | 4 | 309398.6572 | 645.9004 | 664.748 |  | 302195.181 |  | 309398.6572 | 97.16% | 97.16%
2019 | 5 | 346308.5108 | 730.7655 | 743.3144 |  | 309398.6572 |  | 346308.5108 | 98.31% | 98.31%
2019 | 6 | 363110.0993 | 762.8138 | 773.9602 |  | 346308.5108 |  | 363110.0993 | 98.56% | 98.56%
2019 | 7 | 376188.6675 | 790.7923 | 798.6001 |  | 363110.0993 |  | 376188.6675 | 99.02% | 99.02%
2019 | 8 | 376161.0424 | 793.4358 | 798.4271 |  | 376188.6675 |  | 376161.0424 | 99.37% | 99.37%
2019 | 9 | 358108.4901 | 765.6188 | 767.8342 |  | 376161.0424 |  | 358108.4901 | 99.71% | 99.71%
2019 | 10 | 330680.6063 | 714.4475 | 717.3688 |  | 358108.4901 |  | 330680.6063 | 99.59% | 99.59%
2019 | 11 | 296895.8828 | 653.6183 | 654.8556 |  | 330680.6063 |  | 296895.8828 | 99.81% | 99.81%
2019 | 12 | 303374.364 | 637.6136 | 670.3316 | 3985462.0307 | 296895.8828 | 3981045.2284 | 303374.364 | 95.12% | 95.12%
2020 | 1 | 329308.6347 | 825.8121 | 876.2967 |  | 303374.364 |  | 329308.6347 | 94.24% | 94.24%
2020 | 2 | 302148.9586 | 705.698 | 775.0939 |  | 329308.6347 |  | 302148.9586 | 91.05% | 91.05%
2020 | 3 | 305786.6939 | 645.6233 | 661.5708 |  | 302148.9586 |  | 305786.6939 | 97.59% | 97.59%
2020 | 4 | 312423.5932 | 651.4378 | 670.4469 |  | 305786.6939 |  | 312423.5932 | 97.16% | 97.16%
2020 | 5 | 348016.4511 | 733.929 | 746.5322 |  | 312423.5932 |  | 348016.4511 | 98.31% | 98.31%
2020 | 6 | 363884.4485 | 764.2517 | 775.419 |  | 348016.4511 |  | 363884.4485 | 98.56% | 98.56%
2020 | 7 | 376295.4166 | 790.9915 | 798.8013 |  | 363884.4485 |  | 376295.4166 | 99.02% | 99.02%
2020 | 8 | 376147.0467 | 793.4096 | 798.4008 |  | 376295.4166 |  | 376147.0467 | 99.37% | 99.37%
2020 | 9 | 358631.4861 | 766.6013 | 768.8195 |  | 376147.0467 |  | 358631.4861 | 99.71% | 99.71%
2020 | 10 | 332335.6605 | 717.5529 | 720.4869 |  | 358631.4861 |  | 332335.6605 | 99.59% | 99.59%
2020 | 11 | 300143.0664 | 659.7245 | 660.9733 |  | 332335.6605 |  | 300143.0664 | 99.81% | 99.81%
2020 | 12 | 307254.7707 | 644.5674 | 677.6423 | 4012376.227 | 300143.0664 | 4008495.8203 | 307254.7707 | 95.12% | 95.12%
2021 | 1 | 333530.6868 | 833.3082 | 884.251 |  | 307254.7707 |  | 333530.6868 | 94.24% | 94.24%
2021 | 2 | 306019.5692 | 712.3373 | 782.3861 |  | 333530.6868 |  | 306019.5692 | 91.05% | 91.05%
2021 | 3 | 309440.9849 | 652.342 | 668.4555 |  | 306019.5692 |  | 309440.9849 | 97.59% | 97.59%
2021 | 4 | 315564.3607 | 657.1872 | 676.3641 |  | 309440.9849 |  | 315564.3607 | 97.16% | 97.16%
2021 | 5 | 350313.9626 | 738.1844 | 750.8607 |  | 315564.3607 |  | 350313.9626 | 98.31% | 98.31%
2021 | 6 | 365389.8595 | 767.047 | 778.2552 |  | 350313.9626 |  | 365389.8595 | 98.56% | 98.56%
2021 | 7 | 377429.9966 | 793.1081 | 800.9388 |  | 365389.8595 |  | 377429.9966 | 99.02% | 99.02%
2021 | 8 | 377221.5434 | 795.4213 | 800.4251 |  | 377429.9966 |  | 377221.5434 | 99.37% | 99.37%
2021 | 9 | 359971.661 | 769.1189 | 771.3444 |  | 377221.5434 |  | 359971.661 | 99.71% | 99.71%
2021 | 10 | 334409.4988 | 721.4441 | 724.394 |  | 359971.661 |  | 334409.4988 | 99.59% | 99.59%
2021 | 11 | 303314.4041 | 665.688 | 666.9481 |  | 334409.4988 |  | 303314.4041 | 99.81% | 99.81%
2021 | 12 | 310911.9945 | 651.1213 | 684.5325 | 4043518.5222 | 303314.4041 | 4039861.2984 | 310911.9945 | 95.12% | 95.12%
2022 | 1 | 337431.8869 | 840.2346 | 891.6008 |  | 310911.9945 |  | 337431.8869 | 94.24% | 94.24%
2022 | 2 | 309879.5258 | 718.9583 | 789.6583 |  | 337431.8869 |  | 309879.5258 | 91.05% | 91.05%
2022 | 3 | 313024.4782 | 658.9306 | 675.2068 |  | 309879.5258 |  | 313024.4782 | 97.59% | 97.59%
2022 | 4 | 318790.071 | 663.0921 | 682.4413 |  | 313024.4782 |  | 318790.071 | 97.16% | 97.16%
2022 | 5 | 352844.2263 | 742.8709 | 755.6277 |  | 318790.071 |  | 352844.2263 | 98.31% | 98.31%
2022 | 6 | 367741.6452 | 771.414 | 782.686 |  | 352844.2263 |  | 367741.6452 | 98.56% | 98.56%
2022 | 7 | 379557.3349 | 797.0768 | 804.9467 |  | 367741.6452 |  | 379557.3349 | 99.02% | 99.02%
2022 | 8 | 379336.4718 | 799.3809 | 804.4096 |  | 379557.3349 |  | 379336.4718 | 99.37% | 99.37%
2022 | 9 | 362366.015 | 773.6168 | 775.8554 |  | 379336.4718 |  | 362366.015 | 99.71% | 99.71%
2022 | 10 | 337389.05 | 727.0347 | 730.0075 |  | 362366.015 |  | 337389.05 | 99.59% | 99.59%
2022 | 11 | 307125.3622 | 672.8542 | 674.1279 |  | 337389.05 |  | 307125.3622 | 99.81% | 99.81%
2022 | 12 | 315045.1666 | 658.5282 | 692.3193 | 4080531.2339 | 307125.3622 | 4076398.0617 | 315045.1666 | 95.12% | 95.12%
2023 | 1 | 341801.9919 | 847.9935 | 899.8341 |  | 315045.1666 |  | 341801.9919 | 94.24% | 94.24%
2023 | 2 | 314249.5645 | 726.4543 | 797.8914 |  | 341801.9919 |  | 314249.5645 | 91.05% | 91.05%
2023 | 3 | 317300.7761 | 666.7929 | 683.2633 |  | 314249.5645 |  | 317300.7761 | 97.59% | 97.59%
2023 | 4 | 322925.9642 | 670.6632 | 690.2334 |  | 317300.7761 |  | 322925.9642 | 97.16% | 97.16%
2023 | 5 | 356666.3185 | 749.9502 | 762.8285 |  | 322925.9642 |  | 356666.3185 | 98.31% | 98.31%
2023 | 6 | 371370.542 | 778.1523 | 789.5228 |  | 356666.3185 |  | 371370.542 | 98.56% | 98.56%
2023 | 7 | 383041.9644 | 803.5777 | 811.5117 |  | 371370.542 |  | 383041.9644 | 99.02% | 99.02%
2023 | 8 | 382771.2071 | 805.8115 | 810.8807 |  | 383041.9644 |  | 382771.2071 | 99.37% | 99.37%
2023 | 9 | 365927.7706 | 780.3078 | 782.5657 |  | 382771.2071 |  | 365927.7706 | 99.71% | 99.71%
2023 | 10 | 341241.3865 | 734.263 | 737.2653 |  | 365927.7706 |  | 341241.3865 | 99.59% | 99.59%
2023 | 11 | 311434.2573 | 680.9568 | 682.2459 |  | 341241.3865 |  | 311434.2573 | 99.81% | 99.81%
2023 | 12 | 319546.4731 | 666.5947 | 700.7998 | 4128278.2161 | 311434.2573 | 4123776.9097 | 319546.4731 | 95.12% | 95.12%
2024 | 1 | 346426.1861 | 856.2036 | 908.5461 |  | 319546.4731 |  | 346426.1861 | 94.24% | 94.24%
2024 | 2 | 318996.547 | 734.5969 | 806.8347 |  | 346426.1861 |  | 318996.547 | 91.05% | 91.05%
2024 | 3 | 321658.2274 | 674.8045 | 691.4728 |  | 318996.547 |  | 321658.2274 | 97.59% | 97.59%
2024 | 4 | 327086.6425 | 678.2797 | 698.0721 |  | 321658.2274 |  | 327086.6425 | 97.16% | 97.16%
2024 | 5 | 360639.9723 | 757.3101 | 770.3149 |  | 327086.6425 |  | 360639.9723 | 98.31% | 98.31%
2024 | 6 | 375221.7338 | 785.3035 | 796.7784 |  | 360639.9723 |  | 375221.7338 | 98.56% | 98.56%
2024 | 7 | 386792.0813 | 810.5738 | 818.5769 |  | 375221.7338 |  | 386792.0813 | 99.02% | 99.02%
2024 | 8 | 386428.4876 | 812.6587 | 817.771 |  | 386792.0813 |  | 386428.4876 | 99.37% | 99.37%
2024 | 9 | 369588.598 | 787.1849 | 789.4627 |  | 386428.4876 |  | 369588.598 | 99.71% | 99.71%
2024 | 10 | 345005.0921 | 741.3249 | 744.3561 |  | 369588.598 |  | 345005.0921 | 99.59% | 99.59%
2024 | 11 | 315448.8546 | 688.506 | 689.8094 |  | 345005.0921 |  | 315448.8546 | 99.81% | 99.81%
2024 | 12 | 323785.758 | 674.1917 | 708.7866 | 4177078.1808 | 315448.8546 | 4172838.8958 | 323785.758 | 95.12% | 95.12%
2025 | 1 | 350823.1528 | 864.0102 | 916.8299 |  | 323785.758 |  | 350823.1528 | 94.24% | 94.24%
2025 | 2 | 323172.5992 | 741.7602 | 814.7024 |  | 350823.1528 |  | 323172.5992 | 91.05% | 91.05%
2025 | 3 | 325985.3501 | 682.7602 | 699.625 |  | 323172.5992 |  | 325985.3501 | 97.59% | 97.59%
2025 | 4 | 331313.259 | 686.0168 | 706.035 |  | 325985.3501 |  | 331313.259 | 97.16% | 97.16%
2025 | 5 | 364779.6535 | 764.9776 | 778.114 |  | 331313.259 |  | 364779.6535 | 98.31% | 98.31%
2025 | 6 | 379341.5344 | 792.9534 | 804.5401 |  | 364779.6535 |  | 379341.5344 | 98.56% | 98.56%
2025 | 7 | 390901.088 | 818.2395 | 826.3183 |  | 379341.5344 |  | 390901.088 | 99.02% | 99.02%
2025 | 8 | 390520.8879 | 820.3206 | 825.481 |  | 390901.088 |  | 390520.8879 | 99.37% | 99.37%
2025 | 9 | 373699.318 | 794.9071 | 797.2073 |  | 390520.8879 |  | 373699.318 | 99.71% | 99.71%
2025 | 10 | 349111.1051 | 749.0291 | 752.0918 |  | 373699.318 |  | 349111.1051 | 99.59% | 99.59%
2025 | 11 | 319545.844 | 696.2102 | 697.5281 |  | 349111.1051 |  | 319545.844 | 99.81% | 99.81%
2025 | 12 | 327816.4131 | 681.4148 | 716.3803 | 4227010.2053 | 319545.844 | 4222979.5502 | 327816.4131 | 95.12% | 95.12%
2026 | 1 | 354827.7838 | 871.1203 | 924.3747 |  | 327816.4131 |  | 354827.7838 | 94.24% | 94.24%
2026 | 2 | 327235.158 | 748.7288 | 822.3562 |  | 354827.7838 |  | 327235.158 | 91.05% | 91.05%
2026 | 3 | 330150.3401 | 690.4179 | 707.4719 |  | 327235.158 |  | 330150.3401 | 97.59% | 97.59%
2026 | 4 | 335598.0256 | 693.8604 | 714.1075 |  | 330150.3401 |  | 335598.0256 | 97.16% | 97.16%
2026 | 5 | 369129.1274 | 773.0337 | 786.3084 |  | 335598.0256 |  | 369129.1274 | 98.31% | 98.31%
2026 | 6 | 383751.8037 | 801.1426 | 812.8491 |  | 369129.1274 |  | 383751.8037 | 98.56% | 98.56%
2026 | 7 | 395316.6628 | 826.4771 | 834.6372 |  | 383751.8037 |  | 395316.6628 | 99.02% | 99.02%
2026 | 8 | 394906.2123 | 828.5309 | 833.743 |  | 395316.6628 |  | 394906.2123 | 99.37% | 99.37%
2026 | 9 | 378135.1392 | 803.2401 | 805.5644 |  | 394906.2123 |  | 378135.1392 | 99.71% | 99.71%
2026 | 10 | 353679.4749 | 757.6009 | 760.6986 |  | 378135.1392 |  | 353679.4749 | 99.59% | 99.59%
2026 | 11 | 324411.9648 | 705.3606 | 706.6958 |  | 353679.4749 |  | 324411.9648 | 99.81% | 99.81%
2026 | 12 | 332958.8123 | 690.6302 | 726.0686 | 4280100.5049 | 324411.9648 | 4274958.1057 | 332958.8123 | 95.12% | 95.12%
2027 | 1 | 360155.4097 | 880.5792 | 934.4119 |  | 332958.8123 |  | 360155.4097 | 94.24% | 94.24%
2027 | 2 | 332557.8267 | 757.8588 | 832.3841 |  | 360155.4097 |  | 332557.8267 | 91.05% | 91.05%
2027 | 3 | 335349.4514 | 699.9769 | 717.267 |  | 332557.8267 |  | 335349.4514 | 97.59% | 97.59%
2027 | 4 | 340621.1247 | 703.0556 | 723.571 |  | 335349.4514 |  | 340621.1247 | 97.16% | 97.16%
2027 | 5 | 373994.5545 | 782.0454 | 795.4749 |  | 340621.1247 |  | 373994.5545 | 98.31% | 98.31%
2027 | 6 | 388520.3577 | 809.9972 | 821.833 |  | 373994.5545 |  | 388520.3577 | 98.56% | 98.56%
2027 | 7 | 399984.4187 | 835.1851 | 843.4313 |  | 388520.3577 |  | 399984.4187 | 99.02% | 99.02%
2027 | 8 | 399451.3547 | 837.0404 | 842.306 |  | 399984.4187 |  | 399451.3547 | 99.37% | 99.37%
2027 | 9 | 382605.7027 | 811.6383 | 813.9869 |  | 399451.3547 |  | 382605.7027 | 99.71% | 99.71%
2027 | 10 | 358068.0481 | 765.8353 | 768.9667 |  | 382605.7027 |  | 358068.0481 | 99.59% | 99.59%
2027 | 11 | 328743.3951 | 713.5056 | 714.8562 |  | 358068.0481 |  | 328743.3951 | 99.81% | 99.81%
2027 | 12 | 337202.4713 | 698.235 | 734.0636 | 4337254.1153 | 328743.3951 | 4333010.4563 | 337202.4713 | 95.12% | 95.12%
2028 | 1 | 364339.3022 | 888.0076 | 942.2943 |  | 337202.4713 |  | 364339.3022 | 94.24% | 94.24%
2028 | 2 | 336965.0377 | 765.4186 | 840.6873 |  | 364339.3022 |  | 336965.0377 | 91.05% | 91.05%
2028 | 3 | 339537.9428 | 707.6778 | 725.1581 |  | 336965.0377 |  | 339537.9428 | 97.59% | 97.59%
2028 | 4 | 344821.6224 | 710.745 | 731.4847 |  | 339537.9428 |  | 344821.6224 | 97.16% | 97.16%
2028 | 5 | 378177.2812 | 789.7926 | 803.3551 |  | 344821.6224 |  | 378177.2812 | 98.31% | 98.31%
2028 | 6 | 392700.5684 | 817.7593 | 829.7085 |  | 378177.2812 |  | 392700.5684 | 98.56% | 98.56%
2028 | 7 | 404148.1779 | 842.9529 | 851.2758 |  | 392700.5684 |  | 404148.1779 | 99.02% | 99.02%
2028 | 8 | 403605.8707 | 844.8186 | 850.1331 |  | 404148.1779 |  | 403605.8707 | 99.37% | 99.37%
2028 | 9 | 386803.1375 | 819.5234 | 821.8948 |  | 403605.8707 |  | 386803.1375 | 99.71% | 99.71%
2028 | 10 | 362270.4008 | 773.7202 | 776.8839 |  | 386803.1375 |  | 362270.4008 | 99.59% | 99.59%
2028 | 11 | 332932.3832 | 721.3827 | 722.7483 |  | 362270.4008 |  | 332932.3832 | 99.81% | 99.81%
2028 | 12 | 341325.1696 | 705.623 | 741.8308 | 4387626.8944 | 332932.3832 | 4383504.1961 | 341325.1696 | 95.12% | 95.12%
2029 | 1 | 368408.0692 | 895.2315 | 949.9599 |  | 341325.1696 |  | 368408.0692 | 94.24% | 94.24%
2029 | 2 | 340772.2128 | 771.9491 | 847.86 |  | 368408.0692 |  | 340772.2128 | 91.05% | 91.05%
2029 | 3 | 343567.1613 | 715.0858 | 732.7491 |  | 340772.2128 |  | 343567.1613 | 97.59% | 97.59%
2029 | 4 | 348823.3226 | 718.0704 | 739.0239 |  | 343567.1613 |  | 348823.3226 | 97.16% | 97.16%
2029 | 5 | 382109.1036 | 797.075 | 810.7626 |  | 348823.3226 |  | 382109.1036 | 98.31% | 98.31%
2029 | 6 | 396568.3216 | 824.9412 | 836.9954 |  | 382109.1036 |  | 396568.3216 | 98.56% | 98.56%
2029 | 7 | 407956.5921 | 850.0578 | 858.4508 |  | 396568.3216 |  | 407956.5921 | 99.02% | 99.02%
2029 | 8 | 407399.0147 | 851.9202 | 857.2794 |  | 407956.5921 |  | 407399.0147 | 99.37% | 99.37%
2029 | 9 | 390645.1097 | 826.7408 | 829.1331 |  | 407399.0147 |  | 390645.1097 | 99.71% | 99.71%
2029 | 10 | 366109.8742 | 780.9243 | 784.1174 |  | 390645.1097 |  | 366109.8742 | 99.59% | 99.59%
2029 | 11 | 336725.1679 | 728.5148 | 729.8939 |  | 366109.8742 |  | 336725.1679 | 99.81% | 99.81%
2029 | 12 | 345022.5837 | 712.2489 | 748.7967 | 4434106.5334 | 336725.1679 | 4430409.1192 | 345022.5837 | 95.12% | 95.12%
2030 | 1 | 372044.5914 | 901.688 | 956.8111 | 1.059% | 345022.5837 |  | 372044.5914 | 94.24% | 94.24%
2030 | 2 | 344421.7067 | 778.5354 | 855.0939 |  | 372044.5914 |  | 344421.7067 | 91.05% | 91.05%
2030 | 3 | 347286.5025 | 722.5714 | 740.4196 |  | 344421.7067 |  | 347286.5025 | 97.59% | 97.59%
2030 | 4 | 352651.9549 | 725.4713 | 746.6408 |  | 347286.5025 |  | 352651.9549 | 97.16% | 97.16%
2030 | 5 | 386048.3329 | 804.4247 | 818.2385 |  | 352651.9549 |  | 386048.3329 | 98.31% | 98.31%
2030 | 6 | 400615.3349 | 832.1861 | 844.3462 |  | 386048.3329 |  | 400615.3349 | 98.56% | 98.56%
2030 | 7 | 412031.1022 | 857.2226 | 865.6863 |  | 400615.3349 |  | 412031.1022 | 99.02% | 99.02%
2030 | 8 | 411436.6448 | 859.0814 | 864.4857 |  | 412031.1022 |  | 411436.6448 | 99.37% | 99.37%
2030 | 9 | 394674.0509 | 834.0218 | 836.4351 |  | 411436.6448 |  | 394674.0509 | 99.71% | 99.71%
2030 | 10 | 370127.3808 | 788.1955 | 791.4183 |  | 394674.0509 |  | 370127.3808 | 99.59% | 99.59%
2030 | 11 | 340802.9123 | 735.7174 | 737.1101 |  | 370127.3808 |  | 340802.9123 | 99.81% | 99.81%
2030 | 12 | 349171.945 | 718.9371 | 755.828 | 4481312.4594 | 340802.9123 | 4477163.0982 | 349171.945 | 95.12% | 95.12%
2031 | 1 | 376263.2526 | 908.191 | 963.7117 | 1.065% | 349171.945 |  | 376263.2526 | 94.24% | 94.24%
2031 | 2 | 348696.2324 | 785.1778 | 862.3895 |  | 376263.2526 |  | 348696.2324 | 91.05% | 91.05%
2031 | 3 | 351578.0312 | 730.1354 | 748.1704 |  | 348696.2324 |  | 351578.0312 | 97.59% | 97.59%
2031 | 4 | 356936.6615 | 732.9486 | 754.3362 |  | 351578.0312 |  | 356936.6615 | 97.16% | 97.16%
2031 | 5 | 390301.5594 | 811.8421 | 825.7833 |  | 356936.6615 |  | 390301.5594 | 98.31% | 98.31%
2031 | 6 | 404858.857 | 839.4947 | 851.7616 |  | 390301.5594 |  | 404858.857 | 98.56% | 98.56%
2031 | 7 | 416260.273 | 864.4478 | 872.9828 |  | 404858.857 |  | 416260.273 | 99.02% | 99.02%
2031 | 8 | 415655.2282 | 866.3029 | 871.7526 |  | 416260.273 |  | 415655.2282 | 99.37% | 99.37%
2031 | 9 | 398970.955 | 841.3668 | 843.8014 |  | 415655.2282 |  | 398970.955 | 99.71% | 99.71%
2031 | 10 | 374539.9703 | 795.5344 | 798.7872 |  | 398970.955 |  | 374539.9703 | 99.59% | 99.59%
2031 | 11 | 345412.5194 | 742.9912 | 744.3977 |  | 374539.9703 |  | 345412.5194 | 99.81% | 99.81%
2031 | 12 | 353950.9799 | 725.688 | 762.9254 | 4533424.5197 | 345412.5194 | 4528645.4849 | 353950.9799 | 95.12% | 95.12%
2032 | 1 | 381181.4041 | 914.741 | 970.6621 | 1.163% | 353950.9799 |  | 381181.4041 | 94.24% | 94.24%
2032 | 2 | 353919.3241 | 791.8769 | 869.7474 |  | 381181.4041 |  | 353919.3241 | 91.05% | 91.05%
2032 | 3 | 356584.0718 | 737.7785 | 756.0023 |  | 353919.3241 |  | 356584.0718 | 97.59% | 97.59%
2032 | 4 | 361922.7358 | 740.5028 | 762.1109 |  | 356584.0718 |  | 361922.7358 | 97.16% | 97.16%
2032 | 5 | 395253.3635 | 819.3279 | 833.3976 |  | 361922.7358 |  | 395253.3635 | 98.31% | 98.31%
2032 | 6 | 409799.3519 | 846.8675 | 859.2421 |  | 395253.3635 |  | 409799.3519 | 98.56% | 98.56%
2032 | 7 | 421170.4985 | 871.7338 | 880.3408 |  | 409799.3519 |  | 421170.4985 | 99.02% | 99.02%
2032 | 8 | 420516.0909 | 873.5851 | 879.0806 |  | 421170.4985 |  | 420516.0909 | 99.37% | 99.37%
2032 | 9 | 403844.4723 | 848.7766 | 851.2326 |  | 420516.0909 |  | 403844.4723 | 99.71% | 99.71%
2032 | 10 | 379412.8581 | 802.9416 | 806.2247 |  | 403844.4723 |  | 379412.8581 | 99.59% | 99.59%
2032 | 11 | 350308.6011 | 750.337 | 751.7573 |  | 379412.8581 |  | 350308.6011 | 99.81% | 99.81%
2032 | 12 | 358822.6972 | 732.5024 | 770.0894 | 4592735.4693 | 350308.6011 | 4587863.752 | 358822.6972 | 95.12% | 95.12%
2033 | 1 | 385978.6286 | 921.3382 | 977.6626 | 1.308% | 358822.6972 |  | 385978.6286 | 94.24% | 94.24%
2033 | 2 | 358632.5386 | 798.6332 | 877.168 |  | 385978.6286 |  | 358632.5386 | 91.05% | 91.05%
2033 | 3 | 361170.7389 | 745.5017 | 763.9163 |  | 358632.5386 |  | 361170.7389 | 97.59% | 97.59%
2033 | 4 | 366381.939 | 748.135 | 769.9658 |  | 361170.7389 |  | 366381.939 | 97.16% | 97.16%
2033 | 5 | 399568.3445 | 826.8827 | 841.0822 |  | 366381.939 |  | 399568.3445 | 98.31% | 98.31%
2033 | 6 | 414022.6861 | 854.305 | 866.7883 |  | 399568.3445 |  | 414022.6861 | 98.56% | 98.56%
2033 | 7 | 425321.0534 | 879.0813 | 887.7609 |  | 414022.6861 |  | 425321.0534 | 99.02% | 99.02%
2033 | 8 | 424592.625 | 880.9285 | 886.4702 |  | 425321.0534 |  | 424592.625 | 99.37% | 99.37%
2033 | 9 | 407910.0739 | 856.2516 | 858.7293 |  | 424592.625 |  | 407910.0739 | 99.71% | 99.71%
2033 | 10 | 383497.2523 | 810.4178 | 813.7315 |  | 407910.0739 |  | 383497.2523 | 99.59% | 99.59%
2033 | 11 | 354453.4311 | 757.7553 | 759.1897 |  | 383497.2523 |  | 354453.4311 | 99.81% | 99.81%
2033 | 12 | 362955.0718 | 739.3807 | 777.3207 | 4644484.3833 | 354453.4311 | 4640352.0087 | 362955.0718 | 95.12% | 95.12%
2034 | 1 | 390064.9109 | 927.983 | 984.7136 |  | 362955.0718 |  | 390064.9109 | 94.24% | 94.24%
2034 | 2 | 362650.1837 | 805.4471 | 884.652 |  | 390064.9109 |  | 362650.1837 | 91.05% | 91.05%
2034 | 3 | 365103.0629 | 753.3057 | 771.913 |  | 362650.1837 |  | 365103.0629 | 97.59% | 97.59%
2034 | 4 | 370216.7436 | 755.8458 | 777.9016 |  | 365103.0629 |  | 370216.7436 | 97.16% | 97.16%
2034 | 5 | 403282.6485 | 834.5072 | 848.8376 |  | 370216.7436 |  | 403282.6485 | 98.31% | 98.31%
2034 | 6 | 417663.3036 | 861.8079 | 874.4008 |  | 403282.6485 |  | 417663.3036 | 98.56% | 98.56%
2034 | 7 | 428918.72 | 886.4907 | 895.2434 |  | 417663.3036 |  | 428918.72 | 99.02% | 99.02%
2034 | 8 | 428169.846 | 888.3337 | 893.922 |  | 428918.72 |  | 428169.846 | 99.37% | 99.37%
2034 | 9 | 411532.3053 | 863.7924 | 866.2919 |  | 428169.846 |  | 411532.3053 | 99.71% | 99.71%
2034 | 10 | 387182.0604 | 817.9636 | 821.3081 |  | 411532.3053 |  | 387182.0604 | 99.59% | 99.59%
2034 | 11 | 358220.4754 | 765.247 | 766.6956 |  | 387182.0604 |  | 358220.4754 | 99.81% | 99.81%
2034 | 12 | 366730.1887 | 746.3236 | 784.6198 |  | 358220.4754 | 4685959.332 | 366730.1887 | 95.12% | 95.12%
2035 | 1 | 393829.9488 | 934.6757 | 991.8154 |  | 366730.1887 |  | 393829.9488 | 94.24% | 94.24%
2035 | 2 | 366410.3517 | 812.3191 | 892.1998 |  | 393829.9488 |  | 366410.3517 | 91.05% | 91.05%
2035 | 3 | 368850.5793 | 761.1913 | 779.9935 |  | 366410.3517 |  | 368850.5793 | 97.59% | 97.59%
2035 | 4 | 373947.21 | 763.636 | 785.9192 |  | 368850.5793 |  | 373947.21 | 97.16% | 97.16%
2035 | 5 | 406957.3345 | 842.202 | 856.6645 |  | 373947.21 |  | 406957.3345 | 98.31% | 98.31%
2035 | 6 | 421305.1746 | 869.3766 | 882.0801 |  | 406957.3345 |  | 421305.1746 | 98.56% | 98.56%
2035 | 7 | 432523.1483 | 893.9626 | 902.789 |  | 421305.1746 |  | 432523.1483 | 99.02% | 99.02%
2035 | 8 | 431724.5321 | 895.8011 | 901.4363 |  | 432523.1483 |  | 431724.5321 | 99.37% | 99.37%
2035 | 9 | 415106.7878 | 871.3997 | 873.9212 |  | 431724.5321 |  | 415106.7878 | 99.71% | 99.71%
2035 | 10 | 390846.32 | 825.5796 | 828.9553 |  | 415106.7878 |  | 390846.32 | 99.59% | 99.59%
2035 | 11 | 362081.3534 | 772.8128 | 774.2757 |  | 390846.32 |  | 362081.3534 | 99.81% | 99.81%
2035 | 12 | 370740.5904 | 753.3317 | 791.9875 |  | 362081.3534 |  | 370740.5904 | 95.12% | 95.12%
2036 | 1 | 397925.2537 | 941.4166 | 998.9685 |  | 370740.5904 |  | 397925.2537 | 94.24% | 94.24%
2036 | 2 | 370484.0621 | 819.2498 | 899.812 |  | 397925.2537 |  | 370484.0621 | 91.05% | 91.05%
2036 | 3 | 372840.5687 | 769.1596 | 788.1586 |  | 370484.0621 |  | 372840.5687 | 97.59% | 97.59%
2036 | 4 | 377826.1446 | 771.5066 | 794.0194 |  | 372840.5687 |  | 377826.1446 | 97.16% | 97.16%
2036 | 5 | 410730.0896 | 849.9677 | 864.5636 |  | 377826.1446 |  | 410730.0896 | 98.31% | 98.31%
2036 | 6 | 425040.4392 | 877.0119 | 889.8269 |  | 410730.0896 |  | 425040.4392 | 98.56% | 98.56%
2036 | 7 | 436254.2482 | 901.4974 | 910.3983 |  | 425040.4392 |  | 436254.2482 | 99.02% | 99.02%
2036 | 8 | 435461.2054 | 903.3312 | 909.0139 |  | 436254.2482 |  | 435461.2054 | 99.37% | 99.37%
2036 | 9 | 418880.9074 | 879.0739 | 881.6176 |  | 435461.2054 |  | 418880.9074 | 99.71% | 99.71%
2036 | 10 | 394619.0476 | 833.2666 | 836.6737 |  | 418880.9074 |  | 394619.0476 | 99.59% | 99.59%
2036 | 11 | 365797.6817 | 780.4534 | 781.9307 |  | 394619.0476 |  | 365797.6817 | 99.81% | 99.81%
2036 | 12 | 374306.4353 | 760.4056 | 799.4244 |  | 365797.6817 |  | 374306.4353 | 95.12% | 95.12%
2037 | 1 | 401362.9671 | 948.2062 | 1006.1731 |  | 374306.4353 |  | 401362.9671 | 94.24% | 94.24%
2037 | 2 | 373895.9372 | 826.2396 | 907.4892 |  | 401362.9671 |  | 373895.9372 | 91.05% | 91.05%
2037 | 3 | 376269.4877 | 777.2112 | 796.4091 |  | 373895.9372 |  | 376269.4877 | 97.59% | 97.59%
2037 | 4 | 381286.9544 | 779.4583 | 802.2031 |  | 376269.4877 |  | 381286.9544 | 97.16% | 97.16%
2037 | 5 | 414154.4417 | 857.8051 | 872.5355 |  | 381286.9544 |  | 414154.4417 | 98.31% | 98.31%
2037 | 6 | 428436.0898 | 884.7141 | 897.6417 |  | 414154.4417 |  | 428436.0898 | 98.56% | 98.56%
2037 | 7 | 439632.17 | 909.0957 | 918.0716 |  | 428436.0898 |  | 439632.17 | 99.02% | 99.02%
2037 | 8 | 438846.01 | 910.9247 | 916.6551 |  | 439632.17 |  | 438846.01 | 99.37% | 99.37%
2037 | 9 | 422358.6231 | 886.8157 | 889.3819 |  | 438846.01 |  | 422358.6231 | 99.71% | 99.71%
2037 | 10 | 398250.4363 | 841.0251 | 844.464 |  | 422358.6231 |  | 398250.4363 | 99.59% | 99.59%
2037 | 11 | 369665.0799 | 788.1695 | 789.6614 |  | 398250.4363 |  | 369665.0799 | 99.81% | 99.81%
2037 | 12 | 378340.1607 | 767.5459 | 806.9312 |  | 369665.0799 |  | 378340.1607 | 95.12% | 95.12%
2038 | 1 | 405488.2194 | 955.0448 | 1013.4297 |  | 378340.1607 |  | 405488.2194 | 94.24% | 94.24%
2038 | 2 | 378007.1053 | 833.289 | 915.2318 |  | 405488.2194 |  | 378007.1053 | 91.05% | 91.05%
2038 | 3 | 380304.0523 | 785.3472 | 804.746 |  | 378007.1053 |  | 380304.0523 | 97.59% | 97.59%
2038 | 4 | 385240.9554 | 787.4919 | 810.4712 |  | 380304.0523 |  | 385240.9554 | 97.16% | 97.16%
2038 | 5 | 418044.1124 | 865.7147 | 880.581 |  | 385240.9554 |  | 418044.1124 | 98.31% | 98.31%
2038 | 6 | 432323.9631 | 892.4841 | 905.5252 |  | 418044.1124 |  | 432323.9631 | 98.56% | 98.56%
2038 | 7 | 443517.0941 | 916.7581 | 925.8097 |  | 432323.9631 |  | 443517.0941 | 99.02% | 99.02%
2038 | 8 | 442692.7707 | 918.582 | 924.3605 |  | 443517.0941 |  | 442692.7707 | 99.37% | 99.37%
2038 | 9 | 426205.7935 | 894.6257 | 897.2145 |  | 442692.7707 |  | 426205.7935 | 99.71% | 99.71%
2038 | 10 | 402128.5328 | 848.8559 | 852.3268 |  | 426205.7935 |  | 402128.5328 | 99.59% | 99.59%
2038 | 11 | 373638.0025 | 795.9619 | 797.4686 |  | 402128.5328 |  | 373638.0025 | 99.81% | 99.81%
2038 | 12 | 382368.0143 | 774.7533 | 814.5084 |  | 373638.0025 |  | 382368.0143 | 95.12% | 95.12%
2039 | 1 | 409576.1129 | 961.9326 | 1020.7387 |  | 382368.0143 |  | 409576.1129 | 94.24% | 94.24%
2039 | 2 | 382160.7777 | 840.3986 | 923.0405 |  | 409576.1129 |  | 382160.7777 | 91.05% | 91.05%
2039 | 3 | 384476.1441 | 793.5683 | 813.1702 |  | 382160.7777 |  | 384476.1441 | 97.59% | 97.59%
2039 | 4 | 389358.693 | 795.6084 | 818.8244 |  | 384476.1441 |  | 389358.693 | 97.16% | 97.16%
2039 | 5 | 421980.4786 | 873.6972 | 888.7006 |  | 389358.693 |  | 421980.4786 | 98.31% | 98.31%
2039 | 6 | 436070.9671 | 900.3222 | 913.4779 |  | 421980.4786 |  | 436070.9671 | 98.56% | 98.56%
2039 | 7 | 447117.4142 | 924.4851 | 933.6129 |  | 436070.9671 |  | 447117.4142 | 99.02% | 99.02%
2039 | 8 | 446223.0356 | 926.3036 | 932.1308 |  | 447117.4142 |  | 446223.0356 | 99.37% | 99.37%
2039 | 9 | 429789.4242 | 902.5045 | 905.1161 |  | 446223.0356 |  | 429789.4242 | 99.71% | 99.71%
2039 | 10 | 405829.7091 | 856.7596 | 860.2628 |  | 429789.4242 |  | 405829.7091 | 99.59% | 99.59%
2039 | 11 | 377515.3149 | 803.8313 | 805.3529 |  | 405829.7091 |  | 377515.3149 | 99.81% | 99.81%
2039 | 12 | 386343.5956 | 782.0284 | 822.1568 |  | 377515.3149 |  | 386343.5956 | 95.12% | 95.12%
2040 | 1 | 413588.2211 | 968.8702 | 1028.1003 |  | 386343.5956 |  | 413588.2211 | 94.24% | 94.24%
2040 | 2 | 386139.3001 | 847.5688 | 930.9159 |  | 413588.2211 |  | 386139.3001 | 91.05% | 91.05%
2040 | 3 | 388398.0298 | 801.8754 | 821.6825 |  | 386139.3001 |  | 388398.0298 | 97.59% | 97.59%
2040 | 4 | 393233.068 | 803.8085 | 827.2638 |  | 388398.0298 |  | 393233.068 | 97.16% | 97.16%
2040 | 5 | 425836.5473 | 881.7534 | 896.8951 |  | 393233.068 |  | 425836.5473 | 98.31% | 98.31%
2040 | 6 | 439975.5467 | 908.2292 | 921.5004 |  | 425836.5473 |  | 439975.5467 | 98.56% | 98.56%
2040 | 7 | 451061.197 | 932.2772 | 941.4819 |  | 439975.5467 |  | 451061.197 | 99.02% | 99.02%
2040 | 8 | 450159.8742 | 934.0902 | 939.9663 |  | 451061.197 |  | 450159.8742 | 99.37% | 99.37%
2040 | 9 | 433759.4142 | 910.4527 | 913.0872 |  | 450159.8742 |  | 433759.4142 | 99.71% | 99.71%
2040 | 10 | 409880.0058 | 864.7368 | 868.2727 |  | 433759.4142 |  | 409880.0058 | 99.59% | 99.59%
2040 | 11 | 381739.4283 | 811.7785 | 813.3152 |  | 409880.0058 |  | 381739.4283 | 99.81% | 99.81%
2040 | 12 | 390689.289 | 789.3718 | 829.877 |  | 381739.4283 |  | 390689.289 | 95.12% | 95.12%
2041 | 1 | 417639.631 | 975.8577 | 1035.5151 |  | 390689.289 |  | 417639.631 | 94.24% | 94.24%
2041 | 2 | 390159.2413 | 854.8003 | 938.8584 |  | 417639.631 |  | 390159.2413 | 91.05% | 91.05%
2041 | 3 | 392359.921 | 810.2695 | 830.284 |  | 390159.2413 |  | 392359.921 | 97.59% | 97.59%
2041 | 4 | 397145.9955 | 812.0931 | 835.7902 |  | 392359.921 |  | 397145.9955 | 97.16% | 97.16%
2041 | 5 | 429727.8528 | 889.8838 | 905.1651 |  | 397145.9955 |  | 429727.8528 | 98.31% | 98.31%
2041 | 6 | 443915.0879 | 916.2056 | 929.5934 |  | 429727.8528 |  | 443915.0879 | 98.56% | 98.56%
2041 | 7 | 455039.7658 | 940.1349 | 949.4173 |  | 443915.0879 |  | 455039.7658 | 99.02% | 99.02%
2041 | 8 | 454131.4458 | 941.9422 | 947.8677 |  | 455039.7658 |  | 454131.4458 | 99.37% | 99.37%
2041 | 9 | 437766.0753 | 918.4709 | 921.1286 |  | 454131.4458 |  | 437766.0753 | 99.71% | 99.71%
2041 | 10 | 413970.7255 | 872.7884 | 876.3571 |  | 437766.0753 |  | 413970.7255 | 99.59% | 99.59%
2041 | 11 | 386010.8063 | 819.8043 | 821.3562 |  | 413970.7255 |  | 386010.8063 | 99.81% | 99.81%
2041 | 12 | 395083.8638 | 796.7841 | 837.6696 |  | 386010.8063 |  | 395083.8638 | 95.12% | 95.12%
2042 | 1 | 421730.7275 | 982.8957 | 1042.9833 |  | 395083.8638 |  | 421730.7275 | 94.24% | 94.24%
2042 | 2 | 394221.0326 | 862.0934 | 946.8687 |  | 421730.7275 |  | 394221.0326 | 91.05% | 91.05%
2042 | 3 | 396362.2259 | 818.7515 | 838.9755 |  | 394221.0326 |  | 396362.2259 | 97.59% | 97.59%
2042 | 4 | 401097.8592 | 820.4631 | 844.4044 |  | 396362.2259 |  | 401097.8592 | 97.16% | 97.16%
2042 | 5 | 433654.7171 | 898.0892 | 913.5114 |  | 401097.8592 |  | 433654.7171 | 98.31% | 98.31%
2042 | 6 | 447889.9038 | 924.2521 | 937.7574 |  | 433654.7171 |  | 447889.9038 | 98.56% | 98.56%
2042 | 7 | 459053.4274 | 948.0589 | 957.4195 |  | 447889.9038 |  | 459053.4274 | 99.02% | 99.02%
2042 | 8 | 458138.0569 | 949.8602 | 955.8356 |  | 459053.4274 |  | 458138.0569 | 99.37% | 99.37%
2042 | 9 | 441809.7462 | 926.5597 | 929.2408 |  | 458138.0569 |  | 441809.7462 | 99.71% | 99.71%
2042 | 10 | 418102.2718 | 880.9149 | 884.5169 |  | 441809.7462 |  | 418102.2718 | 99.59% | 99.59%
2042 | 11 | 390329.9779 | 827.9095 | 829.4767 |  | 418102.2718 |  | 390329.9779 | 99.81% | 99.81%
2042 | 12 | 399527.87 | 804.266 | 845.5355 |  | 390329.9779 |  | 399527.87 | 95.12% | 95.12%
2043 | 1 | 425861.8993 | 989.9845 | 1050.5054 |  | 399527.87 |  | 425861.8993 | 94.24% | 94.24%
2043 | 2 | 398325.1094 | 869.4487 | 954.9474 |  | 425861.8993 |  | 398325.1094 | 91.05% | 91.05%
2043 | 3 | 400405.3567 | 827.3223 | 847.758 |  | 398325.1094 |  | 400405.3567 | 97.59% | 97.59%
2043 | 4 | 405089.0466 | 828.9193 | 853.1074 |  | 400405.3567 |  | 405089.0466 | 97.16% | 97.16%
2043 | 5 | 437617.4652 | 906.3703 | 921.9347 |  | 405089.0466 |  | 437617.4652 | 98.31% | 98.31%
2043 | 6 | 451900.3101 | 932.3693 | 945.9932 |  | 437617.4652 |  | 451900.3101 | 98.56% | 98.56%
2043 | 7 | 463102.4914 | 956.0497 | 965.4892 |  | 451900.3101 |  | 463102.4914 | 99.02% | 99.02%
2043 | 8 | 462180.0167 | 957.8448 | 963.8704 |  | 463102.4914 |  | 462180.0167 | 99.37% | 99.37%
2043 | 9 | 445890.7686 | 934.7197 | 937.4244 |  | 462180.0167 |  | 445890.7686 | 99.71% | 99.71%
2043 | 10 | 422275.0521 | 889.1171 | 892.7526 |  | 445890.7686 |  | 422275.0521 | 99.59% | 99.59%
2043 | 11 | 394697.4778 | 836.0948 | 837.6775 |  | 422275.0521 |  | 394697.4778 | 99.81% | 99.81%
2043 | 12 | 404021.8636 | 811.8182 | 853.4752 |  | 394697.4778 |  | 404021.8636 | 95.12% | 95.12%
2044 | 1 | 430033.5392 | 997.1243 | 1058.0817 |  | 404021.8636 |  | 430033.5392 | 94.24% | 94.24%
2044 | 2 | 402471.9122 | 876.8668 | 963.0949 |  | 430033.5392 |  | 402471.9122 | 91.05% | 91.05%
2044 | 3 | 404489.7299 | 835.9828 | 856.6324 |  | 402471.9122 |  | 404489.7299 | 97.59% | 97.59%
2044 | 4 | 409119.9489 | 837.4628 | 861.9001 |  | 404489.7299 |  | 409119.9489 | 97.16% | 97.16%
2044 | 5 | 441616.4251 | 914.7277 | 930.4356 |  | 409119.9489 |  | 441616.4251 | 98.31% | 98.31%
2044 | 6 | 455946.6257 | 940.5577 | 954.3013 |  | 441616.4251 |  | 455946.6257 | 98.56% | 98.56%
2044 | 7 | 467187.27 | 964.1078 | 973.6269 |  | 455946.6257 |  | 467187.27 | 99.02% | 99.02%
2044 | 8 | 466257.637 | 965.8965 | 971.9727 |  | 467187.27 |  | 466257.637 | 99.37% | 99.37%
2044 | 9 | 450009.4878 | 942.9516 | 945.6801 |  | 466257.637 |  | 450009.4878 | 99.71% | 99.71%
2044 | 10 | 426489.4779 | 897.3957 | 901.065 |  | 450009.4878 |  | 426489.4779 | 99.59% | 99.59%
2044 | 11 | 399113.8467 | 844.361 | 845.9594 |  | 426489.4779 |  | 399113.8467 | 99.81% | 99.81%
2044 | 12 | 408566.4067 | 819.4413 | 861.4895 |  | 399113.8467 |  | 408566.4067 | 95.12% | 95.12%
2045 | 1 | 434246.0434 | 1004.3157 | 1065.7127 |  | 408566.4067 |  | 434246.0434 | 94.24% | 94.24%
2045 | 2 | 406661.8857 | 884.3482 | 971.312 |  | 434246.0434 |  | 406661.8857 | 91.05% | 91.05%
2045 | 3 | 408615.766 | 844.734 | 865.5997 |  | 406661.8857 |  | 408615.766 | 97.59% | 97.59%
2045 | 4 | 413190.9614 | 846.0942 | 870.7835 |  | 408615.766 |  | 413190.9614 | 97.16% | 97.16%
2045 | 5 | 445651.9275 | 923.1622 | 939.015 |  | 413190.9614 |  | 445651.9275 | 98.31% | 98.31%
2045 | 6 | 460029.172 | 948.8181 | 962.6824 |  | 445651.9275 |  | 460029.172 | 98.56% | 98.56%
2045 | 7 | 471308.0782 | 972.2339 | 981.8332 |  | 460029.172 |  | 471308.0782 | 99.02% | 99.02%
2045 | 8 | 470371.2324 | 974.0159 | 980.1432 |  | 471308.0782 |  | 470371.2324 | 99.37% | 99.37%
2045 | 9 | 454166.2517 | 951.256 | 954.0086 |  | 470371.2324 |  | 454166.2517 | 99.71% | 99.71%
2045 | 10 | 430745.965 | 905.7513 | 909.4548 |  | 454166.2517 |  | 430745.965 | 99.59% | 99.59%
2045 | 11 | 403579.6315 | 852.709 | 854.3231 |  | 430745.965 |  | 403579.6315 | 99.81% | 99.81%
2045 | 12 | 413162.0681 | 827.136 | 869.579 |  | 403579.6315 |  | 413162.0681 | 95.12% | 95.12%
2046 | 1 | 438499.8123 | 1011.5589 | 1073.3987 |  | 413162.0681 |  | 438499.8123 | 94.24% | 94.24%
2046 | 2 | 410895.4794 | 891.8934 | 979.5992 |  | 438499.8123 |  | 410895.4794 | 91.05% | 91.05%
2046 | 3 | 412783.8902 | 853.5768 | 874.6609 |  | 410895.4794 |  | 412783.8902 | 97.59% | 97.59%
2046 | 4 | 417302.4831 | 854.8147 | 879.7584 |  | 412783.8902 |  | 417302.4831 | 97.16% | 97.16%
2046 | 5 | 449724.3064 | 931.6744 | 947.6734 |  | 417302.4831 |  | 449724.3064 | 98.31% | 98.31%
2046 | 6 | 464148.2733 | 957.151 | 971.137 |  | 449724.3064 |  | 464148.2733 | 98.56% | 98.56%
2046 | 7 | 475465.2339 | 980.4284 | 990.1086 |  | 464148.2733 |  | 475465.2339 | 99.02% | 99.02%
2046 | 8 | 474521.1204 | 982.2036 | 988.3824 |  | 475465.2339 |  | 474521.1204 | 99.37% | 99.37%
2046 | 9 | 458361.412 | 959.6335 | 962.4103 |  | 474521.1204 |  | 458361.412 | 99.71% | 99.71%
2046 | 10 | 435044.9329 | 914.1847 | 917.9227 |  | 458361.412 |  | 435044.9329 | 99.59% | 99.59%
2046 | 11 | 408095.385 | 861.1394 | 862.7695 |  | 435044.9329 |  | 408095.385 | 99.81% | 99.81%
2046 | 12 | 417809.4226 | 834.903 | 877.7445 |  | 408095.385 |  | 417809.4226 | 95.12% | 95.12%
2047 | 1 | 442795.2501 | 1018.8543 | 1081.1402 |  | 417809.4226 |  | 442795.2501 | 94.24% | 94.24%
2047 | 2 | 415173.1472 | 899.503 | 987.9571 |  | 442795.2501 |  | 415173.1472 | 91.05% | 91.05%
2047 | 3 | 416994.5318 | 862.5121 | 883.817 |  | 415173.1472 |  | 416994.5318 | 97.59% | 97.59%
2047 | 4 | 421454.9171 | 863.625 | 888.8258 |  | 416994.5318 |  | 421454.9171 | 97.16% | 97.16%
2047 | 5 | 453833.8989 | 940.2651 | 956.4116 |  | 421454.9171 |  | 453833.8989 | 98.31% | 98.31%
2047 | 6 | 468304.2571 | 965.5571 | 979.666 |  | 453833.8989 |  | 468304.2571 | 98.56% | 98.56%
2047 | 7 | 479659.0576 | 988.692 | 998.4538 |  | 468304.2571 |  | 479659.0576 | 99.02% | 99.02%
2047 | 8 | 478707.621 | 990.46 | 996.6908 |  | 479659.0576 |  | 478707.621 | 99.37% | 99.37%
2047 | 9 | 462595.3231 | 968.0848 | 970.8861 |  | 478707.621 |  | 462595.3231 | 99.71% | 99.71%
2047 | 10 | 439386.8058 | 922.6967 | 926.4695 |  | 462595.3231 |  | 439386.8058 | 99.59% | 99.59%
2047 | 11 | 412661.6665 | 869.6533 | 871.2995 |  | 439386.8058 |  | 412661.6665 | 99.81% | 99.81%
2047 | 12 | 422509.0518 | 842.7429 | 885.9867 |  | 412661.6665 |  | 422509.0518 | 95.12% | 95.12%
2048 | 1 | 447132.7649 | 1026.2024 | 1088.9375 |  | 422509.0518 |  | 447132.7649 | 94.24% | 94.24%
2048 | 2 | 419495.3482 | 907.1775 | 996.3863 |  | 447132.7649 |  | 419495.3482 | 91.05% | 91.05%
2048 | 3 | 421248.1244 | 871.541 | 893.0688 |  | 419495.3482 |  | 421248.1244 | 97.59% | 97.59%
2048 | 4 | 425648.6706 | 872.5261 | 897.9867 |  | 421248.1244 |  | 425648.6706 | 97.16% | 97.16%
2048 | 5 | 457981.0449 | 948.9351 | 965.2305 |  | 425648.6706 |  | 457981.0449 | 98.31% | 98.31%
2048 | 6 | 472497.4536 | 974.037 | 988.2698 |  | 457981.0449 |  | 472497.4536 | 98.56% | 98.56%
2048 | 7 | 483889.8728 | 997.0253 | 1006.8694 |  | 472497.4536 |  | 483889.8728 | 99.02% | 99.02%
2048 | 8 | 482931.0574 | 998.7859 | 1005.069 |  | 483889.8728 |  | 482931.0574 | 99.37% | 99.37%
2048 | 9 | 466868.3432 | 976.6105 | 979.4365 |  | 482931.0574 |  | 466868.3432 | 99.71% | 99.71%
2048 | 10 | 443772.0119 | 931.2879 | 935.0959 |  | 466868.3432 |  | 443772.0119 | 99.59% | 99.59%
2048 | 11 | 417279.0412 | 878.2513 | 879.9138 |  | 443772.0119 |  | 417279.0412 | 99.81% | 99.81%
2048 | 12 | 427261.5437 | 850.6564 | 894.3063 |  | 417279.0412 |  | 427261.5437 | 95.12% | 95.12%
2049 | 1 | 451512.769 | 1033.6035 | 1096.791 |  | 427261.5437 |  | 451512.769 | 94.24% | 94.24%
2049 | 2 | 423862.5458 | 914.9175 | 1004.8874 |  | 451512.769 |  | 423862.5458 | 91.05% | 91.05%
2049 | 3 | 425545.1062 | 880.6643 | 902.4176 |  | 423862.5458 |  | 425545.1062 | 97.59% | 97.59%
2049 | 4 | 429884.1547 | 881.519 | 907.2419 |  | 425545.1062 |  | 429884.1547 | 97.16% | 97.16%
2049 | 5 | 462166.0877 | 957.685 | 974.1306 |  | 429884.1547 |  | 462166.0877 | 98.31% | 98.31%
2049 | 6 | 476728.196 | 982.5914 | 996.9492 |  | 462166.0877 |  | 476728.196 | 98.56% | 98.56%
2049 | 7 | 488158.0057 | 1005.4288 | 1015.3559 |  | 476728.196 |  | 488158.0057 | 99.02% | 99.02%
2049 | 8 | 487191.7554 | 1007.1817 | 1013.5177 |  | 488158.0057 |  | 487191.7554 | 99.37% | 99.37%
2049 | 9 | 471180.8334 | 985.2113 | 988.0622 |  | 487191.7554 |  | 471180.8334 | 99.71% | 99.71%
2049 | 10 | 448200.9835 | 939.9591 | 943.8025 |  | 471180.8334 |  | 448200.9835 | 99.59% | 99.59%
2049 | 11 | 421948.0809 | 886.9343 | 888.6132 |  | 448200.9835 |  | 421948.0809 | 99.81% | 99.81%
2049 | 12 | 432067.4928 | 858.6442 | 902.7039 |  | 421948.0809 |  | 432067.4928 | 95.12% | 95.12%
2050 | 1 | 455935.6785 | 1041.0579 | 1104.7011 |  | 432067.4928 |  | 455935.6785 | 94.24% | 94.24%
2050 | 2 | 428275.2086 | 922.7236 | 1013.4611 |  | 455935.6785 |  | 428275.2086 | 91.05% | 91.05%
2050 | 3 | 429885.9197 | 889.8832 | 911.8642 |  | 428275.2086 |  | 429885.9197 | 97.59% | 97.59%
2050 | 4 | 434161.7846 | 890.6045 | 916.5926 |  | 429885.9197 |  | 434161.7846 | 97.16% | 97.16%
2050 | 5 | 466389.3735 | 966.5156 | 983.1129 |  | 434161.7846 |  | 466389.3735 | 98.31% | 98.31%
2050 | 6 | 480996.8205 | 991.2209 | 1005.7048 |  | 466389.3735 |  | 480996.8205 | 98.56% | 98.56%
2050 | 7 | 492463.7856 | 1013.9031 | 1023.9139 |  | 480996.8205 |  | 492463.7856 | 99.02% | 99.02%
2050 | 8 | 491490.0438 | 1015.6482 | 1022.0374 |  | 492463.7856 |  | 491490.0438 | 99.37% | 99.37%
2050 | 9 | 475533.1583 | 993.8879 | 996.7639 |  | 491490.0438 |  | 475533.1583 | 99.71% | 99.71%
2050 | 10 | 452674.1576 | 948.7111 | 952.5903 |  | 475533.1583 |  | 452674.1576 | 99.59% | 99.59%
2050 | 11 | 426669.3636 | 895.7031 | 897.3987 |  | 452674.1576 |  | 426669.3636 | 99.81% | 99.81%
2050 | 12 | 436927.5005 | 866.707 | 911.1805 |  | 426669.3636 |  | 436927.5005 | 95.12% | 95.12%
2051 | 1 | 460401.9138 | 1048.5661 | 1112.6683 |  | 436927.5005 |  | 460401.9138 | 94.24% | 94.24%
2051 | 2 | 432733.8099 | 930.5962 | 1022.1079 |  | 460401.9138 |  | 432733.8099 | 91.05% | 91.05%
2051 | 3 | 434271.0122 | 899.1986 | 921.4097 |  | 432733.8099 |  | 434271.0122 | 97.59% | 97.59%
2051 | 4 | 438481.9798 | 899.7837 | 926.0396 |  | 434271.0122 |  | 438481.9798 | 97.16% | 97.16%
2051 | 5 | 470651.2517 | 975.4276 | 992.1779 |  | 438481.9798 |  | 470651.2517 | 98.31% | 98.31%
2051 | 6 | 485303.6662 | 999.9262 | 1014.5373 |  | 470651.2517 |  | 485303.6662 | 98.56% | 98.56%
2051 | 7 | 496807.5444 | 1022.4489 | 1032.544 |  | 485303.6662 |  | 496807.5444 | 99.02% | 99.02%
2051 | 8 | 495826.2542 | 1024.1858 | 1030.6287 |  | 496807.5444 |  | 495826.2542 | 99.37% | 99.37%
2051 | 9 | 479925.6859 | 1002.6409 | 1005.5422 |  | 495826.2542 |  | 479925.6859 | 99.71% | 99.71%
2051 | 10 | 457191.9752 | 957.5445 | 961.4598 |  | 479925.6859 |  | 457191.9752 | 99.59% | 99.59%
2051 | 11 | 431443.4739 | 904.5587 | 906.271 |  | 457191.9752 |  | 431443.4739 | 99.81% | 99.81%
2051 | 12 | 441842.1748 | 874.8455 | 919.7366 |  | 431443.4739 |  | 441842.1748 | 95.12% | 95.12%
2052 | 1 | 464911.8992 | 1056.1285 | 1120.693 |  | 441842.1748 |  | 464911.8992 | 94.24% | 94.24%
2052 | 2 | 437238.8278 | 938.536 | 1030.8285 |  | 464911.8992 |  | 437238.8278 | 91.05% | 91.05%
2052 | 3 | 438700.8351 | 908.6115 | 931.0551 |  | 437238.8278 |  | 438700.8351 | 97.59% | 97.59%
2052 | 4 | 442845.1638 | 909.0575 | 935.584 |  | 438700.8351 |  | 442845.1638 | 97.16% | 97.16%
2052 | 5 | 474952.0752 | 984.4218 | 1001.3265 |  | 442845.1638 |  | 474952.0752 | 98.31% | 98.31%
2052 | 6 | 489649.0754 | 1008.7079 | 1023.4473 |  | 474952.0752 |  | 489649.0754 | 98.56% | 98.56%
2052 | 7 | 501189.6172 | 1031.0667 | 1041.2469 |  | 489649.0754 |  | 501189.6172 | 99.02% | 99.02%
2052 | 8 | 500200.7211 | 1032.7951 | 1039.2922 |  | 501189.6172 |  | 500200.7211 | 99.37% | 99.37%
2052 | 9 | 484358.7876 | 1011.4709 | 1014.3978 |  | 500200.7211 |  | 484358.7876 | 99.71% | 99.71%
2052 | 10 | 461754.8819 | 966.4602 | 970.4119 |  | 484358.7876 |  | 461754.8819 | 99.59% | 99.59%
2052 | 11 | 436271.003 | 913.5018 | 915.231 |  | 461754.8819 |  | 436271.003 | 99.81% | 99.81%
2052 | 12 | 446812.1307 | 883.0605 | 928.3731 |  | 436271.003 |  | 446812.1307 | 95.12% | 95.12%
2053 | 1 | 469466.0634 | 1063.7454 | 1128.7755 |  | 446812.1307 |  | 469466.0634 | 94.24% | 94.24%
2053 | 2 | 441790.7457 | 946.5436 | 1039.6234 |  | 469466.0634 |  | 441790.7457 | 91.05% | 91.05%
2053 | 3 | 443175.845 | 918.123 | 940.8015 |  | 441790.7457 |  | 443175.845 | 97.59% | 97.59%
2053 | 4 | 447251.7643 | 918.4269 | 945.2268 |  | 443175.845 |  | 447251.7643 | 97.16% | 97.16%
2053 | 5 | 479292.1996 | 993.4989 | 1010.5595 |  | 447251.7643 |  | 479292.1996 | 98.31% | 98.31%
2053 | 6 | 494033.3934 | 1017.5668 | 1032.4357 |  | 479292.1996 |  | 494033.3934 | 98.56% | 98.56%
2053 | 7 | 505610.3419 | 1039.7571 | 1050.0231 |  | 494033.3934 |  | 505610.3419 | 99.02% | 99.02%
2053 | 8 | 504613.7821 | 1041.4769 | 1048.0286 |  | 505610.3419 |  | 504613.7821 | 99.37% | 99.37%
2053 | 9 | 488832.838 | 1020.3788 | 1023.3314 |  | 504613.7821 |  | 488832.838 | 99.71% | 99.71%
2053 | 10 | 466363.3278 | 975.4589 | 979.4474 |  | 488832.838 |  | 466363.3278 | 99.59% | 99.59%
2053 | 11 | 441152.5485 | 922.5333 | 924.2796 |  | 466363.3278 |  | 441152.5485 | 99.81% | 99.81%
2053 | 12 | 451837.9899 | 891.3526 | 937.0907 |  | 441152.5485 |  | 451837.9899 | 95.12% | 95.12%
2054 | 1 | 474064.8391 | 1071.4172 | 1136.9164 |  | 451837.9899 |  | 474064.8391 | 94.24% | 94.24%
2054 | 2 | 446390.0518 | 954.6194 | 1048.4935 |  | 474064.8391 |  | 446390.0518 | 91.05% | 91.05%
2054 | 3 | 447696.5026 | 927.734 | 950.6499 |  | 446390.0518 |  | 447696.5026 | 97.59% | 97.59%
2054 | 4 | 451702.2134 | 927.8928 | 954.969 |  | 447696.5026 |  | 451702.2134 | 97.16% | 97.16%
2054 | 5 | 483671.9843 | 1002.6597 | 1019.8776 |  | 451702.2134 |  | 483671.9843 | 98.31% | 98.31%
2054 | 6 | 498456.9686 | 1026.5035 | 1041.5029 |  | 483671.9843 |  | 498456.9686 | 98.56% | 98.56%
2054 | 7 | 510070.0594 | 1048.5208 | 1058.8733 |  | 498456.9686 |  | 510070.0594 | 99.02% | 99.02%
2054 | 8 | 509065.7777 | 1050.2316 | 1056.8384 |  | 510070.0594 |  | 509065.7777 | 99.37% | 99.37%
2054 | 9 | 493348.2156 | 1029.365 | 1032.3436 |  | 509065.7777 |  | 493348.2156 | 99.71% | 99.71%
2054 | 10 | 471017.7672 | 984.5414 | 988.5671 |  | 493348.2156 |  | 471017.7672 | 99.59% | 99.59%
2054 | 11 | 446088.7148 | 931.6541 | 933.4177 |  | 471017.7672 |  | 446088.7148 | 99.81% | 99.81%
2054 | 12 | 456920.3813 | 899.7225 | 945.8901 |  | 446088.7148 |  | 456920.3813 | 95.12% | 95.12%
2055 | 1 | 478708.6632 | 1079.1443 | 1145.1159 |  | 456920.3813 |  | 478708.6632 | 94.24% | 94.24%
2055 | 2 | 451037.2394 | 962.7642 | 1057.4392 |  | 478708.6632 |  | 451037.2394 | 91.05% | 91.05%
2055 | 3 | 452263.2735 | 937.4456 | 960.6014 |  | 451037.2394 |  | 452263.2735 | 97.59% | 97.59%
2055 | 4 | 456196.9473 | 937.4563 | 964.8116 |  | 452263.2735 |  | 456196.9473 | 97.16% | 97.16%
2055 | 5 | 488091.7915 | 1011.905 | 1029.2817 |  | 456196.9473 |  | 488091.7915 | 98.31% | 98.31%
2055 | 6 | 502920.1525 | 1035.5187 | 1050.6498 |  | 488091.7915 |  | 502920.1525 | 98.56% | 98.56%
2055 | 7 | 514569.1137 | 1057.3583 | 1067.7981 |  | 502920.1525 |  | 514569.1137 | 99.02% | 99.02%
2055 | 8 | 513557.0514 | 1059.0599 | 1065.7222 |  | 514569.1137 |  | 513557.0514 | 99.37% | 99.37%
2055 | 9 | 497905.3019 | 1038.4304 | 1041.4353 |  | 513557.0514 |  | 497905.3019 | 99.71% | 99.71%
2055 | 10 | 475718.6593 | 993.7084 | 997.7716 |  | 497905.3019 |  | 475718.6593 | 99.59% | 99.59%
2055 | 11 | 451080.1132 | 940.8651 | 942.6461 |  | 475718.6593 |  | 451080.1132 | 99.81% | 99.81%
2055 | 12 | 462059.9407 | 908.1711 | 954.7722 |  | 451080.1132 |  | 462059.9407 | 95.12% | 95.12%
2056 | 1 | 483397.9771 | 1086.9272 | 1153.3746 |  | 462059.9407 |  | 483397.9771 | 94.24% | 94.24%
2056 | 2 | 455732.807 | 970.9785 | 1066.4612 |  | 483397.9771 |  | 455732.807 | 91.05% | 91.05%
2056 | 3 | 456876.6283 | 947.2589 | 970.6571 |  | 455732.807 |  | 456876.6283 | 97.59% | 97.59%
2056 | 4 | 460736.4069 | 947.1184 | 974.7556 |  | 456876.6283 |  | 460736.4069 | 97.16% | 97.16%
2056 | 5 | 492551.9871 | 1021.2355 | 1038.7724 |  | 460736.4069 |  | 492551.9871 | 98.31% | 98.31%
2056 | 6 | 507423.2997 | 1044.613 | 1059.8771 |  | 492551.9871 |  | 507423.2997 | 98.56% | 98.56%
2056 | 7 | 519107.8518 | 1066.2703 | 1076.7981 |  | 507423.2997 |  | 519107.8518 | 99.02% | 99.02%
2056 | 8 | 518087.9497 | 1067.9624 | 1074.6807 |  | 519107.8518 |  | 518087.9497 | 99.37% | 99.37%
2056 | 9 | 502504.4823 | 1047.5757 | 1050.607 |  | 518087.9497 |  | 502504.4823 | 99.71% | 99.71%
2056 | 10 | 480466.4677 | 1002.9608 | 1007.0618 |  | 502504.4823 |  | 480466.4677 | 99.59% | 99.59%
2056 | 11 | 456127.3615 | 950.1671 | 951.9658 |  | 480466.4677 |  | 456127.3615 | 99.81% | 99.81%
2056 | 12 | 467257.3113 | 916.6989 | 963.7377 |  | 456127.3615 |  | 467257.3113 | 95.12% | 95.12%
2057 | 1 | 488133.2264 | 1094.7663 | 1161.6928 |  | 467257.3113 |  | 488133.2264 | 94.24% | 94.24%
2057 | 2 | 460477.2583 | 979.2628 | 1075.5602 |  | 488133.2264 |  | 460477.2583 | 91.05% | 91.05%
2057 | 3 | 461537.0421 | 957.1749 | 980.8181 |  | 460477.2583 |  | 461537.0421 | 97.59% | 97.59%
2057 | 4 | 465321.037 | 956.8801 | 984.8021 |  | 461537.0421 |  | 465321.037 | 97.16% | 97.16%
2057 | 5 | 497052.94 | 1030.6521 | 1048.3507 |  | 465321.037 |  | 497052.94 | 98.31% | 98.31%
2057 | 6 | 511966.7681 | 1053.7872 | 1069.1853 |  | 497052.94 |  | 511966.7681 | 98.56% | 98.56%
2057 | 7 | 523686.6236 | 1075.2575 | 1085.874 |  | 511966.7681 |  | 523686.6236 | 99.02% | 99.02%
2057 | 8 | 522658.8222 | 1076.9398 | 1083.7146 |  | 523686.6236 |  | 522658.8222 | 99.37% | 99.37%
2057 | 9 | 507146.1456 | 1056.8015 | 1059.8595 |  | 522658.8222 |  | 507146.1456 | 99.71% | 99.71%
2057 | 10 | 485261.6605 | 1012.2994 | 1016.4386 |  | 507146.1456 |  | 485261.6605 | 99.59% | 99.59%
2057 | 11 | 461231.0848 | 959.5611 | 961.3776 |  | 485261.6605 |  | 461231.0848 | 99.81% | 99.81%
2057 | 12 | 472513.1432 | 925.3069 | 972.7873 |  | 461231.0848 |  | 472513.1432 | 95.12% | 95.12%
2058 | 1 | 492914.8611 | 1102.6618 | 1170.0711 |  | 472513.1432 |  | 492914.8611 | 94.24% | 94.24%
2058 | 2 | 465271.1021 | 987.6178 | 1084.7368 |  | 492914.8611 |  | 465271.1021 | 91.05% | 91.05%
2058 | 3 | 466244.9948 | 967.1947 | 991.0854 |  | 465271.1021 |  | 466244.9948 | 97.59% | 97.59%
2058 | 4 | 469951.2872 | 966.7423 | 994.9522 |  | 466244.9948 |  | 469951.2872 | 97.16% | 97.16%
2058 | 5 | 501595.0227 | 1040.1555 | 1058.0173 |  | 469951.2872 |  | 501595.0227 | 98.31% | 98.31%
2058 | 6 | 516550.9187 | 1063.042 | 1078.5754 |  | 501595.0227 |  | 516550.9187 | 98.56% | 98.56%
2058 | 7 | 528305.7823 | 1084.3204 | 1095.0263 |  | 516550.9187 |  | 528305.7823 | 99.02% | 99.02%
2058 | 8 | 527270.0216 | 1085.9926 | 1092.8243 |  | 528305.7823 |  | 527270.0216 | 99.37% | 99.37%
2058 | 9 | 511830.6842 | 1066.1085 | 1069.1934 |  | 527270.0216 |  | 511830.6842 | 99.71% | 99.71%
2058 | 10 | 490104.7107 | 1021.7249 | 1025.9026 |  | 511830.6842 |  | 490104.7107 | 99.59% | 99.59%
2058 | 11 | 466391.9149 | 969.048 | 970.8824 |  | 490104.7107 |  | 466391.9149 | 99.81% | 99.81%
2058 | 12 | 477828.0941 | 933.9957 | 981.922 |  | 466391.9149 |  | 477828.0941 | 95.12% | 95.12%
2059 | 1 | 497743.3354 | 1110.6143 | 1178.5097 |  | 477828.0941 |  | 497743.3354 | 94.24% | 94.24%
2059 | 2 | 470114.8528 | 996.0441 | 1093.9917 |  | 497743.3354 |  | 470114.8528 | 91.05% | 91.05%
2059 | 3 | 471000.9714 | 977.3194 | 1001.4602 |  | 470114.8528 |  | 471000.9714 | 97.59% | 97.59%
2059 | 4 | 474627.6115 | 976.7063 | 1005.2068 |  | 471000.9714 |  | 474627.6115 | 97.16% | 97.16%
2059 | 5 | 506178.6112 | 1049.7465 | 1067.773 |  | 474627.6115 |  | 506178.6112 | 98.31% | 98.31%
2059 | 6 | 521176.1159 | 1072.3781 | 1088.0478 |  | 506178.6112 |  | 521176.1159 | 98.56% | 98.56%
2059 | 7 | 532965.6842 | 1093.4596 | 1104.2558 |  | 521176.1159 |  | 532965.6842 | 99.02% | 99.02%
2059 | 8 | 531921.9037 | 1095.1215 | 1102.0107 |  | 532965.6842 |  | 531921.9037 | 99.37% | 99.37%
2059 | 9 | 516558.4942 | 1075.4975 | 1078.6096 |  | 531921.9037 |  | 516558.4942 | 99.71% | 99.71%
2059 | 10 | 494996.0959 | 1031.2382 | 1035.4548 |  | 516558.4942 |  | 494996.0959 | 99.59% | 99.59%
2059 | 11 | 471610.4908 | 978.6287 | 980.4812 |  | 494996.0959 |  | 471610.4908 | 99.81% | 99.81%
2059 | 12 | 483202.8289 | 942.7661 | 991.1424 |  | 471610.4908 |  | 483202.8289 | 95.12% | 95.12%
2060 | 1 | 502619.1084 | 1118.6242 | 1187.0093 |  | 483202.8289 |  | 502619.1084 | 94.24% | 94.24%
2060 | 2 | 475009.0298 | 1004.5423 | 1103.3256 |  | 502619.1084 |  | 475009.0298 | 91.05% | 91.05%
2060 | 3 | 475805.4619 | 987.5501 | 1011.9436 |  | 475009.0298 |  | 475805.4619 | 97.59% | 97.59%
2060 | 4 | 479350.4682 | 986.7729 | 1015.5672 |  | 475805.4619 |  | 479350.4682 | 97.16% | 97.16%
2060 | 5 | 510804.0845 | 1059.4259 | 1077.6187 |  | 479350.4682 |  | 510804.0845 | 98.31% | 98.31%
2060 | 6 | 525842.727 | 1081.7961 | 1097.6035 |  | 510804.0845 |  | 525842.727 | 98.56% | 98.56%
2060 | 7 | 537666.6885 | 1102.6759 | 1113.5631 |  | 525842.727 |  | 537666.6885 | 99.02% | 99.02%
2060 | 8 | 536614.8274 | 1104.3272 | 1111.2743 |  | 537666.6885 |  | 536614.8274 | 99.37% | 99.37%
2060 | 9 | 521329.9752 | 1084.9692 | 1088.1087 |  | 536614.8274 |  | 521329.9752 | 99.71% | 99.71%
2060 | 10 | 499936.2986 | 1040.84 | 1045.0959 |  | 521329.9752 |  | 499936.2986 | 99.59% | 99.59%
2060 | 11 | 476887.4587 | 988.3041 | 990.175 |  | 499936.2986 |  | 476887.4587 | 99.81% | 99.81%
2060 | 12 | 488638.0202 | 951.6188 | 1000.4494 |  | 476887.4587 |  | 488638.0202 | 95.12% | 95.12%
2061 | 1 | 507542.6432 | 1126.6918 | 1195.5701 |  | 488638.0202 |  | 507542.6432 | 94.24% | 94.24%
2061 | 2 | 479954.1581 | 1013.113 | 1112.7392 |  | 507542.6432 |  | 479954.1581 | 91.05% | 91.05%
2061 | 3 | 480658.961 | 997.8879 | 1022.5367 |  | 479954.1581 |  | 480658.961 | 97.59% | 97.59%
2061 | 4 | 484120.3205 | 996.9433 | 1026.0343 |  | 480658.961 |  | 484120.3205 | 97.16% | 97.16%
2061 | 5 | 515471.8256 | 1069.1946 | 1087.5551 |  | 484120.3205 |  | 515471.8256 | 98.31% | 98.31%
2061 | 6 | 530551.123 | 1091.2969 | 1107.2431 |  | 515471.8256 |  | 530551.123 | 98.56% | 98.56%
2061 | 7 | 542409.1578 | 1111.9699 | 1122.9489 |  | 530551.123 |  | 542409.1578 | 99.02% | 99.02%
2061 | 8 | 541349.1548 | 1113.6103 | 1120.6157 |  | 542409.1578 |  | 541349.1548 | 99.37% | 99.37%
2061 | 9 | 526145.5307 | 1094.5243 | 1097.6915 |  | 541349.1548 |  | 526145.5307 | 99.71% | 99.71%
2061 | 10 | 504925.8059 | 1050.5313 | 1054.8268 |  | 526145.5307 |  | 504925.8059 | 99.59% | 99.59%
2061 | 11 | 482223.4719 | 998.0752 | 999.9645 |  | 504925.8059 |  | 482223.4719 | 99.81% | 99.81%
2061 | 12 | 494134.3479 | 960.5547 | 1009.8438 |  | 482223.4719 |  | 494134.3479 | 95.12% | 95.12%
2062 | 1 | 512514.4078 | 1134.8176 | 1204.1926 |  | 494134.3479 |  | 512514.4078 | 94.24% | 94.24%
2062 | 2 | 484950.7681 | 1021.7569 | 1122.233 |  | 512514.4078 |  | 484950.7681 | 91.05% | 91.05%
2062 | 3 | 485561.9687 | 1008.3339 | 1033.2407 |  | 484950.7681 |  | 485561.9687 | 97.59% | 97.59%
2062 | 4 | 488937.636 | 1007.2184 | 1036.6094 |  | 485561.9687 |  | 488937.636 | 97.16% | 97.16%
2062 | 5 | 520182.2206 | 1079.0534 | 1097.5832 |  | 488937.636 |  | 520182.2206 | 98.31% | 98.31%
2062 | 6 | 535301.6779 | 1100.8811 | 1116.9674 |  | 520182.2206 |  | 535301.6779 | 98.56% | 98.56%
2062 | 7 | 547193.458 | 1121.3422 | 1132.4137 |  | 535301.6779 |  | 547193.458 | 99.02% | 99.02%
2062 | 8 | 546125.2511 | 1122.9713 | 1130.0357 |  | 547193.458 |  | 546125.2511 | 99.37% | 99.37%
2062 | 9 | 531005.5678 | 1104.1636 | 1107.3586 |  | 546125.2511 |  | 531005.5678 | 99.71% | 99.71%
2062 | 10 | 509965.1099 | 1060.3128 | 1064.6482 |  | 531005.5678 |  | 509965.1099 | 99.59% | 99.59%
2062 | 11 | 487619.1911 | 1007.9429 | 1009.8509 |  | 509965.1099 |  | 487619.1911 | 99.81% | 99.81%
2062 | 12 | 499692.4998 | 969.5744 | 1019.3264 |  | 487619.1911 |  | 499692.4998 | 95.12% | 95.12%
2063 | 1 | 517534.8746 | 1143.002 | 1212.8774 |  | 499692.4998 |  | 517534.8746 | 94.24% | 94.24%
2063 | 2 | 489999.3959 | 1030.4745 | 1131.8078 |  | 517534.8746 |  | 489999.3959 | 91.05% | 91.05%
2063 | 3 | 490514.99 | 1018.8893 | 1044.0568 |  | 489999.3959 |  | 490514.99 | 97.59% | 97.59%
2063 | 4 | 493802.8869 | 1017.5995 | 1047.2934 |  | 490514.99 |  | 493802.8869 | 97.16% | 97.16%
2063 | 5 | 524935.6593 | 1089.0031 | 1107.7038 |  | 493802.8869 |  | 524935.6593 | 98.31% | 98.31%
2063 | 6 | 540094.7693 | 1110.5495 | 1126.777 |  | 524935.6593 |  | 540094.7693 | 98.56% | 98.56%
2063 | 7 | 552019.9579 | 1130.7936 | 1141.9584 |  | 540094.7693 |  | 552019.9579 | 99.02% | 99.02%
2063 | 8 | 550943.485 | 1132.4111 | 1139.5348 |  | 552019.9579 |  | 550943.485 | 99.37% | 99.37%
2063 | 9 | 535910.4973 | 1113.8877 | 1117.1109 |  | 550943.485 |  | 535910.4973 | 99.71% | 99.71%
2063 | 10 | 515054.7077 | 1070.1853 | 1074.5612 |  | 535910.4973 |  | 515054.7077 | 99.59% | 99.59%
2063 | 11 | 493075.2843 | 1017.9081 | 1019.835 |  | 515054.7077 |  | 493075.2843 | 99.81% | 99.81%
2063 | 12 | 505313.1711 | 978.6789 | 1028.898 |  | 493075.2843 |  | 505313.1711 | 95.12% | 95.12%
2011 |  | 3658718.073 |  |  |  | 3727197.408 |  | 3658718.073
2012 |  | 3651351.327 |  |  |  | 3645171.405 |  | 3651351.327 | -0.2013%
2013 |  | 3665475.288 |  |  |  | 3653731.639 |  | 3665475.288 | 0.3868%
2014 |  | 3751337.0767 |  |  |  | 3752496.7284 |  | 3751337.0767 | 2.342%
2015 |  | 3761657.0764 |  |  |  | 3756377.0586 |  | 3761657.0764 | 0.2751%
2016 |  | 3827004.5751 |  |  |  | 3819220.4022 |  | 3827004.5751 | 1.737%
2017 |  | 3888834.109 |  |  |  | 3881793.1637 |  | 3888834.109 | 1.616%
2018 |  | 3941141.4085 |  |  |  | 3935699.8261 |  | 3941141.4085 | 1.345%
2019 |  | 3985462.0307 |  |  |  | 3981045.2284 |  | 3985462.0307 | 1.125%
2020 |  | 4012376.227 |  |  |  | 4008495.8203 |  | 4012376.227 | 0.6753%
2021 |  | 4043518.5222 |  |  |  | 4039861.2984 |  | 4043518.5222 | 0.7762%
2022 |  | 4080531.2339 |  |  |  | 4076398.0617 |  | 4080531.2339 | 0.9154%
2023 |  | 4128278.2161 |  |  |  | 4123776.9097 |  | 4128278.2161 | 1.17%
2024 |  | 4177078.1808 |  |  |  | 4172838.8958 |  | 4177078.1808 | 1.182%
2025 |  | 4227010.2053 |  |  |  | 4222979.5502 |  | 4227010.2053 | 1.195%
2026 |  | 4280100.5049 |  |  |  | 4274958.1057 |  | 4280100.5049 | 1.256%
2027 |  | 4337254.1153 |  |  |  | 4333010.4563 |  | 4337254.1153 | 1.335%
2028 |  | 4387626.8944 |  |  |  | 4383504.1961 |  | 4387626.8944 | 1.161%
2029 |  | 4434106.5334 |  |  |  | 4430409.1192 |  | 4434106.5334 | 1.059%
2030 |  | 4481312.4594 |  |  |  | 4477163.0982 |  | 4481312.4594
2031 |  | 4533424.5197 |  |  |  | 4528645.4849 |  | 4533424.5197
2032 |  | 4592735.4693 |  |  |  | 4587863.752 |  | 4592735.4693
2033 |  | 4644484.3833 |  |  |  | 4640352.0087 |  | 4644484.3833
2034 |  | 4689734.4489 |  |  |  | 4685959.332 |  | 4689734.4489
2035 |  | 4734323.331 |  |  |  | 4730312.9293 |  | 4734323.331
2036 |  | 4780166.0836 |  |  |  | 4776600.2387 |  | 4780166.0836
2037 |  | 4822498.3577 |  |  |  | 4818464.6323 |  | 4822498.3577
2038 |  | 4869958.6158 |  |  |  | 4865930.7622 |  | 4869958.6158
2039 |  | 4916441.6671 |  |  |  | 4912466.0858 |  | 4916441.6671
2040 |  | 4964459.9214 |  |  |  | 4960114.228 |  | 4964459.9214
2041 |  | 5012950.4121 |  |  |  | 5008555.8373 |  | 5012950.4121
2042 |  | 5061917.8163 |  |  |  | 5057473.8101 |  | 5061917.8163
2043 |  | 5111366.8577 |  |  |  | 5106872.8642 |  | 5111366.8577
2044 |  | 5161302.3071 |  |  |  | 5156757.7639 |  | 5161302.3071
2045 |  | 5211728.9829 |  |  |  | 5207133.3215 |  | 5211728.9829
2046 |  | 5262651.7515 |  |  |  | 5258004.397 |  | 5262651.7515
2047 |  | 5314075.5282 |  |  |  | 5309375.899 |  | 5314075.5282
2048 |  | 5366005.2768 |  |  |  | 5361252.785 |  | 5366005.2768
2049 |  | 5418446.0112 |  |  |  | 5413640.062 |  | 5418446.0112
2050 |  | 5471402.7948 |  |  |  | 5466542.7871 |  | 5471402.7948

## Metro_Dade
| Year | Period | Metro_Dade_NEL_KWH |  | Billed Sales |  | Avg last 5 Years NEL | NCP | CP | CP/NCP | AVG |  | FPL 000589 OCEC NEED
1999-12-01 | 1999 | 12 | 528971
2000-01-01 | 2000 | 1 | 729525 |  | 528971
2000-02-01 | 2000 | 2 | 422718 |  | 729525
2000-03-01 | 2000 | 3 | 676003 |  | 422718
2000-04-01 | 2000 | 4 | 584008 |  | 676003
2000-05-01 | 2000 | 5 | 654258 |  | 584008
2000-06-01 | 2000 | 6 | 328806 |  | 654258
2000-07-01 | 2000 | 7 | 152716 |  | 328806
2000-08-01 | 2000 | 8 | 502199 |  | 152716
2000-09-01 | 2000 | 9 | 553362 |  | 502199
2000-10-01 | 2000 | 10 | 528362 |  | 553362
2000-11-01 | 2000 | 11 | 569607 |  | 528362
2000-12-01 | 2000 | 12 | 549963 | 6251.527 | 569607 | 6230.535
2001-01-01 | 2001 | 1 | 440917 |  | 549963
2001-02-01 | 2001 | 2 | 463088 |  | 440917
2001-03-01 | 2001 | 3 | 597708 |  | 463088
2001-04-01 | 2001 | 4 | 538692 |  | 597708
2001-05-01 | 2001 | 5 | 518879 |  | 538692
2001-06-01 | 2001 | 6 | 422743 |  | 518879
2001-07-01 | 2001 | 7 | 579895 |  | 422743
2001-08-01 | 2001 | 8 | 603684 |  | 579895
2001-09-01 | 2001 | 9 | 513788 |  | 603684
2001-10-01 | 2001 | 10 | 503019 |  | 513788
2001-11-01 | 2001 | 11 | 500687 |  | 503019
2001-12-01 | 2001 | 12 | 595255 | 6278.355 | 500687 | 6233.063
2002-01-01 | 2002 | 1 | 603523 | 0.4291% | 595255 | 0.04057%
2002-02-01 | 2002 | 2 | 454158 |  | 603523
2002-03-01 | 2002 | 3 | 422978 |  | 454158
2002-04-01 | 2002 | 4 | 507980 |  | 422978
2002-05-01 | 2002 | 5 | 453295 |  | 507980
2002-06-01 | 2002 | 6 | 397470 |  | 453295
2002-07-01 | 2002 | 7 | 505970 |  | 397470
2002-08-01 | 2002 | 8 | 575235 |  | 505970
2002-09-01 | 2002 | 9 | 566847 |  | 575235
2002-10-01 | 2002 | 10 | 518221 |  | 566847
2002-11-01 | 2002 | 11 | 603225 |  | 518221
2002-12-01 | 2002 | 12 | 637711 | 6246.613 | 603225 | 6204.157
2003-01-01 | 2003 | 1 | 622223 | -0.5056% | 637711 | -0.4638%
2003-02-01 | 2003 | 2 | 332175 |  | 622223
2003-03-01 | 2003 | 3 | 481820 |  | 332175
2003-04-01 | 2003 | 4 | 622096 |  | 481820
2003-05-01 | 2003 | 5 | 551013 |  | 622096
2003-06-01 | 2003 | 6 | 559282 |  | 551013
2003-07-01 | 2003 | 7 | 564072 |  | 559282
2003-08-01 | 2003 | 8 | 544892 |  | 564072
2003-09-01 | 2003 | 9 | 468044 |  | 544892
2003-10-01 | 2003 | 10 | 496734 |  | 468044
2003-11-01 | 2003 | 11 | 411657 |  | 496734
2003-12-01 | 2003 | 12 | 478074 | 6132.082 | 411657 | 6291.719 | 557994.8
2004-01-01 | 2004 | 1 | 461710 | -1.833% | 478074 | 1.411% | 571579.6
2004-02-01 | 2004 | 2 | 446146 |  | 461710 |  | 423657
2004-03-01 | 2004 | 3 | 416707 |  | 446146 |  | 519043.2
2004-04-01 | 2004 | 4 | 455919 |  | 416707 |  | 541739
2004-05-01 | 2004 | 5 | 516036 |  | 455919 |  | 538696.2
2004-06-01 | 2004 | 6 | 467486 |  | 516036 |  | 435157.4
2004-07-01 | 2004 | 7 | 477485 |  | 467486 |  | 456027.6
2004-08-01 | 2004 | 8 | 473696.43 |  | 477485 |  | 539941.286
2004-09-01 | 2004 | 9 | 381702 |  | 473696.43 |  | 496748.6
2004-10-01 | 2004 | 10 | 421319 |  | 381702 |  | 493531
2004-11-01 | 2004 | 11 | 487908 |  | 421319 |  | 514616.8
2004-12-01 | 2004 | 12 | 517536 | 5523.6504 | 487908 | 5484.1884 | 555707.8
2005-01-01 | 2005 | 1 | 447934 | -9.922% | 517536 | -12.83% | 515261.4
2005-02-01 | 2005 | 2 | 228422 |  | 447934 |  | 384797.8
2005-03-01 | 2005 | 3 | 348858 |  | 228422 |  | 453614.2
2005-04-01 | 2005 | 4 | 346896 |  | 348858 |  | 494316.6
2005-05-01 | 2005 | 5 | 473720 |  | 346896 |  | 502588.6
2005-06-01 | 2005 | 6 | 379104 |  | 473720 |  | 445217
2005-07-01 | 2005 | 7 | 476968 |  | 379104 |  | 520878
2005-08-01 | 2005 | 8 | 488070 |  | 476968 |  | 537115.486
2005-09-01 | 2005 | 9 | 489980 |  | 488070 |  | 484072.2
2005-10-01 | 2005 | 10 | 353070 |  | 489980 |  | 458472.6
2005-11-01 | 2005 | 11 | 545309 |  | 353070 |  | 509757.2
2005-12-01 | 2005 | 12 | 519701 | 5098.032 | 545309 | 5095.867 | 549655.4
2006-01-01 | 2006 | 1 | 426924 | -7.705% | 519701 | -7.081% | 512462.8
2006-02-01 | 2006 | 2 | 565521 |  | 426924 |  | 405284.4
2006-03-01 | 2006 | 3 | 411219 |  | 565521 |  | 416316.4
2006-04-01 | 2006 | 4 | 678639 |  | 411219 |  | 522306
2006-05-01 | 2006 | 5 | 622882 |  | 678639 |  | 523389.2
2006-06-01 | 2006 | 6 | 576365 |  | 622882 |  | 475941.4
2006-07-01 | 2006 | 7 | 554047 |  | 576365 |  | 515708.4
2006-08-01 | 2006 | 8 | 608027 |  | 554047 |  | 537984.086
2006-09-01 | 2006 | 9 | 566237 |  | 608027 |  | 494562
2006-10-01 | 2006 | 10 | 459079 |  | 566237 |  | 449684.6
2006-11-01 | 2006 | 11 | 621749 |  | 459079 |  | 533969.6
2006-12-01 | 2006 | 12 | 580619 | 6671.308 | 621749 | 6610.39 | 546728.2
2007-01-01 | 2007 | 1 | 652806 | 30.86% | 580619 | 29.72% | 522319.4
2007-02-01 | 2007 | 2 | 513200 |  | 652806 |  | 417092.8
2007-03-01 | 2007 | 3 | 355962 |  | 513200 |  | 402913.2
2007-04-01 | 2007 | 4 | 591597 |  | 355962 |  | 539029.4
2007-05-01 | 2007 | 5 | 536520 |  | 591597 |  | 540034.2
2007-06-01 | 2007 | 6 | 499746 |  | 536520 |  | 496396.6
2007-07-01 | 2007 | 7 | 528948 |  | 499746 |  | 520304
2007-08-01 | 2007 | 8 | 512922 |  | 528948 |  | 525521.486
2007-09-01 | 2007 | 9 | 536904 |  | 512922 |  | 488573.4
2007-10-01 | 2007 | 10 | 402708 |  | 536904 |  | 426582
2007-11-01 | 2007 | 11 | 518693 |  | 402708 |  | 517063.2
2007-12-01 | 2007 | 12 | 655962 | 6305.968 | 518693 | 6230.625 | 550378.4
2008-01-01 | 2008 | 1 | 619117 | -5.476% | 655962 | -5.745% | 521698.2 | 1.314
2008-02-01 | 2008 | 2 | 295189 |  | 619117 |  | 409695.6 | 1.314
2008-03-01 | 2008 | 3 | 659911 |  | 295189 |  | 438531.4 | 1.314
2008-04-01 | 2008 | 4 | 642321 |  | 659911 |  | 543074.4 | 1.314
2008-05-01 | 2008 | 5 | 601435 |  | 642321 |  | 550118.6 | 1.314
2008-06-01 | 2008 | 6 | 615667 |  | 601435 |  | 507673.6 | 1.314
2008-07-01 | 2008 | 7 | 643124 |  | 615667 |  | 536114.4 | 1.314
2008-08-01 | 2008 | 8 | 597289 |  | 643124 |  | 536000.886 | 1.314
2008-09-01 | 2008 | 9 | 589969 |  | 597289 |  | 512958.4 | 1.314
2008-10-01 | 2008 | 10 | 506467 |  | 589969 |  | 428528.6 | 1.314
2008-11-01 | 2008 | 11 | 531902 |  | 506467 |  | 541112.2 | 1.314
2008-12-01 | 2008 | 12 | 656681 | 6959.072 | 531902 | 6958.353 | 586099.8 | 1.314
2009-01-01 | 2009 | 1 | 611020 | 10.36% | 656681 | 11.68% | 551560.2 | 1.314
2009-02-01 | 2009 | 2 | 417039 |  | 611020 |  | 403874.2 | 1.314
2009-03-01 | 2009 | 3 | 611953 |  | 417039 |  | 477580.6 | 1.314
2009-04-01 | 2009 | 4 | 553962 |  | 611953 |  | 562683 | 1.314
2009-05-01 | 2009 | 5 | 608645 |  | 553962 |  | 568640.4 | 1.314
2009-06-01 | 2009 | 6 | 503778 |  | 608645 |  | 514932 | 1.314
2009-07-01 | 2009 | 7 | 593649 |  | 503778 |  | 559347.2 | 1.314
2009-08-01 | 2009 | 8 | 525669 |  | 593649 |  | 546395.4 | 1.314
2009-09-01 | 2009 | 9 | 539790 |  | 525669 |  | 544576 | 1.314
2009-10-01 | 2009 | 10 | 500001 |  | 539790 |  | 444265 | 1.314
2009-11-01 | 2009 | 11 | 347554 |  | 500001 |  | 513041.4 | 1.314
2009-12-01 | 2009 | 12 | 430147 | 6243.207 | 347554 | 6469.741 | 568622 | 1.314 |  |  | AVG
2010-01-01 | 2010 | 1 | 436297 | -10.29% | 430147 | -7.022% | 549232.8 | 0.685 | 0.611 | 0.89197
2010-02-01 | 2010 | 2 | 253868 |  | 436297 |  | 408963.4 | 0.72 | 0 | 0
2010-03-01 | 2010 | 3 | 615590 |  | 253868 |  | 530927 | 1.168 | 1.102 | 0.94349
2010-04-01 | 2010 | 4 | 593885 |  | 615590 |  | 612080.8 | 1.141 | 0.634 | 0.55565
2010-05-01 | 2010 | 5 | 668799 |  | 593885 |  | 607656.2 | 1.13 | 1.017 | 0.9
2010-06-01 | 2010 | 6 | 467716 |  | 668799 |  | 532654.4 | 1.138 | 0.403 | 0.35413
2010-07-01 | 2010 | 7 | 593039 |  | 467716 |  | 582561.4 | 1.146 | 0.349 | 0.30454
2010-08-01 | 2010 | 8 | 586661 |  | 593039 |  | 566113.6 | 1.155 | 0.626 | 0.54199
2010-09-01 | 2010 | 9 | 556120 |  | 586661 |  | 557804 | 1.083 | 0.856 | 0.7904
2010-10-01 | 2010 | 10 | 597324 |  | 556120 |  | 493115.8 | 1.099 | 0.114 | 0.10373
2010-11-01 | 2010 | 11 | 530991 |  | 597324 |  | 510177.8 | 1.196 | 0.578 | 0.48328
2010-12-01 | 2010 | 12 | 692068 | 6592.358 | 530991 | 6330.437 | 603095.4 | 1.2 | 1.009 | 0.84083
2011-01-01 | 2011 | 1 | 618849 | 5.592% | 692068 | -2.153% | 587617.8 | 1.192 | 0.318 | 0.26678 |  | 41.84%
2011-02-01 | 2011 | 2 | 355997 |  | 618849 |  | 367058.6 | 1.106 | 0.705 | 0.63743 |  | 40.23%
2011-03-01 | 2011 | 3 | 723969 |  | 355997 |  | 593477 | 1.2 | 1.159 | 0.96583 |  | 17.61%
2011-04-01 | 2011 | 4 | 688893 |  | 723969 |  | 614131.6 | 1.204 | 1.032 | 0.85714 |  | 16%
2011-05-01 | 2011 | 5 | 765342 |  | 688893 |  | 636148.2 | 1.22 | 0.363 | 0.29754 |  | 14.44%
2011-06-01 | 2011 | 6 | 633727 |  | 765342 |  | 544126.8 | 1.168 | 0.547 | 0.46832 |  | 35.49%
2011-07-01 | 2011 | 7 | 622540 |  | 633727 |  | 596260 | 1.155 | 0.815 | 0.70563 |  | 4.975%
2011-08-01 | 2011 | 8 | 581344 |  | 622540 |  | 504699.3 | 1.107 | 0.997 | 0.90063 |  | -0.9063%
2011-09-01 | 2011 | 9 | 614328 |  | 581344 |  | 510679.98 | 1.148 | 0.976 | 0.85017 |  | 10.47%
2011-10-01 | 2011 | 10 | 488707 |  | 614328 |  | 449137.26 | 0.994 | 0.778 | 0.7827 |  | -18.18%
2011-11-01 | 2011 | 11 | 622828 |  | 488707 |  | 459354.24 | 1.003 | 0.956 | 0.95314 |  | 17.3%
2011-12-01 | 2011 | 12 | 442481 | 7159.005 | 622828 | 7408.592 | 517921.02 | 1.036 | 0.906 | 0.87452 |  | -36.06%
2012-01-01 | 2012 | 1 | 573010 | 8.596% | 442481 | 17.03% | 514492.74 | 1.058 | 0.978 | 0.92439 | 0.69438 | -7.407%
2012-02-01 | 2012 | 2 | 365380 |  | 573010 |  | 303745.14 | 1.007 | 0.92 | 0.9136 | 0.51701 | 2.636%
2012-03-01 | 2012 | 3 | 568669 |  | 365380 |  | 572416.56 | 0.99 | 0.35 | 0.35354 | 0.75429 | -21.45%
2012-04-01 | 2012 | 4 | 500344 |  | 568669 |  | 536292.9 | 0.973 | 0.57 | 0.58582 | 0.6662 | -27.37%
2012-05-01 | 2012 | 5 | 520575 |  | 500344 |  | 569663.28 | 0.975 | 0.896 | 0.91897 | 0.70551 | -31.98%
2012-06-01 | 2012 | 6 | 532691 |  | 520575 |  | 495644.22 | 0.972 | 0.898 | 0.92387 | 0.58211 | -15.94%
2012-07-01 | 2012 | 7 | 551085 |  | 532691 |  | 540618.66 | 0.986 | 0.601 | 0.60953 | 0.5399 | -11.48%
2012-08-01 | 2012 | 8 | 497992 |  | 551085 |  | 502011.9 | 0.95 | 0.363 | 0.38211 | 0.72131 | -14.34%
2012-09-01 | 2012 | 9 | 479164 |  | 497992 |  | 500286.78 | 0.949 | 0.682 | 0.71865 | 0.82029 | -22%
2012-10-01 | 2012 | 10 | 437069 |  | 479164 |  | 455322.24 | 0.879 | 0.301 | 0.34243 | 0.7827 | -10.57%
2012-11-01 | 2012 | 11 | 487799 |  | 437069 |  | 453793.32 | 1.01 | 0.573 | 0.56733 | 0.71821 | -21.68%
2012-12-01 | 2012 | 12 | 594618 | 6108.396 | 487799 | 5956.259 | 506879.1 | 1.015 | 0.66 | 0.65025 | 0.85768 | 34.38%
2013-01-01 | 2013 | 1 | 495657 | -14.68% | 594618 | -19.6% | 492269.94 | 1.11 | 0.77076 | 0.69438 | 0.59558 | -13.5%
2013-02-01 | 2013 | 2 | 262108 |  | 495657 |  | 297790.56 | 1.11 | 0.57388 | 0.51701 | 0.77552 | -28.26%
2013-03-01 | 2013 | 3 | 399068 |  | 262108 |  | 525464.82 | 1.11 | 0.83726 | 0.75429 | 0.65968 | -29.82%
2013-04-01 | 2013 | 4 | 563317 |  | 399068 |  | 522072.18 | 1.11 | 0.73949 | 0.6662 | 0.72148 | 12.59%
2013-05-01 | 2013 | 5 | 547913 |  | 563317 |  | 560029.32 | 1.11 | 0.78311 | 0.70551 | 0.60826 | 5.252%
2013-06-01 | 2013 | 6 | 531087 |  | 547913 |  | 480419.82 | 1.11 | 0.64614 | 0.58211 | 0.6961 | -0.3011%
2013-07-01 | 2013 | 7 | 540618.66 |  | 531087 |  | 522167.6988 | 1.11 | 0.59929 | 0.5399 | 0.65758 | -1.899%
2013-08-01 | 2013 | 8 | 502011.9 |  | 540618.66 |  | 484862.022 | 1.11 | 0.80066 | 0.72131 | 0.64137 | 0.8072%
2013-09-01 | 2013 | 9 | 500286.78 |  | 502011.9 |  | 484143.9804 | 1.11 | 0.91052 | 0.82029 | 0.78441 | 4.408%
2013-10-01 | 2013 | 10 | 455322.24 |  | 500286.78 |  | 446116.1832 | 1.11 | 0.86879 | 0.7827 | 0.56257 | 4.176%
2013-11-01 | 2013 | 11 | 453793.32 |  | 455322.24 |  | 439733.7576 | 1.11 | 0.79721 | 0.71821 | 0.76023 | -6.971%
2013-12-01 | 2013 | 12 |  | 5251.1829 | 453793.32 | 5845.8009 |  | 0 |  |  | 0.76238
2014-01-01 | 2014 | 1 |  | -14.03% | 0 | -1.854% |  | 0
2014-02-01 | 2014 | 2 |  |  | 0 |  |  | 0
2014-03-01 | 2014 | 3 |  |  | 0 |  |  | 0
2014-04-01 | 2014 | 4 |  |  | 0 |  |  | 0
2014-05-01 | 2014 | 5 |  |  | 0 |  |  | 0
2014-06-01 | 2014 | 6 |  |  | 0 |  |  | 0
2014-07-01 | 2014 | 7 |  |  | 0 |  |  | 0
2014-08-01 | 2014 | 8 |  |  | 0 |  |  | 0
2014-09-01 | 2014 | 9 |  |  | 0 |  |  | 0
2014-10-01 | 2014 | 10 |  |  | 0 |  |  | 0
2014-11-01 | 2014 | 11 |  |  | 0 |  |  | 0
2014-12-01 | 2014 | 12 |  | 0 | 0 | 0 |  | 0
2015-01-01 | 2015 | 1 |  | -100% | 0 | -100% |  | 0
2015-02-01 | 2015 | 2 |  |  | 0 |  |  | 0
2015-03-01 | 2015 | 3 |  |  | 0 |  |  | 0
2015-04-01 | 2015 | 4 |  |  | 0 |  |  | 0
2015-05-01 | 2015 | 5 |  |  | 0 |  |  | 0
2015-06-01 | 2015 | 6 |  |  | 0 |  |  | 0
2015-07-01 | 2015 | 7 |  |  | 0 |  |  | 0
2015-08-01 | 2015 | 8 |  |  | 0 |  |  | 0
2015-09-01 | 2015 | 9 |  |  | 0 |  |  | 0
2015-10-01 | 2015 | 10 |  |  | 0 |  |  | 0
2015-11-01 | 2015 | 11 |  |  | 0 |  |  | 0
2015-12-01 | 2015 | 12 |  | 0 | 0 | 0 |  | 0
2016-01-01 | 2016 | 1 |  | #DIV/0! | 0 | #DIV/0! |  | 0
2016-02-01 | 2016 | 2 |  |  | 0 |  |  | 0
2016-03-01 | 2016 | 3 |  |  | 0 |  |  | 0
2016-04-01 | 2016 | 4 |  |  | 0 |  |  | 0
2016-05-01 | 2016 | 5 |  |  | 0 |  |  | 0
2016-06-01 | 2016 | 6 |  |  | 0 |  |  | 0
2016-07-01 | 2016 | 7 |  |  | 0 |  |  | 0
2016-08-01 | 2016 | 8 |  |  | 0 |  |  | 0
2016-09-01 | 2016 | 9 |  |  | 0 |  |  | 0
2016-10-01 | 2016 | 10 |  |  | 0 |  |  | 0
2016-11-01 | 2016 | 11 |  |  | 0 |  |  | 0
2016-12-01 | 2016 | 12 |  | 0 | 0 | 0 |  | 0
2017-01-01 | 2017 | 1 |  | #DIV/0! | 0 | #DIV/0! |  | 0
2017-02-01 | 2017 | 2 |  |  | 0 |  |  | 0
2017-03-01 | 2017 | 3 |  |  | 0 |  |  | 0
2017-04-01 | 2017 | 4 |  |  | 0 |  |  | 0
2017-05-01 | 2017 | 5 |  |  | 0 |  |  | 0
2017-06-01 | 2017 | 6 |  |  | 0 |  |  | 0
2017-07-01 | 2017 | 7 |  |  | 0 |  |  | 0
2017-08-01 | 2017 | 8 |  |  | 0 |  |  | 0
2017-09-01 | 2017 | 9 |  |  | 0 |  |  | 0
2017-10-01 | 2017 | 10 |  |  | 0 |  |  | 0
2017-11-01 | 2017 | 11 |  |  | 0 |  |  | 0
2017-12-01 | 2017 | 12 |  | 0 | 0 | 0 |  | 0
2018-01-01 | 2018 | 1 |  | #DIV/0! | 0 | #DIV/0! |  | 0
2018-02-01 | 2018 | 2 |  |  | 0 |  |  | 0
2018-03-01 | 2018 | 3 |  |  | 0 |  |  | 0
2018-04-01 | 2018 | 4 |  |  | 0 |  |  | 0
2018-05-01 | 2018 | 5 |  |  | 0 |  |  | 0
2018-06-01 | 2018 | 6 |  |  | 0 |  |  | 0
2018-07-01 | 2018 | 7 |  |  | 0 |  |  | 0
2018-08-01 | 2018 | 8 |  |  | 0 |  |  | 0
2018-09-01 | 2018 | 9 |  |  | 0 |  |  | 0
2018-10-01 | 2018 | 10 |  |  | 0 |  |  | 0
2018-11-01 | 2018 | 11 |  |  | 0 |  |  | 0
2018-12-01 | 2018 | 12 |  | 0 | 0 | 0 |  | 0
2019-01-01 | 2019 | 1 |  | #DIV/0! | 0 | #DIV/0! |  | 0
2019-02-01 | 2019 | 2 |  |  | 0 |  |  | 0
2019-03-01 | 2019 | 3 |  |  | 0 |  |  | 0
2019-04-01 | 2019 | 4 |  |  | 0 |  |  | 0
2019-05-01 | 2019 | 5 |  |  | 0 |  |  | 0
2019-06-01 | 2019 | 6 |  |  | 0 |  |  | 0
2019-07-01 | 2019 | 7 |  |  | 0 |  |  | 0
2019-08-01 | 2019 | 8 |  |  | 0 |  |  | 0
2019-09-01 | 2019 | 9 |  |  | 0 |  |  | 0
2019-10-01 | 2019 | 10 |  |  | 0 |  |  | 0
2019-11-01 | 2019 | 11 |  |  | 0 |  |  | 0
2019-12-01 | 2019 | 12 |  | 0 | 0 | 0 |  | 0
2020-01-01 | 2020 | 1 |  | #DIV/0! | 0 | #DIV/0! |  | 0
2020-02-01 | 2020 | 2 |  |  | 0 |  |  | 0
2020-03-01 | 2020 | 3 |  |  | 0 |  |  | 0
2020-04-01 | 2020 | 4 |  |  | 0 |  |  | 0
2020-05-01 | 2020 | 5 |  |  | 0 |  |  | 0
2020-06-01 | 2020 | 6 |  |  | 0 |  |  | 0
2020-07-01 | 2020 | 7 |  |  | 0 |  |  | 0
2020-08-01 | 2020 | 8 |  |  | 0 |  |  | 0
2020-09-01 | 2020 | 9 |  |  | 0 |  |  | 0
2020-10-01 | 2020 | 10 |  |  | 0 |  |  | 0
2020-11-01 | 2020 | 11 |  |  | 0 |  |  | 0
2020-12-01 | 2020 | 12 |  | 0 | 0 | 0 |  | 0
2021-01-01 | 2021 | 1 |  | #DIV/0! | 0 | #DIV/0! |  | 0
2021-02-01 | 2021 | 2 |  |  | 0 |  |  | 0
2021-03-01 | 2021 | 3 |  |  | 0 |  |  | 0
2021-04-01 | 2021 | 4 |  |  | 0 |  |  | 0
2021-05-01 | 2021 | 5 |  |  | 0 |  |  | 0
2021-06-01 | 2021 | 6 |  |  | 0 |  |  | 0
2021-07-01 | 2021 | 7 |  |  | 0 |  |  | 0
2021-08-01 | 2021 | 8 |  |  | 0 |  |  | 0
2021-09-01 | 2021 | 9 |  |  | 0 |  |  | 0
2021-10-01 | 2021 | 10 |  |  | 0 |  |  | 0
2021-11-01 | 2021 | 11 |  |  | 0 |  |  | 0
2021-12-01 | 2021 | 12 |  | 0 | 0 | 0 |  | 0
2022-01-01 | 2022 | 1 |  | #DIV/0! | 0 | #DIV/0! |  | 0
2022-02-01 | 2022 | 2 |  |  | 0 |  |  | 0
2022-03-01 | 2022 | 3 |  |  | 0 |  |  | 0
2022-04-01 | 2022 | 4 |  |  | 0 |  |  | 0
2022-05-01 | 2022 | 5 |  |  | 0 |  |  | 0
2022-06-01 | 2022 | 6 |  |  | 0 |  |  | 0
2022-07-01 | 2022 | 7 |  |  | 0 |  |  | 0
2022-08-01 | 2022 | 8 |  |  | 0 |  |  | 0
2022-09-01 | 2022 | 9 |  |  | 0 |  |  | 0
2022-10-01 | 2022 | 10 |  |  | 0 |  |  | 0
2022-11-01 | 2022 | 11 |  |  | 0 |  |  | 0
2022-12-01 | 2022 | 12 |  | 0 | 0 | 0 |  | 0
2023-01-01 | 2023 | 1 |  | #DIV/0! | 0 | #DIV/0! |  | 0
2023-02-01 | 2023 | 2 |  |  | 0 |  |  | 0
2023-03-01 | 2023 | 3 |  |  | 0 |  |  | 0
2023-04-01 | 2023 | 4 |  |  | 0 |  |  | 0
2023-05-01 | 2023 | 5 |  |  | 0 |  |  | 0
2023-06-01 | 2023 | 6 |  |  | 0 |  |  | 0
2023-07-01 | 2023 | 7 |  |  | 0 |  |  | 0
2023-08-01 | 2023 | 8 |  |  | 0 |  |  | 0
2023-09-01 | 2023 | 9 |  |  | 0 |  |  | 0
2023-10-01 | 2023 | 10 |  |  | 0 |  |  | 0
2023-11-01 | 2023 | 11 |  |  | 0 |  |  | 0
2023-12-01 | 2023 | 12 |  | 0 | 0 | 0 |  | 0
2024-01-01 | 2024 | 1 |  | #DIV/0! | 0 | #DIV/0! |  | 0
2024-02-01 | 2024 | 2 |  |  | 0 |  |  | 0
2024-03-01 | 2024 | 3 |  |  | 0 |  |  | 0
2024-04-01 | 2024 | 4 |  |  | 0 |  |  | 0
2024-05-01 | 2024 | 5 |  |  | 0 |  |  | 0
2024-06-01 | 2024 | 6 |  |  | 0 |  |  | 0
2024-07-01 | 2024 | 7 |  |  | 0 |  |  | 0
2024-08-01 | 2024 | 8 |  |  | 0 |  |  | 0
2024-09-01 | 2024 | 9 |  |  | 0 |  |  | 0
2024-10-01 | 2024 | 10 |  |  | 0 |  |  | 0
2024-11-01 | 2024 | 11 |  |  | 0 |  |  | 0
2024-12-01 | 2024 | 12 |  | 0 | 0 | 0 |  | 0
2025-01-01 | 2025 | 1 |  | #DIV/0! | 0 | #DIV/0! |  | 0
2025-02-01 | 2025 | 2 |  |  | 0 |  |  | 0
2025-03-01 | 2025 | 3 |  |  | 0 |  |  | 0
2025-04-01 | 2025 | 4 |  |  | 0 |  |  | 0
2025-05-01 | 2025 | 5 |  |  | 0 |  |  | 0
2025-06-01 | 2025 | 6 |  |  | 0 |  |  | 0
2025-07-01 | 2025 | 7 |  |  | 0 |  |  | 0
2025-08-01 | 2025 | 8 |  |  | 0 |  |  | 0
2025-09-01 | 2025 | 9 |  |  | 0 |  |  | 0
2025-10-01 | 2025 | 10 |  |  | 0 |  |  | 0
2025-11-01 | 2025 | 11 |  |  | 0 |  |  | 0
2025-12-01 | 2025 | 12 |  | 0 | 0 | 0 |  | 0
2026-01-01 | 2026 | 1 |  | #DIV/0! | 0 | #DIV/0! |  | 0
2026-02-01 | 2026 | 2 |  |  | 0 |  |  | 0
2026-03-01 | 2026 | 3 |  |  | 0 |  |  | 0
2026-04-01 | 2026 | 4 |  |  | 0 |  |  | 0
2026-05-01 | 2026 | 5 |  |  | 0 |  |  | 0
2026-06-01 | 2026 | 6 |  |  | 0 |  |  | 0
2026-07-01 | 2026 | 7 |  |  | 0 |  |  | 0
2026-08-01 | 2026 | 8 |  |  | 0 |  |  | 0
2026-09-01 | 2026 | 9 |  |  | 0 |  |  | 0
2026-10-01 | 2026 | 10 |  |  | 0 |  |  | 0
2026-11-01 | 2026 | 11 |  |  | 0 |  |  | 0
2026-12-01 | 2026 | 12 |  | 0 | 0 | 0 |  | 0
2027-01-01 | 2027 | 1 |  | #DIV/0! | 0 | #DIV/0! |  | 0
2027-02-01 | 2027 | 2 |  |  | 0 |  |  | 0
2027-03-01 | 2027 | 3 |  |  | 0 |  |  | 0
2027-04-01 | 2027 | 4 |  |  | 0 |  |  | 0
2027-05-01 | 2027 | 5 |  |  | 0 |  |  | 0
2027-06-01 | 2027 | 6 |  |  | 0 |  |  | 0
2027-07-01 | 2027 | 7 |  |  | 0 |  |  | 0
2027-08-01 | 2027 | 8 |  |  | 0 |  |  | 0
2027-09-01 | 2027 | 9 |  |  | 0 |  |  | 0
2027-10-01 | 2027 | 10 |  |  | 0 |  |  | 0
2027-11-01 | 2027 | 11 |  |  | 0 |  |  | 0
2027-12-01 | 2027 | 12 |  | 0 | 0 | 0 |  | 0
2028-01-01 | 2028 | 1 |  | #DIV/0! | 0 | #DIV/0! |  | 0
2028-02-01 | 2028 | 2 |  |  | 0 |  |  | 0
2028-03-01 | 2028 | 3 |  |  | 0 |  |  | 0
2028-04-01 | 2028 | 4 |  |  | 0 |  |  | 0
2028-05-01 | 2028 | 5 |  |  | 0 |  |  | 0
2028-06-01 | 2028 | 6 |  |  | 0 |  |  | 0
2028-07-01 | 2028 | 7 |  |  | 0 |  |  | 0
2028-08-01 | 2028 | 8 |  |  | 0 |  |  | 0
2028-09-01 | 2028 | 9 |  |  | 0 |  |  | 0
2028-10-01 | 2028 | 10 |  |  | 0 |  |  | 0
2028-11-01 | 2028 | 11 |  |  | 0 |  |  | 0
2028-12-01 | 2028 | 12 |  | 0 | 0 | 0 |  | 0
2029-01-01 | 2029 | 1 |  | #DIV/0! | 0 | #DIV/0! |  | 0
2029-02-01 | 2029 | 2 |  |  | 0 |  |  | 0
2029-03-01 | 2029 | 3 |  |  | 0 |  |  | 0
2029-04-01 | 2029 | 4 |  |  | 0 |  |  | 0
2029-05-01 | 2029 | 5 |  |  | 0 |  |  | 0
2029-06-01 | 2029 | 6 |  |  | 0 |  |  | 0
2029-07-01 | 2029 | 7 |  |  | 0 |  |  | 0
2029-08-01 | 2029 | 8 |  |  | 0 |  |  | 0
2029-09-01 | 2029 | 9 |  |  | 0 |  |  | 0
2029-10-01 | 2029 | 10 |  |  | 0 |  |  | 0
2029-11-01 | 2029 | 11 |  |  | 0 |  |  | 0
2029-12-01 | 2029 | 12 |  | 0 | 0 | 0 |  | 0
2030-01-01 | 2030 | 1 |  | #DIV/0! | 0 | #DIV/0! |  | 0
2030-02-01 | 2030 | 2 |  |  | 0 |  |  | 0
2030-03-01 | 2030 | 3 |  |  | 0 |  |  | 0
2030-04-01 | 2030 | 4 |  |  | 0 |  |  | 0
2030-05-01 | 2030 | 5 |  |  | 0 |  |  | 0
2030-06-01 | 2030 | 6 |  |  | 0 |  |  | 0
2030-07-01 | 2030 | 7 |  |  | 0 |  |  | 0
2030-08-01 | 2030 | 8 |  |  | 0 |  |  | 0
2030-09-01 | 2030 | 9 |  |  | 0 |  |  | 0
2030-10-01 | 2030 | 10 |  |  | 0 |  |  | 0
2030-11-01 | 2030 | 11 |  |  | 0 |  |  | 0
2030-12-01 | 2030 | 12 |  | 0 | 0 | 0 |  | 0
2031-01-01 | 2031 | 1 |  | #DIV/0! | 0 | #DIV/0! |  | 0
2031-02-01 | 2031 | 2 |  |  | 0 |  |  | 0
2031-03-01 | 2031 | 3 |  |  | 0 |  |  | 0
2031-04-01 | 2031 | 4 |  |  | 0 |  |  | 0
2031-05-01 | 2031 | 5 |  |  | 0 |  |  | 0
2031-06-01 | 2031 | 6 |  |  | 0 |  |  | 0
2031-07-01 | 2031 | 7 |  |  | 0 |  |  | 0
2031-08-01 | 2031 | 8 |  |  | 0 |  |  | 0
2031-09-01 | 2031 | 9 |  |  | 0 |  |  | 0
2031-10-01 | 2031 | 10 |  |  | 0 |  |  | 0
2031-11-01 | 2031 | 11 |  |  | 0 |  |  | 0
2031-12-01 | 2031 | 12 |  | 0 | 0 | 0 |  | 0
2032-01-01 | 2032 | 1 |  | #DIV/0! | 0 | #DIV/0! |  | 0
2032-02-01 | 2032 | 2 |  |  | 0 |  |  | 0
2032-03-01 | 2032 | 3 |  |  | 0 |  |  | 0
2032-04-01 | 2032 | 4 |  |  | 0 |  |  | 0
2032-05-01 | 2032 | 5 |  |  | 0 |  |  | 0
2032-06-01 | 2032 | 6 |  |  | 0 |  |  | 0
2032-07-01 | 2032 | 7 |  |  | 0 |  |  | 0
2032-08-01 | 2032 | 8 |  |  | 0 |  |  | 0
2032-09-01 | 2032 | 9 |  |  | 0 |  |  | 0
2032-10-01 | 2032 | 10 |  |  | 0 |  |  | 0
2032-11-01 | 2032 | 11 |  |  | 0 |  |  | 0
2032-12-01 | 2032 | 12 |  | 0 | 0 | 0 |  | 0
2033-01-01 | 2033 | 1 |  | #DIV/0! | 0 | #DIV/0! |  | 0
2033-02-01 | 2033 | 2 |  |  | 0 |  |  | 0
2033-03-01 | 2033 | 3 |  |  | 0 |  |  | 0
2033-04-01 | 2033 | 4 |  |  | 0 |  |  | 0
2033-05-01 | 2033 | 5 |  |  | 0 |  |  | 0
2033-06-01 | 2033 | 6 |  |  | 0 |  |  | 0
2033-07-01 | 2033 | 7 |  |  | 0 |  |  | 0
2033-08-01 | 2033 | 8 |  |  | 0 |  |  | 0
2033-09-01 | 2033 | 9 |  |  | 0 |  |  | 0
2033-10-01 | 2033 | 10 |  |  | 0 |  |  | 0
2033-11-01 | 2033 | 11 |  |  | 0 |  |  | 0
2033-12-01 | 2033 | 12 |  | 0 | 0 | 0 |  | 0
2034-01-01 | 2034 | 1 |  | #DIV/0! | 0 | #DIV/0! |  | 0
2034-02-01 | 2034 | 2 |  |  | 0 |  |  | 0
2034-03-01 | 2034 | 3 |  |  | 0 |  |  | 0
2034-04-01 | 2034 | 4 |  |  | 0 |  |  | 0
2034-05-01 | 2034 | 5 |  |  | 0 |  |  | 0
2034-06-01 | 2034 | 6 |  |  | 0 |  |  | 0
2034-07-01 | 2034 | 7 |  |  | 0 |  |  | 0
2034-08-01 | 2034 | 8 |  |  | 0 |  |  | 0
2034-09-01 | 2034 | 9 |  |  | 0 |  |  | 0
2034-10-01 | 2034 | 10 |  |  | 0 |  |  | 0
2034-11-01 | 2034 | 11 |  |  | 0 |  |  | 0
2034-12-01 | 2034 | 12 |  | 0 | 0 | 0 |  | 0
2035-01-01 | 2035 | 1 |  | #DIV/0! | 0 | #DIV/0! |  | 0
2035-02-01 | 2035 | 2 |  |  | 0 |  |  | 0
2035-03-01 | 2035 | 3 |  |  | 0 |  |  | 0
2035-04-01 | 2035 | 4 |  |  | 0 |  |  | 0
2035-05-01 | 2035 | 5 |  |  | 0 |  |  | 0
2035-06-01 | 2035 | 6 |  |  | 0 |  |  | 0
2035-07-01 | 2035 | 7 |  |  | 0 |  |  | 0
2035-08-01 | 2035 | 8 |  |  | 0 |  |  | 0
2035-09-01 | 2035 | 9 |  |  | 0 |  |  | 0
2035-10-01 | 2035 | 10 |  |  | 0 |  |  | 0
2035-11-01 | 2035 | 11 |  |  | 0 |  |  | 0
2035-12-01 | 2035 | 12 |  | 0 | 0 | 0 |  | 0
2036-01-01 | 2036 | 1 |  | #DIV/0! | 0 | #DIV/0! |  | 0
2036-02-01 | 2036 | 2 |  |  | 0 |  |  | 0
2036-03-01 | 2036 | 3 |  |  | 0 |  |  | 0
2036-04-01 | 2036 | 4 |  |  | 0 |  |  | 0
2036-05-01 | 2036 | 5 |  |  | 0 |  |  | 0
2036-06-01 | 2036 | 6 |  |  | 0 |  |  | 0
2036-07-01 | 2036 | 7 |  |  | 0 |  |  | 0
2036-08-01 | 2036 | 8 |  |  | 0 |  |  | 0
2036-09-01 | 2036 | 9 |  |  | 0 |  |  | 0
2036-10-01 | 2036 | 10 |  |  | 0 |  |  | 0
2036-11-01 | 2036 | 11 |  |  | 0 |  |  | 0
2036-12-01 | 2036 | 12 |  | 0 | 0 | 0 |  | 0
2037-01-01 | 2037 | 1 |  | #DIV/0! | 0 | #DIV/0! |  | 0
2037-02-01 | 2037 | 2 |  |  | 0 |  |  | 0
2037-03-01 | 2037 | 3 |  |  | 0 |  |  | 0
2037-04-01 | 2037 | 4 |  |  | 0 |  |  | 0
2037-05-01 | 2037 | 5 |  |  | 0 |  |  | 0
2037-06-01 | 2037 | 6 |  |  | 0 |  |  | 0
2037-07-01 | 2037 | 7 |  |  | 0 |  |  | 0
2037-08-01 | 2037 | 8 |  |  | 0 |  |  | 0
2037-09-01 | 2037 | 9 |  |  | 0 |  |  | 0
2037-10-01 | 2037 | 10 |  |  | 0 |  |  | 0
2037-11-01 | 2037 | 11 |  |  | 0 |  |  | 0
2037-12-01 | 2037 | 12 |  | 0 | 0 | 0 |  | 0
2038-01-01 | 2038 | 1 |  | #DIV/0! | 0 | #DIV/0! |  | 0
2038-02-01 | 2038 | 2 |  |  | 0 |  |  | 0
2038-03-01 | 2038 | 3 |  |  | 0 |  |  | 0
2038-04-01 | 2038 | 4 |  |  | 0 |  |  | 0
2038-05-01 | 2038 | 5 |  |  | 0 |  |  | 0
2038-06-01 | 2038 | 6 |  |  | 0 |  |  | 0
2038-07-01 | 2038 | 7 |  |  | 0 |  |  | 0
2038-08-01 | 2038 | 8 |  |  | 0 |  |  | 0
2038-09-01 | 2038 | 9 |  |  | 0 |  |  | 0
2038-10-01 | 2038 | 10 |  |  | 0 |  |  | 0
2038-11-01 | 2038 | 11 |  |  | 0 |  |  | 0
2038-12-01 | 2038 | 12 |  | 0 | 0 | 0 |  | 0
2039-01-01 | 2039 | 1 |  | #DIV/0! | 0 | #DIV/0! |  | 0
2039-02-01 | 2039 | 2 |  |  | 0 |  |  | 0
2039-03-01 | 2039 | 3 |  |  | 0 |  |  | 0
2039-04-01 | 2039 | 4 |  |  | 0 |  |  | 0
2039-05-01 | 2039 | 5 |  |  | 0 |  |  | 0
2039-06-01 | 2039 | 6 |  |  | 0 |  |  | 0
2039-07-01 | 2039 | 7 |  |  | 0 |  |  | 0
2039-08-01 | 2039 | 8 |  |  | 0 |  |  | 0
2039-09-01 | 2039 | 9 |  |  | 0 |  |  | 0
2039-10-01 | 2039 | 10 |  |  | 0 |  |  | 0
2039-11-01 | 2039 | 11 |  |  | 0 |  |  | 0
2039-12-01 | 2039 | 12 |  | 0 | 0 | 0 |  | 0
2040-01-01 | 2040 | 1 |  | #DIV/0! | 0 | #DIV/0! |  | 0
2040-02-01 | 2040 | 2 |  |  | 0 |  |  | 0
2040-03-01 | 2040 | 3 |  |  | 0 |  |  | 0
2040-04-01 | 2040 | 4 |  |  | 0 |  |  | 0
2040-05-01 | 2040 | 5 |  |  | 0 |  |  | 0
2040-06-01 | 2040 | 6 |  |  | 0 |  |  | 0
2040-07-01 | 2040 | 7 |  |  | 0 |  |  | 0
2040-08-01 | 2040 | 8 |  |  | 0 |  |  | 0
2040-09-01 | 2040 | 9 |  |  | 0 |  |  | 0
2040-10-01 | 2040 | 10 |  |  | 0 |  |  | 0
2040-11-01 | 2040 | 11 |  |  | 0 |  |  | 0
2040-12-01 | 2040 | 12 |  | 0 | 0 | 0 |  | 0
|  |  |  | #DIV/0! | 0 | #DIV/0!

## New Smyra Beach
FPL 000590 OCEC NEED | Billed Sales | NEL | Delivered Sales | Non-Coincident Peaks | Coincident Peaks | Hours |  | Per Wholesale Log
2014-01-01 | 0 | 0 | 0 | 0 | 0 | 744 | #DIV/0!
2014-02-01 | 0 | 18635 | 18635 | 35 | 30 | 672 | 79.23% | 35000
2014-03-01 | 18643 | 14868 | 14868 | 20 | 20 | 744 | 99.92% | 20000
2014-04-01 | 14860 | 7200 | 7200 | 10 | 10 | 720 | 100% | 10000
2014-05-01 | 7200 | 14775 | 14775 | 20 | 30 | 744 | 99.29% | 20000
2014-06-01 | 14775 | 23090 | 23090 | 35 | 35 | 720 | 91.63%
2014-07-01 | 23090 | 24575 | 24575 | 35 | 35 | 744 | 94.01%
2014-08-01 | 24575 | 26040 | 26040 | 35 | 35 | 744 | 94.01%
2014-09-01 | 26040 | 18000 | 18000 | 25 | 25 | 720 | 94.01%
2014-10-01 | 18000 | 14880 | 14880 | 20 | 20 | 744 | 94.01%
2014-11-01 | 14880 | 7200 | 7200 | 10 | 10 | 720 | 94.01%
2014-12-01 | 7200 | 14880 | 14880 | 20 | 20 | 744 | 94.01%
2015-01-01 | 14880 | 29760 | 29760 | 40 | 40 | 744 | 94.01%
2015-02-01 | 29760 | 26880 | 26880 | 40 | 40 | 672 | 94.01%
2015-03-01 | 26880 | 14880 | 14880 | 20 | 20 | 744 | 94.01%
2015-04-01 | 14880 | 14400 | 14400 | 20 | 20 | 720 | 94.01%
2015-05-01 | 14400 | 18600 | 18600 | 25 | 25 | 744 | 94.01%
2015-06-01 | 18600 | 28800 | 28800 | 40 | 40 | 720 | 94.01%
2015-07-01 | 28800 | 33480 | 33480 | 45 | 45 | 744 | 94.01%
2015-08-01 | 33480 | 33480 | 33480 | 45 | 45 | 744 | 94.01%
2015-09-01 | 33480 | 21600 | 21600 | 30 | 30 | 720 | 94.01%
2015-10-01 | 21600 | 14880 | 14880 | 20 | 20 | 744 | 94.01% |  | =
2015-11-01 | 14880 | 10800 | 10800 | 15 | 15 | 720 | 94.01%
2015-12-01 | 10800 | 14880 | 14880 | 20 | 20 | 744 | 94.01%
2016-01-01 | 14880 | 29760 | 29760 | 40 | 40 | 744 | 94.01%
2016-02-01 | 29760 | 27840 | 27840 | 40 | 40 | 696 | 94.01%
2016-03-01 | 27840 | 18600 | 18600 | 25 | 25 | 744 | 94.01%
2016-04-01 | 18600 | 14400 | 14400 | 20 | 20 | 720 | 94.01%
2016-05-01 | 14400 | 22320 | 22320 | 30 | 30 | 744 | 94.01%
2016-06-01 | 22320 | 28800 | 28800 | 40 | 40 | 720 | 94.01%
2016-07-01 | 28800 | 33480 | 33480 | 45 | 45 | 744 | 94.01%
2016-08-01 | 33480 | 33480 | 33480 | 45 | 45 | 744 | 94.01%
2016-09-01 | 33480 | 25200 | 25200 | 35 | 35 | 720 | 94.01%
2016-10-01 | 25200 | 18600 | 18600 | 25 | 25 | 744 | 94.01%
2016-11-01 | 18600 | 14400 | 14400 | 20 | 20 | 720 | 94.01%
2016-12-01 | 14400 | 18600 | 18600 | 25 | 25 | 744 | 94.01%
2017-01-01 | 18600 | 33480 | 33480 | 45 | 45 | 744 | 94.01%
2017-02-01 | 33480 | 30240 | 30240 | 45 | 45 | 672 | 94.01%
2017-03-01 | 30240 | 22320 | 22320 | 30 | 30 | 744 | 94.01%
2017-04-01 | 22320 | 14400 | 14400 | 20 | 20 | 720 | 94.01%
2017-05-01 | 14400 | 22320 | 22320 | 30 | 30 | 744 | 94.01%
2017-06-01 | 22320 | 32400 | 32400 | 45 | 45 | 720 | 94.01%
2017-07-01 | 32400 | 33480 | 33480 | 45 | 45 | 744 | 94.01%
2017-08-01 | 33480 | 33480 | 33480 | 45 | 45 | 744 | 94.01%
2017-09-01 | 33480 | 25200 | 25200 | 35 | 35 | 720 | 94.01%
2017-10-01 | 25200 | 22320 | 22320 | 30 | 30 | 744 | 94.01%
2017-11-01 | 22320 | 14400 | 14400 | 20 | 20 | 720 | 94.01%
2017-12-01 | 14400 | 22320 | 22320 | 30 | 30 | 744 | 94.01%
2018-01-01 | 22320

## Blountstown
City of Blountstown | [6 empty] | Florida Power & Light Company
Forecast | [5 empty] | FPL 000591 OCEC NEED | FPL and Southern Co. Losses
Month | Billed Sales | NEL | Delivered Sales | NCP | CP |  | Voltage Level | Energy Loss Factor
2012-05-01 | na | 3589.85 | 3589.85 | 8.313 | 8 | 0.96235 | <<< Contract begins in May 2012
2012-06-01 | 3589.85 | 3674.217 | 3674.217 | 8.105 | 8 | 0.98705
2012-07-01 | 3674.217 | 4116.039 | 4116.039 | 8.571 | 8 | 0.93338 | Delivered Sales already grossed up for losses
2012-08-01 | 4116.039 | 3897.069 | 3897.069 | 8.455 | 6 | 0.70964
2012-09-01 | 3897.069 | 3490.969 | 3490.969 | 7.681 | 7 | 0.91134
2012-10-01 | 3490.969 | 3039.8842 | 3039.8842 | 6.442 | 6 | 0.93139
2012-11-01 | 3039.8842 | 2761.0591 | 2761.0591 | 6.02 | 4 | 0.66445
2012-12-01 | 2761.0591 | 3043.7551 | 3043.7551 | 5.707 | 5 | 0.87612
2013-01-01 | 3043.7551 | 2945.2308 | 2945.2308 | 6.528 | 4 | 0.61275
2013-02-01 | 2945.2308 | 2657.6967 | 2657.6967 | 6.727 | 4 | 0.59462
2013-03-01 | 2657.6967 | 2948.5339 | 2948.5339 | 6.742 | 7 | 1.0383
2013-04-01 | 2948.5339 | 2772.426 | 2772.426 | 6.324 | 4 | 0.63251
2013-05-01 | 2772.426 | 3201.0166 | 3201.0166 | 7.555 | 7 | 0.92654
2013-06-01 | 3201.0166 | 3746.2912 | 3746.2912 | 7.988 | 8 | 1.0015
2013-07-01 | 3746.2912 | 3766.6253 | 3766.6253 | 8.255 | 8 | 0.96911
2013-08-01 | 3766.6253 | 3922.9659 | 3922.9659 | 8.389 | 6 | 0.71522
2013-09-01 | 3922.9659 | 3620.5109 | 3620.5109 | 8.163 | 8 | 0.98003
2013-10-01 | 3620.5109 | 2964.0969 | 2964.0969 | 7.22 | 5 | 0.69252
2013-11-01 | 2964.0969 | 2661.8907 | 2661.8907 | 5.707 | 5 | 0.87612
2013-12-01 | 2661.8907 | 2936.5062 | 2936.5062 | 6.401 | 4 | 0.6249
2014-01-01 | 2936.5062 | 3598.7402 | 3598.7402 | 8.505 | 7 | 0.82305
2014-02-01 | 3644.0069 | 2923.0439 | 2923.0439 | 6.861 | 4 | 0.58301
2014-03-01 | 2606.7177 | 2594.3847 | 2594.3847 | 5.883 | 3 | 0.50994
2014-04-01 | 2685.4213 | 2558.4093 | 2558.4093 | 6.516 | 7 | 1.0743
2014-05-01 | 2650.1254 | 2856.3084 | 2856.3084 | 7.297 | 7 | 0.9593
2014-06-01 | 3184.929 | 4003.365 | 4003.365 | 7 | 7 | 1
2014-07-01 | 3664.6651 | 3991.8651 | 3991.8651 | 8.413 | 8 | 0.95091
2014-08-01 | 3991.8651 | 3910.0174 | 3910.0174 | 8.422 | 6 | 0.71242
2014-09-01 | 3910.0174 | 3555.7399 | 3555.7399 | 7.922 | 7.5 | 0.94673
2014-10-01 | 3555.7399 | 3001.9905 | 3001.9905 | 6.831 | 5.5 | 0.80515
2014-11-01 | 3001.9905 | 2711.4749 | 2711.4749 | 5.8635 | 4.5 | 0.76746
2014-12-01 | 2711.4749 | 2990.1306 | 2990.1306 | 6.054 | 4.5 | 0.74331
2015-01-01 | 2990.1306 | 3271.9855 | 3271.9855 | 7.5165 | 5.5 | 0.73172
2015-02-01 | 3271.9855 | 2790.3703 | 2790.3703 | 6.794 | 4 | 0.58875
2015-03-01 | 2790.3703 | 2771.4593 | 2771.4593 | 6.3125 | 5 | 0.79208
2015-04-01 | 2771.4593 | 2665.4176 | 2665.4176 | 6.42 | 5.5 | 0.8567
2015-05-01 | 2665.4176 | 3028.6625 | 3028.6625 | 7.426 | 7 | 0.94263
2015-06-01 | 3028.6625 | 3874.8281 | 3874.8281 | 7.494 | 7.5 | 1.0008
2015-07-01 | 3874.8281 | 3879.2452 | 3879.2452 | 8.334 | 8 | 0.95992
2015-08-01 | 3879.2452 | 3916.4917 | 3916.4917 | 8.4055 | 6 | 0.71382
2015-09-01 | 3916.4917 | 3588.1254 | 3588.1254 | 8.0425 | 7.75 | 0.96363
2015-10-01 | 3588.1254 | 2983.0437 | 2983.0437 | 7.0255 | 5.25 | 0.74728
2015-11-01 | 2983.0437 | 2686.6828 | 2686.6828 | 5.7852 | 4.75 | 0.82105
2015-12-01 | 2686.6828 | 2963.3184 | 2963.3184 | 6.2275 | 4.25 | 0.68246
2016-01-01 | 2963.3184 | 3435.3628 | 3435.3628 | 8.0108 | 6.25 | 0.7802
2016-02-01 | 3435.3628 | 2856.7071 | 2856.7071 | 6.8275 | 4 | 0.58587
2016-03-01 | 2856.7071 | 2682.922 | 2682.922 | 6.0977 | 4 | 0.65598
2016-04-01 | 2682.922 | 2611.9134 | 2611.9134 | 6.468 | 6.25 | 0.9663
2016-05-01 | 2611.9134 | 2942.4855 | 2942.4855 | 7.3615 | 7 | 0.95089
2016-06-01 | 2942.4855 | 3939.0965 | 3939.0965 | 7.247 | 7.25 | 1.0004
2016-07-01 | 3939.0965 | 3935.5552 | 3935.5552 | 8.3735 | 8 | 0.95539
2016-08-01 | 3935.5552 | 3913.2545 | 3913.2545 | 8.4138 | 6 | 0.71312
2016-09-01 | 3913.2545 | 3571.9327 | 3571.9327 | 7.9823 | 7.625 | 0.95524
2016-10-01 | 3571.9327 | 2992.5171 | 2992.5171 | 6.9282 | 5.375 | 0.77581
2016-11-01 | 2992.5171 | 2699.0788 | 2699.0788 | 5.8244 | 4.625 | 0.79408
2016-12-01 | 2699.0788 | 2976.7245 | 2976.7245 | 6.1408 | 4.375 | 0.71245
2017-01-01 | 2976.7245 | 3353.6742 | 3353.6742 | 7.7636 | 5.875 | 0.75673
2017-02-01 | 3353.6742 | 2823.5387 | 2823.5387 | 6.8108 | 4 | 0.58731
2017-03-01 | 2823.5387 | 2727.1907 | 2727.1907 | 6.2051 | 4.5 | 0.72521
2017-04-01 | 2727.1907 | 2638.6655 | 2638.6655 | 6.444 | 5.875 | 0.9117
2017-05-01 | 2638.6655 |  |  |  |  | #DIV/0!
2017-06-01 | [5 empty] | #DIV/0!
2017-07-01 | [5 empty] | #DIV/0!
2017-08-01 | [5 empty] | #DIV/0!
2017-09-01 | [5 empty] | #DIV/0!
2017-10-01 | [5 empty] | #DIV/0!
2017-11-01 | [5 empty] | #DIV/0!
2017-12-01 | [5 empty] | #DIV/0!

## Wauchula
FPL 000592 OCEC NEED | [6 empty] | Florida Power & Light Company
| Billed Sales | NEL | Delivered Sales | Non-Coincident Peaks | Coincident Peaks
2011-10-14 21:36 |  | 4846.848 | 4846.848 | 11.157 | 11.157 | 1
2011-11-14 07:41 | 4846.848 | 4334.544 | 4334.544 | 10.145 | 10.145 | 1 | Delivered Sales already include losses
2011-12-14 17:46 | 4334.544 | 4447.383 | 4447.383 | 8.484 | 8.484 | 1
2012-01-14 03:50 | 4447.383 | 4696.802 | 4696.802 | 13.129 | 13 | 0.99017
2012-02-13 13:55 | 4696.802 | 4387.837 | 4387.837 | 11.883 | 10 | 0.84154
2012-03-15 | 4387.837 | 4923.181 | 4923.181 | 10.638 | 11 | 1.034
2012-04-14 10:05 | 4923.181 | 4983.3242 | 4983.3242 | 11.65 | 11 | 0.94421
2012-05-14 20:10 | 4983.3242 | 6121.0439 | 6121.0439 | 13.132 | 13 | 0.98995
2012-06-14 06:14 | 6121.0439 | 5728.745 | 5728.745 | 13.054 | 12 | 0.91926
2012-07-14 16:19 | 5728.745 | 6238.9201 | 6238.9201 | 13.417 | 13 | 0.96892
2012-08-14 02:24 | 6238.9201 | 6415.799 | 6415.799 | 13.65 | 13 | 0.95238
2012-09-13 12:29 | 6415.799 | 5749.07 | 5749.07 | 12.873 | 11 | 0.8545
2012-10-13 22:34 | 5749.07 | 5337.9446 | 5337.9446 | 12.1114 | 11 | 0.90824
2012-11-13 08:38 | 5337.9446 | 4122.5101 | 4122.5101 | 8.1558 | 8 | 0.9809
2012-12-13 18:43 | 4122.5101 | 4579.383 | 4579.383 | 10.032 | 9 | 0.89713
2013-01-13 04:48 | 4579.383 | 4430.53 | 4430.53 | 8.9628 | 9 | 1.0041
2013-02-12 14:53 | 4430.53 | 4216.1532 | 4216.1532 | 10.8526 | 10 | 0.92144
2013-03-15 00:58 | 4216.1532 | 4511.5509 | 4511.5509 | 11.3644 | 11 | 0.96793
2013-04-14 11:02 | 4511.5509 | 5015.6158 | 5015.6158 | 11.5789 | 10 | 0.86364
2013-05-14 21:07 | 5015.6158 | 5416.7007 | 5416.7007 | 12.3663 | 12 | 0.97038
2013-06-14 07:12 | 5416.7007 | 5723.4525 | 5723.4525 | 13.1847 | 12 | 0.91014
2013-07-14 17:17 | 5723.4525 | 5654.0407 | 5654.0407 | 12.4998 | 11 | 0.88001
2013-08-14 03:22 | 5654.0407 | 6416.3103 | 6416.3103 | 13.5557 | 13 | 0.95901
2013-09-13 13:26 | 6416.3103 | 5734.3012 | 5734.3012 | 13.0221 | 13 | 0.99831
2013-10-13 23:31 | 5734.3012 | 5499.3548 | 5499.3548 | 11.9041 | 11 | 0.92405
2013-11-13 09:36 | 5499.3548 | 4493.9387 | 4493.9387 | 10.3095 | 10 | 0.96998
2013-12-13 19:41 | 4493.9387 | 4642.2964 | 4642.2964 | 10.032 | 9 | 0.89713
2014-01-13 05:46 | 4642.2964 | 5124.5694 | 5124.5694 | 12.4429 | 12 | 0.9644
2014-02-12 15:50 | 5095.5527 | 4132.2357 | 4132.2357 | 9.4077 | 9 | 0.95666
2014-03-15 01:55 | 4168.5845 | 4021.6145 | 4021.6145 | 9.0168 | 8 | 0.88723
2014-04-14 12:00 | 4477.9104 | 5396.7404 | 5396.7404 | 12.4729 | 12 | 0.96208
2014-05-14 22:05 | 4975.8194 | 5912.6414 | 5912.6414 | 12.6573 | 13 | 1.0271
2014-06-14 08:10 | 5840.878 | 5789.238 | 5789.238 | 13 | 13 | 1
2014-07-14 18:14 | 6004.2162 | 6401.7082 | 6401.7082 | 12.9584 | 12 | 0.92604
2014-08-14 04:19 | 6401.7082 | 6416.0547 | 6416.0547 | 13.6028 | 13 | 0.95568
2014-09-13 14:24 | 6416.0547 | 5741.6856 | 5741.6856 | 12.9475 | 12 | 0.92682
2014-10-14 00:29 | 5741.6856 | 5418.6497 | 5418.6497 | 12.0078 | 11 | 0.91607
2014-11-13 10:34 | 5418.6497 | 4308.2244 | 4308.2244 | 9.2326 | 9 | 0.9748
2014-12-13 20:38 | 4308.2244 | 4610.8397 | 4610.8397 | 10.032 | 9 | 0.89713
2015-01-13 06:43 | 4610.8397 | 4777.5497 | 4777.5497 | 10.7029 | 10.5 | 0.98104
2015-02-12 16:48 | 4777.5497 | 4174.1945 | 4174.1945 | 10.1301 | 9.5 | 0.93779
2015-03-15 02:53 | 4174.1945 | 4266.5827 | 4266.5827 | 10.1906 | 9.5 | 0.93223
2015-04-14 12:58 | 4266.5827 | 5206.1781 | 5206.1781 | 12.0259 | 11 | 0.91469
2015-05-14 23:02 | 5206.1781 | 5664.6711 | 5664.6711 | 12.5118 | 12.5 | 0.99906
2015-06-14 09:07 | 5664.6711 | 5756.3453 | 5756.3453 | 13.0924 | 12.5 | 0.95475
2015-07-14 19:12 | 5756.3453 | 6401.7082 | 6401.7082 | 12.9584 | 12 | 0.92604
2015-08-14 05:17 | 6401.7082 | 6416.0547 | 6416.0547 | 13.6028 | 13 | 0.95568
2015-09-13 15:22 | 6416.0547 | 5741.6856 | 5741.6856 | 12.9475 | 12 | 0.92682
2015-10-14 01:26 | 5741.6856 | 5418.6497 | 5418.6497 | 12.0078 | 11 | 0.91607
2015-11-13 11:31 | 5418.6497 | 4308.2244 | 4308.2244 | 9.2326 | 9 | 0.9748
2015-12-13 21:36 | 4308.2244 | 4610.8397 | 4610.8397 | 10.032 | 9 | 0.89713
2016-01-13 07:41 | 4610.8397 | 4777.5497 | 4777.5497 | 10.7029 | 10.5 | 0.98104
2016-02-12 17:46 | 4777.5497 | 4174.1945 | 4174.1945 | 10.1301 | 9.5 | 0.93779
2016-03-14 03:50 | 4174.1945 | 4266.5827 | 4266.5827 | 10.1906 | 9.5 | 0.93223
2016-04-13 13:55 | 4266.5827 | 5206.1781 | 5206.1781 | 12.0259 | 11 | 0.91469
2016-05-14 | 5206.1781 | 5664.6711 | 5664.6711 | 12.5118 | 12.5 | 0.99906
2016-06-13 10:05 | 5664.6711 | 5756.3453 | 5756.3453 | 13.0924 | 12.5 | 0.95475
2016-07-13 20:10 | 5756.3453 | 6401.7082 | 6401.7082 | 12.9584 | 12 | 0.92604
2016-08-13 06:14 | 6401.7082 | 6416.0547 | 6416.0547 | 13.6028 | 13 | 0.95568
2016-09-12 16:19 | 6416.0547 | 5741.6856 | 5741.6856 | 12.9475 | 12 | 0.92682
2016-10-13 02:24 | 5741.6856 | 5418.6497 | 5418.6497 | 12.0078 | 11 | 0.91607
2016-11-12 12:29 | 5418.6497 | 4308.2244 | 4308.2244 | 9.2326 | 9 | 0.9748
2016-12-12 22:34 | 4308.2244 | 4610.8397 | 4610.8397 | 10.032 | 9 | 0.89713
2017-01-12 | 4610.8397
FPL sales
2011 | 9181.392 | 13628.775 | 13628.775 | 29.786 | #REF!
2012 | 63152.5599 | 63284.5599 | 63284.5599 | 135 | #REF!
2013 | 61691.3319 | 61754.2453 | 61754.2453 | 131 | #REF!
2014 | 63491.5803 | 63274.2018 | 63274.2018 | 139.7789 | 133
2015 | 62742.6836 | 62742.6836 | 62742.6836 | 139.4349 | 131.5
2016 | 62742.6836 | 62742.6836 | 62742.6836 | 139.4349 | 131.5

## Seminole
Year | Period | Seminole_NEL_MWH |  | Billed Sales |  | MW | Days in Month | Weekdays in Month | Date | Month | Year | DOW | Weekday | FPL 000593 OCEC NEED
2008 | 12 | 4500 | 4500 | [5 empty] | 2014-06-01 | 6 | 2014 | 1 | WE | 1 = Sunday
2009 | 1 | 4650 |  | 4500 |  | 75 |  |  | 2014-06-02 | 6 | 2014 | 2 | WD | 7 = Saturday
2009 | 2 | 4200 |  | 4650 |  | 75 |  |  | 2014-06-03 | 6 | 2014 | 3 | WD
2009 | 3 | 4650 |  | 4200 |  | 75 |  |  | 2014-06-04 | 6 | 2014 | 4 | WD
2009 | 4 | 4650 |  | 4650 |  | 75 |  |  | 2014-06-05 | 6 | 2014 | 5 | WD
2009 | 5 | 13500 |  | 4650 |  | 75 |  |  | 2014-06-06 | 6 | 2014 | 6 | WD
2009 | 6 | 20925 |  | 13500 |  | 75 |  |  | 2014-06-07 | 6 | 2014 | 7 | WE
2009 | 7 | 20250 |  | 20925 |  | 75 |  |  | 2014-06-08 | 6 | 2014 | 1 | WE
2009 | 8 | 20925 |  | 20250 |  | 75 |  |  | 2014-06-09 | 6 | 2014 | 2 | WD
2009 | 9 | 20925 |  | 20925 |  | 75 |  |  | 2014-06-10 | 6 | 2014 | 3 | WD
2009 | 10 | 6750 |  | 20925 |  | 75 |  |  | 2014-06-11 | 6 | 2014 | 4 | WD
2009 | 11 | 4650 |  | 6750 |  | 75 |  |  | 2014-06-12 | 6 | 2014 | 5 | WD
2009 | 12 | 4500 | 130575 | 4650 | 130575 | 75 |  |  | 2014-06-13 | 6 | 2014 | 6 | WD
2010 | 1 | 0 |  | 4500 | 4500 | 0 |  |  | 2014-06-14 | 6 | 2014 | 7 | WE
2010 | 2 | 0 |  | 0 |  | 0 |  |  | 2014-06-15 | 6 | 2014 | 1 | WE
2010 | 3 | 0 |  | 0 |  | 0 |  |  | 2014-06-16 | 6 | 2014 | 2 | WD
2010 | 4 | 0 |  | 0 |  | 0 |  |  | 2014-06-17 | 6 | 2014 | 3 | WD
2010 | 5 | 0 |  | 0 |  | 0 |  |  | 2014-06-18 | 6 | 2014 | 4 | WD
2010 | 6 | 0 |  | 0 |  | 0 |  |  | 2014-06-19 | 6 | 2014 | 5 | WD
2010 | 7 | 0 |  | 0 |  | 0 |  |  | 2014-06-20 | 6 | 2014 | 6 | WD
2010 | 8 | 0 |  | 0 |  | 0 |  |  | 2014-06-21 | 6 | 2014 | 7 | WE
2010 | 9 | 0 |  | 0 |  | 0 |  |  | 2014-06-22 | 6 | 2014 | 1 | WE
2010 | 10 | 0 |  | 0 |  | 0 |  |  | 2014-06-23 | 6 | 2014 | 2 | WD
2010 | 11 | 0 |  | 0 |  | 0 |  |  | 2014-06-24 | 6 | 2014 | 3 | WD
2010 | 12 | 0 |  | 0 |  | 0 |  |  | 2014-06-25 | 6 | 2014 | 4 | WD
2011 | 1 | 0 |  | 0 |  | 0 |  |  | 2014-06-26 | 6 | 2014 | 5 | WD
2011 | 2 | 0 |  | 0 |  | 0 |  |  | 2014-06-27 | 6 | 2014 | 6 | WD
2011 | 3 | 0 |  | 0 |  | 0 |  |  | 2014-06-28 | 6 | 2014 | 7 | WE
2011 | 4 | 0 |  | 0 |  | 0 |  |  | 2014-06-29 | 6 | 2014 | 1 | WE
2011 | 5 | 0 |  | 0 |  | 0 |  |  | 2014-06-30 | 6 | 2014 | 2 | WD
2011 | 6 | 0 |  | 0 |  | 0 |  |  | 2014-07-01 | 7 | 2014 | 3 | WD
2011 | 7 | 0 |  | 0 |  | 0 |  |  | 2014-07-02 | 7 | 2014 | 4 | WD
2011 | 8 | 0 |  | 0 |  | 0 |  |  | 2014-07-03 | 7 | 2014 | 5 | WD
2011 | 9 | 0 |  | 0 |  | 0 |  |  | 2014-07-04 | 7 | 2014 | 6 | WD
2011 | 10 | 0 |  | 0 |  | 0 |  |  | 2014-07-05 | 7 | 2014 | 7 | WE
2011 | 11 | 0 |  | 0 |  | 0 |  |  | 2014-07-06 | 7 | 2014 | 1 | WE
2011 | 12 | 0 |  | 0 |  | 0 |  |  | 2014-07-07 | 7 | 2014 | 2 | WD
2012 | 1 | 0 |  | 0 |  | 0 |  |  | 2014-07-08 | 7 | 2014 | 3 | WD
2012 | 2 | 0 |  | 0 |  | 0 |  |  | 2014-07-09 | 7 | 2014 | 4 | WD
2012 | 3 | 0 |  | 0 |  | 0 |  |  | 2014-07-10 | 7 | 2014 | 5 | WD
2012 | 4 | 0 |  | 0 |  | 0 |  |  | 2014-07-11 | 7 | 2014 | 6 | WD
2012 | 5 | 0 |  | 0 |  | 0 |  |  | 2014-07-12 | 7 | 2014 | 7 | WE
2012 | 6 | 0 |  | 0 |  | 0 |  |  | 2014-07-13 | 7 | 2014 | 1 | WE
2012 | 7 | 0 |  | 0 |  | 0 |  |  | 2014-07-14 | 7 | 2014 | 2 | WD
2012 | 8 | 0 |  | 0 |  | 0 |  |  | 2014-07-15 | 7 | 2014 | 3 | WD
2012 | 9 | 0 |  | 0 |  | 0 |  |  | 2014-07-16 | 7 | 2014 | 4 | WD
2012 | 10 | 0 |  | 0 |  | 0 |  |  | 2014-07-17 | 7 | 2014 | 5 | WD
2012 | 11 | 0 |  | 0 |  | 0 |  |  | 2014-07-18 | 7 | 2014 | 6 | WD
2012 | 12 | 0 |  | 0 |  | 0 |  |  | 2014-07-19 | 7 | 2014 | 7 | WE
2013 | 1 | 0 |  | 0 |  | 0 |  |  | 2014-07-20 | 7 | 2014 | 1 | WE
2013 | 2 | 0 |  | 0 |  | 0 |  |  | 2014-07-21 | 7 | 2014 | 2 | WD
2013 | 3 | 0 |  | 0 |  | 0 |  |  | 2014-07-22 | 7 | 2014 | 3 | WD
2013 | 4 | 0 |  | 0 |  | 0 |  |  | 2014-07-23 | 7 | 2014 | 4 | WD
2013 | 5 | 0 |  | 0 |  | 0 |  |  | 2014-07-24 | 7 | 2014 | 5 | WD
2013 | 6 | 0 |  | 0 |  | 0 |  |  | 2014-07-25 | 7 | 2014 | 6 | WD
2013 | 7 | 0 |  | 0 |  | 0 |  |  | 2014-07-26 | 7 | 2014 | 7 | WE
2013 | 8 | 0 |  | 0 |  | 0 |  |  | 2014-07-27 | 7 | 2014 | 1 | WE
2013 | 9 | 0 |  | 0 |  | 0 |  |  | 2014-07-28 | 7 | 2014 | 2 | WD
2013 | 10 | 0 |  | 0 |  | 0 |  |  | 2014-07-29 | 7 | 2014 | 3 | WD
2013 | 11 | 0 |  | 0 |  | 0 |  |  | 2014-07-30 | 7 | 2014 | 4 | WD
2013 | 12 | 0 |  | 0 |  | 0 |  |  | 2014-07-31 | 7 | 2014 | 5 | WD
2014 | 1 | 0 |  | 0 |  | 0 |  |  | 2014-08-01 | 8 | 2014 | 6 | WD
2014 | 2 | 0 |  | 0 |  | 0 |  |  | 2014-08-02 | 8 | 2014 | 7 | WE
2014 | 3 | 0 |  | 0 |  | 0 |  |  | 2014-08-03 | 8 | 2014 | 1 | WE
2014 | 4 | 0 |  | 0 |  | 0 |  |  | 2014-08-04 | 8 | 2014 | 2 | WD
2014 | 5 | 0 |  | 0 |  | 0 |  |  | 2014-08-05 | 8 | 2014 | 3 | WD
2014 | 6 | 81900 |  | 0 |  | 200 | 30 | 21 | 2014-08-06 | 8 | 2014 | 4 | WD
2014 | 7 | 90850 |  | 81900 |  | 200 | 31 | 23 | 2014-08-07 | 8 | 2014 | 5 | WD
2014 | 8 | 67200 |  | 90850 |  | 200 | 31 | 21 | 2014-08-08 | 8 | 2014 | 6 | WD
2014 | 9 | 70400 |  | 67200 |  | 200 | 30 | 22 | 2014-08-09 | 8 | 2014 | 7 | WE
2014 | 10 | 73600 |  | 70400 |  | 200 | 31 | 23 | 2014-08-10 | 8 | 2014 | 1 | WE
2014 | 11 | 64000 |  | 73600 |  | 200 | 30 | 20 | 2014-08-11 | 8 | 2014 | 2 | WD
2014 | 12 | 73600 |  | 64000 |  | 200 | 31 | 23 | 2014-08-12 | 8 | 2014 | 3 | WD
2015 | 1 | 70400 |  | 73600 |  | 200 | 31 | 22 | 2014-08-13 | 8 | 2014 | 4 | WD
2015 | 2 | 64000 |  | 70400 |  | 200 | 28 | 20 | 2014-08-14 | 8 | 2014 | 5 | WD
2015 | 3 | 70400 |  | 64000 |  | 200 | 31 | 22 | 2014-08-15 | 8 | 2014 | 6 | WD
2015 | 4 | 70400 |  | 70400 |  | 200 | 30 | 22 | 2014-08-16 | 8 | 2014 | 7 | WE
2015 | 5 | 67200 |  | 70400 |  | 200 | 31 | 21 | 2014-08-17 | 8 | 2014 | 1 | WE
2015 | 6 | 70400 |  | 67200 |  | 200 | 30 | 22 | 2014-08-18 | 8 | 2014 | 2 | WD
2015 | 7 | 73600 |  | 70400 |  | 200 | 31 | 23 | 2014-08-19 | 8 | 2014 | 3 | WD
2015 | 8 | 67200 |  | 73600 |  | 200 | 31 | 21 | 2014-08-20 | 8 | 2014 | 4 | WD
2015 | 9 | 70400 |  | 67200 |  | 200 | 30 | 22 | 2014-08-21 | 8 | 2014 | 5 | WD
2015 | 10 | 70400 |  | 70400 |  | 200 | 31 | 22 | 2014-08-22 | 8 | 2014 | 6 | WD
2015 | 11 | 67200 |  | 70400 |  | 200 | 30 | 21 | 2014-08-23 | 8 | 2014 | 7 | WE
2015 | 12 | 73600 |  | 67200 |  | 200 | 31 | 23 | 2014-08-24 | 8 | 2014 | 1 | WE
2016 | 1 | 67200 |  | 73600 |  | 200 | 31 | 21 | 2014-08-25 | 8 | 2014 | 2 | WD
2016 | 2 | 67200 |  | 67200 |  | 200 | 29 | 21 | 2014-08-26 | 8 | 2014 | 3 | WD
2016 | 3 | 73600 |  | 67200 |  | 200 | 31 | 23 | 2014-08-27 | 8 | 2014 | 4 | WD
2016 | 4 | 67200 |  | 73600 |  | 200 | 30 | 21 | 2014-08-28 | 8 | 2014 | 5 | WD
2016 | 5 | 70400 |  | 67200 |  | 200 | 31 | 22 | 2014-08-29 | 8 | 2014 | 6 | WD
2016 | 6 | 70400 |  | 70400 |  | 200 | 30 | 22 | 2014-08-30 | 8 | 2014 | 7 | WE
2016 | 7 | 67200 |  | 70400 |  | 200 | 31 | 21 | 2014-08-31 | 8 | 2014 | 1 | WE
2016 | 8 | 73600 |  | 67200 |  | 200 | 31 | 23 | 2014-09-01 | 9 | 2014 | 2 | WD
2016 | 9 | 70400 |  | 73600 |  | 200 | 30 | 22 | 2014-09-02 | 9 | 2014 | 3 | WD
2016 | 10 | 67200 |  | 70400 |  | 200 | 31 | 21 | 2014-09-03 | 9 | 2014 | 4 | WD
2016 | 11 | 70400 |  | 67200 |  | 200 | 30 | 22 | 2014-09-04 | 9 | 2014 | 5 | WD
2016 | 12 | 70400 |  | 70400 |  | 200 | 31 | 22 | 2014-09-05 | 9 | 2014 | 6 | WD
2017 | 1 | 70400 |  | 70400 |  | 200 | 31 | 22 | 2014-09-06 | 9 | 2014 | 7 | WE
2017 | 2 | 64000 |  | 70400 |  | 200 | 28 | 20 | 2014-09-07 | 9 | 2014 | 1 | WE
2017 | 3 | 73600 |  | 64000 |  | 200 | 31 | 23 | 2014-09-08 | 9 | 2014 | 2 | WD
2017 | 4 | 64000 |  | 73600 |  | 200 | 30 | 20 | 2014-09-09 | 9 | 2014 | 3 | WD
2017 | 5 | 73600 |  | 64000 |  | 200 | 31 | 23 | 2014-09-10 | 9 | 2014 | 4 | WD
2017 | 6 | 70400 |  | 73600 |  | 200 | 30 | 22 | 2014-09-11 | 9 | 2014 | 5 | WD
2017 | 7 | 67200 |  | 70400 |  | 200 | 31 | 21 | 2014-09-12 | 9 | 2014 | 6 | WD
2017 | 8 | 73600 |  | 67200 |  | 200 | 31 | 23 | 2014-09-13 | 9 | 2014 | 7 | WE
2017 | 9 | 67200 |  | 73600 |  | 200 | 30 | 21 | 2014-09-14 | 9 | 2014 | 1 | WE
2017 | 10 | 70400 |  | 67200 |  | 200 | 31 | 22 | 2014-09-15 | 9 | 2014 | 2 | WD
2017 | 11 | 70400 |  | 70400 |  | 200 | 30 | 22 | 2014-09-16 | 9 | 2014 | 3 | WD
2017 | 12 | 67200 |  | 70400 |  | 200 | 31 | 21 | 2014-09-17 | 9 | 2014 | 4 | WD
2018 | 1 | 73600 |  | 67200 |  | 200 | 31 | 23 | 2014-09-18 | 9 | 2014 | 5 | WD
2018 | 2 | 64000 |  | 73600 |  | 200 | 28 | 20 | 2014-09-19 | 9 | 2014 | 6 | WD
2018 | 3 | 70400 |  | 64000 |  | 200 | 31 | 22 | 2014-09-20 | 9 | 2014 | 7 | WE
2018 | 4 | 67200 |  | 70400 |  | 200 | 30 | 21 | 2014-09-21 | 9 | 2014 | 1 | WE
2018 | 5 | 73600 |  | 67200 |  | 200 | 31 | 23 | 2014-09-22 | 9 | 2014 | 2 | WD
2018 | 6 | 67200 |  | 73600 |  | 200 | 30 | 21 | 2014-09-23 | 9 | 2014 | 3 | WD
2018 | 7 | 70400 |  | 67200 |  | 200 | 31 | 22 | 2014-09-24 | 9 | 2014 | 4 | WD
2018 | 8 | 73600 |  | 70400 |  | 200 | 31 | 23 | 2014-09-25 | 9 | 2014 | 5 | WD
2018 | 9 | 64000 |  | 73600 |  | 200 | 30 | 20 | 2014-09-26 | 9 | 2014 | 6 | WD
2018 | 10 | 73600 |  | 64000 |  | 200 | 31 | 23 | 2014-09-27 | 9 | 2014 | 7 | WE
2018 | 11 | 70400 |  | 73600 |  | 200 | 30 | 22 | 2014-09-28 | 9 | 2014 | 1 | WE
2018 | 12 | 67200 |  | 70400 |  | 200 | 31 | 21 | 2014-09-29 | 9 | 2014 | 2 | WD
2019 | 1 | 73600 |  | 67200 |  | 200 | 31 | 23 | 2014-09-30 | 9 | 2014 | 3 | WD
2019 | 2 | 64000 |  | 73600 |  | 200 | 28 | 20 | 2014-10-01 | 10 | 2014 | 4 | WD
2019 | 3 | 67200 |  | 64000 |  | 200 | 31 | 21 | 2014-10-02 | 10 | 2014 | 5 | WD
2019 | 4 | 70400 |  | 67200 |  | 200 | 30 | 22 | 2014-10-03 | 10 | 2014 | 6 | WD
2019 | 5 | 73600 |  | 70400 |  | 200 | 31 | 23 | 2014-10-04 | 10 | 2014 | 7 | WE
2019 | 6 | 64000 |  | 73600 |  | 200 | 30 | 20 | 2014-10-05 | 10 | 2014 | 1 | WE
2019 | 7 | 73600 |  | 64000 |  | 200 | 31 | 23 | 2014-10-06 | 10 | 2014 | 2 | WD
2019 | 8 | 70400 |  | 73600 |  | 200 | 31 | 22 | 2014-10-07 | 10 | 2014 | 3 | WD
2019 | 9 | 67200 |  | 70400 |  | 200 | 30 | 21 | 2014-10-08 | 10 | 2014 | 4 | WD
2019 | 10 | 73600 |  | 67200 |  | 200 | 31 | 23 | 2014-10-09 | 10 | 2014 | 5 | WD
2019 | 11 | 67200 |  | 73600 |  | 200 | 30 | 21 | 2014-10-10 | 10 | 2014 | 6 | WD
2019 | 12 | 70400 |  | 67200 |  | 200 | 31 | 22 | 2014-10-11 | 10 | 2014 | 7 | WE
2020 | 1 | 73600 |  | 70400 |  | 200 | 31 | 23 | 2014-10-12 | 10 | 2014 | 1 | WE
2020 | 2 | 64000 |  | 73600 |  | 200 | 29 | 20 | 2014-10-13 | 10 | 2014 | 2 | WD
2020 | 3 | 70400 |  | 64000 |  | 200 | 31 | 22 | 2014-10-14 | 10 | 2014 | 3 | WD
2020 | 4 | 70400 |  | 70400 |  | 200 | 30 | 22 | 2014-10-15 | 10 | 2014 | 4 | WD
2020 | 5 | 67200 |  | 70400 |  | 200 | 31 | 21 | 2014-10-16 | 10 | 2014 | 5 | WD
2020 | 6 | 70400 |  | 67200 |  | 200 | 30 | 22 | 2014-10-17 | 10 | 2014 | 6 | WD
2020 | 7 | 73600 |  | 70400 |  | 200 | 31 | 23 | 2014-10-18 | 10 | 2014 | 7 | WE
2020 | 8 | 67200 |  | 73600 |  | 200 | 31 | 21 | 2014-10-19 | 10 | 2014 | 1 | WE
2020 | 9 | 70400 |  | 67200 |  | 200 | 30 | 22 | 2014-10-20 | 10 | 2014 | 2 | WD
2020 | 10 | 70400 |  | 70400 |  | 200 | 31 | 22 | 2014-10-21 | 10 | 2014 | 3 | WD
2020 | 11 | 67200 |  | 70400 |  | 200 | 30 | 21 | 2014-10-22 | 10 | 2014 | 4 | WD
2020 | 12 | 73600 |  | 67200 |  | 200 | 31 | 23 | 2014-10-23 | 10 | 2014 | 5 | WD
2021 | 1 | 67200 |  | 73600 |  | 200 | 31 | 21 | 2014-10-24 | 10 | 2014 | 6 | WD
2021 | 2 | 64000 |  | 67200 |  | 200 | 28 | 20 | 2014-10-25 | 10 | 2014 | 7 | WE
2021 | 3 | 73600 |  | 64000 |  | 200 | 31 | 23 | 2014-10-26 | 10 | 2014 | 1 | WE
2021 | 4 | 70400 |  | 73600 |  | 200 | 30 | 22 | 2014-10-27 | 10 | 2014 | 2 | WD
2021 | 5 | 67200 |  | 70400 |  | 200 | 31 | 21 | 2014-10-28 | 10 | 2014 | 3 | WD
2021 | 6 | [5 empty] | 30 | 22 | 2014-10-29 | 10 | 2014 | 4 | WD
2021 | 7 | [5 empty] | 31 | 22 | 2014-10-30 | 10 | 2014 | 5 | WD
2021 | 8 | [5 empty] | 31 | 22 | 2014-10-31 | 10 | 2014 | 6 | WD
2021 | 9 | [5 empty] | 30 | 22 | 2014-11-01 | 11 | 2014 | 7 | WE
2021 | 10 | [5 empty] | 31 | 21 | 2014-11-02 | 11 | 2014 | 1 | WE
2021 | 11 | [5 empty] | 30 | 22 | 2014-11-03 | 11 | 2014 | 2 | WD
2021 | 12 | [5 empty] | 31 | 23 | 2014-11-04 | 11 | 2014 | 3 | WD
2022 | 1 | [5 empty] | 31 | 21 | 2014-11-05 | 11 | 2014 | 4 | WD
2022 | 2 | [5 empty] | 28 | 20 | 2014-11-06 | 11 | 2014 | 5 | WD
2022 | 3 | [5 empty] | 31 | 23 | 2014-11-07 | 11 | 2014 | 6 | WD
2022 | 4 | [5 empty] | 30 | 21 | 2014-11-08 | 11 | 2014 | 7 | WE
2022 | 5 | [5 empty] | 31 | 22 | 2014-11-09 | 11 | 2014 | 1 | WE
2022 | 6 | [5 empty] | 30 | 22 | 2014-11-10 | 11 | 2014 | 2 | WD
2022 | 7 | [5 empty] | 31 | 21 | 2014-11-11 | 11 | 2014 | 3 | WD
2022 | 8 | [5 empty] | 31 | 23 | 2014-11-12 | 11 | 2014 | 4 | WD
2022 | 9 | [5 empty] | 30 | 22 | 2014-11-13 | 11 | 2014 | 5 | WD
2022 | 10 | [5 empty] | 31 | 21 | 2014-11-14 | 11 | 2014 | 6 | WD
2022 | 11 | [5 empty] | 30 | 22 | 2014-11-15 | 11 | 2014 | 7 | WE
2022 | 12 | [5 empty] | 31 | 22 | 2014-11-16 | 11 | 2014 | 1 | WE
2023 | 1 | [5 empty] | 31 | 22 | 2014-11-17 | 11 | 2014 | 2 | WD
2023 | 2 | [5 empty] | 28 | 20 | 2014-11-18 | 11 | 2014 | 3 | WD
2023 | 3 | [5 empty] | 31 | 23 | 2014-11-19 | 11 | 2014 | 4 | WD
2023 | 4 | [5 empty] | 30 | 20 | 2014-11-20 | 11 | 2014 | 5 | WD
2023 | 5 | [5 empty] | 31 | 23 | 2014-11-21 | 11 | 2014 | 6 | WD
2023 | 6 | [5 empty] | 30 | 22 | 2014-11-22 | 11 | 2014 | 7 | WE
2023 | 7 | [5 empty] | 31 | 21 | 2014-11-23 | 11 | 2014 | 1 | WE
2023 | 8 | [5 empty] | 31 | 23 | 2014-11-24 | 11 | 2014 | 2 | WD
2023 | 9 | [5 empty] | 30 | 21 | 2014-11-25 | 11 | 2014 | 3 | WD
2023 | 10 | [5 empty] | 31 | 22 | 2014-11-26 | 11 | 2014 | 4 | WD
2023 | 11 | [5 empty] | 30 | 22 | 2014-11-27 | 11 | 2014 | 5 | WD
2023 | 12 | [5 empty] | 31 | 21 | 2014-11-28 | 11 | 2014 | 6 | WD
2024 | 1 | [5 empty] | 31 | 23 | 2014-11-29 | 11 | 2014 | 7 | WE
2024 | 2 | [5 empty] | 29 | 21 | 2014-11-30 | 11 | 2014 | 1 | WE
2024 | 3 | [5 empty] | 31 | 21 | 2014-12-01 | 12 | 2014 | 2 | WD
2024 | 4 | [5 empty] | 30 | 22 | 2014-12-02 | 12 | 2014 | 3 | WD
2024 | 5 | [5 empty] | 31 | 23 | 2014-12-03 | 12 | 2014 | 4 | WD
2024 | 6 | [5 empty] | 30 | 20 | 2014-12-04 | 12 | 2014 | 5 | WD
2024 | 7 | [5 empty] | 31 | 23 | 2014-12-05 | 12 | 2014 | 6 | WD
2024 | 8 | [5 empty] | 31 | 22 | 2014-12-06 | 12 | 2014 | 7 | WE
2024 | 9 | [5 empty] | 30 | 21 | 2014-12-07 | 12 | 2014 | 1 | WE
2024 | 10 | [5 empty] | 31 | 23 | 2014-12-08 | 12 | 2014 | 2 | WD
2024 | 11 | [5 empty] | 30 | 21 | 2014-12-09 | 12 | 2014 | 3 | WD
2024 | 12 | [5 empty] | 31 | 22 | 2014-12-10 | 12 | 2014 | 4 | WD
2025 | 1 | [5 empty] | 31 | 23 | 2014-12-11 | 12 | 2014 | 5 | WD
2025 | 2 | [5 empty] | 28 | 20 | 2014-12-12 | 12 | 2014 | 6 | WD
2025 | 3 | [5 empty] | 31 | 21 | 2014-12-13 | 12 | 2014 | 7 | WE
2025 | 4 | [5 empty] | 30 | 22 | 2014-12-14 | 12 | 2014 | 1 | WE
2025 | 5 | [5 empty] | 31 | 22 | 2014-12-15 | 12 | 2014 | 2 | WD
2025 | 6 | [5 empty] | 30 | 21 | 2014-12-16 | 12 | 2014 | 3 | WD
2025 | 7 | [5 empty] | 31 | 23 | 2014-12-17 | 12 | 2014 | 4 | WD
2025 | 8 | [5 empty] | 31 | 21 | 2014-12-18 | 12 | 2014 | 5 | WD
2025 | 9 | [5 empty] | 30 | 22 | 2014-12-19 | 12 | 2014 | 6 | WD
2025 | 10 | [5 empty] | 31 | 23 | 2014-12-20 | 12 | 2014 | 7 | WE
2025 | 11 | [5 empty] | 30 | 20 | 2014-12-21 | 12 | 2014 | 1 | WE
2025 | 12 | [5 empty] | 31 | 23 | 2014-12-22 | 12 | 2014 | 2 | WD
2026 | 1 | [5 empty] | 31 | 22 | 2014-12-23 | 12 | 2014 | 3 | WD
2026 | 2 | [5 empty] | 28 | 20 | 2014-12-24 | 12 | 2014 | 4 | WD
2026 | 3 | [5 empty] | 31 | 22 | 2014-12-25 | 12 | 2014 | 5 | WD
2026 | 4 | [5 empty] | 30 | 22 | 2014-12-26 | 12 | 2014 | 6 | WD
2026 | 5 | [5 empty] | 31 | 21 | 2014-12-27 | 12 | 2014 | 7 | WE
2026 | 6 | [5 empty] | 30 | 22 | 2014-12-28 | 12 | 2014 | 1 | WE
2026 | 7 | [5 empty] | 31 | 23 | 2014-12-29 | 12 | 2014 | 2 | WD
2026 | 8 | [5 empty] | 31 | 21 | 2014-12-30 | 12 | 2014 | 3 | WD
2026 | 9 | [5 empty] | 30 | 22 | 2014-12-31 | 12 | 2014 | 4 | WD
2026 | 10 | [5 empty] | 31 | 22 | 2015-01-01 | 1 | 2015 | 5 | WD
2026 | 11 | [5 empty] | 30 | 21 | 2015-01-02 | 1 | 2015 | 6 | WD
2026 | 12 | [5 empty] | 31 | 23 | 2015-01-03 | 1 | 2015 | 7 | WE
2027 | 1 | [5 empty] | 31 | 21 | 2015-01-04 | 1 | 2015 | 1 | WE
2027 | 2 | [5 empty] | 28 | 20 | 2015-01-05 | 1 | 2015 | 2 | WD
2027 | 3 | [5 empty] | 31 | 23 | 2015-01-06 | 1 | 2015 | 3 | WD
2027 | 4 | [5 empty] | 30 | 22 | 2015-01-07 | 1 | 2015 | 4 | WD
2027 | 5 | [5 empty] | 31 | 21 | 2015-01-08 | 1 | 2015 | 5 | WD
2027 | 6 | [5 empty] | 30 | 22 | 2015-01-09 | 1 | 2015 | 6 | WD
2027 | 7 | [5 empty] | 31 | 22 | 2015-01-10 | 1 | 2015 | 7 | WE
2027 | 8 | [5 empty] | 31 | 22 | 2015-01-11 | 1 | 2015 | 1 | WE
2027 | 9 | [5 empty] | 30 | 22 | 2015-01-12 | 1 | 2015 | 2 | WD
2027 | 10 | [5 empty] | 31 | 21 | 2015-01-13 | 1 | 2015 | 3 | WD
2027 | 11 | [5 empty] | 30 | 22 | 2015-01-14 | 1 | 2015 | 4 | WD
2027 | 12 | [5 empty] | 31 | 23 | 2015-01-15 | 1 | 2015 | 5 | WD
2028 | 1 | [5 empty] | 31 | 21 | 2015-01-16 | 1 | 2015 | 6 | WD
2028 | 2 | [5 empty] | 29 | 21 | 2015-01-17 | 1 | 2015 | 7 | WE
2028 | 3 | [5 empty] | 31 | 23 | 2015-01-18 | 1 | 2015 | 1 | WE
2028 | 4 | [5 empty] | 30 | 20 | 2015-01-19 | 1 | 2015 | 2 | WD
2028 | 5 | [5 empty] | 31 | 23 | 2015-01-20 | 1 | 2015 | 3 | WD
2028 | 6 | [5 empty] | 30 | 22 | 2015-01-21 | 1 | 2015 | 4 | WD
2028 | 7 | [5 empty] | 31 | 21 | 2015-01-22 | 1 | 2015 | 5 | WD
2028 | 8 | [5 empty] | 31 | 23 | 2015-01-23 | 1 | 2015 | 6 | WD
2028 | 9 | [5 empty] | 30 | 21 | 2015-01-24 | 1 | 2015 | 7 | WE
2028 | 10 | [5 empty] | 31 | 22 | 2015-01-25 | 1 | 2015 | 1 | WE
2028 | 11 | [5 empty] | 30 | 22 | 2015-01-26 | 1 | 2015 | 2 | WD
2028 | 12 | [5 empty] | 31 | 21 | 2015-01-27 | 1 | 2015 | 3 | WD
2029 | 1 | [5 empty] | 31 | 23 | 2015-01-28 | 1 | 2015 | 4 | WD
2029 | 2 | [5 empty] | 28 | 20 | 2015-01-29 | 1 | 2015 | 5 | WD
2029 | 3 | [5 empty] | 31 | 22 | 2015-01-30 | 1 | 2015 | 6 | WD
2029 | 4 | [5 empty] | 30 | 21 | 2015-01-31 | 1 | 2015 | 7 | WE
2029 | 5 | [5 empty] | 31 | 23 | 2015-02-01 | 2 | 2015 | 1 | WE
2029 | 6 | [5 empty] | 30 | 21 | 2015-02-02 | 2 | 2015 | 2 | WD
2029 | 7 | [5 empty] | 31 | 22 | 2015-02-03 | 2 | 2015 | 3 | WD
2029 | 8 | [5 empty] | 31 | 23 | 2015-02-04 | 2 | 2015 | 4 | WD
2029 | 9 | [5 empty] | 30 | 20 | 2015-02-05 | 2 | 2015 | 5 | WD
2029 | 10 | [5 empty] | 31 | 23 | 2015-02-06 | 2 | 2015 | 6 | WD
2029 | 11 | [5 empty] | 30 | 22 | 2015-02-07 | 2 | 2015 | 7 | WE
2029 | 12 | [5 empty] | 31 | 21 | 2015-02-08 | 2 | 2015 | 1 | WE
2030 | 1 | [5 empty] | 31 | 23 | 2015-02-09 | 2 | 2015 | 2 | WD
2030 | 2 | [5 empty] | 28 | 20 | 2015-02-10 | 2 | 2015 | 3 | WD
2030 | 3 | [5 empty] | 31 | 21 | 2015-02-11 | 2 | 2015 | 4 | WD
2030 | 4 | [5 empty] | 30 | 22 | 2015-02-12 | 2 | 2015 | 5 | WD
2030 | 5 | [5 empty] | 31 | 23 | 2015-02-13 | 2 | 2015 | 6 | WD
2030 | 6 | [5 empty] | 30 | 20 | 2015-02-14 | 2 | 2015 | 7 | WE
2030 | 7 | [5 empty] | 31 | 23 | 2015-02-15 | 2 | 2015 | 1 | WE
2030 | 8 | [5 empty] | 31 | 22 | 2015-02-16 | 2 | 2015 | 2 | WD
2030 | 9 | [5 empty] | 30 | 21 | 2015-02-17 | 2 | 2015 | 3 | WD
2030 | 10 | [5 empty] | 31 | 23 | 2015-02-18 | 2 | 2015 | 4 | WD
2030 | 11 | [5 empty] | 30 | 21 | 2015-02-19 | 2 | 2015 | 5 | WD
2030 | 12 | [5 empty] | 31 | 22 | 2015-02-20 | 2 | 2015 | 6 | WD
2031 | 1 | [5 empty] | 31 | 23 | 2015-02-21 | 2 | 2015 | 7 | WE
2031 | 2 | [5 empty] | 28 | 20 | 2015-02-22 | 2 | 2015 | 1 | WE
2031 | 3 | [5 empty] | 31 | 21 | 2015-02-23 | 2 | 2015 | 2 | WD
2031 | 4 | [5 empty] | 30 | 22 | 2015-02-24 | 2 | 2015 | 3 | WD
2031 | 5 | [5 empty] | 31 | 22 | 2015-02-25 | 2 | 2015 | 4 | WD
2031 | 6 | [5 empty] | 30 | 21 | 2015-02-26 | 2 | 2015 | 5 | WD
2031 | 7 | [5 empty] | 31 | 23 | 2015-02-27 | 2 | 2015 | 6 | WD
2031 | 8 | [5 empty] | 31 | 21 | 2015-02-28 | 2 | 2015 | 7 | WE
2031 | 9 | [5 empty] | 30 | 22 | 2015-03-01 | 3 | 2015 | 1 | WE
2031 | 10 | [5 empty] | 31 | 23 | 2015-03-02 | 3 | 2015 | 2 | WD
2031 | 11 | [5 empty] | 30 | 20 | 2015-03-03 | 3 | 2015 | 3 | WD
2031 | 12 | [5 empty] | 31 | 23 | 2015-03-04 | 3 | 2015 | 4 | WD
2032 | 1 | [5 empty] | 31 | 22 | 2015-03-05 | 3 | 2015 | 5 | WD
2032 | 2 | [5 empty] | 29 | 20 | 2015-03-06 | 3 | 2015 | 6 | WD
2032 | 3 | [5 empty] | 31 | 23 | 2015-03-07 | 3 | 2015 | 7 | WE
2032 | 4 | [5 empty] | 30 | 22 | 2015-03-08 | 3 | 2015 | 1 | WE
2032 | 5 | [5 empty] | 31 | 21 | 2015-03-09 | 3 | 2015 | 2 | WD
2032 | 6 | [5 empty] | 30 | 22 | 2015-03-10 | 3 | 2015 | 3 | WD
2032 | 7 | [5 empty] | 31 | 22 | 2015-03-11 | 3 | 2015 | 4 | WD
2032 | 8 | [5 empty] | 31 | 22 | 2015-03-12 | 3 | 2015 | 5 | WD
2032 | 9 | [5 empty] | 30 | 22 | 2015-03-13 | 3 | 2015 | 6 | WD
2032 | 10 | [5 empty] | 31 | 21 | 2015-03-14 | 3 | 2015 | 7 | WE
2032 | 11 | [5 empty] | 30 | 22 | 2015-03-15 | 3 | 2015 | 1 | WE
2032 | 12 | [5 empty] | 31 | 23 | 2015-03-16 | 3 | 2015 | 2 | WD
2033 | 1 | [5 empty] | 31 | 21 | 2015-03-17 | 3 | 2015 | 3 | WD
2033 | 2 | [5 empty] | 28 | 20 | 2015-03-18 | 3 | 2015 | 4 | WD
2033 | 3 | [5 empty] | 31 | 23 | 2015-03-19 | 3 | 2015 | 5 | WD
2033 | 4 | [5 empty] | 30 | 21 | 2015-03-20 | 3 | 2015 | 6 | WD
2033 | 5 | [5 empty] | 31 | 22 | 2015-03-21 | 3 | 2015 | 7 | WE
2033 | 6 | [5 empty] | 30 | 22 | 2015-03-22 | 3 | 2015 | 1 | WE
2033 | 7 | [5 empty] | 31 | 21 | 2015-03-23 | 3 | 2015 | 2 | WD
2033 | 8 | [5 empty] | 31 | 23 | 2015-03-24 | 3 | 2015 | 3 | WD
2033 | 9 | [5 empty] | 30 | 22 | 2015-03-25 | 3 | 2015 | 4 | WD
2033 | 10 | [5 empty] | 31 | 21 | 2015-03-26 | 3 | 2015 | 5 | WD
2033 | 11 | [5 empty] | 30 | 22 | 2015-03-27 | 3 | 2015 | 6 | WD
2033 | 12 | [5 empty] | 31 | 22 | 2015-03-28 | 3 | 2015 | 7 | WE
2034 | 1 | [5 empty] | 31 | 22 | 2015-03-29 | 3 | 2015 | 1 | WE
2034 | 2 | [5 empty] | 28 | 20 | 2015-03-30 | 3 | 2015 | 2 | WD
2034 | 3 | [5 empty] | 31 | 23 | 2015-03-31 | 3 | 2015 | 3 | WD
2034 | 4 | [5 empty] | 30 | 20 | 2015-04-01 | 4 | 2015 | 4 | WD
2034 | 5 | [5 empty] | 31 | 23 | 2015-04-02 | 4 | 2015 | 5 | WD
2034 | 6 | [5 empty] | 30 | 22 | 2015-04-03 | 4 | 2015 | 6 | WD
2034 | 7 | [5 empty] | 31 | 21 | 2015-04-04 | 4 | 2015 | 7 | WE
2034 | 8 | [5 empty] | 31 | 23 | 2015-04-05 | 4 | 2015 | 1 | WE
2034 | 9 | [5 empty] | 30 | 21 | 2015-04-06 | 4 | 2015 | 2 | WD
2034 | 10 | [5 empty] | 31 | 22 | 2015-04-07 | 4 | 2015 | 3 | WD
2034 | 11 | [5 empty] | 30 | 22 | 2015-04-08 | 4 | 2015 | 4 | WD
2034 | 12 | [5 empty] | 31 | 21 | 2015-04-09 | 4 | 2015 | 5 | WD
2035 | 1 | [5 empty] | 31 | 23 | 2015-04-10 | 4 | 2015 | 6 | WD
2035 | 2 | [5 empty] | 28 | 20 | 2015-04-11 | 4 | 2015 | 7 | WE
2035 | 3 | [5 empty] | 31 | 22 | 2015-04-12 | 4 | 2015 | 1 | WE
2035 | 4 | [5 empty] | 30 | 21 | 2015-04-13 | 4 | 2015 | 2 | WD
2035 | 5 | [5 empty] | 31 | 23 | 2015-04-14 | 4 | 2015 | 3 | WD
2035 | 6 | [5 empty] | 30 | 21 | 2015-04-15 | 4 | 2015 | 4 | WD
2035 | 7 | [5 empty] | 31 | 22 | 2015-04-16 | 4 | 2015 | 5 | WD
2035 | 8 | [5 empty] | 31 | 23 | 2015-04-17 | 4 | 2015 | 6 | WD
2035 | 9 | [5 empty] | 30 | 20 | 2015-04-18 | 4 | 2015 | 7 | WE
2035 | 10 | [5 empty] | 31 | 23 | 2015-04-19 | 4 | 2015 | 1 | WE
2035 | 11 | [5 empty] | 30 | 22 | 2015-04-20 | 4 | 2015 | 2 | WD
2035 | 12 | [5 empty] | 31 | 21 | 2015-04-21 | 4 | 2015 | 3 | WD
2036 | 1 | [5 empty] | 31 | 23 | 2015-04-22 | 4 | 2015 | 4 | WD
2036 | 2 | [5 empty] | 29 | 21 | 2015-04-23 | 4 | 2015 | 5 | WD
2036 | 3 | [5 empty] | 31 | 21 | 2015-04-24 | 4 | 2015 | 6 | WD
2036 | 4 | [5 empty] | 30 | 22 | 2015-04-25 | 4 | 2015 | 7 | WE
2036 | 5 | [5 empty] | 31 | 22 | 2015-04-26 | 4 | 2015 | 1 | WE
2036 | 6 | [5 empty] | 30 | 21 | 2015-04-27 | 4 | 2015 | 2 | WD
2036 | 7 | [5 empty] | 31 | 23 | 2015-04-28 | 4 | 2015 | 3 | WD
2036 | 8 | [5 empty] | 31 | 21 | 2015-04-29 | 4 | 2015 | 4 | WD
2036 | 9 | [5 empty] | 30 | 22 | 2015-04-30 | 4 | 2015 | 5 | WD
2036 | 10 | [5 empty] | 31 | 23 | 2015-05-01 | 5 | 2015 | 6 | WD
2036 | 11 | [5 empty] | 30 | 20 | 2015-05-02 | 5 | 2015 | 7 | WE
2036 | 12 | [5 empty] | 31 | 23 | 2015-05-03 | 5 | 2015 | 1 | WE
2037 | 1 | [5 empty] | 31 | 22 | 2015-05-04 | 5 | 2015 | 2 | WD
2037 | 2 | [5 empty] | 28 | 20 | 2015-05-05 | 5 | 2015 | 3 | WD
2037 | 3 | [5 empty] | 31 | 22 | 2015-05-06 | 5 | 2015 | 4 | WD
2037 | 4 | [5 empty] | 30 | 22 | 2015-05-07 | 5 | 2015 | 5 | WD
2037 | 5 | [5 empty] | 31 | 21 | 2015-05-08 | 5 | 2015 | 6 | WD
2037 | 6 | [5 empty] | 30 | 22 | 2015-05-09 | 5 | 2015 | 7 | WE
2037 | 7 | [5 empty] | 31 | 23 | 2015-05-10 | 5 | 2015 | 1 | WE
2037 | 8 | [5 empty] | 31 | 21 | 2015-05-11 | 5 | 2015 | 2 | WD
2037 | 9 | [5 empty] | 30 | 22 | 2015-05-12 | 5 | 2015 | 3 | WD
2037 | 10 | [5 empty] | 31 | 22 | 2015-05-13 | 5 | 2015 | 4 | WD
2037 | 11 | [5 empty] | 30 | 21 | 2015-05-14 | 5 | 2015 | 5 | WD
2037 | 12 | [5 empty] | 31 | 23 | 2015-05-15 | 5 | 2015 | 6 | WD
2038 | 1 | [5 empty] | 31 | 21 | 2015-05-16 | 5 | 2015 | 7 | WE
2038 | 2 | [5 empty] | 28 | 20 | 2015-05-17 | 5 | 2015 | 1 | WE
2038 | 3 | [5 empty] | 31 | 23 | 2015-05-18 | 5 | 2015 | 2 | WD
2038 | 4 | [5 empty] | 30 | 22 | 2015-05-19 | 5 | 2015 | 3 | WD
2038 | 5 | [5 empty] | 31 | 21 | 2015-05-20 | 5 | 2015 | 4 | WD
2038 | 6 | [5 empty] | 30 | 22 | 2015-05-21 | 5 | 2015 | 5 | WD
2038 | 7 | [5 empty] | 31 | 22 | 2015-05-22 | 5 | 2015 | 6 | WD
2038 | 8 | [5 empty] | 31 | 22 | 2015-05-23 | 5 | 2015 | 7 | WE
2038 | 9 | [5 empty] | 30 | 22 | 2015-05-24 | 5 | 2015 | 1 | WE
2038 | 10 | [5 empty] | 31 | 21 | 2015-05-25 | 5 | 2015 | 2 | WD
2038 | 11 | [5 empty] | 30 | 22 | 2015-05-26 | 5 | 2015 | 3 | WD
2038 | 12 | [5 empty] | 31 | 23 | 2015-05-27 | 5 | 2015 | 4 | WD
2039 | 1 | [5 empty] | 31 | 21 | 2015-05-28 | 5 | 2015 | 5 | WD
2039 | 2 | [5 empty] | 28 | 20 | 2015-05-29 | 5 | 2015 | 6 | WD
2039 | 3 | [5 empty] | 31 | 23 | 2015-05-30 | 5 | 2015 | 7 | WE
2039 | 4 | [5 empty] | 30 | 21 | 2015-05-31 | 5 | 2015 | 1 | WE
2039 | 5 | [5 empty] | 31 | 22 | 2015-06-01 | 6 | 2015 | 2 | WD
2039 | 6 | [5 empty] | 30 | 22 | 2015-06-02 | 6 | 2015 | 3 | WD
2039 | 7 | [5 empty] | 31 | 21 | 2015-06-03 | 6 | 2015 | 4 | WD
2039 | 8 | [5 empty] | 31 | 23 | 2015-06-04 | 6 | 2015 | 5 | WD
2039 | 9 | [5 empty] | 30 | 22 | 2015-06-05 | 6 | 2015 | 6 | WD
2039 | 10 | [5 empty] | 31 | 21 | 2015-06-06 | 6 | 2015 | 7 | WE
2039 | 11 | [5 empty] | 30 | 22 | 2015-06-07 | 6 | 2015 | 1 | WE
2039 | 12 | [5 empty] | 31 | 22 | 2015-06-08 | 6 | 2015 | 2 | WD
2040 | 1 | [5 empty] | 31 | 22 | 2015-06-09 | 6 | 2015 | 3 | WD
2040 | 2 | [5 empty] | 29 | 21 | 2015-06-10 | 6 | 2015 | 4 | WD
2040 | 3 | [5 empty] | 31 | 22 | 2015-06-11 | 6 | 2015 | 5 | WD
2040 | 4 | [5 empty] | 30 | 21 | 2015-06-12 | 6 | 2015 | 6 | WD
2040 | 5 | [5 empty] | 31 | 23 | 2015-06-13 | 6 | 2015 | 7 | WE
2040 | 6 | [5 empty] | 30 | 21 | 2015-06-14 | 6 | 2015 | 1 | WE
2040 | 7 | [5 empty] | 31 | 22 | 2015-06-15 | 6 | 2015 | 2 | WD
2040 | 8 | [5 empty] | 31 | 23 | 2015-06-16 | 6 | 2015 | 3 | WD
2040 | 9 | [5 empty] | 30 | 20 | 2015-06-17 | 6 | 2015 | 4 | WD
2040 | 10 | [5 empty] | 31 | 23 | 2015-06-18 | 6 | 2015 | 5 | WD
2040 | 11 | [5 empty] | 30 | 22 | 2015-06-19 | 6 | 2015 | 6 | WD
2040 | 12 | [5 empty] | 31 | 21 | 2015-06-20 | 6 | 2015 | 7 | WE
[9 empty] | 2015-06-21 | 6 | 2015 | 1 | WE
[9 empty] | 2015-06-22 | 6 | 2015 | 2 | WD
[9 empty] | 2015-06-23 | 6 | 2015 | 3 | WD
[9 empty] | 2015-06-24 | 6 | 2015 | 4 | WD
[9 empty] | 2015-06-25 | 6 | 2015 | 5 | WD
[9 empty] | 2015-06-26 | 6 | 2015 | 6 | WD
[9 empty] | 2015-06-27 | 6 | 2015 | 7 | WE
[9 empty] | 2015-06-28 | 6 | 2015 | 1 | WE
[9 empty] | 2015-06-29 | 6 | 2015 | 2 | WD
[9 empty] | 2015-06-30 | 6 | 2015 | 3 | WD
[9 empty] | 2015-07-01 | 7 | 2015 | 4 | WD
[9 empty] | 2015-07-02 | 7 | 2015 | 5 | WD
[9 empty] | 2015-07-03 | 7 | 2015 | 6 | WD
[9 empty] | 2015-07-04 | 7 | 2015 | 7 | WE
[9 empty] | 2015-07-05 | 7 | 2015 | 1 | WE
[9 empty] | 2015-07-06 | 7 | 2015 | 2 | WD
[9 empty] | 2015-07-07 | 7 | 2015 | 3 | WD
[9 empty] | 2015-07-08 | 7 | 2015 | 4 | WD
[9 empty] | 2015-07-09 | 7 | 2015 | 5 | WD
[9 empty] | 2015-07-10 | 7 | 2015 | 6 | WD
[9 empty] | 2015-07-11 | 7 | 2015 | 7 | WE
[9 empty] | 2015-07-12 | 7 | 2015 | 1 | WE
[9 empty] | 2015-07-13 | 7 | 2015 | 2 | WD
[9 empty] | 2015-07-14 | 7 | 2015 | 3 | WD
[9 empty] | 2015-07-15 | 7 | 2015 | 4 | WD
[9 empty] | 2015-07-16 | 7 | 2015 | 5 | WD
[9 empty] | 2015-07-17 | 7 | 2015 | 6 | WD
[9 empty] | 2015-07-18 | 7 | 2015 | 7 | WE
[9 empty] | 2015-07-19 | 7 | 2015 | 1 | WE
[9 empty] | 2015-07-20 | 7 | 2015 | 2 | WD
[9 empty] | 2015-07-21 | 7 | 2015 | 3 | WD
[9 empty] | 2015-07-22 | 7 | 2015 | 4 | WD
[9 empty] | 2015-07-23 | 7 | 2015 | 5 | WD
[9 empty] | 2015-07-24 | 7 | 2015 | 6 | WD
[9 empty] | 2015-07-25 | 7 | 2015 | 7 | WE
[9 empty] | 2015-07-26 | 7 | 2015 | 1 | WE
[9 empty] | 2015-07-27 | 7 | 2015 | 2 | WD
[9 empty] | 2015-07-28 | 7 | 2015 | 3 | WD
[9 empty] | 2015-07-29 | 7 | 2015 | 4 | WD
[9 empty] | 2015-07-30 | 7 | 2015 | 5 | WD
[9 empty] | 2015-07-31 | 7 | 2015 | 6 | WD
[9 empty] | 2015-08-01 | 8 | 2015 | 7 | WE
[9 empty] | 2015-08-02 | 8 | 2015 | 1 | WE
[9 empty] | 2015-08-03 | 8 | 2015 | 2 | WD
[9 empty] | 2015-08-04 | 8 | 2015 | 3 | WD
[9 empty] | 2015-08-05 | 8 | 2015 | 4 | WD
[9 empty] | 2015-08-06 | 8 | 2015 | 5 | WD
[9 empty] | 2015-08-07 | 8 | 2015 | 6 | WD
[9 empty] | 2015-08-08 | 8 | 2015 | 7 | WE
[9 empty] | 2015-08-09 | 8 | 2015 | 1 | WE
[9 empty] | 2015-08-10 | 8 | 2015 | 2 | WD
[9 empty] | 2015-08-11 | 8 | 2015 | 3 | WD
[9 empty] | 2015-08-12 | 8 | 2015 | 4 | WD
[9 empty] | 2015-08-13 | 8 | 2015 | 5 | WD
[9 empty] | 2015-08-14 | 8 | 2015 | 6 | WD
[9 empty] | 2015-08-15 | 8 | 2015 | 7 | WE
[9 empty] | 2015-08-16 | 8 | 2015 | 1 | WE
[9 empty] | 2015-08-17 | 8 | 2015 | 2 | WD
[9 empty] | 2015-08-18 | 8 | 2015 | 3 | WD
[9 empty] | 2015-08-19 | 8 | 2015 | 4 | WD
[9 empty] | 2015-08-20 | 8 | 2015 | 5 | WD
[9 empty] | 2015-08-21 | 8 | 2015 | 6 | WD
[9 empty] | 2015-08-22 | 8 | 2015 | 7 | WE
[9 empty] | 2015-08-23 | 8 | 2015 | 1 | WE
[9 empty] | 2015-08-24 | 8 | 2015 | 2 | WD
[9 empty] | 2015-08-25 | 8 | 2015 | 3 | WD
[9 empty] | 2015-08-26 | 8 | 2015 | 4 | WD
[9 empty] | 2015-08-27 | 8 | 2015 | 5 | WD
[9 empty] | 2015-08-28 | 8 | 2015 | 6 | WD
[9 empty] | 2015-08-29 | 8 | 2015 | 7 | WE
[9 empty] | 2015-08-30 | 8 | 2015 | 1 | WE
[9 empty] | 2015-08-31 | 8 | 2015 | 2 | WD
[9 empty] | 2015-09-01 | 9 | 2015 | 3 | WD
[9 empty] | 2015-09-02 | 9 | 2015 | 4 | WD
[9 empty] | 2015-09-03 | 9 | 2015 | 5 | WD
[9 empty] | 2015-09-04 | 9 | 2015 | 6 | WD
[9 empty] | 2015-09-05 | 9 | 2015 | 7 | WE
[9 empty] | 2015-09-06 | 9 | 2015 | 1 | WE
[9 empty] | 2015-09-07 | 9 | 2015 | 2 | WD
[9 empty] | 2015-09-08 | 9 | 2015 | 3 | WD
[9 empty] | 2015-09-09 | 9 | 2015 | 4 | WD
[9 empty] | 2015-09-10 | 9 | 2015 | 5 | WD
[9 empty] | 2015-09-11 | 9 | 2015 | 6 | WD
[9 empty] | 2015-09-12 | 9 | 2015 | 7 | WE
[9 empty] | 2015-09-13 | 9 | 2015 | 1 | WE
[9 empty] | 2015-09-14 | 9 | 2015 | 2 | WD
[9 empty] | 2015-09-15 | 9 | 2015 | 3 | WD
[9 empty] | 2015-09-16 | 9 | 2015 | 4 | WD
[9 empty] | 2015-09-17 | 9 | 2015 | 5 | WD
[9 empty] | 2015-09-18 | 9 | 2015 | 6 | WD
[9 empty] | 2015-09-19 | 9 | 2015 | 7 | WE
[9 empty] | 2015-09-20 | 9 | 2015 | 1 | WE
[9 empty] | 2015-09-21 | 9 | 2015 | 2 | WD
[9 empty] | 2015-09-22 | 9 | 2015 | 3 | WD
[9 empty] | 2015-09-23 | 9 | 2015 | 4 | WD
[9 empty] | 2015-09-24 | 9 | 2015 | 5 | WD
[9 empty] | 2015-09-25 | 9 | 2015 | 6 | WD
[9 empty] | 2015-09-26 | 9 | 2015 | 7 | WE
[9 empty] | 2015-09-27 | 9 | 2015 | 1 | WE
[9 empty] | 2015-09-28 | 9 | 2015 | 2 | WD
[9 empty] | 2015-09-29 | 9 | 2015 | 3 | WD
[9 empty] | 2015-09-30 | 9 | 2015 | 4 | WD
[9 empty] | 2015-10-01 | 10 | 2015 | 5 | WD
[9 empty] | 2015-10-02 | 10 | 2015 | 6 | WD
[9 empty] | 2015-10-03 | 10 | 2015 | 7 | WE
[9 empty] | 2015-10-04 | 10 | 2015 | 1 | WE
[9 empty] | 2015-10-05 | 10 | 2015 | 2 | WD
[9 empty] | 2015-10-06 | 10 | 2015 | 3 | WD
[9 empty] | 2015-10-07 | 10 | 2015 | 4 | WD
[9 empty] | 2015-10-08 | 10 | 2015 | 5 | WD
[9 empty] | 2015-10-09 | 10 | 2015 | 6 | WD
[9 empty] | 2015-10-10 | 10 | 2015 | 7 | WE
[9 empty] | 2015-10-11 | 10 | 2015 | 1 | WE
[9 empty] | 2015-10-12 | 10 | 2015 | 2 | WD
[9 empty] | 2015-10-13 | 10 | 2015 | 3 | WD
[9 empty] | 2015-10-14 | 10 | 2015 | 4 | WD
[9 empty] | 2015-10-15 | 10 | 2015 | 5 | WD
[9 empty] | 2015-10-16 | 10 | 2015 | 6 | WD
[9 empty] | 2015-10-17 | 10 | 2015 | 7 | WE
[9 empty] | 2015-10-18 | 10 | 2015 | 1 | WE
[9 empty] | 2015-10-19 | 10 | 2015 | 2 | WD
[9 empty] | 2015-10-20 | 10 | 2015 | 3 | WD
[9 empty] | 2015-10-21 | 10 | 2015 | 4 | WD
[9 empty] | 2015-10-22 | 10 | 2015 | 5 | WD
[9 empty] | 2015-10-23 | 10 | 2015 | 6 | WD
[9 empty] | 2015-10-24 | 10 | 2015 | 7 | WE
[9 empty] | 2015-10-25 | 10 | 2015 | 1 | WE
[9 empty] | 2015-10-26 | 10 | 2015 | 2 | WD
[9 empty] | 2015-10-27 | 10 | 2015 | 3 | WD
[9 empty] | 2015-10-28 | 10 | 2015 | 4 | WD
[9 empty] | 2015-10-29 | 10 | 2015 | 5 | WD
[9 empty] | 2015-10-30 | 10 | 2015 | 6 | WD
[9 empty] | 2015-10-31 | 10 | 2015 | 7 | WE
[9 empty] | 2015-11-01 | 11 | 2015 | 1 | WE
[9 empty] | 2015-11-02 | 11 | 2015 | 2 | WD
[9 empty] | 2015-11-03 | 11 | 2015 | 3 | WD
[9 empty] | 2015-11-04 | 11 | 2015 | 4 | WD
[9 empty] | 2015-11-05 | 11 | 2015 | 5 | WD
[9 empty] | 2015-11-06 | 11 | 2015 | 6 | WD
[9 empty] | 2015-11-07 | 11 | 2015 | 7 | WE
[9 empty] | 2015-11-08 | 11 | 2015 | 1 | WE
[9 empty] | 2015-11-09 | 11 | 2015 | 2 | WD
[9 empty] | 2015-11-10 | 11 | 2015 | 3 | WD
[9 empty] | 2015-11-11 | 11 | 2015 | 4 | WD
[9 empty] | 2015-11-12 | 11 | 2015 | 5 | WD
[9 empty] | 2015-11-13 | 11 | 2015 | 6 | WD
[9 empty] | 2015-11-14 | 11 | 2015 | 7 | WE
[9 empty] | 2015-11-15 | 11 | 2015 | 1 | WE
[9 empty] | 2015-11-16 | 11 | 2015 | 2 | WD
[9 empty] | 2015-11-17 | 11 | 2015 | 3 | WD
[9 empty] | 2015-11-18 | 11 | 2015 | 4 | WD
[9 empty] | 2015-11-19 | 11 | 2015 | 5 | WD
[9 empty] | 2015-11-20 | 11 | 2015 | 6 | WD
[9 empty] | 2015-11-21 | 11 | 2015 | 7 | WE
[9 empty] | 2015-11-22 | 11 | 2015 | 1 | WE
[9 empty] | 2015-11-23 | 11 | 2015 | 2 | WD
[9 empty] | 2015-11-24 | 11 | 2015 | 3 | WD
[9 empty] | 2015-11-25 | 11 | 2015 | 4 | WD
[9 empty] | 2015-11-26 | 11 | 2015 | 5 | WD
[9 empty] | 2015-11-27 | 11 | 2015 | 6 | WD
[9 empty] | 2015-11-28 | 11 | 2015 | 7 | WE
[9 empty] | 2015-11-29 | 11 | 2015 | 1 | WE
[9 empty] | 2015-11-30 | 11 | 2015 | 2 | WD
[9 empty] | 2015-12-01 | 12 | 2015 | 3 | WD
[9 empty] | 2015-12-02 | 12 | 2015 | 4 | WD
[9 empty] | 2015-12-03 | 12 | 2015 | 5 | WD
[9 empty] | 2015-12-04 | 12 | 2015 | 6 | WD
[9 empty] | 2015-12-05 | 12 | 2015 | 7 | WE
[9 empty] | 2015-12-06 | 12 | 2015 | 1 | WE
[9 empty] | 2015-12-07 | 12 | 2015 | 2 | WD
[9 empty] | 2015-12-08 | 12 | 2015 | 3 | WD
[9 empty] | 2015-12-09 | 12 | 2015 | 4 | WD
[9 empty] | 2015-12-10 | 12 | 2015 | 5 | WD
[9 empty] | 2015-12-11 | 12 | 2015 | 6 | WD
[9 empty] | 2015-12-12 | 12 | 2015 | 7 | WE
[9 empty] | 2015-12-13 | 12 | 2015 | 1 | WE
[9 empty] | 2015-12-14 | 12 | 2015 | 2 | WD
[9 empty] | 2015-12-15 | 12 | 2015 | 3 | WD
[9 empty] | 2015-12-16 | 12 | 2015 | 4 | WD
[9 empty] | 2015-12-17 | 12 | 2015 | 5 | WD
[9 empty] | 2015-12-18 | 12 | 2015 | 6 | WD
[9 empty] | 2015-12-19 | 12 | 2015 | 7 | WE
[9 empty] | 2015-12-20 | 12 | 2015 | 1 | WE
[9 empty] | 2015-12-21 | 12 | 2015 | 2 | WD
[9 empty] | 2015-12-22 | 12 | 2015 | 3 | WD
[9 empty] | 2015-12-23 | 12 | 2015 | 4 | WD
[9 empty] | 2015-12-24 | 12 | 2015 | 5 | WD
[9 empty] | 2015-12-25 | 12 | 2015 | 6 | WD
[9 empty] | 2015-12-26 | 12 | 2015 | 7 | WE
[9 empty] | 2015-12-27 | 12 | 2015 | 1 | WE
[9 empty] | 2015-12-28 | 12 | 2015 | 2 | WD
[9 empty] | 2015-12-29 | 12 | 2015 | 3 | WD
[9 empty] | 2015-12-30 | 12 | 2015 | 4 | WD
[9 empty] | 2015-12-31 | 12 | 2015 | 5 | WD
[9 empty] | 2016-01-01 | 1 | 2016 | 6 | WD
[9 empty] | 2016-01-02 | 1 | 2016 | 7 | WE
[9 empty] | 2016-01-03 | 1 | 2016 | 1 | WE
[9 empty] | 2016-01-04 | 1 | 2016 | 2 | WD
[9 empty] | 2016-01-05 | 1 | 2016 | 3 | WD
[9 empty] | 2016-01-06 | 1 | 2016 | 4 | WD
[9 empty] | 2016-01-07 | 1 | 2016 | 5 | WD
[9 empty] | 2016-01-08 | 1 | 2016 | 6 | WD
[9 empty] | 2016-01-09 | 1 | 2016 | 7 | WE
[9 empty] | 2016-01-10 | 1 | 2016 | 1 | WE
[9 empty] | 2016-01-11 | 1 | 2016 | 2 | WD
[9 empty] | 2016-01-12 | 1 | 2016 | 3 | WD
[9 empty] | 2016-01-13 | 1 | 2016 | 4 | WD
[9 empty] | 2016-01-14 | 1 | 2016 | 5 | WD
[9 empty] | 2016-01-15 | 1 | 2016 | 6 | WD
[9 empty] | 2016-01-16 | 1 | 2016 | 7 | WE
[9 empty] | 2016-01-17 | 1 | 2016 | 1 | WE
[9 empty] | 2016-01-18 | 1 | 2016 | 2 | WD
[9 empty] | 2016-01-19 | 1 | 2016 | 3 | WD
[9 empty] | 2016-01-20 | 1 | 2016 | 4 | WD
[9 empty] | 2016-01-21 | 1 | 2016 | 5 | WD
[9 empty] | 2016-01-22 | 1 | 2016 | 6 | WD
[9 empty] | 2016-01-23 | 1 | 2016 | 7 | WE
[9 empty] | 2016-01-24 | 1 | 2016 | 1 | WE
[9 empty] | 2016-01-25 | 1 | 2016 | 2 | WD
[9 empty] | 2016-01-26 | 1 | 2016 | 3 | WD
[9 empty] | 2016-01-27 | 1 | 2016 | 4 | WD
[9 empty] | 2016-01-28 | 1 | 2016 | 5 | WD
[9 empty] | 2016-01-29 | 1 | 2016 | 6 | WD
[9 empty] | 2016-01-30 | 1 | 2016 | 7 | WE
[9 empty] | 2016-01-31 | 1 | 2016 | 1 | WE
[9 empty] | 2016-02-01 | 2 | 2016 | 2 | WD
[9 empty] | 2016-02-02 | 2 | 2016 | 3 | WD
[9 empty] | 2016-02-03 | 2 | 2016 | 4 | WD
[9 empty] | 2016-02-04 | 2 | 2016 | 5 | WD
[9 empty] | 2016-02-05 | 2 | 2016 | 6 | WD
[9 empty] | 2016-02-06 | 2 | 2016 | 7 | WE
[9 empty] | 2016-02-07 | 2 | 2016 | 1 | WE
[9 empty] | 2016-02-08 | 2 | 2016 | 2 | WD
[9 empty] | 2016-02-09 | 2 | 2016 | 3 | WD
[9 empty] | 2016-02-10 | 2 | 2016 | 4 | WD
[9 empty] | 2016-02-11 | 2 | 2016 | 5 | WD
[9 empty] | 2016-02-12 | 2 | 2016 | 6 | WD
[9 empty] | 2016-02-13 | 2 | 2016 | 7 | WE
[9 empty] | 2016-02-14 | 2 | 2016 | 1 | WE
[9 empty] | 2016-02-15 | 2 | 2016 | 2 | WD
[9 empty] | 2016-02-16 | 2 | 2016 | 3 | WD
[9 empty] | 2016-02-17 | 2 | 2016 | 4 | WD
[9 empty] | 2016-02-18 | 2 | 2016 | 5 | WD
[9 empty] | 2016-02-19 | 2 | 2016 | 6 | WD
[9 empty] | 2016-02-20 | 2 | 2016 | 7 | WE
[9 empty] | 2016-02-21 | 2 | 2016 | 1 | WE
[9 empty] | 2016-02-22 | 2 | 2016 | 2 | WD
[9 empty] | 2016-02-23 | 2 | 2016 | 3 | WD
[9 empty] | 2016-02-24 | 2 | 2016 | 4 | WD
[9 empty] | 2016-02-25 | 2 | 2016 | 5 | WD
[9 empty] | 2016-02-26 | 2 | 2016 | 6 | WD
[9 empty] | 2016-02-27 | 2 | 2016 | 7 | WE
[9 empty] | 2016-02-28 | 2 | 2016 | 1 | WE
[9 empty] | 2016-02-29 | 2 | 2016 | 2 | WD
[9 empty] | 2016-03-01 | 3 | 2016 | 3 | WD
[9 empty] | 2016-03-02 | 3 | 2016 | 4 | WD
[9 empty] | 2016-03-03 | 3 | 2016 | 5 | WD
[9 empty] | 2016-03-04 | 3 | 2016 | 6 | WD
[9 empty] | 2016-03-05 | 3 | 2016 | 7 | WE
[9 empty] | 2016-03-06 | 3 | 2016 | 1 | WE
[9 empty] | 2016-03-07 | 3 | 2016 | 2 | WD
[9 empty] | 2016-03-08 | 3 | 2016 | 3 | WD
[9 empty] | 2016-03-09 | 3 | 2016 | 4 | WD
[9 empty] | 2016-03-10 | 3 | 2016 | 5 | WD
[9 empty] | 2016-03-11 | 3 | 2016 | 6 | WD
[9 empty] | 2016-03-12 | 3 | 2016 | 7 | WE
[9 empty] | 2016-03-13 | 3 | 2016 | 1 | WE
[9 empty] | 2016-03-14 | 3 | 2016 | 2 | WD
[9 empty] | 2016-03-15 | 3 | 2016 | 3 | WD
[9 empty] | 2016-03-16 | 3 | 2016 | 4 | WD
[9 empty] | 2016-03-17 | 3 | 2016 | 5 | WD
[9 empty] | 2016-03-18 | 3 | 2016 | 6 | WD
[9 empty] | 2016-03-19 | 3 | 2016 | 7 | WE
[9 empty] | 2016-03-20 | 3 | 2016 | 1 | WE
[9 empty] | 2016-03-21 | 3 | 2016 | 2 | WD
[9 empty] | 2016-03-22 | 3 | 2016 | 3 | WD
[9 empty] | 2016-03-23 | 3 | 2016 | 4 | WD
[9 empty] | 2016-03-24 | 3 | 2016 | 5 | WD
[9 empty] | 2016-03-25 | 3 | 2016 | 6 | WD
[9 empty] | 2016-03-26 | 3 | 2016 | 7 | WE
[9 empty] | 2016-03-27 | 3 | 2016 | 1 | WE
[9 empty] | 2016-03-28 | 3 | 2016 | 2 | WD
[9 empty] | 2016-03-29 | 3 | 2016 | 3 | WD
[9 empty] | 2016-03-30 | 3 | 2016 | 4 | WD
[9 empty] | 2016-03-31 | 3 | 2016 | 5 | WD
[9 empty] | 2016-04-01 | 4 | 2016 | 6 | WD
[9 empty] | 2016-04-02 | 4 | 2016 | 7 | WE
[9 empty] | 2016-04-03 | 4 | 2016 | 1 | WE
[9 empty] | 2016-04-04 | 4 | 2016 | 2 | WD
[9 empty] | 2016-04-05 | 4 | 2016 | 3 | WD
[9 empty] | 2016-04-06 | 4 | 2016 | 4 | WD
[9 empty] | 2016-04-07 | 4 | 2016 | 5 | WD
[9 empty] | 2016-04-08 | 4 | 2016 | 6 | WD
[9 empty] | 2016-04-09 | 4 | 2016 | 7 | WE
[9 empty] | 2016-04-10 | 4 | 2016 | 1 | WE
[9 empty] | 2016-04-11 | 4 | 2016 | 2 | WD
[9 empty] | 2016-04-12 | 4 | 2016 | 3 | WD
[9 empty] | 2016-04-13 | 4 | 2016 | 4 | WD
[9 empty] | 2016-04-14 | 4 | 2016 | 5 | WD
[9 empty] | 2016-04-15 | 4 | 2016 | 6 | WD
[9 empty] | 2016-04-16 | 4 | 2016 | 7 | WE
[9 empty] | 2016-04-17 | 4 | 2016 | 1 | WE
[9 empty] | 2016-04-18 | 4 | 2016 | 2 | WD
[9 empty] | 2016-04-19 | 4 | 2016 | 3 | WD
[9 empty] | 2016-04-20 | 4 | 2016 | 4 | WD
[9 empty] | 2016-04-21 | 4 | 2016 | 5 | WD
[9 empty] | 2016-04-22 | 4 | 2016 | 6 | WD
[9 empty] | 2016-04-23 | 4 | 2016 | 7 | WE
[9 empty] | 2016-04-24 | 4 | 2016 | 1 | WE
[9 empty] | 2016-04-25 | 4 | 2016 | 2 | WD
[9 empty] | 2016-04-26 | 4 | 2016 | 3 | WD
[9 empty] | 2016-04-27 | 4 | 2016 | 4 | WD
[9 empty] | 2016-04-28 | 4 | 2016 | 5 | WD
[9 empty] | 2016-04-29 | 4 | 2016 | 6 | WD
[9 empty] | 2016-04-30 | 4 | 2016 | 7 | WE
[9 empty] | 2016-05-01 | 5 | 2016 | 1 | WE
[9 empty] | 2016-05-02 | 5 | 2016 | 2 | WD
[9 empty] | 2016-05-03 | 5 | 2016 | 3 | WD
[9 empty] | 2016-05-04 | 5 | 2016 | 4 | WD
[9 empty] | 2016-05-05 | 5 | 2016 | 5 | WD
[9 empty] | 2016-05-06 | 5 | 2016 | 6 | WD
[9 empty] | 2016-05-07 | 5 | 2016 | 7 | WE
[9 empty] | 2016-05-08 | 5 | 2016 | 1 | WE
[9 empty] | 2016-05-09 | 5 | 2016 | 2 | WD
[9 empty] | 2016-05-10 | 5 | 2016 | 3 | WD
[9 empty] | 2016-05-11 | 5 | 2016 | 4 | WD
[9 empty] | 2016-05-12 | 5 | 2016 | 5 | WD
[9 empty] | 2016-05-13 | 5 | 2016 | 6 | WD
[9 empty] | 2016-05-14 | 5 | 2016 | 7 | WE
[9 empty] | 2016-05-15 | 5 | 2016 | 1 | WE
[9 empty] | 2016-05-16 | 5 | 2016 | 2 | WD
[9 empty] | 2016-05-17 | 5 | 2016 | 3 | WD
[9 empty] | 2016-05-18 | 5 | 2016 | 4 | WD
[9 empty] | 2016-05-19 | 5 | 2016 | 5 | WD
[9 empty] | 2016-05-20 | 5 | 2016 | 6 | WD
[9 empty] | 2016-05-21 | 5 | 2016 | 7 | WE
[9 empty] | 2016-05-22 | 5 | 2016 | 1 | WE
[9 empty] | 2016-05-23 | 5 | 2016 | 2 | WD
[9 empty] | 2016-05-24 | 5 | 2016 | 3 | WD
[9 empty] | 2016-05-25 | 5 | 2016 | 4 | WD
[9 empty] | 2016-05-26 | 5 | 2016 | 5 | WD
[9 empty] | 2016-05-27 | 5 | 2016 | 6 | WD
[9 empty] | 2016-05-28 | 5 | 2016 | 7 | WE
[9 empty] | 2016-05-29 | 5 | 2016 | 1 | WE
[9 empty] | 2016-05-30 | 5 | 2016 | 2 | WD
[9 empty] | 2016-05-31 | 5 | 2016 | 3 | WD
[9 empty] | 2016-06-01 | 6 | 2016 | 4 | WD
[9 empty] | 2016-06-02 | 6 | 2016 | 5 | WD
[9 empty] | 2016-06-03 | 6 | 2016 | 6 | WD
[9 empty] | 2016-06-04 | 6 | 2016 | 7 | WE
[9 empty] | 2016-06-05 | 6 | 2016 | 1 | WE
[9 empty] | 2016-06-06 | 6 | 2016 | 2 | WD
[9 empty] | 2016-06-07 | 6 | 2016 | 3 | WD
[9 empty] | 2016-06-08 | 6 | 2016 | 4 | WD
[9 empty] | 2016-06-09 | 6 | 2016 | 5 | WD
[9 empty] | 2016-06-10 | 6 | 2016 | 6 | WD
[9 empty] | 2016-06-11 | 6 | 2016 | 7 | WE
[9 empty] | 2016-06-12 | 6 | 2016 | 1 | WE
[9 empty] | 2016-06-13 | 6 | 2016 | 2 | WD
[9 empty] | 2016-06-14 | 6 | 2016 | 3 | WD
[9 empty] | 2016-06-15 | 6 | 2016 | 4 | WD
[9 empty] | 2016-06-16 | 6 | 2016 | 5 | WD
[9 empty] | 2016-06-17 | 6 | 2016 | 6 | WD
[9 empty] | 2016-06-18 | 6 | 2016 | 7 | WE
[9 empty] | 2016-06-19 | 6 | 2016 | 1 | WE
[9 empty] | 2016-06-20 | 6 | 2016 | 2 | WD
[9 empty] | 2016-06-21 | 6 | 2016 | 3 | WD
[9 empty] | 2016-06-22 | 6 | 2016 | 4 | WD
[9 empty] | 2016-06-23 | 6 | 2016 | 5 | WD
[9 empty] | 2016-06-24 | 6 | 2016 | 6 | WD
[9 empty] | 2016-06-25 | 6 | 2016 | 7 | WE
[9 empty] | 2016-06-26 | 6 | 2016 | 1 | WE
[9 empty] | 2016-06-27 | 6 | 2016 | 2 | WD
[9 empty] | 2016-06-28 | 6 | 2016 | 3 | WD
[9 empty] | 2016-06-29 | 6 | 2016 | 4 | WD
[9 empty] | 2016-06-30 | 6 | 2016 | 5 | WD
[9 empty] | 2016-07-01 | 7 | 2016 | 6 | WD
[9 empty] | 2016-07-02 | 7 | 2016 | 7 | WE
[9 empty] | 2016-07-03 | 7 | 2016 | 1 | WE
[9 empty] | 2016-07-04 | 7 | 2016 | 2 | WD
[9 empty] | 2016-07-05 | 7 | 2016 | 3 | WD
[9 empty] | 2016-07-06 | 7 | 2016 | 4 | WD
[9 empty] | 2016-07-07 | 7 | 2016 | 5 | WD
[9 empty] | 2016-07-08 | 7 | 2016 | 6 | WD
[9 empty] | 2016-07-09 | 7 | 2016 | 7 | WE
[9 empty] | 2016-07-10 | 7 | 2016 | 1 | WE
[9 empty] | 2016-07-11 | 7 | 2016 | 2 | WD
[9 empty] | 2016-07-12 | 7 | 2016 | 3 | WD
[9 empty] | 2016-07-13 | 7 | 2016 | 4 | WD
[9 empty] | 2016-07-14 | 7 | 2016 | 5 | WD
[9 empty] | 2016-07-15 | 7 | 2016 | 6 | WD
[9 empty] | 2016-07-16 | 7 | 2016 | 7 | WE
[9 empty] | 2016-07-17 | 7 | 2016 | 1 | WE
[9 empty] | 2016-07-18 | 7 | 2016 | 2 | WD
[9 empty] | 2016-07-19 | 7 | 2016 | 3 | WD
[9 empty] | 2016-07-20 | 7 | 2016 | 4 | WD
[9 empty] | 2016-07-21 | 7 | 2016 | 5 | WD
[9 empty] | 2016-07-22 | 7 | 2016 | 6 | WD
[9 empty] | 2016-07-23 | 7 | 2016 | 7 | WE
[9 empty] | 2016-07-24 | 7 | 2016 | 1 | WE
[9 empty] | 2016-07-25 | 7 | 2016 | 2 | WD
[9 empty] | 2016-07-26 | 7 | 2016 | 3 | WD
[9 empty] | 2016-07-27 | 7 | 2016 | 4 | WD
[9 empty] | 2016-07-28 | 7 | 2016 | 5 | WD
[9 empty] | 2016-07-29 | 7 | 2016 | 6 | WD
[9 empty] | 2016-07-30 | 7 | 2016 | 7 | WE
[9 empty] | 2016-07-31 | 7 | 2016 | 1 | WE
[9 empty] | 2016-08-01 | 8 | 2016 | 2 | WD
[9 empty] | 2016-08-02 | 8 | 2016 | 3 | WD
[9 empty] | 2016-08-03 | 8 | 2016 | 4 | WD
[9 empty] | 2016-08-04 | 8 | 2016 | 5 | WD
[9 empty] | 2016-08-05 | 8 | 2016 | 6 | WD
[9 empty] | 2016-08-06 | 8 | 2016 | 7 | WE
[9 empty] | 2016-08-07 | 8 | 2016 | 1 | WE
[9 empty] | 2016-08-08 | 8 | 2016 | 2 | WD
[9 empty] | 2016-08-09 | 8 | 2016 | 3 | WD
[9 empty] | 2016-08-10 | 8 | 2016 | 4 | WD
[9 empty] | 2016-08-11 | 8 | 2016 | 5 | WD
[9 empty] | 2016-08-12 | 8 | 2016 | 6 | WD
[9 empty] | 2016-08-13 | 8 | 2016 | 7 | WE
[9 empty] | 2016-08-14 | 8 | 2016 | 1 | WE
[9 empty] | 2016-08-15 | 8 | 2016 | 2 | WD
[9 empty] | 2016-08-16 | 8 | 2016 | 3 | WD
[9 empty] | 2016-08-17 | 8 | 2016 | 4 | WD
[9 empty] | 2016-08-18 | 8 | 2016 | 5 | WD
[9 empty] | 2016-08-19 | 8 | 2016 | 6 | WD
[9 empty] | 2016-08-20 | 8 | 2016 | 7 | WE
[9 empty] | 2016-08-21 | 8 | 2016 | 1 | WE
[9 empty] | 2016-08-22 | 8 | 2016 | 2 | WD
[9 empty] | 2016-08-23 | 8 | 2016 | 3 | WD
[9 empty] | 2016-08-24 | 8 | 2016 | 4 | WD
[9 empty] | 2016-08-25 | 8 | 2016 | 5 | WD
[9 empty] | 2016-08-26 | 8 | 2016 | 6 | WD
[9 empty] | 2016-08-27 | 8 | 2016 | 7 | WE
[9 empty] | 2016-08-28 | 8 | 2016 | 1 | WE
[9 empty] | 2016-08-29 | 8 | 2016 | 2 | WD
[9 empty] | 2016-08-30 | 8 | 2016 | 3 | WD
[9 empty] | 2016-08-31 | 8 | 2016 | 4 | WD
[9 empty] | 2016-09-01 | 9 | 2016 | 5 | WD
[9 empty] | 2016-09-02 | 9 | 2016 | 6 | WD
[9 empty] | 2016-09-03 | 9 | 2016 | 7 | WE
[9 empty] | 2016-09-04 | 9 | 2016 | 1 | WE
[9 empty] | 2016-09-05 | 9 | 2016 | 2 | WD
[9 empty] | 2016-09-06 | 9 | 2016 | 3 | WD
[9 empty] | 2016-09-07 | 9 | 2016 | 4 | WD
[9 empty] | 2016-09-08 | 9 | 2016 | 5 | WD
[9 empty] | 2016-09-09 | 9 | 2016 | 6 | WD
[9 empty] | 2016-09-10 | 9 | 2016 | 7 | WE
[9 empty] | 2016-09-11 | 9 | 2016 | 1 | WE
[9 empty] | 2016-09-12 | 9 | 2016 | 2 | WD
[9 empty] | 2016-09-13 | 9 | 2016 | 3 | WD
[9 empty] | 2016-09-14 | 9 | 2016 | 4 | WD
[9 empty] | 2016-09-15 | 9 | 2016 | 5 | WD
[9 empty] | 2016-09-16 | 9 | 2016 | 6 | WD
[9 empty] | 2016-09-17 | 9 | 2016 | 7 | WE
[9 empty] | 2016-09-18 | 9 | 2016 | 1 | WE
[9 empty] | 2016-09-19 | 9 | 2016 | 2 | WD
[9 empty] | 2016-09-20 | 9 | 2016 | 3 | WD
[9 empty] | 2016-09-21 | 9 | 2016 | 4 | WD
[9 empty] | 2016-09-22 | 9 | 2016 | 5 | WD
[9 empty] | 2016-09-23 | 9 | 2016 | 6 | WD
[9 empty] | 2016-09-24 | 9 | 2016 | 7 | WE
[9 empty] | 2016-09-25 | 9 | 2016 | 1 | WE
[9 empty] | 2016-09-26 | 9 | 2016 | 2 | WD
[9 empty] | 2016-09-27 | 9 | 2016 | 3 | WD
[9 empty] | 2016-09-28 | 9 | 2016 | 4 | WD
[9 empty] | 2016-09-29 | 9 | 2016 | 5 | WD
[9 empty] | 2016-09-30 | 9 | 2016 | 6 | WD
[9 empty] | 2016-10-01 | 10 | 2016 | 7 | WE
[9 empty] | 2016-10-02 | 10 | 2016 | 1 | WE
[9 empty] | 2016-10-03 | 10 | 2016 | 2 | WD
[9 empty] | 2016-10-04 | 10 | 2016 | 3 | WD
[9 empty] | 2016-10-05 | 10 | 2016 | 4 | WD
[9 empty] | 2016-10-06 | 10 | 2016 | 5 | WD
[9 empty] | 2016-10-07 | 10 | 2016 | 6 | WD
[9 empty] | 2016-10-08 | 10 | 2016 | 7 | WE
[9 empty] | 2016-10-09 | 10 | 2016 | 1 | WE
[9 empty] | 2016-10-10 | 10 | 2016 | 2 | WD
[9 empty] | 2016-10-11 | 10 | 2016 | 3 | WD
[9 empty] | 2016-10-12 | 10 | 2016 | 4 | WD
[9 empty] | 2016-10-13 | 10 | 2016 | 5 | WD
[9 empty] | 2016-10-14 | 10 | 2016 | 6 | WD
[9 empty] | 2016-10-15 | 10 | 2016 | 7 | WE
[9 empty] | 2016-10-16 | 10 | 2016 | 1 | WE
[9 empty] | 2016-10-17 | 10 | 2016 | 2 | WD
[9 empty] | 2016-10-18 | 10 | 2016 | 3 | WD
[9 empty] | 2016-10-19 | 10 | 2016 | 4 | WD
[9 empty] | 2016-10-20 | 10 | 2016 | 5 | WD
[9 empty] | 2016-10-21 | 10 | 2016 | 6 | WD
[9 empty] | 2016-10-22 | 10 | 2016 | 7 | WE
[9 empty] | 2016-10-23 | 10 | 2016 | 1 | WE
[9 empty] | 2016-10-24 | 10 | 2016 | 2 | WD
[9 empty] | 2016-10-25 | 10 | 2016 | 3 | WD
[9 empty] | 2016-10-26 | 10 | 2016 | 4 | WD
[9 empty] | 2016-10-27 | 10 | 2016 | 5 | WD
[9 empty] | 2016-10-28 | 10 | 2016 | 6 | WD
[9 empty] | 2016-10-29 | 10 | 2016 | 7 | WE
[9 empty] | 2016-10-30 | 10 | 2016 | 1 | WE
[9 empty] | 2016-10-31 | 10 | 2016 | 2 | WD
[9 empty] | 2016-11-01 | 11 | 2016 | 3 | WD
[9 empty] | 2016-11-02 | 11 | 2016 | 4 | WD
[9 empty] | 2016-11-03 | 11 | 2016 | 5 | WD
[9 empty] | 2016-11-04 | 11 | 2016 | 6 | WD
[9 empty] | 2016-11-05 | 11 | 2016 | 7 | WE
[9 empty] | 2016-11-06 | 11 | 2016 | 1 | WE
[9 empty] | 2016-11-07 | 11 | 2016 | 2 | WD
[9 empty] | 2016-11-08 | 11 | 2016 | 3 | WD
[9 empty] | 2016-11-09 | 11 | 2016 | 4 | WD
[9 empty] | 2016-11-10 | 11 | 2016 | 5 | WD
[9 empty] | 2016-11-11 | 11 | 2016 | 6 | WD
[9 empty] | 2016-11-12 | 11 | 2016 | 7 | WE
[9 empty] | 2016-11-13 | 11 | 2016 | 1 | WE
[9 empty] | 2016-11-14 | 11 | 2016 | 2 | WD
[9 empty] | 2016-11-15 | 11 | 2016 | 3 | WD
[9 empty] | 2016-11-16 | 11 | 2016 | 4 | WD
[9 empty] | 2016-11-17 | 11 | 2016 | 5 | WD
[9 empty] | 2016-11-18 | 11 | 2016 | 6 | WD
[9 empty] | 2016-11-19 | 11 | 2016 | 7 | WE
[9 empty] | 2016-11-20 | 11 | 2016 | 1 | WE
[9 empty] | 2016-11-21 | 11 | 2016 | 2 | WD
[9 empty] | 2016-11-22 | 11 | 2016 | 3 | WD
[9 empty] | 2016-11-23 | 11 | 2016 | 4 | WD
[9 empty] | 2016-11-24 | 11 | 2016 | 5 | WD
[9 empty] | 2016-11-25 | 11 | 2016 | 6 | WD
[9 empty] | 2016-11-26 | 11 | 2016 | 7 | WE
[9 empty] | 2016-11-27 | 11 | 2016 | 1 | WE
[9 empty] | 2016-11-28 | 11 | 2016 | 2 | WD
[9 empty] | 2016-11-29 | 11 | 2016 | 3 | WD
[9 empty] | 2016-11-30 | 11 | 2016 | 4 | WD
[9 empty] | 2016-12-01 | 12 | 2016 | 5 | WD
[9 empty] | 2016-12-02 | 12 | 2016 | 6 | WD
[9 empty] | 2016-12-03 | 12 | 2016 | 7 | WE
[9 empty] | 2016-12-04 | 12 | 2016 | 1 | WE
[9 empty] | 2016-12-05 | 12 | 2016 | 2 | WD
[9 empty] | 2016-12-06 | 12 | 2016 | 3 | WD
[9 empty] | 2016-12-07 | 12 | 2016 | 4 | WD
[9 empty] | 2016-12-08 | 12 | 2016 | 5 | WD
[9 empty] | 2016-12-09 | 12 | 2016 | 6 | WD
[9 empty] | 2016-12-10 | 12 | 2016 | 7 | WE
[9 empty] | 2016-12-11 | 12 | 2016 | 1 | WE
[9 empty] | 2016-12-12 | 12 | 2016 | 2 | WD
[9 empty] | 2016-12-13 | 12 | 2016 | 3 | WD
[9 empty] | 2016-12-14 | 12 | 2016 | 4 | WD
[9 empty] | 2016-12-15 | 12 | 2016 | 5 | WD
[9 empty] | 2016-12-16 | 12 | 2016 | 6 | WD
[9 empty] | 2016-12-17 | 12 | 2016 | 7 | WE
[9 empty] | 2016-12-18 | 12 | 2016 | 1 | WE
[9 empty] | 2016-12-19 | 12 | 2016 | 2 | WD
[9 empty] | 2016-12-20 | 12 | 2016 | 3 | WD
[9 empty] | 2016-12-21 | 12 | 2016 | 4 | WD
[9 empty] | 2016-12-22 | 12 | 2016 | 5 | WD
[9 empty] | 2016-12-23 | 12 | 2016 | 6 | WD
[9 empty] | 2016-12-24 | 12 | 2016 | 7 | WE
[9 empty] | 2016-12-25 | 12 | 2016 | 1 | WE
[9 empty] | 2016-12-26 | 12 | 2016 | 2 | WD
[9 empty] | 2016-12-27 | 12 | 2016 | 3 | WD
[9 empty] | 2016-12-28 | 12 | 2016 | 4 | WD
[9 empty] | 2016-12-29 | 12 | 2016 | 5 | WD
[9 empty] | 2016-12-30 | 12 | 2016 | 6 | WD
[9 empty] | 2016-12-31 | 12 | 2016 | 7 | WE
[9 empty] | 2017-01-01 | 1 | 2017 | 1 | WE
[9 empty] | 2017-01-02 | 1 | 2017 | 2 | WD
[9 empty] | 2017-01-03 | 1 | 2017 | 3 | WD
[9 empty] | 2017-01-04 | 1 | 2017 | 4 | WD
[9 empty] | 2017-01-05 | 1 | 2017 | 5 | WD
[9 empty] | 2017-01-06 | 1 | 2017 | 6 | WD
[9 empty] | 2017-01-07 | 1 | 2017 | 7 | WE
[9 empty] | 2017-01-08 | 1 | 2017 | 1 | WE
[9 empty] | 2017-01-09 | 1 | 2017 | 2 | WD
[9 empty] | 2017-01-10 | 1 | 2017 | 3 | WD
[9 empty] | 2017-01-11 | 1 | 2017 | 4 | WD
[9 empty] | 2017-01-12 | 1 | 2017 | 5 | WD
[9 empty] | 2017-01-13 | 1 | 2017 | 6 | WD
[9 empty] | 2017-01-14 | 1 | 2017 | 7 | WE
[9 empty] | 2017-01-15 | 1 | 2017 | 1 | WE
[9 empty] | 2017-01-16 | 1 | 2017 | 2 | WD
[9 empty] | 2017-01-17 | 1 | 2017 | 3 | WD
[9 empty] | 2017-01-18 | 1 | 2017 | 4 | WD
[9 empty] | 2017-01-19 | 1 | 2017 | 5 | WD
[9 empty] | 2017-01-20 | 1 | 2017 | 6 | WD
[9 empty] | 2017-01-21 | 1 | 2017 | 7 | WE
[9 empty] | 2017-01-22 | 1 | 2017 | 1 | WE
[9 empty] | 2017-01-23 | 1 | 2017 | 2 | WD
[9 empty] | 2017-01-24 | 1 | 2017 | 3 | WD
[9 empty] | 2017-01-25 | 1 | 2017 | 4 | WD
[9 empty] | 2017-01-26 | 1 | 2017 | 5 | WD
[9 empty] | 2017-01-27 | 1 | 2017 | 6 | WD
[9 empty] | 2017-01-28 | 1 | 2017 | 7 | WE
[9 empty] | 2017-01-29 | 1 | 2017 | 1 | WE
[9 empty] | 2017-01-30 | 1 | 2017 | 2 | WD
[9 empty] | 2017-01-31 | 1 | 2017 | 3 | WD
[9 empty] | 2017-02-01 | 2 | 2017 | 4 | WD
[9 empty] | 2017-02-02 | 2 | 2017 | 5 | WD
[9 empty] | 2017-02-03 | 2 | 2017 | 6 | WD
[9 empty] | 2017-02-04 | 2 | 2017 | 7 | WE
[9 empty] | 2017-02-05 | 2 | 2017 | 1 | WE
[9 empty] | 2017-02-06 | 2 | 2017 | 2 | WD
[9 empty] | 2017-02-07 | 2 | 2017 | 3 | WD
[9 empty] | 2017-02-08 | 2 | 2017 | 4 | WD
[9 empty] | 2017-02-09 | 2 | 2017 | 5 | WD
[9 empty] | 2017-02-10 | 2 | 2017 | 6 | WD
[9 empty] | 2017-02-11 | 2 | 2017 | 7 | WE
[9 empty] | 2017-02-12 | 2 | 2017 | 1 | WE
[9 empty] | 2017-02-13 | 2 | 2017 | 2 | WD
[9 empty] | 2017-02-14 | 2 | 2017 | 3 | WD
[9 empty] | 2017-02-15 | 2 | 2017 | 4 | WD
[9 empty] | 2017-02-16 | 2 | 2017 | 5 | WD
[9 empty] | 2017-02-17 | 2 | 2017 | 6 | WD
[9 empty] | 2017-02-18 | 2 | 2017 | 7 | WE
[9 empty] | 2017-02-19 | 2 | 2017 | 1 | WE
[9 empty] | 2017-02-20 | 2 | 2017 | 2 | WD
[9 empty] | 2017-02-21 | 2 | 2017 | 3 | WD
[9 empty] | 2017-02-22 | 2 | 2017 | 4 | WD
[9 empty] | 2017-02-23 | 2 | 2017 | 5 | WD
[9 empty] | 2017-02-24 | 2 | 2017 | 6 | WD
[9 empty] | 2017-02-25 | 2 | 2017 | 7 | WE
[9 empty] | 2017-02-26 | 2 | 2017 | 1 | WE
[9 empty] | 2017-02-27 | 2 | 2017 | 2 | WD
[9 empty] | 2017-02-28 | 2 | 2017 | 3 | WD
[9 empty] | 2017-03-01 | 3 | 2017 | 4 | WD
[9 empty] | 2017-03-02 | 3 | 2017 | 5 | WD
[9 empty] | 2017-03-03 | 3 | 2017 | 6 | WD
[9 empty] | 2017-03-04 | 3 | 2017 | 7 | WE
[9 empty] | 2017-03-05 | 3 | 2017 | 1 | WE
[9 empty] | 2017-03-06 | 3 | 2017 | 2 | WD
[9 empty] | 2017-03-07 | 3 | 2017 | 3 | WD
[9 empty] | 2017-03-08 | 3 | 2017 | 4 | WD
[9 empty] | 2017-03-09 | 3 | 2017 | 5 | WD
[9 empty] | 2017-03-10 | 3 | 2017 | 6 | WD
[9 empty] | 2017-03-11 | 3 | 2017 | 7 | WE
[9 empty] | 2017-03-12 | 3 | 2017 | 1 | WE
[9 empty] | 2017-03-13 | 3 | 2017 | 2 | WD
[9 empty] | 2017-03-14 | 3 | 2017 | 3 | WD
[9 empty] | 2017-03-15 | 3 | 2017 | 4 | WD
[9 empty] | 2017-03-16 | 3 | 2017 | 5 | WD
[9 empty] | 2017-03-17 | 3 | 2017 | 6 | WD
[9 empty] | 2017-03-18 | 3 | 2017 | 7 | WE
[9 empty] | 2017-03-19 | 3 | 2017 | 1 | WE
[9 empty] | 2017-03-20 | 3 | 2017 | 2 | WD
[9 empty] | 2017-03-21 | 3 | 2017 | 3 | WD
[9 empty] | 2017-03-22 | 3 | 2017 | 4 | WD
[9 empty] | 2017-03-23 | 3 | 2017 | 5 | WD
[9 empty] | 2017-03-24 | 3 | 2017 | 6 | WD
[9 empty] | 2017-03-25 | 3 | 2017 | 7 | WE
[9 empty] | 2017-03-26 | 3 | 2017 | 1 | WE
[9 empty] | 2017-03-27 | 3 | 2017 | 2 | WD
[9 empty] | 2017-03-28 | 3 | 2017 | 3 | WD
[9 empty] | 2017-03-29 | 3 | 2017 | 4 | WD
[9 empty] | 2017-03-30 | 3 | 2017 | 5 | WD
[9 empty] | 2017-03-31 | 3 | 2017 | 6 | WD
[9 empty] | 2017-04-01 | 4 | 2017 | 7 | WE
[9 empty] | 2017-04-02 | 4 | 2017 | 1 | WE
[9 empty] | 2017-04-03 | 4 | 2017 | 2 | WD
[9 empty] | 2017-04-04 | 4 | 2017 | 3 | WD
[9 empty] | 2017-04-05 | 4 | 2017 | 4 | WD
[9 empty] | 2017-04-06 | 4 | 2017 | 5 | WD
[9 empty] | 2017-04-07 | 4 | 2017 | 6 | WD
[9 empty] | 2017-04-08 | 4 | 2017 | 7 | WE
[9 empty] | 2017-04-09 | 4 | 2017 | 1 | WE
[9 empty] | 2017-04-10 | 4 | 2017 | 2 | WD
[9 empty] | 2017-04-11 | 4 | 2017 | 3 | WD
[9 empty] | 2017-04-12 | 4 | 2017 | 4 | WD
[9 empty] | 2017-04-13 | 4 | 2017 | 5 | WD
[9 empty] | 2017-04-14 | 4 | 2017 | 6 | WD
[9 empty] | 2017-04-15 | 4 | 2017 | 7 | WE
[9 empty] | 2017-04-16 | 4 | 2017 | 1 | WE
[9 empty] | 2017-04-17 | 4 | 2017 | 2 | WD
[9 empty] | 2017-04-18 | 4 | 2017 | 3 | WD
[9 empty] | 2017-04-19 | 4 | 2017 | 4 | WD
[9 empty] | 2017-04-20 | 4 | 2017 | 5 | WD
[9 empty] | 2017-04-21 | 4 | 2017 | 6 | WD
[9 empty] | 2017-04-22 | 4 | 2017 | 7 | WE
[9 empty] | 2017-04-23 | 4 | 2017 | 1 | WE
[9 empty] | 2017-04-24 | 4 | 2017 | 2 | WD
[9 empty] | 2017-04-25 | 4 | 2017 | 3 | WD
[9 empty] | 2017-04-26 | 4 | 2017 | 4 | WD
[9 empty] | 2017-04-27 | 4 | 2017 | 5 | WD
[9 empty] | 2017-04-28 | 4 | 2017 | 6 | WD
[9 empty] | 2017-04-29 | 4 | 2017 | 7 | WE
[9 empty] | 2017-04-30 | 4 | 2017 | 1 | WE
[9 empty] | 2017-05-01 | 5 | 2017 | 2 | WD
[9 empty] | 2017-05-02 | 5 | 2017 | 3 | WD
[9 empty] | 2017-05-03 | 5 | 2017 | 4 | WD
[9 empty] | 2017-05-04 | 5 | 2017 | 5 | WD
[9 empty] | 2017-05-05 | 5 | 2017 | 6 | WD
[9 empty] | 2017-05-06 | 5 | 2017 | 7 | WE
[9 empty] | 2017-05-07 | 5 | 2017 | 1 | WE
[9 empty] | 2017-05-08 | 5 | 2017 | 2 | WD
[9 empty] | 2017-05-09 | 5 | 2017 | 3 | WD
[9 empty] | 2017-05-10 | 5 | 2017 | 4 | WD
[9 empty] | 2017-05-11 | 5 | 2017 | 5 | WD
[9 empty] | 2017-05-12 | 5 | 2017 | 6 | WD
[9 empty] | 2017-05-13 | 5 | 2017 | 7 | WE
[9 empty] | 2017-05-14 | 5 | 2017 | 1 | WE
[9 empty] | 2017-05-15 | 5 | 2017 | 2 | WD
[9 empty] | 2017-05-16 | 5 | 2017 | 3 | WD
[9 empty] | 2017-05-17 | 5 | 2017 | 4 | WD
[9 empty] | 2017-05-18 | 5 | 2017 | 5 | WD
[9 empty] | 2017-05-19 | 5 | 2017 | 6 | WD
[9 empty] | 2017-05-20 | 5 | 2017 | 7 | WE
[9 empty] | 2017-05-21 | 5 | 2017 | 1 | WE
[9 empty] | 2017-05-22 | 5 | 2017 | 2 | WD
[9 empty] | 2017-05-23 | 5 | 2017 | 3 | WD
[9 empty] | 2017-05-24 | 5 | 2017 | 4 | WD
[9 empty] | 2017-05-25 | 5 | 2017 | 5 | WD
[9 empty] | 2017-05-26 | 5 | 2017 | 6 | WD
[9 empty] | 2017-05-27 | 5 | 2017 | 7 | WE
[9 empty] | 2017-05-28 | 5 | 2017 | 1 | WE
[9 empty] | 2017-05-29 | 5 | 2017 | 2 | WD
[9 empty] | 2017-05-30 | 5 | 2017 | 3 | WD
[9 empty] | 2017-05-31 | 5 | 2017 | 4 | WD
[9 empty] | 2017-06-01 | 6 | 2017 | 5 | WD
[9 empty] | 2017-06-02 | 6 | 2017 | 6 | WD
[9 empty] | 2017-06-03 | 6 | 2017 | 7 | WE
[9 empty] | 2017-06-04 | 6 | 2017 | 1 | WE
[9 empty] | 2017-06-05 | 6 | 2017 | 2 | WD
[9 empty] | 2017-06-06 | 6 | 2017 | 3 | WD
[9 empty] | 2017-06-07 | 6 | 2017 | 4 | WD
[9 empty] | 2017-06-08 | 6 | 2017 | 5 | WD
[9 empty] | 2017-06-09 | 6 | 2017 | 6 | WD
[9 empty] | 2017-06-10 | 6 | 2017 | 7 | WE
[9 empty] | 2017-06-11 | 6 | 2017 | 1 | WE
[9 empty] | 2017-06-12 | 6 | 2017 | 2 | WD
[9 empty] | 2017-06-13 | 6 | 2017 | 3 | WD
[9 empty] | 2017-06-14 | 6 | 2017 | 4 | WD
[9 empty] | 2017-06-15 | 6 | 2017 | 5 | WD
[9 empty] | 2017-06-16 | 6 | 2017 | 6 | WD
[9 empty] | 2017-06-17 | 6 | 2017 | 7 | WE
[9 empty] | 2017-06-18 | 6 | 2017 | 1 | WE
[9 empty] | 2017-06-19 | 6 | 2017 | 2 | WD
[9 empty] | 2017-06-20 | 6 | 2017 | 3 | WD
[9 empty] | 2017-06-21 | 6 | 2017 | 4 | WD
[9 empty] | 2017-06-22 | 6 | 2017 | 5 | WD
[9 empty] | 2017-06-23 | 6 | 2017 | 6 | WD
[9 empty] | 2017-06-24 | 6 | 2017 | 7 | WE
[9 empty] | 2017-06-25 | 6 | 2017 | 1 | WE
[9 empty] | 2017-06-26 | 6 | 2017 | 2 | WD
[9 empty] | 2017-06-27 | 6 | 2017 | 3 | WD
[9 empty] | 2017-06-28 | 6 | 2017 | 4 | WD
[9 empty] | 2017-06-29 | 6 | 2017 | 5 | WD
[9 empty] | 2017-06-30 | 6 | 2017 | 6 | WD
[9 empty] | 2017-07-01 | 7 | 2017 | 7 | WE
[9 empty] | 2017-07-02 | 7 | 2017 | 1 | WE
[9 empty] | 2017-07-03 | 7 | 2017 | 2 | WD
[9 empty] | 2017-07-04 | 7 | 2017 | 3 | WD
[9 empty] | 2017-07-05 | 7 | 2017 | 4 | WD
[9 empty] | 2017-07-06 | 7 | 2017 | 5 | WD
[9 empty] | 2017-07-07 | 7 | 2017 | 6 | WD
[9 empty] | 2017-07-08 | 7 | 2017 | 7 | WE
[9 empty] | 2017-07-09 | 7 | 2017 | 1 | WE
[9 empty] | 2017-07-10 | 7 | 2017 | 2 | WD
[9 empty] | 2017-07-11 | 7 | 2017 | 3 | WD
[9 empty] | 2017-07-12 | 7 | 2017 | 4 | WD
[9 empty] | 2017-07-13 | 7 | 2017 | 5 | WD
[9 empty] | 2017-07-14 | 7 | 2017 | 6 | WD
[9 empty] | 2017-07-15 | 7 | 2017 | 7 | WE
[9 empty] | 2017-07-16 | 7 | 2017 | 1 | WE
[9 empty] | 2017-07-17 | 7 | 2017 | 2 | WD
[9 empty] | 2017-07-18 | 7 | 2017 | 3 | WD
[9 empty] | 2017-07-19 | 7 | 2017 | 4 | WD
[9 empty] | 2017-07-20 | 7 | 2017 | 5 | WD
[9 empty] | 2017-07-21 | 7 | 2017 | 6 | WD
[9 empty] | 2017-07-22 | 7 | 2017 | 7 | WE
[9 empty] | 2017-07-23 | 7 | 2017 | 1 | WE
[9 empty] | 2017-07-24 | 7 | 2017 | 2 | WD
[9 empty] | 2017-07-25 | 7 | 2017 | 3 | WD
[9 empty] | 2017-07-26 | 7 | 2017 | 4 | WD
[9 empty] | 2017-07-27 | 7 | 2017 | 5 | WD
[9 empty] | 2017-07-28 | 7 | 2017 | 6 | WD
[9 empty] | 2017-07-29 | 7 | 2017 | 7 | WE
[9 empty] | 2017-07-30 | 7 | 2017 | 1 | WE
[9 empty] | 2017-07-31 | 7 | 2017 | 2 | WD
[9 empty] | 2017-08-01 | 8 | 2017 | 3 | WD
[9 empty] | 2017-08-02 | 8 | 2017 | 4 | WD
[9 empty] | 2017-08-03 | 8 | 2017 | 5 | WD
[9 empty] | 2017-08-04 | 8 | 2017 | 6 | WD
[9 empty] | 2017-08-05 | 8 | 2017 | 7 | WE
[9 empty] | 2017-08-06 | 8 | 2017 | 1 | WE
[9 empty] | 2017-08-07 | 8 | 2017 | 2 | WD
[9 empty] | 2017-08-08 | 8 | 2017 | 3 | WD
[9 empty] | 2017-08-09 | 8 | 2017 | 4 | WD
[9 empty] | 2017-08-10 | 8 | 2017 | 5 | WD
[9 empty] | 2017-08-11 | 8 | 2017 | 6 | WD
[9 empty] | 2017-08-12 | 8 | 2017 | 7 | WE
[9 empty] | 2017-08-13 | 8 | 2017 | 1 | WE
[9 empty] | 2017-08-14 | 8 | 2017 | 2 | WD
[9 empty] | 2017-08-15 | 8 | 2017 | 3 | WD
[9 empty] | 2017-08-16 | 8 | 2017 | 4 | WD
[9 empty] | 2017-08-17 | 8 | 2017 | 5 | WD
[9 empty] | 2017-08-18 | 8 | 2017 | 6 | WD
[9 empty] | 2017-08-19 | 8 | 2017 | 7 | WE
[9 empty] | 2017-08-20 | 8 | 2017 | 1 | WE
[9 empty] | 2017-08-21 | 8 | 2017 | 2 | WD
[9 empty] | 2017-08-22 | 8 | 2017 | 3 | WD
[9 empty] | 2017-08-23 | 8 | 2017 | 4 | WD
[9 empty] | 2017-08-24 | 8 | 2017 | 5 | WD
[9 empty] | 2017-08-25 | 8 | 2017 | 6 | WD
[9 empty] | 2017-08-26 | 8 | 2017 | 7 | WE
[9 empty] | 2017-08-27 | 8 | 2017 | 1 | WE
[9 empty] | 2017-08-28 | 8 | 2017 | 2 | WD
[9 empty] | 2017-08-29 | 8 | 2017 | 3 | WD
[9 empty] | 2017-08-30 | 8 | 2017 | 4 | WD
[9 empty] | 2017-08-31 | 8 | 2017 | 5 | WD
[9 empty] | 2017-09-01 | 9 | 2017 | 6 | WD
[9 empty] | 2017-09-02 | 9 | 2017 | 7 | WE
[9 empty] | 2017-09-03 | 9 | 2017 | 1 | WE
[9 empty] | 2017-09-04 | 9 | 2017 | 2 | WD
[9 empty] | 2017-09-05 | 9 | 2017 | 3 | WD
[9 empty] | 2017-09-06 | 9 | 2017 | 4 | WD
[9 empty] | 2017-09-07 | 9 | 2017 | 5 | WD
[9 empty] | 2017-09-08 | 9 | 2017 | 6 | WD
[9 empty] | 2017-09-09 | 9 | 2017 | 7 | WE
[9 empty] | 2017-09-10 | 9 | 2017 | 1 | WE
[9 empty] | 2017-09-11 | 9 | 2017 | 2 | WD
[9 empty] | 2017-09-12 | 9 | 2017 | 3 | WD
[9 empty] | 2017-09-13 | 9 | 2017 | 4 | WD
[9 empty] | 2017-09-14 | 9 | 2017 | 5 | WD
[9 empty] | 2017-09-15 | 9 | 2017 | 6 | WD
[9 empty] | 2017-09-16 | 9 | 2017 | 7 | WE
[9 empty] | 2017-09-17 | 9 | 2017 | 1 | WE
[9 empty] | 2017-09-18 | 9 | 2017 | 2 | WD
[9 empty] | 2017-09-19 | 9 | 2017 | 3 | WD
[9 empty] | 2017-09-20 | 9 | 2017 | 4 | WD
[9 empty] | 2017-09-21 | 9 | 2017 | 5 | WD
[9 empty] | 2017-09-22 | 9 | 2017 | 6 | WD
[9 empty] | 2017-09-23 | 9 | 2017 | 7 | WE
[9 empty] | 2017-09-24 | 9 | 2017 | 1 | WE
[9 empty] | 2017-09-25 | 9 | 2017 | 2 | WD
[9 empty] | 2017-09-26 | 9 | 2017 | 3 | WD
[9 empty] | 2017-09-27 | 9 | 2017 | 4 | WD
[9 empty] | 2017-09-28 | 9 | 2017 | 5 | WD
[9 empty] | 2017-09-29 | 9 | 2017 | 6 | WD
[9 empty] | 2017-09-30 | 9 | 2017 | 7 | WE
[9 empty] | 2017-10-01 | 10 | 2017 | 1 | WE
[9 empty] | 2017-10-02 | 10 | 2017 | 2 | WD
[9 empty] | 2017-10-03 | 10 | 2017 | 3 | WD
[9 empty] | 2017-10-04 | 10 | 2017 | 4 | WD
[9 empty] | 2017-10-05 | 10 | 2017 | 5 | WD
[9 empty] | 2017-10-06 | 10 | 2017 | 6 | WD
[9 empty] | 2017-10-07 | 10 | 2017 | 7 | WE
[9 empty] | 2017-10-08 | 10 | 2017 | 1 | WE
[9 empty] | 2017-10-09 | 10 | 2017 | 2 | WD
[9 empty] | 2017-10-10 | 10 | 2017 | 3 | WD
[9 empty] | 2017-10-11 | 10 | 2017 | 4 | WD
[9 empty] | 2017-10-12 | 10 | 2017 | 5 | WD
[9 empty] | 2017-10-13 | 10 | 2017 | 6 | WD
[9 empty] | 2017-10-14 | 10 | 2017 | 7 | WE
[9 empty] | 2017-10-15 | 10 | 2017 | 1 | WE
[9 empty] | 2017-10-16 | 10 | 2017 | 2 | WD
[9 empty] | 2017-10-17 | 10 | 2017 | 3 | WD
[9 empty] | 2017-10-18 | 10 | 2017 | 4 | WD
[9 empty] | 2017-10-19 | 10 | 2017 | 5 | WD
[9 empty] | 2017-10-20 | 10 | 2017 | 6 | WD
[9 empty] | 2017-10-21 | 10 | 2017 | 7 | WE
[9 empty] | 2017-10-22 | 10 | 2017 | 1 | WE
[9 empty] | 2017-10-23 | 10 | 2017 | 2 | WD
[9 empty] | 2017-10-24 | 10 | 2017 | 3 | WD
[9 empty] | 2017-10-25 | 10 | 2017 | 4 | WD
[9 empty] | 2017-10-26 | 10 | 2017 | 5 | WD
[9 empty] | 2017-10-27 | 10 | 2017 | 6 | WD
[9 empty] | 2017-10-28 | 10 | 2017 | 7 | WE
[9 empty] | 2017-10-29 | 10 | 2017 | 1 | WE
[9 empty] | 2017-10-30 | 10 | 2017 | 2 | WD
[9 empty] | 2017-10-31 | 10 | 2017 | 3 | WD
[9 empty] | 2017-11-01 | 11 | 2017 | 4 | WD
[9 empty] | 2017-11-02 | 11 | 2017 | 5 | WD
[9 empty] | 2017-11-03 | 11 | 2017 | 6 | WD
[9 empty] | 2017-11-04 | 11 | 2017 | 7 | WE
[9 empty] | 2017-11-05 | 11 | 2017 | 1 | WE
[9 empty] | 2017-11-06 | 11 | 2017 | 2 | WD
[9 empty] | 2017-11-07 | 11 | 2017 | 3 | WD
[9 empty] | 2017-11-08 | 11 | 2017 | 4 | WD
[9 empty] | 2017-11-09 | 11 | 2017 | 5 | WD
[9 empty] | 2017-11-10 | 11 | 2017 | 6 | WD
[9 empty] | 2017-11-11 | 11 | 2017 | 7 | WE
[9 empty] | 2017-11-12 | 11 | 2017 | 1 | WE
[9 empty] | 2017-11-13 | 11 | 2017 | 2 | WD
[9 empty] | 2017-11-14 | 11 | 2017 | 3 | WD
[9 empty] | 2017-11-15 | 11 | 2017 | 4 | WD
[9 empty] | 2017-11-16 | 11 | 2017 | 5 | WD
[9 empty] | 2017-11-17 | 11 | 2017 | 6 | WD
[9 empty] | 2017-11-18 | 11 | 2017 | 7 | WE
[9 empty] | 2017-11-19 | 11 | 2017 | 1 | WE
[9 empty] | 2017-11-20 | 11 | 2017 | 2 | WD
[9 empty] | 2017-11-21 | 11 | 2017 | 3 | WD
[9 empty] | 2017-11-22 | 11 | 2017 | 4 | WD
[9 empty] | 2017-11-23 | 11 | 2017 | 5 | WD
[9 empty] | 2017-11-24 | 11 | 2017 | 6 | WD
[9 empty] | 2017-11-25 | 11 | 2017 | 7 | WE
[9 empty] | 2017-11-26 | 11 | 2017 | 1 | WE
[9 empty] | 2017-11-27 | 11 | 2017 | 2 | WD
[9 empty] | 2017-11-28 | 11 | 2017 | 3 | WD
[9 empty] | 2017-11-29 | 11 | 2017 | 4 | WD
[9 empty] | 2017-11-30 | 11 | 2017 | 5 | WD
[9 empty] | 2017-12-01 | 12 | 2017 | 6 | WD
[9 empty] | 2017-12-02 | 12 | 2017 | 7 | WE
[9 empty] | 2017-12-03 | 12 | 2017 | 1 | WE
[9 empty] | 2017-12-04 | 12 | 2017 | 2 | WD
[9 empty] | 2017-12-05 | 12 | 2017 | 3 | WD
[9 empty] | 2017-12-06 | 12 | 2017 | 4 | WD
[9 empty] | 2017-12-07 | 12 | 2017 | 5 | WD
[9 empty] | 2017-12-08 | 12 | 2017 | 6 | WD
[9 empty] | 2017-12-09 | 12 | 2017 | 7 | WE
[9 empty] | 2017-12-10 | 12 | 2017 | 1 | WE
[9 empty] | 2017-12-11 | 12 | 2017 | 2 | WD
[9 empty] | 2017-12-12 | 12 | 2017 | 3 | WD
[9 empty] | 2017-12-13 | 12 | 2017 | 4 | WD
[9 empty] | 2017-12-14 | 12 | 2017 | 5 | WD
[9 empty] | 2017-12-15 | 12 | 2017 | 6 | WD
[9 empty] | 2017-12-16 | 12 | 2017 | 7 | WE
[9 empty] | 2017-12-17 | 12 | 2017 | 1 | WE
[9 empty] | 2017-12-18 | 12 | 2017 | 2 | WD
[9 empty] | 2017-12-19 | 12 | 2017 | 3 | WD
[9 empty] | 2017-12-20 | 12 | 2017 | 4 | WD
[9 empty] | 2017-12-21 | 12 | 2017 | 5 | WD
[9 empty] | 2017-12-22 | 12 | 2017 | 6 | WD
[9 empty] | 2017-12-23 | 12 | 2017 | 7 | WE
[9 empty] | 2017-12-24 | 12 | 2017 | 1 | WE
[9 empty] | 2017-12-25 | 12 | 2017 | 2 | WD
[9 empty] | 2017-12-26 | 12 | 2017 | 3 | WD
[9 empty] | 2017-12-27 | 12 | 2017 | 4 | WD
[9 empty] | 2017-12-28 | 12 | 2017 | 5 | WD
[9 empty] | 2017-12-29 | 12 | 2017 | 6 | WD
[9 empty] | 2017-12-30 | 12 | 2017 | 7 | WE
[9 empty] | 2017-12-31 | 12 | 2017 | 1 | WE
[9 empty] | 2018-01-01 | 1 | 2018 | 2 | WD
[9 empty] | 2018-01-02 | 1 | 2018 | 3 | WD
[9 empty] | 2018-01-03 | 1 | 2018 | 4 | WD
[9 empty] | 2018-01-04 | 1 | 2018 | 5 | WD
[9 empty] | 2018-01-05 | 1 | 2018 | 6 | WD
[9 empty] | 2018-01-06 | 1 | 2018 | 7 | WE
[9 empty] | 2018-01-07 | 1 | 2018 | 1 | WE
[9 empty] | 2018-01-08 | 1 | 2018 | 2 | WD
[9 empty] | 2018-01-09 | 1 | 2018 | 3 | WD
[9 empty] | 2018-01-10 | 1 | 2018 | 4 | WD
[9 empty] | 2018-01-11 | 1 | 2018 | 5 | WD
[9 empty] | 2018-01-12 | 1 | 2018 | 6 | WD
[9 empty] | 2018-01-13 | 1 | 2018 | 7 | WE
[9 empty] | 2018-01-14 | 1 | 2018 | 1 | WE
[9 empty] | 2018-01-15 | 1 | 2018 | 2 | WD
[9 empty] | 2018-01-16 | 1 | 2018 | 3 | WD
[9 empty] | 2018-01-17 | 1 | 2018 | 4 | WD
[9 empty] | 2018-01-18 | 1 | 2018 | 5 | WD
[9 empty] | 2018-01-19 | 1 | 2018 | 6 | WD
[9 empty] | 2018-01-20 | 1 | 2018 | 7 | WE
[9 empty] | 2018-01-21 | 1 | 2018 | 1 | WE
[9 empty] | 2018-01-22 | 1 | 2018 | 2 | WD
[9 empty] | 2018-01-23 | 1 | 2018 | 3 | WD
[9 empty] | 2018-01-24 | 1 | 2018 | 4 | WD
[9 empty] | 2018-01-25 | 1 | 2018 | 5 | WD
[9 empty] | 2018-01-26 | 1 | 2018 | 6 | WD
[9 empty] | 2018-01-27 | 1 | 2018 | 7 | WE
[9 empty] | 2018-01-28 | 1 | 2018 | 1 | WE
[9 empty] | 2018-01-29 | 1 | 2018 | 2 | WD
[9 empty] | 2018-01-30 | 1 | 2018 | 3 | WD
[9 empty] | 2018-01-31 | 1 | 2018 | 4 | WD
[9 empty] | 2018-02-01 | 2 | 2018 | 5 | WD
[9 empty] | 2018-02-02 | 2 | 2018 | 6 | WD
[9 empty] | 2018-02-03 | 2 | 2018 | 7 | WE
[9 empty] | 2018-02-04 | 2 | 2018 | 1 | WE
[9 empty] | 2018-02-05 | 2 | 2018 | 2 | WD
[9 empty] | 2018-02-06 | 2 | 2018 | 3 | WD
[9 empty] | 2018-02-07 | 2 | 2018 | 4 | WD
[9 empty] | 2018-02-08 | 2 | 2018 | 5 | WD
[9 empty] | 2018-02-09 | 2 | 2018 | 6 | WD
[9 empty] | 2018-02-10 | 2 | 2018 | 7 | WE
[9 empty] | 2018-02-11 | 2 | 2018 | 1 | WE
[9 empty] | 2018-02-12 | 2 | 2018 | 2 | WD
[9 empty] | 2018-02-13 | 2 | 2018 | 3 | WD
[9 empty] | 2018-02-14 | 2 | 2018 | 4 | WD
[9 empty] | 2018-02-15 | 2 | 2018 | 5 | WD
[9 empty] | 2018-02-16 | 2 | 2018 | 6 | WD
[9 empty] | 2018-02-17 | 2 | 2018 | 7 | WE
[9 empty] | 2018-02-18 | 2 | 2018 | 1 | WE
[9 empty] | 2018-02-19 | 2 | 2018 | 2 | WD
[9 empty] | 2018-02-20 | 2 | 2018 | 3 | WD
[9 empty] | 2018-02-21 | 2 | 2018 | 4 | WD
[9 empty] | 2018-02-22 | 2 | 2018 | 5 | WD
[9 empty] | 2018-02-23 | 2 | 2018 | 6 | WD
[9 empty] | 2018-02-24 | 2 | 2018 | 7 | WE
[9 empty] | 2018-02-25 | 2 | 2018 | 1 | WE
[9 empty] | 2018-02-26 | 2 | 2018 | 2 | WD
[9 empty] | 2018-02-27 | 2 | 2018 | 3 | WD
[9 empty] | 2018-02-28 | 2 | 2018 | 4 | WD
[9 empty] | 2018-03-01 | 3 | 2018 | 5 | WD
[9 empty] | 2018-03-02 | 3 | 2018 | 6 | WD
[9 empty] | 2018-03-03 | 3 | 2018 | 7 | WE
[9 empty] | 2018-03-04 | 3 | 2018 | 1 | WE
[9 empty] | 2018-03-05 | 3 | 2018 | 2 | WD
[9 empty] | 2018-03-06 | 3 | 2018 | 3 | WD
[9 empty] | 2018-03-07 | 3 | 2018 | 4 | WD
[9 empty] | 2018-03-08 | 3 | 2018 | 5 | WD
[9 empty] | 2018-03-09 | 3 | 2018 | 6 | WD
[9 empty] | 2018-03-10 | 3 | 2018 | 7 | WE
[9 empty] | 2018-03-11 | 3 | 2018 | 1 | WE
[9 empty] | 2018-03-12 | 3 | 2018 | 2 | WD
[9 empty] | 2018-03-13 | 3 | 2018 | 3 | WD
[9 empty] | 2018-03-14 | 3 | 2018 | 4 | WD
[9 empty] | 2018-03-15 | 3 | 2018 | 5 | WD
[9 empty] | 2018-03-16 | 3 | 2018 | 6 | WD
[9 empty] | 2018-03-17 | 3 | 2018 | 7 | WE
[9 empty] | 2018-03-18 | 3 | 2018 | 1 | WE
[9 empty] | 2018-03-19 | 3 | 2018 | 2 | WD
[9 empty] | 2018-03-20 | 3 | 2018 | 3 | WD
[9 empty] | 2018-03-21 | 3 | 2018 | 4 | WD
[9 empty] | 2018-03-22 | 3 | 2018 | 5 | WD
[9 empty] | 2018-03-23 | 3 | 2018 | 6 | WD
[9 empty] | 2018-03-24 | 3 | 2018 | 7 | WE
[9 empty] | 2018-03-25 | 3 | 2018 | 1 | WE
[9 empty] | 2018-03-26 | 3 | 2018 | 2 | WD
[9 empty] | 2018-03-27 | 3 | 2018 | 3 | WD
[9 empty] | 2018-03-28 | 3 | 2018 | 4 | WD
[9 empty] | 2018-03-29 | 3 | 2018 | 5 | WD
[9 empty] | 2018-03-30 | 3 | 2018 | 6 | WD
[9 empty] | 2018-03-31 | 3 | 2018 | 7 | WE
[9 empty] | 2018-04-01 | 4 | 2018 | 1 | WE
[9 empty] | 2018-04-02 | 4 | 2018 | 2 | WD
[9 empty] | 2018-04-03 | 4 | 2018 | 3 | WD
[9 empty] | 2018-04-04 | 4 | 2018 | 4 | WD
[9 empty] | 2018-04-05 | 4 | 2018 | 5 | WD
[9 empty] | 2018-04-06 | 4 | 2018 | 6 | WD
[9 empty] | 2018-04-07 | 4 | 2018 | 7 | WE
[9 empty] | 2018-04-08 | 4 | 2018 | 1 | WE
[9 empty] | 2018-04-09 | 4 | 2018 | 2 | WD
[9 empty] | 2018-04-10 | 4 | 2018 | 3 | WD
[9 empty] | 2018-04-11 | 4 | 2018 | 4 | WD
[9 empty] | 2018-04-12 | 4 | 2018 | 5 | WD
[9 empty] | 2018-04-13 | 4 | 2018 | 6 | WD
[9 empty] | 2018-04-14 | 4 | 2018 | 7 | WE
[9 empty] | 2018-04-15 | 4 | 2018 | 1 | WE
[9 empty] | 2018-04-16 | 4 | 2018 | 2 | WD
[9 empty] | 2018-04-17 | 4 | 2018 | 3 | WD
[9 empty] | 2018-04-18 | 4 | 2018 | 4 | WD
[9 empty] | 2018-04-19 | 4 | 2018 | 5 | WD
[9 empty] | 2018-04-20 | 4 | 2018 | 6 | WD
[9 empty] | 2018-04-21 | 4 | 2018 | 7 | WE
[9 empty] | 2018-04-22 | 4 | 2018 | 1 | WE
[9 empty] | 2018-04-23 | 4 | 2018 | 2 | WD
[9 empty] | 2018-04-24 | 4 | 2018 | 3 | WD
[9 empty] | 2018-04-25 | 4 | 2018 | 4 | WD
[9 empty] | 2018-04-26 | 4 | 2018 | 5 | WD
[9 empty] | 2018-04-27 | 4 | 2018 | 6 | WD
[9 empty] | 2018-04-28 | 4 | 2018 | 7 | WE
[9 empty] | 2018-04-29 | 4 | 2018 | 1 | WE
[9 empty] | 2018-04-30 | 4 | 2018 | 2 | WD
[9 empty] | 2018-05-01 | 5 | 2018 | 3 | WD
[9 empty] | 2018-05-02 | 5 | 2018 | 4 | WD
[9 empty] | 2018-05-03 | 5 | 2018 | 5 | WD
[9 empty] | 2018-05-04 | 5 | 2018 | 6 | WD
[9 empty] | 2018-05-05 | 5 | 2018 | 7 | WE
[9 empty] | 2018-05-06 | 5 | 2018 | 1 | WE
[9 empty] | 2018-05-07 | 5 | 2018 | 2 | WD
[9 empty] | 2018-05-08 | 5 | 2018 | 3 | WD
[9 empty] | 2018-05-09 | 5 | 2018 | 4 | WD
[9 empty] | 2018-05-10 | 5 | 2018 | 5 | WD
[9 empty] | 2018-05-11 | 5 | 2018 | 6 | WD
[9 empty] | 2018-05-12 | 5 | 2018 | 7 | WE
[9 empty] | 2018-05-13 | 5 | 2018 | 1 | WE
[9 empty] | 2018-05-14 | 5 | 2018 | 2 | WD
[9 empty] | 2018-05-15 | 5 | 2018 | 3 | WD
[9 empty] | 2018-05-16 | 5 | 2018 | 4 | WD
[9 empty] | 2018-05-17 | 5 | 2018 | 5 | WD
[9 empty] | 2018-05-18 | 5 | 2018 | 6 | WD
[9 empty] | 2018-05-19 | 5 | 2018 | 7 | WE
[9 empty] | 2018-05-20 | 5 | 2018 | 1 | WE
[9 empty] | 2018-05-21 | 5 | 2018 | 2 | WD
[9 empty] | 2018-05-22 | 5 | 2018 | 3 | WD
[9 empty] | 2018-05-23 | 5 | 2018 | 4 | WD
[9 empty] | 2018-05-24 | 5 | 2018 | 5 | WD
[9 empty] | 2018-05-25 | 5 | 2018 | 6 | WD
[9 empty] | 2018-05-26 | 5 | 2018 | 7 | WE
[9 empty] | 2018-05-27 | 5 | 2018 | 1 | WE
[9 empty] | 2018-05-28 | 5 | 2018 | 2 | WD
[9 empty] | 2018-05-29 | 5 | 2018 | 3 | WD
[9 empty] | 2018-05-30 | 5 | 2018 | 4 | WD
[9 empty] | 2018-05-31 | 5 | 2018 | 5 | WD
[9 empty] | 2018-06-01 | 6 | 2018 | 6 | WD
[9 empty] | 2018-06-02 | 6 | 2018 | 7 | WE
[9 empty] | 2018-06-03 | 6 | 2018 | 1 | WE
[9 empty] | 2018-06-04 | 6 | 2018 | 2 | WD
[9 empty] | 2018-06-05 | 6 | 2018 | 3 | WD
[9 empty] | 2018-06-06 | 6 | 2018 | 4 | WD
[9 empty] | 2018-06-07 | 6 | 2018 | 5 | WD
[9 empty] | 2018-06-08 | 6 | 2018 | 6 | WD
[9 empty] | 2018-06-09 | 6 | 2018 | 7 | WE
[9 empty] | 2018-06-10 | 6 | 2018 | 1 | WE
[9 empty] | 2018-06-11 | 6 | 2018 | 2 | WD
[9 empty] | 2018-06-12 | 6 | 2018 | 3 | WD
[9 empty] | 2018-06-13 | 6 | 2018 | 4 | WD
[9 empty] | 2018-06-14 | 6 | 2018 | 5 | WD
[9 empty] | 2018-06-15 | 6 | 2018 | 6 | WD
[9 empty] | 2018-06-16 | 6 | 2018 | 7 | WE
[9 empty] | 2018-06-17 | 6 | 2018 | 1 | WE
[9 empty] | 2018-06-18 | 6 | 2018 | 2 | WD
[9 empty] | 2018-06-19 | 6 | 2018 | 3 | WD
[9 empty] | 2018-06-20 | 6 | 2018 | 4 | WD
[9 empty] | 2018-06-21 | 6 | 2018 | 5 | WD
[9 empty] | 2018-06-22 | 6 | 2018 | 6 | WD
[9 empty] | 2018-06-23 | 6 | 2018 | 7 | WE
[9 empty] | 2018-06-24 | 6 | 2018 | 1 | WE
[9 empty] | 2018-06-25 | 6 | 2018 | 2 | WD
[9 empty] | 2018-06-26 | 6 | 2018 | 3 | WD
[9 empty] | 2018-06-27 | 6 | 2018 | 4 | WD
[9 empty] | 2018-06-28 | 6 | 2018 | 5 | WD
[9 empty] | 2018-06-29 | 6 | 2018 | 6 | WD
[9 empty] | 2018-06-30 | 6 | 2018 | 7 | WE
[9 empty] | 2018-07-01 | 7 | 2018 | 1 | WE
[9 empty] | 2018-07-02 | 7 | 2018 | 2 | WD
[9 empty] | 2018-07-03 | 7 | 2018 | 3 | WD
[9 empty] | 2018-07-04 | 7 | 2018 | 4 | WD
[9 empty] | 2018-07-05 | 7 | 2018 | 5 | WD
[9 empty] | 2018-07-06 | 7 | 2018 | 6 | WD
[9 empty] | 2018-07-07 | 7 | 2018 | 7 | WE
[9 empty] | 2018-07-08 | 7 | 2018 | 1 | WE
[9 empty] | 2018-07-09 | 7 | 2018 | 2 | WD
[9 empty] | 2018-07-10 | 7 | 2018 | 3 | WD
[9 empty] | 2018-07-11 | 7 | 2018 | 4 | WD
[9 empty] | 2018-07-12 | 7 | 2018 | 5 | WD
[9 empty] | 2018-07-13 | 7 | 2018 | 6 | WD
[9 empty] | 2018-07-14 | 7 | 2018 | 7 | WE
[9 empty] | 2018-07-15 | 7 | 2018 | 1 | WE
[9 empty] | 2018-07-16 | 7 | 2018 | 2 | WD
[9 empty] | 2018-07-17 | 7 | 2018 | 3 | WD
[9 empty] | 2018-07-18 | 7 | 2018 | 4 | WD
[9 empty] | 2018-07-19 | 7 | 2018 | 5 | WD
[9 empty] | 2018-07-20 | 7 | 2018 | 6 | WD
[9 empty] | 2018-07-21 | 7 | 2018 | 7 | WE
[9 empty] | 2018-07-22 | 7 | 2018 | 1 | WE
[9 empty] | 2018-07-23 | 7 | 2018 | 2 | WD
[9 empty] | 2018-07-24 | 7 | 2018 | 3 | WD
[9 empty] | 2018-07-25 | 7 | 2018 | 4 | WD
[9 empty] | 2018-07-26 | 7 | 2018 | 5 | WD
[9 empty] | 2018-07-27 | 7 | 2018 | 6 | WD
[9 empty] | 2018-07-28 | 7 | 2018 | 7 | WE
[9 empty] | 2018-07-29 | 7 | 2018 | 1 | WE
[9 empty] | 2018-07-30 | 7 | 2018 | 2 | WD
[9 empty] | 2018-07-31 | 7 | 2018 | 3 | WD
[9 empty] | 2018-08-01 | 8 | 2018 | 4 | WD
[9 empty] | 2018-08-02 | 8 | 2018 | 5 | WD
[9 empty] | 2018-08-03 | 8 | 2018 | 6 | WD
[9 empty] | 2018-08-04 | 8 | 2018 | 7 | WE
[9 empty] | 2018-08-05 | 8 | 2018 | 1 | WE
[9 empty] | 2018-08-06 | 8 | 2018 | 2 | WD
[9 empty] | 2018-08-07 | 8 | 2018 | 3 | WD
[9 empty] | 2018-08-08 | 8 | 2018 | 4 | WD
[9 empty] | 2018-08-09 | 8 | 2018 | 5 | WD
[9 empty] | 2018-08-10 | 8 | 2018 | 6 | WD
[9 empty] | 2018-08-11 | 8 | 2018 | 7 | WE
[9 empty] | 2018-08-12 | 8 | 2018 | 1 | WE
[9 empty] | 2018-08-13 | 8 | 2018 | 2 | WD
[9 empty] | 2018-08-14 | 8 | 2018 | 3 | WD
[9 empty] | 2018-08-15 | 8 | 2018 | 4 | WD
[9 empty] | 2018-08-16 | 8 | 2018 | 5 | WD
[9 empty] | 2018-08-17 | 8 | 2018 | 6 | WD
[9 empty] | 2018-08-18 | 8 | 2018 | 7 | WE
[9 empty] | 2018-08-19 | 8 | 2018 | 1 | WE
[9 empty] | 2018-08-20 | 8 | 2018 | 2 | WD
[9 empty] | 2018-08-21 | 8 | 2018 | 3 | WD
[9 empty] | 2018-08-22 | 8 | 2018 | 4 | WD
[9 empty] | 2018-08-23 | 8 | 2018 | 5 | WD
[9 empty] | 2018-08-24 | 8 | 2018 | 6 | WD
[9 empty] | 2018-08-25 | 8 | 2018 | 7 | WE
[9 empty] | 2018-08-26 | 8 | 2018 | 1 | WE
[9 empty] | 2018-08-27 | 8 | 2018 | 2 | WD
[9 empty] | 2018-08-28 | 8 | 2018 | 3 | WD
[9 empty] | 2018-08-29 | 8 | 2018 | 4 | WD
[9 empty] | 2018-08-30 | 8 | 2018 | 5 | WD
[9 empty] | 2018-08-31 | 8 | 2018 | 6 | WD
[9 empty] | 2018-09-01 | 9 | 2018 | 7 | WE
[9 empty] | 2018-09-02 | 9 | 2018 | 1 | WE
[9 empty] | 2018-09-03 | 9 | 2018 | 2 | WD
[9 empty] | 2018-09-04 | 9 | 2018 | 3 | WD
[9 empty] | 2018-09-05 | 9 | 2018 | 4 | WD
[9 empty] | 2018-09-06 | 9 | 2018 | 5 | WD
[9 empty] | 2018-09-07 | 9 | 2018 | 6 | WD
[9 empty] | 2018-09-08 | 9 | 2018 | 7 | WE
[9 empty] | 2018-09-09 | 9 | 2018 | 1 | WE
[9 empty] | 2018-09-10 | 9 | 2018 | 2 | WD
[9 empty] | 2018-09-11 | 9 | 2018 | 3 | WD
[9 empty] | 2018-09-12 | 9 | 2018 | 4 | WD
[9 empty] | 2018-09-13 | 9 | 2018 | 5 | WD
[9 empty] | 2018-09-14 | 9 | 2018 | 6 | WD
[9 empty] | 2018-09-15 | 9 | 2018 | 7 | WE
[9 empty] | 2018-09-16 | 9 | 2018 | 1 | WE
[9 empty] | 2018-09-17 | 9 | 2018 | 2 | WD
[9 empty] | 2018-09-18 | 9 | 2018 | 3 | WD
[9 empty] | 2018-09-19 | 9 | 2018 | 4 | WD
[9 empty] | 2018-09-20 | 9 | 2018 | 5 | WD
[9 empty] | 2018-09-21 | 9 | 2018 | 6 | WD
[9 empty] | 2018-09-22 | 9 | 2018 | 7 | WE
[9 empty] | 2018-09-23 | 9 | 2018 | 1 | WE
[9 empty] | 2018-09-24 | 9 | 2018 | 2 | WD
[9 empty] | 2018-09-25 | 9 | 2018 | 3 | WD
[9 empty] | 2018-09-26 | 9 | 2018 | 4 | WD
[9 empty] | 2018-09-27 | 9 | 2018 | 5 | WD
[9 empty] | 2018-09-28 | 9 | 2018 | 6 | WD
[9 empty] | 2018-09-29 | 9 | 2018 | 7 | WE
[9 empty] | 2018-09-30 | 9 | 2018 | 1 | WE
[9 empty] | 2018-10-01 | 10 | 2018 | 2 | WD
[9 empty] | 2018-10-02 | 10 | 2018 | 3 | WD
[9 empty] | 2018-10-03 | 10 | 2018 | 4 | WD
[9 empty] | 2018-10-04 | 10 | 2018 | 5 | WD
[9 empty] | 2018-10-05 | 10 | 2018 | 6 | WD
[9 empty] | 2018-10-06 | 10 | 2018 | 7 | WE
[9 empty] | 2018-10-07 | 10 | 2018 | 1 | WE
[9 empty] | 2018-10-08 | 10 | 2018 | 2 | WD
[9 empty] | 2018-10-09 | 10 | 2018 | 3 | WD
[9 empty] | 2018-10-10 | 10 | 2018 | 4 | WD
[9 empty] | 2018-10-11 | 10 | 2018 | 5 | WD
[9 empty] | 2018-10-12 | 10 | 2018 | 6 | WD
[9 empty] | 2018-10-13 | 10 | 2018 | 7 | WE
[9 empty] | 2018-10-14 | 10 | 2018 | 1 | WE
[9 empty] | 2018-10-15 | 10 | 2018 | 2 | WD
[9 empty] | 2018-10-16 | 10 | 2018 | 3 | WD
[9 empty] | 2018-10-17 | 10 | 2018 | 4 | WD
[9 empty] | 2018-10-18 | 10 | 2018 | 5 | WD
[9 empty] | 2018-10-19 | 10 | 2018 | 6 | WD
[9 empty] | 2018-10-20 | 10 | 2018 | 7 | WE
[9 empty] | 2018-10-21 | 10 | 2018 | 1 | WE
[9 empty] | 2018-10-22 | 10 | 2018 | 2 | WD
[9 empty] | 2018-10-23 | 10 | 2018 | 3 | WD
[9 empty] | 2018-10-24 | 10 | 2018 | 4 | WD
[9 empty] | 2018-10-25 | 10 | 2018 | 5 | WD
[9 empty] | 2018-10-26 | 10 | 2018 | 6 | WD
[9 empty] | 2018-10-27 | 10 | 2018 | 7 | WE
[9 empty] | 2018-10-28 | 10 | 2018 | 1 | WE
[9 empty] | 2018-10-29 | 10 | 2018 | 2 | WD
[9 empty] | 2018-10-30 | 10 | 2018 | 3 | WD
[9 empty] | 2018-10-31 | 10 | 2018 | 4 | WD
[9 empty] | 2018-11-01 | 11 | 2018 | 5 | WD
[9 empty] | 2018-11-02 | 11 | 2018 | 6 | WD
[9 empty] | 2018-11-03 | 11 | 2018 | 7 | WE
[9 empty] | 2018-11-04 | 11 | 2018 | 1 | WE
[9 empty] | 2018-11-05 | 11 | 2018 | 2 | WD
[9 empty] | 2018-11-06 | 11 | 2018 | 3 | WD
[9 empty] | 2018-11-07 | 11 | 2018 | 4 | WD
[9 empty] | 2018-11-08 | 11 | 2018 | 5 | WD
[9 empty] | 2018-11-09 | 11 | 2018 | 6 | WD
[9 empty] | 2018-11-10 | 11 | 2018 | 7 | WE
[9 empty] | 2018-11-11 | 11 | 2018 | 1 | WE
[9 empty] | 2018-11-12 | 11 | 2018 | 2 | WD
[9 empty] | 2018-11-13 | 11 | 2018 | 3 | WD
[9 empty] | 2018-11-14 | 11 | 2018 | 4 | WD
[9 empty] | 2018-11-15 | 11 | 2018 | 5 | WD
[9 empty] | 2018-11-16 | 11 | 2018 | 6 | WD
[9 empty] | 2018-11-17 | 11 | 2018 | 7 | WE
[9 empty] | 2018-11-18 | 11 | 2018 | 1 | WE
[9 empty] | 2018-11-19 | 11 | 2018 | 2 | WD
[9 empty] | 2018-11-20 | 11 | 2018 | 3 | WD
[9 empty] | 2018-11-21 | 11 | 2018 | 4 | WD
[9 empty] | 2018-11-22 | 11 | 2018 | 5 | WD
[9 empty] | 2018-11-23 | 11 | 2018 | 6 | WD
[9 empty] | 2018-11-24 | 11 | 2018 | 7 | WE
[9 empty] | 2018-11-25 | 11 | 2018 | 1 | WE
[9 empty] | 2018-11-26 | 11 | 2018 | 2 | WD
[9 empty] | 2018-11-27 | 11 | 2018 | 3 | WD
[9 empty] | 2018-11-28 | 11 | 2018 | 4 | WD
[9 empty] | 2018-11-29 | 11 | 2018 | 5 | WD
[9 empty] | 2018-11-30 | 11 | 2018 | 6 | WD
[9 empty] | 2018-12-01 | 12 | 2018 | 7 | WE
[9 empty] | 2018-12-02 | 12 | 2018 | 1 | WE
[9 empty] | 2018-12-03 | 12 | 2018 | 2 | WD
[9 empty] | 2018-12-04 | 12 | 2018 | 3 | WD
[9 empty] | 2018-12-05 | 12 | 2018 | 4 | WD
[9 empty] | 2018-12-06 | 12 | 2018 | 5 | WD
[9 empty] | 2018-12-07 | 12 | 2018 | 6 | WD
[9 empty] | 2018-12-08 | 12 | 2018 | 7 | WE
[9 empty] | 2018-12-09 | 12 | 2018 | 1 | WE
[9 empty] | 2018-12-10 | 12 | 2018 | 2 | WD
[9 empty] | 2018-12-11 | 12 | 2018 | 3 | WD
[9 empty] | 2018-12-12 | 12 | 2018 | 4 | WD
[9 empty] | 2018-12-13 | 12 | 2018 | 5 | WD
[9 empty] | 2018-12-14 | 12 | 2018 | 6 | WD
[9 empty] | 2018-12-15 | 12 | 2018 | 7 | WE
[9 empty] | 2018-12-16 | 12 | 2018 | 1 | WE
[9 empty] | 2018-12-17 | 12 | 2018 | 2 | WD
[9 empty] | 2018-12-18 | 12 | 2018 | 3 | WD
[9 empty] | 2018-12-19 | 12 | 2018 | 4 | WD
[9 empty] | 2018-12-20 | 12 | 2018 | 5 | WD
[9 empty] | 2018-12-21 | 12 | 2018 | 6 | WD
[9 empty] | 2018-12-22 | 12 | 2018 | 7 | WE
[9 empty] | 2018-12-23 | 12 | 2018 | 1 | WE
[9 empty] | 2018-12-24 | 12 | 2018 | 2 | WD
[9 empty] | 2018-12-25 | 12 | 2018 | 3 | WD
[9 empty] | 2018-12-26 | 12 | 2018 | 4 | WD
[9 empty] | 2018-12-27 | 12 | 2018 | 5 | WD
[9 empty] | 2018-12-28 | 12 | 2018 | 6 | WD
[9 empty] | 2018-12-29 | 12 | 2018 | 7 | WE
[9 empty] | 2018-12-30 | 12 | 2018 | 1 | WE
[9 empty] | 2018-12-31 | 12 | 2018 | 2 | WD
[9 empty] | 2019-01-01 | 1 | 2019 | 3 | WD
[9 empty] | 2019-01-02 | 1 | 2019 | 4 | WD
[9 empty] | 2019-01-03 | 1 | 2019 | 5 | WD
[9 empty] | 2019-01-04 | 1 | 2019 | 6 | WD
[9 empty] | 2019-01-05 | 1 | 2019 | 7 | WE
[9 empty] | 2019-01-06 | 1 | 2019 | 1 | WE
[9 empty] | 2019-01-07 | 1 | 2019 | 2 | WD
[9 empty] | 2019-01-08 | 1 | 2019 | 3 | WD
[9 empty] | 2019-01-09 | 1 | 2019 | 4 | WD
[9 empty] | 2019-01-10 | 1 | 2019 | 5 | WD
[9 empty] | 2019-01-11 | 1 | 2019 | 6 | WD
[9 empty] | 2019-01-12 | 1 | 2019 | 7 | WE
[9 empty] | 2019-01-13 | 1 | 2019 | 1 | WE
[9 empty] | 2019-01-14 | 1 | 2019 | 2 | WD
[9 empty] | 2019-01-15 | 1 | 2019 | 3 | WD
[9 empty] | 2019-01-16 | 1 | 2019 | 4 | WD
[9 empty] | 2019-01-17 | 1 | 2019 | 5 | WD
[9 empty] | 2019-01-18 | 1 | 2019 | 6 | WD
[9 empty] | 2019-01-19 | 1 | 2019 | 7 | WE
[9 empty] | 2019-01-20 | 1 | 2019 | 1 | WE
[9 empty] | 2019-01-21 | 1 | 2019 | 2 | WD
[9 empty] | 2019-01-22 | 1 | 2019 | 3 | WD
[9 empty] | 2019-01-23 | 1 | 2019 | 4 | WD
[9 empty] | 2019-01-24 | 1 | 2019 | 5 | WD
[9 empty] | 2019-01-25 | 1 | 2019 | 6 | WD
[9 empty] | 2019-01-26 | 1 | 2019 | 7 | WE
[9 empty] | 2019-01-27 | 1 | 2019 | 1 | WE
[9 empty] | 2019-01-28 | 1 | 2019 | 2 | WD
[9 empty] | 2019-01-29 | 1 | 2019 | 3 | WD
[9 empty] | 2019-01-30 | 1 | 2019 | 4 | WD
[9 empty] | 2019-01-31 | 1 | 2019 | 5 | WD
[9 empty] | 2019-02-01 | 2 | 2019 | 6 | WD
[9 empty] | 2019-02-02 | 2 | 2019 | 7 | WE
[9 empty] | 2019-02-03 | 2 | 2019 | 1 | WE
[9 empty] | 2019-02-04 | 2 | 2019 | 2 | WD
[9 empty] | 2019-02-05 | 2 | 2019 | 3 | WD
[9 empty] | 2019-02-06 | 2 | 2019 | 4 | WD
[9 empty] | 2019-02-07 | 2 | 2019 | 5 | WD
[9 empty] | 2019-02-08 | 2 | 2019 | 6 | WD
[9 empty] | 2019-02-09 | 2 | 2019 | 7 | WE
[9 empty] | 2019-02-10 | 2 | 2019 | 1 | WE
[9 empty] | 2019-02-11 | 2 | 2019 | 2 | WD
[9 empty] | 2019-02-12 | 2 | 2019 | 3 | WD
[9 empty] | 2019-02-13 | 2 | 2019 | 4 | WD
[9 empty] | 2019-02-14 | 2 | 2019 | 5 | WD
[9 empty] | 2019-02-15 | 2 | 2019 | 6 | WD
[9 empty] | 2019-02-16 | 2 | 2019 | 7 | WE
[9 empty] | 2019-02-17 | 2 | 2019 | 1 | WE
[9 empty] | 2019-02-18 | 2 | 2019 | 2 | WD
[9 empty] | 2019-02-19 | 2 | 2019 | 3 | WD
[9 empty] | 2019-02-20 | 2 | 2019 | 4 | WD
[9 empty] | 2019-02-21 | 2 | 2019 | 5 | WD
[9 empty] | 2019-02-22 | 2 | 2019 | 6 | WD
[9 empty] | 2019-02-23 | 2 | 2019 | 7 | WE
[9 empty] | 2019-02-24 | 2 | 2019 | 1 | WE
[9 empty] | 2019-02-25 | 2 | 2019 | 2 | WD
[9 empty] | 2019-02-26 | 2 | 2019 | 3 | WD
[9 empty] | 2019-02-27 | 2 | 2019 | 4 | WD
[9 empty] | 2019-02-28 | 2 | 2019 | 5 | WD
[9 empty] | 2019-03-01 | 3 | 2019 | 6 | WD
[9 empty] | 2019-03-02 | 3 | 2019 | 7 | WE
[9 empty] | 2019-03-03 | 3 | 2019 | 1 | WE
[9 empty] | 2019-03-04 | 3 | 2019 | 2 | WD
[9 empty] | 2019-03-05 | 3 | 2019 | 3 | WD
[9 empty] | 2019-03-06 | 3 | 2019 | 4 | WD
[9 empty] | 2019-03-07 | 3 | 2019 | 5 | WD
[9 empty] | 2019-03-08 | 3 | 2019 | 6 | WD
[9 empty] | 2019-03-09 | 3 | 2019 | 7 | WE
[9 empty] | 2019-03-10 | 3 | 2019 | 1 | WE
[9 empty] | 2019-03-11 | 3 | 2019 | 2 | WD
[9 empty] | 2019-03-12 | 3 | 2019 | 3 | WD
[9 empty] | 2019-03-13 | 3 | 2019 | 4 | WD
[9 empty] | 2019-03-14 | 3 | 2019 | 5 | WD
[9 empty] | 2019-03-15 | 3 | 2019 | 6 | WD
[9 empty] | 2019-03-16 | 3 | 2019 | 7 | WE
[9 empty] | 2019-03-17 | 3 | 2019 | 1 | WE
[9 empty] | 2019-03-18 | 3 | 2019 | 2 | WD
[9 empty] | 2019-03-19 | 3 | 2019 | 3 | WD
[9 empty] | 2019-03-20 | 3 | 2019 | 4 | WD
[9 empty] | 2019-03-21 | 3 | 2019 | 5 | WD
[9 empty] | 2019-03-22 | 3 | 2019 | 6 | WD
[9 empty] | 2019-03-23 | 3 | 2019 | 7 | WE
[9 empty] | 2019-03-24 | 3 | 2019 | 1 | WE
[9 empty] | 2019-03-25 | 3 | 2019 | 2 | WD
[9 empty] | 2019-03-26 | 3 | 2019 | 3 | WD
[9 empty] | 2019-03-27 | 3 | 2019 | 4 | WD
[9 empty] | 2019-03-28 | 3 | 2019 | 5 | WD
[9 empty] | 2019-03-29 | 3 | 2019 | 6 | WD
[9 empty] | 2019-03-30 | 3 | 2019 | 7 | WE
[9 empty] | 2019-03-31 | 3 | 2019 | 1 | WE
[9 empty] | 2019-04-01 | 4 | 2019 | 2 | WD
[9 empty] | 2019-04-02 | 4 | 2019 | 3 | WD
[9 empty] | 2019-04-03 | 4 | 2019 | 4 | WD
[9 empty] | 2019-04-04 | 4 | 2019 | 5 | WD
[9 empty] | 2019-04-05 | 4 | 2019 | 6 | WD
[9 empty] | 2019-04-06 | 4 | 2019 | 7 | WE
[9 empty] | 2019-04-07 | 4 | 2019 | 1 | WE
[9 empty] | 2019-04-08 | 4 | 2019 | 2 | WD
[9 empty] | 2019-04-09 | 4 | 2019 | 3 | WD
[9 empty] | 2019-04-10 | 4 | 2019 | 4 | WD
[9 empty] | 2019-04-11 | 4 | 2019 | 5 | WD
[9 empty] | 2019-04-12 | 4 | 2019 | 6 | WD
[9 empty] | 2019-04-13 | 4 | 2019 | 7 | WE
[9 empty] | 2019-04-14 | 4 | 2019 | 1 | WE
[9 empty] | 2019-04-15 | 4 | 2019 | 2 | WD
[9 empty] | 2019-04-16 | 4 | 2019 | 3 | WD
[9 empty] | 2019-04-17 | 4 | 2019 | 4 | WD
[9 empty] | 2019-04-18 | 4 | 2019 | 5 | WD
[9 empty] | 2019-04-19 | 4 | 2019 | 6 | WD
[9 empty] | 2019-04-20 | 4 | 2019 | 7 | WE
[9 empty] | 2019-04-21 | 4 | 2019 | 1 | WE
[9 empty] | 2019-04-22 | 4 | 2019 | 2 | WD
[9 empty] | 2019-04-23 | 4 | 2019 | 3 | WD
[9 empty] | 2019-04-24 | 4 | 2019 | 4 | WD
[9 empty] | 2019-04-25 | 4 | 2019 | 5 | WD
[9 empty] | 2019-04-26 | 4 | 2019 | 6 | WD
[9 empty] | 2019-04-27 | 4 | 2019 | 7 | WE
[9 empty] | 2019-04-28 | 4 | 2019 | 1 | WE
[9 empty] | 2019-04-29 | 4 | 2019 | 2 | WD
[9 empty] | 2019-04-30 | 4 | 2019 | 3 | WD
[9 empty] | 2019-05-01 | 5 | 2019 | 4 | WD
[9 empty] | 2019-05-02 | 5 | 2019 | 5 | WD
[9 empty] | 2019-05-03 | 5 | 2019 | 6 | WD
[9 empty] | 2019-05-04 | 5 | 2019 | 7 | WE
[9 empty] | 2019-05-05 | 5 | 2019 | 1 | WE
[9 empty] | 2019-05-06 | 5 | 2019 | 2 | WD
[9 empty] | 2019-05-07 | 5 | 2019 | 3 | WD
[9 empty] | 2019-05-08 | 5 | 2019 | 4 | WD
[9 empty] | 2019-05-09 | 5 | 2019 | 5 | WD
[9 empty] | 2019-05-10 | 5 | 2019 | 6 | WD
[9 empty] | 2019-05-11 | 5 | 2019 | 7 | WE
[9 empty] | 2019-05-12 | 5 | 2019 | 1 | WE
[9 empty] | 2019-05-13 | 5 | 2019 | 2 | WD
[9 empty] | 2019-05-14 | 5 | 2019 | 3 | WD
[9 empty] | 2019-05-15 | 5 | 2019 | 4 | WD
[9 empty] | 2019-05-16 | 5 | 2019 | 5 | WD
[9 empty] | 2019-05-17 | 5 | 2019 | 6 | WD
[9 empty] | 2019-05-18 | 5 | 2019 | 7 | WE
[9 empty] | 2019-05-19 | 5 | 2019 | 1 | WE
[9 empty] | 2019-05-20 | 5 | 2019 | 2 | WD
[9 empty] | 2019-05-21 | 5 | 2019 | 3 | WD
[9 empty] | 2019-05-22 | 5 | 2019 | 4 | WD
[9 empty] | 2019-05-23 | 5 | 2019 | 5 | WD
[9 empty] | 2019-05-24 | 5 | 2019 | 6 | WD
[9 empty] | 2019-05-25 | 5 | 2019 | 7 | WE
[9 empty] | 2019-05-26 | 5 | 2019 | 1 | WE
[9 empty] | 2019-05-27 | 5 | 2019 | 2 | WD
[9 empty] | 2019-05-28 | 5 | 2019 | 3 | WD
[9 empty] | 2019-05-29 | 5 | 2019 | 4 | WD
[9 empty] | 2019-05-30 | 5 | 2019 | 5 | WD
[9 empty] | 2019-05-31 | 5 | 2019 | 6 | WD
[9 empty] | 2019-06-01 | 6 | 2019 | 7 | WE
[9 empty] | 2019-06-02 | 6 | 2019 | 1 | WE
[9 empty] | 2019-06-03 | 6 | 2019 | 2 | WD
[9 empty] | 2019-06-04 | 6 | 2019 | 3 | WD
[9 empty] | 2019-06-05 | 6 | 2019 | 4 | WD
[9 empty] | 2019-06-06 | 6 | 2019 | 5 | WD
[9 empty] | 2019-06-07 | 6 | 2019 | 6 | WD
[9 empty] | 2019-06-08 | 6 | 2019 | 7 | WE
[9 empty] | 2019-06-09 | 6 | 2019 | 1 | WE
[9 empty] | 2019-06-10 | 6 | 2019 | 2 | WD
[9 empty] | 2019-06-11 | 6 | 2019 | 3 | WD
[9 empty] | 2019-06-12 | 6 | 2019 | 4 | WD
[9 empty] | 2019-06-13 | 6 | 2019 | 5 | WD
[9 empty] | 2019-06-14 | 6 | 2019 | 6 | WD
[9 empty] | 2019-06-15 | 6 | 2019 | 7 | WE
[9 empty] | 2019-06-16 | 6 | 2019 | 1 | WE
[9 empty] | 2019-06-17 | 6 | 2019 | 2 | WD
[9 empty] | 2019-06-18 | 6 | 2019 | 3 | WD
[9 empty] | 2019-06-19 | 6 | 2019 | 4 | WD
[9 empty] | 2019-06-20 | 6 | 2019 | 5 | WD
[9 empty] | 2019-06-21 | 6 | 2019 | 6 | WD
[9 empty] | 2019-06-22 | 6 | 2019 | 7 | WE
[9 empty] | 2019-06-23 | 6 | 2019 | 1 | WE
[9 empty] | 2019-06-24 | 6 | 2019 | 2 | WD
[9 empty] | 2019-06-25 | 6 | 2019 | 3 | WD
[9 empty] | 2019-06-26 | 6 | 2019 | 4 | WD
[9 empty] | 2019-06-27 | 6 | 2019 | 5 | WD
[9 empty] | 2019-06-28 | 6 | 2019 | 6 | WD
[9 empty] | 2019-06-29 | 6 | 2019 | 7 | WE
[9 empty] | 2019-06-30 | 6 | 2019 | 1 | WE
[9 empty] | 2019-07-01 | 7 | 2019 | 2 | WD
[9 empty] | 2019-07-02 | 7 | 2019 | 3 | WD
[9 empty] | 2019-07-03 | 7 | 2019 | 4 | WD
[9 empty] | 2019-07-04 | 7 | 2019 | 5 | WD
[9 empty] | 2019-07-05 | 7 | 2019 | 6 | WD
[9 empty] | 2019-07-06 | 7 | 2019 | 7 | WE
[9 empty] | 2019-07-07 | 7 | 2019 | 1 | WE
[9 empty] | 2019-07-08 | 7 | 2019 | 2 | WD
[9 empty] | 2019-07-09 | 7 | 2019 | 3 | WD
[9 empty] | 2019-07-10 | 7 | 2019 | 4 | WD
[9 empty] | 2019-07-11 | 7 | 2019 | 5 | WD
[9 empty] | 2019-07-12 | 7 | 2019 | 6 | WD
[9 empty] | 2019-07-13 | 7 | 2019 | 7 | WE
[9 empty] | 2019-07-14 | 7 | 2019 | 1 | WE
[9 empty] | 2019-07-15 | 7 | 2019 | 2 | WD
[9 empty] | 2019-07-16 | 7 | 2019 | 3 | WD
[9 empty] | 2019-07-17 | 7 | 2019 | 4 | WD
[9 empty] | 2019-07-18 | 7 | 2019 | 5 | WD
[9 empty] | 2019-07-19 | 7 | 2019 | 6 | WD
[9 empty] | 2019-07-20 | 7 | 2019 | 7 | WE
[9 empty] | 2019-07-21 | 7 | 2019 | 1 | WE
[9 empty] | 2019-07-22 | 7 | 2019 | 2 | WD
[9 empty] | 2019-07-23 | 7 | 2019 | 3 | WD
[9 empty] | 2019-07-24 | 7 | 2019 | 4 | WD
[9 empty] | 2019-07-25 | 7 | 2019 | 5 | WD
[9 empty] | 2019-07-26 | 7 | 2019 | 6 | WD
[9 empty] | 2019-07-27 | 7 | 2019 | 7 | WE
[9 empty] | 2019-07-28 | 7 | 2019 | 1 | WE
[9 empty] | 2019-07-29 | 7 | 2019 | 2 | WD
[9 empty] | 2019-07-30 | 7 | 2019 | 3 | WD
[9 empty] | 2019-07-31 | 7 | 2019 | 4 | WD
[9 empty] | 2019-08-01 | 8 | 2019 | 5 | WD
[9 empty] | 2019-08-02 | 8 | 2019 | 6 | WD
[9 empty] | 2019-08-03 | 8 | 2019 | 7 | WE
[9 empty] | 2019-08-04 | 8 | 2019 | 1 | WE
[9 empty] | 2019-08-05 | 8 | 2019 | 2 | WD
[9 empty] | 2019-08-06 | 8 | 2019 | 3 | WD
[9 empty] | 2019-08-07 | 8 | 2019 | 4 | WD
[9 empty] | 2019-08-08 | 8 | 2019 | 5 | WD
[9 empty] | 2019-08-09 | 8 | 2019 | 6 | WD
[9 empty] | 2019-08-10 | 8 | 2019 | 7 | WE
[9 empty] | 2019-08-11 | 8 | 2019 | 1 | WE
[9 empty] | 2019-08-12 | 8 | 2019 | 2 | WD
[9 empty] | 2019-08-13 | 8 | 2019 | 3 | WD
[9 empty] | 2019-08-14 | 8 | 2019 | 4 | WD
[9 empty] | 2019-08-15 | 8 | 2019 | 5 | WD
[9 empty] | 2019-08-16 | 8 | 2019 | 6 | WD
[9 empty] | 2019-08-17 | 8 | 2019 | 7 | WE
[9 empty] | 2019-08-18 | 8 | 2019 | 1 | WE
[9 empty] | 2019-08-19 | 8 | 2019 | 2 | WD
[9 empty] | 2019-08-20 | 8 | 2019 | 3 | WD
[9 empty] | 2019-08-21 | 8 | 2019 | 4 | WD
[9 empty] | 2019-08-22 | 8 | 2019 | 5 | WD
[9 empty] | 2019-08-23 | 8 | 2019 | 6 | WD
[9 empty] | 2019-08-24 | 8 | 2019 | 7 | WE
[9 empty] | 2019-08-25 | 8 | 2019 | 1 | WE
[9 empty] | 2019-08-26 | 8 | 2019 | 2 | WD
[9 empty] | 2019-08-27 | 8 | 2019 | 3 | WD
[9 empty] | 2019-08-28 | 8 | 2019 | 4 | WD
[9 empty] | 2019-08-29 | 8 | 2019 | 5 | WD
[9 empty] | 2019-08-30 | 8 | 2019 | 6 | WD
[9 empty] | 2019-08-31 | 8 | 2019 | 7 | WE
[9 empty] | 2019-09-01 | 9 | 2019 | 1 | WE
[9 empty] | 2019-09-02 | 9 | 2019 | 2 | WD
[9 empty] | 2019-09-03 | 9 | 2019 | 3 | WD
[9 empty] | 2019-09-04 | 9 | 2019 | 4 | WD
[9 empty] | 2019-09-05 | 9 | 2019 | 5 | WD
[9 empty] | 2019-09-06 | 9 | 2019 | 6 | WD
[9 empty] | 2019-09-07 | 9 | 2019 | 7 | WE
[9 empty] | 2019-09-08 | 9 | 2019 | 1 | WE
[9 empty] | 2019-09-09 | 9 | 2019 | 2 | WD
[9 empty] | 2019-09-10 | 9 | 2019 | 3 | WD
[9 empty] | 2019-09-11 | 9 | 2019 | 4 | WD
[9 empty] | 2019-09-12 | 9 | 2019 | 5 | WD
[9 empty] | 2019-09-13 | 9 | 2019 | 6 | WD
[9 empty] | 2019-09-14 | 9 | 2019 | 7 | WE
[9 empty] | 2019-09-15 | 9 | 2019 | 1 | WE
[9 empty] | 2019-09-16 | 9 | 2019 | 2 | WD
[9 empty] | 2019-09-17 | 9 | 2019 | 3 | WD
[9 empty] | 2019-09-18 | 9 | 2019 | 4 | WD
[9 empty] | 2019-09-19 | 9 | 2019 | 5 | WD
[9 empty] | 2019-09-20 | 9 | 2019 | 6 | WD
[9 empty] | 2019-09-21 | 9 | 2019 | 7 | WE
[9 empty] | 2019-09-22 | 9 | 2019 | 1 | WE
[9 empty] | 2019-09-23 | 9 | 2019 | 2 | WD
[9 empty] | 2019-09-24 | 9 | 2019 | 3 | WD
[9 empty] | 2019-09-25 | 9 | 2019 | 4 | WD
[9 empty] | 2019-09-26 | 9 | 2019 | 5 | WD
[9 empty] | 2019-09-27 | 9 | 2019 | 6 | WD
[9 empty] | 2019-09-28 | 9 | 2019 | 7 | WE
[9 empty] | 2019-09-29 | 9 | 2019 | 1 | WE
[9 empty] | 2019-09-30 | 9 | 2019 | 2 | WD
[9 empty] | 2019-10-01 | 10 | 2019 | 3 | WD
[9 empty] | 2019-10-02 | 10 | 2019 | 4 | WD
[9 empty] | 2019-10-03 | 10 | 2019 | 5 | WD
[9 empty] | 2019-10-04 | 10 | 2019 | 6 | WD
[9 empty] | 2019-10-05 | 10 | 2019 | 7 | WE
[9 empty] | 2019-10-06 | 10 | 2019 | 1 | WE
[9 empty] | 2019-10-07 | 10 | 2019 | 2 | WD
[9 empty] | 2019-10-08 | 10 | 2019 | 3 | WD
[9 empty] | 2019-10-09 | 10 | 2019 | 4 | WD
[9 empty] | 2019-10-10 | 10 | 2019 | 5 | WD
[9 empty] | 2019-10-11 | 10 | 2019 | 6 | WD
[9 empty] | 2019-10-12 | 10 | 2019 | 7 | WE
[9 empty] | 2019-10-13 | 10 | 2019 | 1 | WE
[9 empty] | 2019-10-14 | 10 | 2019 | 2 | WD
[9 empty] | 2019-10-15 | 10 | 2019 | 3 | WD
[9 empty] | 2019-10-16 | 10 | 2019 | 4 | WD
[9 empty] | 2019-10-17 | 10 | 2019 | 5 | WD
[9 empty] | 2019-10-18 | 10 | 2019 | 6 | WD
[9 empty] | 2019-10-19 | 10 | 2019 | 7 | WE
[9 empty] | 2019-10-20 | 10 | 2019 | 1 | WE
[9 empty] | 2019-10-21 | 10 | 2019 | 2 | WD
[9 empty] | 2019-10-22 | 10 | 2019 | 3 | WD
[9 empty] | 2019-10-23 | 10 | 2019 | 4 | WD
[9 empty] | 2019-10-24 | 10 | 2019 | 5 | WD
[9 empty] | 2019-10-25 | 10 | 2019 | 6 | WD
[9 empty] | 2019-10-26 | 10 | 2019 | 7 | WE
[9 empty] | 2019-10-27 | 10 | 2019 | 1 | WE
[9 empty] | 2019-10-28 | 10 | 2019 | 2 | WD
[9 empty] | 2019-10-29 | 10 | 2019 | 3 | WD
[9 empty] | 2019-10-30 | 10 | 2019 | 4 | WD
[9 empty] | 2019-10-31 | 10 | 2019 | 5 | WD
[9 empty] | 2019-11-01 | 11 | 2019 | 6 | WD
[9 empty] | 2019-11-02 | 11 | 2019 | 7 | WE
[9 empty] | 2019-11-03 | 11 | 2019 | 1 | WE
[9 empty] | 2019-11-04 | 11 | 2019 | 2 | WD
[9 empty] | 2019-11-05 | 11 | 2019 | 3 | WD
[9 empty] | 2019-11-06 | 11 | 2019 | 4 | WD
[9 empty] | 2019-11-07 | 11 | 2019 | 5 | WD
[9 empty] | 2019-11-08 | 11 | 2019 | 6 | WD
[9 empty] | 2019-11-09 | 11 | 2019 | 7 | WE
[9 empty] | 2019-11-10 | 11 | 2019 | 1 | WE
[9 empty] | 2019-11-11 | 11 | 2019 | 2 | WD
[9 empty] | 2019-11-12 | 11 | 2019 | 3 | WD
[9 empty] | 2019-11-13 | 11 | 2019 | 4 | WD
[9 empty] | 2019-11-14 | 11 | 2019 | 5 | WD
[9 empty] | 2019-11-15 | 11 | 2019 | 6 | WD
[9 empty] | 2019-11-16 | 11 | 2019 | 7 | WE
[9 empty] | 2019-11-17 | 11 | 2019 | 1 | WE
[9 empty] | 2019-11-18 | 11 | 2019 | 2 | WD
[9 empty] | 2019-11-19 | 11 | 2019 | 3 | WD
[9 empty] | 2019-11-20 | 11 | 2019 | 4 | WD
[9 empty] | 2019-11-21 | 11 | 2019 | 5 | WD
[9 empty] | 2019-11-22 | 11 | 2019 | 6 | WD
[9 empty] | 2019-11-23 | 11 | 2019 | 7 | WE
[9 empty] | 2019-11-24 | 11 | 2019 | 1 | WE
[9 empty] | 2019-11-25 | 11 | 2019 | 2 | WD
[9 empty] | 2019-11-26 | 11 | 2019 | 3 | WD
[9 empty] | 2019-11-27 | 11 | 2019 | 4 | WD
[9 empty] | 2019-11-28 | 11 | 2019 | 5 | WD
[9 empty] | 2019-11-29 | 11 | 2019 | 6 | WD
[9 empty] | 2019-11-30 | 11 | 2019 | 7 | WE
[9 empty] | 2019-12-01 | 12 | 2019 | 1 | WE
[9 empty] | 2019-12-02 | 12 | 2019 | 2 | WD
[9 empty] | 2019-12-03 | 12 | 2019 | 3 | WD
[9 empty] | 2019-12-04 | 12 | 2019 | 4 | WD
[9 empty] | 2019-12-05 | 12 | 2019 | 5 | WD
[9 empty] | 2019-12-06 | 12 | 2019 | 6 | WD
[9 empty] | 2019-12-07 | 12 | 2019 | 7 | WE
[9 empty] | 2019-12-08 | 12 | 2019 | 1 | WE
[9 empty] | 2019-12-09 | 12 | 2019 | 2 | WD
[9 empty] | 2019-12-10 | 12 | 2019 | 3 | WD
[9 empty] | 2019-12-11 | 12 | 2019 | 4 | WD
[9 empty] | 2019-12-12 | 12 | 2019 | 5 | WD
[9 empty] | 2019-12-13 | 12 | 2019 | 6 | WD
[9 empty] | 2019-12-14 | 12 | 2019 | 7 | WE
[9 empty] | 2019-12-15 | 12 | 2019 | 1 | WE
[9 empty] | 2019-12-16 | 12 | 2019 | 2 | WD
[9 empty] | 2019-12-17 | 12 | 2019 | 3 | WD
[9 empty] | 2019-12-18 | 12 | 2019 | 4 | WD
[9 empty] | 2019-12-19 | 12 | 2019 | 5 | WD
[9 empty] | 2019-12-20 | 12 | 2019 | 6 | WD
[9 empty] | 2019-12-21 | 12 | 2019 | 7 | WE
[9 empty] | 2019-12-22 | 12 | 2019 | 1 | WE
[9 empty] | 2019-12-23 | 12 | 2019 | 2 | WD
[9 empty] | 2019-12-24 | 12 | 2019 | 3 | WD
[9 empty] | 2019-12-25 | 12 | 2019 | 4 | WD
[9 empty] | 2019-12-26 | 12 | 2019 | 5 | WD
[9 empty] | 2019-12-27 | 12 | 2019 | 6 | WD
[9 empty] | 2019-12-28 | 12 | 2019 | 7 | WE
[9 empty] | 2019-12-29 | 12 | 2019 | 1 | WE
[9 empty] | 2019-12-30 | 12 | 2019 | 2 | WD
[9 empty] | 2019-12-31 | 12 | 2019 | 3 | WD
[9 empty] | 2020-01-01 | 1 | 2020 | 4 | WD
[9 empty] | 2020-01-02 | 1 | 2020 | 5 | WD
[9 empty] | 2020-01-03 | 1 | 2020 | 6 | WD
[9 empty] | 2020-01-04 | 1 | 2020 | 7 | WE
[9 empty] | 2020-01-05 | 1 | 2020 | 1 | WE
[9 empty] | 2020-01-06 | 1 | 2020 | 2 | WD
[9 empty] | 2020-01-07 | 1 | 2020 | 3 | WD
[9 empty] | 2020-01-08 | 1 | 2020 | 4 | WD
[9 empty] | 2020-01-09 | 1 | 2020 | 5 | WD
[9 empty] | 2020-01-10 | 1 | 2020 | 6 | WD
[9 empty] | 2020-01-11 | 1 | 2020 | 7 | WE
[9 empty] | 2020-01-12 | 1 | 2020 | 1 | WE
[9 empty] | 2020-01-13 | 1 | 2020 | 2 | WD
[9 empty] | 2020-01-14 | 1 | 2020 | 3 | WD
[9 empty] | 2020-01-15 | 1 | 2020 | 4 | WD
[9 empty] | 2020-01-16 | 1 | 2020 | 5 | WD
[9 empty] | 2020-01-17 | 1 | 2020 | 6 | WD
[9 empty] | 2020-01-18 | 1 | 2020 | 7 | WE
[9 empty] | 2020-01-19 | 1 | 2020 | 1 | WE
[9 empty] | 2020-01-20 | 1 | 2020 | 2 | WD
[9 empty] | 2020-01-21 | 1 | 2020 | 3 | WD
[9 empty] | 2020-01-22 | 1 | 2020 | 4 | WD
[9 empty] | 2020-01-23 | 1 | 2020 | 5 | WD
[9 empty] | 2020-01-24 | 1 | 2020 | 6 | WD
[9 empty] | 2020-01-25 | 1 | 2020 | 7 | WE
[9 empty] | 2020-01-26 | 1 | 2020 | 1 | WE
[9 empty] | 2020-01-27 | 1 | 2020 | 2 | WD
[9 empty] | 2020-01-28 | 1 | 2020 | 3 | WD
[9 empty] | 2020-01-29 | 1 | 2020 | 4 | WD
[9 empty] | 2020-01-30 | 1 | 2020 | 5 | WD
[9 empty] | 2020-01-31 | 1 | 2020 | 6 | WD
[9 empty] | 2020-02-01 | 2 | 2020 | 7 | WE
[9 empty] | 2020-02-02 | 2 | 2020 | 1 | WE
[9 empty] | 2020-02-03 | 2 | 2020 | 2 | WD
[9 empty] | 2020-02-04 | 2 | 2020 | 3 | WD
[9 empty] | 2020-02-05 | 2 | 2020 | 4 | WD
[9 empty] | 2020-02-06 | 2 | 2020 | 5 | WD
[9 empty] | 2020-02-07 | 2 | 2020 | 6 | WD
[9 empty] | 2020-02-08 | 2 | 2020 | 7 | WE
[9 empty] | 2020-02-09 | 2 | 2020 | 1 | WE
[9 empty] | 2020-02-10 | 2 | 2020 | 2 | WD
[9 empty] | 2020-02-11 | 2 | 2020 | 3 | WD
[9 empty] | 2020-02-12 | 2 | 2020 | 4 | WD
[9 empty] | 2020-02-13 | 2 | 2020 | 5 | WD
[9 empty] | 2020-02-14 | 2 | 2020 | 6 | WD
[9 empty] | 2020-02-15 | 2 | 2020 | 7 | WE
[9 empty] | 2020-02-16 | 2 | 2020 | 1 | WE
[9 empty] | 2020-02-17 | 2 | 2020 | 2 | WD
[9 empty] | 2020-02-18 | 2 | 2020 | 3 | WD
[9 empty] | 2020-02-19 | 2 | 2020 | 4 | WD
[9 empty] | 2020-02-20 | 2 | 2020 | 5 | WD
[9 empty] | 2020-02-21 | 2 | 2020 | 6 | WD
[9 empty] | 2020-02-22 | 2 | 2020 | 7 | WE
[9 empty] | 2020-02-23 | 2 | 2020 | 1 | WE
[9 empty] | 2020-02-24 | 2 | 2020 | 2 | WD
[9 empty] | 2020-02-25 | 2 | 2020 | 3 | WD
[9 empty] | 2020-02-26 | 2 | 2020 | 4 | WD
[9 empty] | 2020-02-27 | 2 | 2020 | 5 | WD
[9 empty] | 2020-02-28 | 2 | 2020 | 6 | WD
[9 empty] | 2020-02-29 | 2 | 2020 | 7 | WE
[9 empty] | 2020-03-01 | 3 | 2020 | 1 | WE
[9 empty] | 2020-03-02 | 3 | 2020 | 2 | WD
[9 empty] | 2020-03-03 | 3 | 2020 | 3 | WD
[9 empty] | 2020-03-04 | 3 | 2020 | 4 | WD
[9 empty] | 2020-03-05 | 3 | 2020 | 5 | WD
[9 empty] | 2020-03-06 | 3 | 2020 | 6 | WD
[9 empty] | 2020-03-07 | 3 | 2020 | 7 | WE
[9 empty] | 2020-03-08 | 3 | 2020 | 1 | WE
[9 empty] | 2020-03-09 | 3 | 2020 | 2 | WD
[9 empty] | 2020-03-10 | 3 | 2020 | 3 | WD
[9 empty] | 2020-03-11 | 3 | 2020 | 4 | WD
[9 empty] | 2020-03-12 | 3 | 2020 | 5 | WD
[9 empty] | 2020-03-13 | 3 | 2020 | 6 | WD
[9 empty] | 2020-03-14 | 3 | 2020 | 7 | WE
[9 empty] | 2020-03-15 | 3 | 2020 | 1 | WE
[9 empty] | 2020-03-16 | 3 | 2020 | 2 | WD
[9 empty] | 2020-03-17 | 3 | 2020 | 3 | WD
[9 empty] | 2020-03-18 | 3 | 2020 | 4 | WD
[9 empty] | 2020-03-19 | 3 | 2020 | 5 | WD
[9 empty] | 2020-03-20 | 3 | 2020 | 6 | WD
[9 empty] | 2020-03-21 | 3 | 2020 | 7 | WE
[9 empty] | 2020-03-22 | 3 | 2020 | 1 | WE
[9 empty] | 2020-03-23 | 3 | 2020 | 2 | WD
[9 empty] | 2020-03-24 | 3 | 2020 | 3 | WD
[9 empty] | 2020-03-25 | 3 | 2020 | 4 | WD
[9 empty] | 2020-03-26 | 3 | 2020 | 5 | WD
[9 empty] | 2020-03-27 | 3 | 2020 | 6 | WD
[9 empty] | 2020-03-28 | 3 | 2020 | 7 | WE
[9 empty] | 2020-03-29 | 3 | 2020 | 1 | WE
[9 empty] | 2020-03-30 | 3 | 2020 | 2 | WD
[9 empty] | 2020-03-31 | 3 | 2020 | 3 | WD
[9 empty] | 2020-04-01 | 4 | 2020 | 4 | WD
[9 empty] | 2020-04-02 | 4 | 2020 | 5 | WD
[9 empty] | 2020-04-03 | 4 | 2020 | 6 | WD
[9 empty] | 2020-04-04 | 4 | 2020 | 7 | WE
[9 empty] | 2020-04-05 | 4 | 2020 | 1 | WE
[9 empty] | 2020-04-06 | 4 | 2020 | 2 | WD
[9 empty] | 2020-04-07 | 4 | 2020 | 3 | WD
[9 empty] | 2020-04-08 | 4 | 2020 | 4 | WD
[9 empty] | 2020-04-09 | 4 | 2020 | 5 | WD
[9 empty] | 2020-04-10 | 4 | 2020 | 6 | WD
[9 empty] | 2020-04-11 | 4 | 2020 | 7 | WE
[9 empty] | 2020-04-12 | 4 | 2020 | 1 | WE
[9 empty] | 2020-04-13 | 4 | 2020 | 2 | WD
[9 empty] | 2020-04-14 | 4 | 2020 | 3 | WD
[9 empty] | 2020-04-15 | 4 | 2020 | 4 | WD
[9 empty] | 2020-04-16 | 4 | 2020 | 5 | WD
[9 empty] | 2020-04-17 | 4 | 2020 | 6 | WD
[9 empty] | 2020-04-18 | 4 | 2020 | 7 | WE
[9 empty] | 2020-04-19 | 4 | 2020 | 1 | WE
[9 empty] | 2020-04-20 | 4 | 2020 | 2 | WD
[9 empty] | 2020-04-21 | 4 | 2020 | 3 | WD
[9 empty] | 2020-04-22 | 4 | 2020 | 4 | WD
[9 empty] | 2020-04-23 | 4 | 2020 | 5 | WD
[9 empty] | 2020-04-24 | 4 | 2020 | 6 | WD
[9 empty] | 2020-04-25 | 4 | 2020 | 7 | WE
[9 empty] | 2020-04-26 | 4 | 2020 | 1 | WE
[9 empty] | 2020-04-27 | 4 | 2020 | 2 | WD
[9 empty] | 2020-04-28 | 4 | 2020 | 3 | WD
[9 empty] | 2020-04-29 | 4 | 2020 | 4 | WD
[9 empty] | 2020-04-30 | 4 | 2020 | 5 | WD
[9 empty] | 2020-05-01 | 5 | 2020 | 6 | WD
[9 empty] | 2020-05-02 | 5 | 2020 | 7 | WE
[9 empty] | 2020-05-03 | 5 | 2020 | 1 | WE
[9 empty] | 2020-05-04 | 5 | 2020 | 2 | WD
[9 empty] | 2020-05-05 | 5 | 2020 | 3 | WD
[9 empty] | 2020-05-06 | 5 | 2020 | 4 | WD
[9 empty] | 2020-05-07 | 5 | 2020 | 5 | WD
[9 empty] | 2020-05-08 | 5 | 2020 | 6 | WD
[9 empty] | 2020-05-09 | 5 | 2020 | 7 | WE
[9 empty] | 2020-05-10 | 5 | 2020 | 1 | WE
[9 empty] | 2020-05-11 | 5 | 2020 | 2 | WD
[9 empty] | 2020-05-12 | 5 | 2020 | 3 | WD
[9 empty] | 2020-05-13 | 5 | 2020 | 4 | WD
[9 empty] | 2020-05-14 | 5 | 2020 | 5 | WD
[9 empty] | 2020-05-15 | 5 | 2020 | 6 | WD
[9 empty] | 2020-05-16 | 5 | 2020 | 7 | WE
[9 empty] | 2020-05-17 | 5 | 2020 | 1 | WE
[9 empty] | 2020-05-18 | 5 | 2020 | 2 | WD
[9 empty] | 2020-05-19 | 5 | 2020 | 3 | WD
[9 empty] | 2020-05-20 | 5 | 2020 | 4 | WD
[9 empty] | 2020-05-21 | 5 | 2020 | 5 | WD
[9 empty] | 2020-05-22 | 5 | 2020 | 6 | WD
[9 empty] | 2020-05-23 | 5 | 2020 | 7 | WE
[9 empty] | 2020-05-24 | 5 | 2020 | 1 | WE
[9 empty] | 2020-05-25 | 5 | 2020 | 2 | WD
[9 empty] | 2020-05-26 | 5 | 2020 | 3 | WD
[9 empty] | 2020-05-27 | 5 | 2020 | 4 | WD
[9 empty] | 2020-05-28 | 5 | 2020 | 5 | WD
[9 empty] | 2020-05-29 | 5 | 2020 | 6 | WD
[9 empty] | 2020-05-30 | 5 | 2020 | 7 | WE
[9 empty] | 2020-05-31 | 5 | 2020 | 1 | WE
[9 empty] | 2020-06-01 | 6 | 2020 | 2 | WD
[9 empty] | 2020-06-02 | 6 | 2020 | 3 | WD
[9 empty] | 2020-06-03 | 6 | 2020 | 4 | WD
[9 empty] | 2020-06-04 | 6 | 2020 | 5 | WD
[9 empty] | 2020-06-05 | 6 | 2020 | 6 | WD
[9 empty] | 2020-06-06 | 6 | 2020 | 7 | WE
[9 empty] | 2020-06-07 | 6 | 2020 | 1 | WE
[9 empty] | 2020-06-08 | 6 | 2020 | 2 | WD
[9 empty] | 2020-06-09 | 6 | 2020 | 3 | WD
[9 empty] | 2020-06-10 | 6 | 2020 | 4 | WD
[9 empty] | 2020-06-11 | 6 | 2020 | 5 | WD
[9 empty] | 2020-06-12 | 6 | 2020 | 6 | WD
[9 empty] | 2020-06-13 | 6 | 2020 | 7 | WE
[9 empty] | 2020-06-14 | 6 | 2020 | 1 | WE
[9 empty] | 2020-06-15 | 6 | 2020 | 2 | WD
[9 empty] | 2020-06-16 | 6 | 2020 | 3 | WD
[9 empty] | 2020-06-17 | 6 | 2020 | 4 | WD
[9 empty] | 2020-06-18 | 6 | 2020 | 5 | WD
[9 empty] | 2020-06-19 | 6 | 2020 | 6 | WD
[9 empty] | 2020-06-20 | 6 | 2020 | 7 | WE
[9 empty] | 2020-06-21 | 6 | 2020 | 1 | WE
[9 empty] | 2020-06-22 | 6 | 2020 | 2 | WD
[9 empty] | 2020-06-23 | 6 | 2020 | 3 | WD
[9 empty] | 2020-06-24 | 6 | 2020 | 4 | WD
[9 empty] | 2020-06-25 | 6 | 2020 | 5 | WD
[9 empty] | 2020-06-26 | 6 | 2020 | 6 | WD
[9 empty] | 2020-06-27 | 6 | 2020 | 7 | WE
[9 empty] | 2020-06-28 | 6 | 2020 | 1 | WE
[9 empty] | 2020-06-29 | 6 | 2020 | 2 | WD
[9 empty] | 2020-06-30 | 6 | 2020 | 3 | WD
[9 empty] | 2020-07-01 | 7 | 2020 | 4 | WD
[9 empty] | 2020-07-02 | 7 | 2020 | 5 | WD
[9 empty] | 2020-07-03 | 7 | 2020 | 6 | WD
[9 empty] | 2020-07-04 | 7 | 2020 | 7 | WE
[9 empty] | 2020-07-05 | 7 | 2020 | 1 | WE
[9 empty] | 2020-07-06 | 7 | 2020 | 2 | WD
[9 empty] | 2020-07-07 | 7 | 2020 | 3 | WD
[9 empty] | 2020-07-08 | 7 | 2020 | 4 | WD
[9 empty] | 2020-07-09 | 7 | 2020 | 5 | WD
[9 empty] | 2020-07-10 | 7 | 2020 | 6 | WD
[9 empty] | 2020-07-11 | 7 | 2020 | 7 | WE
[9 empty] | 2020-07-12 | 7 | 2020 | 1 | WE
[9 empty] | 2020-07-13 | 7 | 2020 | 2 | WD
[9 empty] | 2020-07-14 | 7 | 2020 | 3 | WD
[9 empty] | 2020-07-15 | 7 | 2020 | 4 | WD
[9 empty] | 2020-07-16 | 7 | 2020 | 5 | WD
[9 empty] | 2020-07-17 | 7 | 2020 | 6 | WD
[9 empty] | 2020-07-18 | 7 | 2020 | 7 | WE
[9 empty] | 2020-07-19 | 7 | 2020 | 1 | WE
[9 empty] | 2020-07-20 | 7 | 2020 | 2 | WD
[9 empty] | 2020-07-21 | 7 | 2020 | 3 | WD
[9 empty] | 2020-07-22 | 7 | 2020 | 4 | WD
[9 empty] | 2020-07-23 | 7 | 2020 | 5 | WD
[9 empty] | 2020-07-24 | 7 | 2020 | 6 | WD
[9 empty] | 2020-07-25 | 7 | 2020 | 7 | WE
[9 empty] | 2020-07-26 | 7 | 2020 | 1 | WE
[9 empty] | 2020-07-27 | 7 | 2020 | 2 | WD
[9 empty] | 2020-07-28 | 7 | 2020 | 3 | WD
[9 empty] | 2020-07-29 | 7 | 2020 | 4 | WD
[9 empty] | 2020-07-30 | 7 | 2020 | 5 | WD
[9 empty] | 2020-07-31 | 7 | 2020 | 6 | WD
[9 empty] | 2020-08-01 | 8 | 2020 | 7 | WE
[9 empty] | 2020-08-02 | 8 | 2020 | 1 | WE
[9 empty] | 2020-08-03 | 8 | 2020 | 2 | WD
[9 empty] | 2020-08-04 | 8 | 2020 | 3 | WD
[9 empty] | 2020-08-05 | 8 | 2020 | 4 | WD
[9 empty] | 2020-08-06 | 8 | 2020 | 5 | WD
[9 empty] | 2020-08-07 | 8 | 2020 | 6 | WD
[9 empty] | 2020-08-08 | 8 | 2020 | 7 | WE
[9 empty] | 2020-08-09 | 8 | 2020 | 1 | WE
[9 empty] | 2020-08-10 | 8 | 2020 | 2 | WD
[9 empty] | 2020-08-11 | 8 | 2020 | 3 | WD
[9 empty] | 2020-08-12 | 8 | 2020 | 4 | WD
[9 empty] | 2020-08-13 | 8 | 2020 | 5 | WD
[9 empty] | 2020-08-14 | 8 | 2020 | 6 | WD
[9 empty] | 2020-08-15 | 8 | 2020 | 7 | WE
[9 empty] | 2020-08-16 | 8 | 2020 | 1 | WE
[9 empty] | 2020-08-17 | 8 | 2020 | 2 | WD
[9 empty] | 2020-08-18 | 8 | 2020 | 3 | WD
[9 empty] | 2020-08-19 | 8 | 2020 | 4 | WD
[9 empty] | 2020-08-20 | 8 | 2020 | 5 | WD
[9 empty] | 2020-08-21 | 8 | 2020 | 6 | WD
[9 empty] | 2020-08-22 | 8 | 2020 | 7 | WE
[9 empty] | 2020-08-23 | 8 | 2020 | 1 | WE
[9 empty] | 2020-08-24 | 8 | 2020 | 2 | WD
[9 empty] | 2020-08-25 | 8 | 2020 | 3 | WD
[9 empty] | 2020-08-26 | 8 | 2020 | 4 | WD
[9 empty] | 2020-08-27 | 8 | 2020 | 5 | WD
[9 empty] | 2020-08-28 | 8 | 2020 | 6 | WD
[9 empty] | 2020-08-29 | 8 | 2020 | 7 | WE
[9 empty] | 2020-08-30 | 8 | 2020 | 1 | WE
[9 empty] | 2020-08-31 | 8 | 2020 | 2 | WD
[9 empty] | 2020-09-01 | 9 | 2020 | 3 | WD
[9 empty] | 2020-09-02 | 9 | 2020 | 4 | WD
[9 empty] | 2020-09-03 | 9 | 2020 | 5 | WD
[9 empty] | 2020-09-04 | 9 | 2020 | 6 | WD
[9 empty] | 2020-09-05 | 9 | 2020 | 7 | WE
[9 empty] | 2020-09-06 | 9 | 2020 | 1 | WE
[9 empty] | 2020-09-07 | 9 | 2020 | 2 | WD
[9 empty] | 2020-09-08 | 9 | 2020 | 3 | WD
[9 empty] | 2020-09-09 | 9 | 2020 | 4 | WD
[9 empty] | 2020-09-10 | 9 | 2020 | 5 | WD
[9 empty] | 2020-09-11 | 9 | 2020 | 6 | WD
[9 empty] | 2020-09-12 | 9 | 2020 | 7 | WE
[9 empty] | 2020-09-13 | 9 | 2020 | 1 | WE
[9 empty] | 2020-09-14 | 9 | 2020 | 2 | WD
[9 empty] | 2020-09-15 | 9 | 2020 | 3 | WD
[9 empty] | 2020-09-16 | 9 | 2020 | 4 | WD
[9 empty] | 2020-09-17 | 9 | 2020 | 5 | WD
[9 empty] | 2020-09-18 | 9 | 2020 | 6 | WD
[9 empty] | 2020-09-19 | 9 | 2020 | 7 | WE
[9 empty] | 2020-09-20 | 9 | 2020 | 1 | WE
[9 empty] | 2020-09-21 | 9 | 2020 | 2 | WD
[9 empty] | 2020-09-22 | 9 | 2020 | 3 | WD
[9 empty] | 2020-09-23 | 9 | 2020 | 4 | WD
[9 empty] | 2020-09-24 | 9 | 2020 | 5 | WD
[9 empty] | 2020-09-25 | 9 | 2020 | 6 | WD
[9 empty] | 2020-09-26 | 9 | 2020 | 7 | WE
[9 empty] | 2020-09-27 | 9 | 2020 | 1 | WE
[9 empty] | 2020-09-28 | 9 | 2020 | 2 | WD
[9 empty] | 2020-09-29 | 9 | 2020 | 3 | WD
[9 empty] | 2020-09-30 | 9 | 2020 | 4 | WD
[9 empty] | 2020-10-01 | 10 | 2020 | 5 | WD
[9 empty] | 2020-10-02 | 10 | 2020 | 6 | WD
[9 empty] | 2020-10-03 | 10 | 2020 | 7 | WE
[9 empty] | 2020-10-04 | 10 | 2020 | 1 | WE
[9 empty] | 2020-10-05 | 10 | 2020 | 2 | WD
[9 empty] | 2020-10-06 | 10 | 2020 | 3 | WD
[9 empty] | 2020-10-07 | 10 | 2020 | 4 | WD
[9 empty] | 2020-10-08 | 10 | 2020 | 5 | WD
[9 empty] | 2020-10-09 | 10 | 2020 | 6 | WD
[9 empty] | 2020-10-10 | 10 | 2020 | 7 | WE
[9 empty] | 2020-10-11 | 10 | 2020 | 1 | WE
[9 empty] | 2020-10-12 | 10 | 2020 | 2 | WD
[9 empty] | 2020-10-13 | 10 | 2020 | 3 | WD
[9 empty] | 2020-10-14 | 10 | 2020 | 4 | WD
[9 empty] | 2020-10-15 | 10 | 2020 | 5 | WD
[9 empty] | 2020-10-16 | 10 | 2020 | 6 | WD
[9 empty] | 2020-10-17 | 10 | 2020 | 7 | WE
[9 empty] | 2020-10-18 | 10 | 2020 | 1 | WE
[9 empty] | 2020-10-19 | 10 | 2020 | 2 | WD
[9 empty] | 2020-10-20 | 10 | 2020 | 3 | WD
[9 empty] | 2020-10-21 | 10 | 2020 | 4 | WD
[9 empty] | 2020-10-22 | 10 | 2020 | 5 | WD
[9 empty] | 2020-10-23 | 10 | 2020 | 6 | WD
[9 empty] | 2020-10-24 | 10 | 2020 | 7 | WE
[9 empty] | 2020-10-25 | 10 | 2020 | 1 | WE
[9 empty] | 2020-10-26 | 10 | 2020 | 2 | WD
[9 empty] | 2020-10-27 | 10 | 2020 | 3 | WD
[9 empty] | 2020-10-28 | 10 | 2020 | 4 | WD
[9 empty] | 2020-10-29 | 10 | 2020 | 5 | WD
[9 empty] | 2020-10-30 | 10 | 2020 | 6 | WD
[9 empty] | 2020-10-31 | 10 | 2020 | 7 | WE
[9 empty] | 2020-11-01 | 11 | 2020 | 1 | WE
[9 empty] | 2020-11-02 | 11 | 2020 | 2 | WD
[9 empty] | 2020-11-03 | 11 | 2020 | 3 | WD
[9 empty] | 2020-11-04 | 11 | 2020 | 4 | WD
[9 empty] | 2020-11-05 | 11 | 2020 | 5 | WD
[9 empty] | 2020-11-06 | 11 | 2020 | 6 | WD
[9 empty] | 2020-11-07 | 11 | 2020 | 7 | WE
[9 empty] | 2020-11-08 | 11 | 2020 | 1 | WE
[9 empty] | 2020-11-09 | 11 | 2020 | 2 | WD
[9 empty] | 2020-11-10 | 11 | 2020 | 3 | WD
[9 empty] | 2020-11-11 | 11 | 2020 | 4 | WD
[9 empty] | 2020-11-12 | 11 | 2020 | 5 | WD
[9 empty] | 2020-11-13 | 11 | 2020 | 6 | WD
[9 empty] | 2020-11-14 | 11 | 2020 | 7 | WE
[9 empty] | 2020-11-15 | 11 | 2020 | 1 | WE
[9 empty] | 2020-11-16 | 11 | 2020 | 2 | WD
[9 empty] | 2020-11-17 | 11 | 2020 | 3 | WD
[9 empty] | 2020-11-18 | 11 | 2020 | 4 | WD
[9 empty] | 2020-11-19 | 11 | 2020 | 5 | WD
[9 empty] | 2020-11-20 | 11 | 2020 | 6 | WD
[9 empty] | 2020-11-21 | 11 | 2020 | 7 | WE
[9 empty] | 2020-11-22 | 11 | 2020 | 1 | WE
[9 empty] | 2020-11-23 | 11 | 2020 | 2 | WD
[9 empty] | 2020-11-24 | 11 | 2020 | 3 | WD
[9 empty] | 2020-11-25 | 11 | 2020 | 4 | WD
[9 empty] | 2020-11-26 | 11 | 2020 | 5 | WD
[9 empty] | 2020-11-27 | 11 | 2020 | 6 | WD
[9 empty] | 2020-11-28 | 11 | 2020 | 7 | WE
[9 empty] | 2020-11-29 | 11 | 2020 | 1 | WE
[9 empty] | 2020-11-30 | 11 | 2020 | 2 | WD
[9 empty] | 2020-12-01 | 12 | 2020 | 3 | WD
[9 empty] | 2020-12-02 | 12 | 2020 | 4 | WD
[9 empty] | 2020-12-03 | 12 | 2020 | 5 | WD
[9 empty] | 2020-12-04 | 12 | 2020 | 6 | WD
[9 empty] | 2020-12-05 | 12 | 2020 | 7 | WE
[9 empty] | 2020-12-06 | 12 | 2020 | 1 | WE
[9 empty] | 2020-12-07 | 12 | 2020 | 2 | WD
[9 empty] | 2020-12-08 | 12 | 2020 | 3 | WD
[9 empty] | 2020-12-09 | 12 | 2020 | 4 | WD
[9 empty] | 2020-12-10 | 12 | 2020 | 5 | WD
[9 empty] | 2020-12-11 | 12 | 2020 | 6 | WD
[9 empty] | 2020-12-12 | 12 | 2020 | 7 | WE
[9 empty] | 2020-12-13 | 12 | 2020 | 1 | WE
[9 empty] | 2020-12-14 | 12 | 2020 | 2 | WD
[9 empty] | 2020-12-15 | 12 | 2020 | 3 | WD
[9 empty] | 2020-12-16 | 12 | 2020 | 4 | WD
[9 empty] | 2020-12-17 | 12 | 2020 | 5 | WD
[9 empty] | 2020-12-18 | 12 | 2020 | 6 | WD
[9 empty] | 2020-12-19 | 12 | 2020 | 7 | WE
[9 empty] | 2020-12-20 | 12 | 2020 | 1 | WE
[9 empty] | 2020-12-21 | 12 | 2020 | 2 | WD
[9 empty] | 2020-12-22 | 12 | 2020 | 3 | WD
[9 empty] | 2020-12-23 | 12 | 2020 | 4 | WD
[9 empty] | 2020-12-24 | 12 | 2020 | 5 | WD
[9 empty] | 2020-12-25 | 12 | 2020 | 6 | WD
[9 empty] | 2020-12-26 | 12 | 2020 | 7 | WE
[9 empty] | 2020-12-27 | 12 | 2020 | 1 | WE
[9 empty] | 2020-12-28 | 12 | 2020 | 2 | WD
[9 empty] | 2020-12-29 | 12 | 2020 | 3 | WD
[9 empty] | 2020-12-30 | 12 | 2020 | 4 | WD
[9 empty] | 2020-12-31 | 12 | 2020 | 5 | WD
[9 empty] | 2021-01-01 | 1 | 2021 | 6 | WD
[9 empty] | 2021-01-02 | 1 | 2021 | 7 | WE
[9 empty] | 2021-01-03 | 1 | 2021 | 1 | WE
[9 empty] | 2021-01-04 | 1 | 2021 | 2 | WD
[9 empty] | 2021-01-05 | 1 | 2021 | 3 | WD
[9 empty] | 2021-01-06 | 1 | 2021 | 4 | WD
[9 empty] | 2021-01-07 | 1 | 2021 | 5 | WD
[9 empty] | 2021-01-08 | 1 | 2021 | 6 | WD
[9 empty] | 2021-01-09 | 1 | 2021 | 7 | WE
[9 empty] | 2021-01-10 | 1 | 2021 | 1 | WE
[9 empty] | 2021-01-11 | 1 | 2021 | 2 | WD
[9 empty] | 2021-01-12 | 1 | 2021 | 3 | WD
[9 empty] | 2021-01-13 | 1 | 2021 | 4 | WD
[9 empty] | 2021-01-14 | 1 | 2021 | 5 | WD
[9 empty] | 2021-01-15 | 1 | 2021 | 6 | WD
[9 empty] | 2021-01-16 | 1 | 2021 | 7 | WE
[9 empty] | 2021-01-17 | 1 | 2021 | 1 | WE
[9 empty] | 2021-01-18 | 1 | 2021 | 2 | WD
[9 empty] | 2021-01-19 | 1 | 2021 | 3 | WD
[9 empty] | 2021-01-20 | 1 | 2021 | 4 | WD
[9 empty] | 2021-01-21 | 1 | 2021 | 5 | WD
[9 empty] | 2021-01-22 | 1 | 2021 | 6 | WD
[9 empty] | 2021-01-23 | 1 | 2021 | 7 | WE
[9 empty] | 2021-01-24 | 1 | 2021 | 1 | WE
[9 empty] | 2021-01-25 | 1 | 2021 | 2 | WD
[9 empty] | 2021-01-26 | 1 | 2021 | 3 | WD
[9 empty] | 2021-01-27 | 1 | 2021 | 4 | WD
[9 empty] | 2021-01-28 | 1 | 2021 | 5 | WD
[9 empty] | 2021-01-29 | 1 | 2021 | 6 | WD
[9 empty] | 2021-01-30 | 1 | 2021 | 7 | WE
[9 empty] | 2021-01-31 | 1 | 2021 | 1 | WE
[9 empty] | 2021-02-01 | 2 | 2021 | 2 | WD
[9 empty] | 2021-02-02 | 2 | 2021 | 3 | WD
[9 empty] | 2021-02-03 | 2 | 2021 | 4 | WD
[9 empty] | 2021-02-04 | 2 | 2021 | 5 | WD
[9 empty] | 2021-02-05 | 2 | 2021 | 6 | WD
[9 empty] | 2021-02-06 | 2 | 2021 | 7 | WE
[9 empty] | 2021-02-07 | 2 | 2021 | 1 | WE
[9 empty] | 2021-02-08 | 2 | 2021 | 2 | WD
[9 empty] | 2021-02-09 | 2 | 2021 | 3 | WD
[9 empty] | 2021-02-10 | 2 | 2021 | 4 | WD
[9 empty] | 2021-02-11 | 2 | 2021 | 5 | WD
[9 empty] | 2021-02-12 | 2 | 2021 | 6 | WD
[9 empty] | 2021-02-13 | 2 | 2021 | 7 | WE
[9 empty] | 2021-02-14 | 2 | 2021 | 1 | WE
[9 empty] | 2021-02-15 | 2 | 2021 | 2 | WD
[9 empty] | 2021-02-16 | 2 | 2021 | 3 | WD
[9 empty] | 2021-02-17 | 2 | 2021 | 4 | WD
[9 empty] | 2021-02-18 | 2 | 2021 | 5 | WD
[9 empty] | 2021-02-19 | 2 | 2021 | 6 | WD
[9 empty] | 2021-02-20 | 2 | 2021 | 7 | WE
[9 empty] | 2021-02-21 | 2 | 2021 | 1 | WE
[9 empty] | 2021-02-22 | 2 | 2021 | 2 | WD
[9 empty] | 2021-02-23 | 2 | 2021 | 3 | WD
[9 empty] | 2021-02-24 | 2 | 2021 | 4 | WD
[9 empty] | 2021-02-25 | 2 | 2021 | 5 | WD
[9 empty] | 2021-02-26 | 2 | 2021 | 6 | WD
[9 empty] | 2021-02-27 | 2 | 2021 | 7 | WE
[9 empty] | 2021-02-28 | 2 | 2021 | 1 | WE
[9 empty] | 2021-03-01 | 3 | 2021 | 2 | WD
[9 empty] | 2021-03-02 | 3 | 2021 | 3 | WD
[9 empty] | 2021-03-03 | 3 | 2021 | 4 | WD
[9 empty] | 2021-03-04 | 3 | 2021 | 5 | WD
[9 empty] | 2021-03-05 | 3 | 2021 | 6 | WD
[9 empty] | 2021-03-06 | 3 | 2021 | 7 | WE
[9 empty] | 2021-03-07 | 3 | 2021 | 1 | WE
[9 empty] | 2021-03-08 | 3 | 2021 | 2 | WD
[9 empty] | 2021-03-09 | 3 | 2021 | 3 | WD
[9 empty] | 2021-03-10 | 3 | 2021 | 4 | WD
[9 empty] | 2021-03-11 | 3 | 2021 | 5 | WD
[9 empty] | 2021-03-12 | 3 | 2021 | 6 | WD
[9 empty] | 2021-03-13 | 3 | 2021 | 7 | WE
[9 empty] | 2021-03-14 | 3 | 2021 | 1 | WE
[9 empty] | 2021-03-15 | 3 | 2021 | 2 | WD
[9 empty] | 2021-03-16 | 3 | 2021 | 3 | WD
[9 empty] | 2021-03-17 | 3 | 2021 | 4 | WD
[9 empty] | 2021-03-18 | 3 | 2021 | 5 | WD
[9 empty] | 2021-03-19 | 3 | 2021 | 6 | WD
[9 empty] | 2021-03-20 | 3 | 2021 | 7 | WE
[9 empty] | 2021-03-21 | 3 | 2021 | 1 | WE
[9 empty] | 2021-03-22 | 3 | 2021 | 2 | WD
[9 empty] | 2021-03-23 | 3 | 2021 | 3 | WD
[9 empty] | 2021-03-24 | 3 | 2021 | 4 | WD
[9 empty] | 2021-03-25 | 3 | 2021 | 5 | WD
[9 empty] | 2021-03-26 | 3 | 2021 | 6 | WD
[9 empty] | 2021-03-27 | 3 | 2021 | 7 | WE
[9 empty] | 2021-03-28 | 3 | 2021 | 1 | WE
[9 empty] | 2021-03-29 | 3 | 2021 | 2 | WD
[9 empty] | 2021-03-30 | 3 | 2021 | 3 | WD
[9 empty] | 2021-03-31 | 3 | 2021 | 4 | WD
[9 empty] | 2021-04-01 | 4 | 2021 | 5 | WD
[9 empty] | 2021-04-02 | 4 | 2021 | 6 | WD
[9 empty] | 2021-04-03 | 4 | 2021 | 7 | WE
[9 empty] | 2021-04-04 | 4 | 2021 | 1 | WE
[9 empty] | 2021-04-05 | 4 | 2021 | 2 | WD
[9 empty] | 2021-04-06 | 4 | 2021 | 3 | WD
[9 empty] | 2021-04-07 | 4 | 2021 | 4 | WD
[9 empty] | 2021-04-08 | 4 | 2021 | 5 | WD
[9 empty] | 2021-04-09 | 4 | 2021 | 6 | WD
[9 empty] | 2021-04-10 | 4 | 2021 | 7 | WE
[9 empty] | 2021-04-11 | 4 | 2021 | 1 | WE
[9 empty] | 2021-04-12 | 4 | 2021 | 2 | WD
[9 empty] | 2021-04-13 | 4 | 2021 | 3 | WD
[9 empty] | 2021-04-14 | 4 | 2021 | 4 | WD
[9 empty] | 2021-04-15 | 4 | 2021 | 5 | WD
[9 empty] | 2021-04-16 | 4 | 2021 | 6 | WD
[9 empty] | 2021-04-17 | 4 | 2021 | 7 | WE
[9 empty] | 2021-04-18 | 4 | 2021 | 1 | WE
[9 empty] | 2021-04-19 | 4 | 2021 | 2 | WD
[9 empty] | 2021-04-20 | 4 | 2021 | 3 | WD
[9 empty] | 2021-04-21 | 4 | 2021 | 4 | WD
[9 empty] | 2021-04-22 | 4 | 2021 | 5 | WD
[9 empty] | 2021-04-23 | 4 | 2021 | 6 | WD
[9 empty] | 2021-04-24 | 4 | 2021 | 7 | WE
[9 empty] | 2021-04-25 | 4 | 2021 | 1 | WE
[9 empty] | 2021-04-26 | 4 | 2021 | 2 | WD
[9 empty] | 2021-04-27 | 4 | 2021 | 3 | WD
[9 empty] | 2021-04-28 | 4 | 2021 | 4 | WD
[9 empty] | 2021-04-29 | 4 | 2021 | 5 | WD
[9 empty] | 2021-04-30 | 4 | 2021 | 6 | WD
[9 empty] | 2021-05-01 | 5 | 2021 | 7 | WE
[9 empty] | 2021-05-02 | 5 | 2021 | 1 | WE
[9 empty] | 2021-05-03 | 5 | 2021 | 2 | WD
[9 empty] | 2021-05-04 | 5 | 2021 | 3 | WD
[9 empty] | 2021-05-05 | 5 | 2021 | 4 | WD
[9 empty] | 2021-05-06 | 5 | 2021 | 5 | WD
[9 empty] | 2021-05-07 | 5 | 2021 | 6 | WD
[9 empty] | 2021-05-08 | 5 | 2021 | 7 | WE
[9 empty] | 2021-05-09 | 5 | 2021 | 1 | WE
[9 empty] | 2021-05-10 | 5 | 2021 | 2 | WD
[9 empty] | 2021-05-11 | 5 | 2021 | 3 | WD
[9 empty] | 2021-05-12 | 5 | 2021 | 4 | WD
[9 empty] | 2021-05-13 | 5 | 2021 | 5 | WD
[9 empty] | 2021-05-14 | 5 | 2021 | 6 | WD
[9 empty] | 2021-05-15 | 5 | 2021 | 7 | WE
[9 empty] | 2021-05-16 | 5 | 2021 | 1 | WE
[9 empty] | 2021-05-17 | 5 | 2021 | 2 | WD
[9 empty] | 2021-05-18 | 5 | 2021 | 3 | WD
[9 empty] | 2021-05-19 | 5 | 2021 | 4 | WD
[9 empty] | 2021-05-20 | 5 | 2021 | 5 | WD
[9 empty] | 2021-05-21 | 5 | 2021 | 6 | WD
[9 empty] | 2021-05-22 | 5 | 2021 | 7 | WE
[9 empty] | 2021-05-23 | 5 | 2021 | 1 | WE
[9 empty] | 2021-05-24 | 5 | 2021 | 2 | WD
[9 empty] | 2021-05-25 | 5 | 2021 | 3 | WD
[9 empty] | 2021-05-26 | 5 | 2021 | 4 | WD
[9 empty] | 2021-05-27 | 5 | 2021 | 5 | WD
[9 empty] | 2021-05-28 | 5 | 2021 | 6 | WD
[9 empty] | 2021-05-29 | 5 | 2021 | 7 | WE
[9 empty] | 2021-05-30 | 5 | 2021 | 1 | WE
[9 empty] | 2021-05-31 | 5 | 2021 | 2 | WD
[9 empty] | 2021-06-01 | 6 | 2021 | 3 | WD
[9 empty] | 2021-06-02 | 6 | 2021 | 4 | WD
[9 empty] | 2021-06-03 | 6 | 2021 | 5 | WD
[9 empty] | 2021-06-04 | 6 | 2021 | 6 | WD
[9 empty] | 2021-06-05 | 6 | 2021 | 7 | WE
[9 empty] | 2021-06-06 | 6 | 2021 | 1 | WE
[9 empty] | 2021-06-07 | 6 | 2021 | 2 | WD
[9 empty] | 2021-06-08 | 6 | 2021 | 3 | WD
[9 empty] | 2021-06-09 | 6 | 2021 | 4 | WD
[9 empty] | 2021-06-10 | 6 | 2021 | 5 | WD
[9 empty] | 2021-06-11 | 6 | 2021 | 6 | WD
[9 empty] | 2021-06-12 | 6 | 2021 | 7 | WE
[9 empty] | 2021-06-13 | 6 | 2021 | 1 | WE
[9 empty] | 2021-06-14 | 6 | 2021 | 2 | WD
[9 empty] | 2021-06-15 | 6 | 2021 | 3 | WD
[9 empty] | 2021-06-16 | 6 | 2021 | 4 | WD
[9 empty] | 2021-06-17 | 6 | 2021 | 5 | WD
[9 empty] | 2021-06-18 | 6 | 2021 | 6 | WD
[9 empty] | 2021-06-19 | 6 | 2021 | 7 | WE
[9 empty] | 2021-06-20 | 6 | 2021 | 1 | WE
[9 empty] | 2021-06-21 | 6 | 2021 | 2 | WD
[9 empty] | 2021-06-22 | 6 | 2021 | 3 | WD
[9 empty] | 2021-06-23 | 6 | 2021 | 4 | WD
[9 empty] | 2021-06-24 | 6 | 2021 | 5 | WD
[9 empty] | 2021-06-25 | 6 | 2021 | 6 | WD
[9 empty] | 2021-06-26 | 6 | 2021 | 7 | WE
[9 empty] | 2021-06-27 | 6 | 2021 | 1 | WE
[9 empty] | 2021-06-28 | 6 | 2021 | 2 | WD
[9 empty] | 2021-06-29 | 6 | 2021 | 3 | WD
[9 empty] | 2021-06-30 | 6 | 2021 | 4 | WD
[9 empty] | 2021-07-01 | 7 | 2021 | 5 | WD
[9 empty] | 2021-07-02 | 7 | 2021 | 6 | WD
[9 empty] | 2021-07-03 | 7 | 2021 | 7 | WE
[9 empty] | 2021-07-04 | 7 | 2021 | 1 | WE
[9 empty] | 2021-07-05 | 7 | 2021 | 2 | WD
[9 empty] | 2021-07-06 | 7 | 2021 | 3 | WD
[9 empty] | 2021-07-07 | 7 | 2021 | 4 | WD
[9 empty] | 2021-07-08 | 7 | 2021 | 5 | WD
[9 empty] | 2021-07-09 | 7 | 2021 | 6 | WD
[9 empty] | 2021-07-10 | 7 | 2021 | 7 | WE
[9 empty] | 2021-07-11 | 7 | 2021 | 1 | WE
[9 empty] | 2021-07-12 | 7 | 2021 | 2 | WD
[9 empty] | 2021-07-13 | 7 | 2021 | 3 | WD
[9 empty] | 2021-07-14 | 7 | 2021 | 4 | WD
[9 empty] | 2021-07-15 | 7 | 2021 | 5 | WD
[9 empty] | 2021-07-16 | 7 | 2021 | 6 | WD
[9 empty] | 2021-07-17 | 7 | 2021 | 7 | WE
[9 empty] | 2021-07-18 | 7 | 2021 | 1 | WE
[9 empty] | 2021-07-19 | 7 | 2021 | 2 | WD
[9 empty] | 2021-07-20 | 7 | 2021 | 3 | WD
[9 empty] | 2021-07-21 | 7 | 2021 | 4 | WD
[9 empty] | 2021-07-22 | 7 | 2021 | 5 | WD
[9 empty] | 2021-07-23 | 7 | 2021 | 6 | WD
[9 empty] | 2021-07-24 | 7 | 2021 | 7 | WE
[9 empty] | 2021-07-25 | 7 | 2021 | 1 | WE
[9 empty] | 2021-07-26 | 7 | 2021 | 2 | WD
[9 empty] | 2021-07-27 | 7 | 2021 | 3 | WD
[9 empty] | 2021-07-28 | 7 | 2021 | 4 | WD
[9 empty] | 2021-07-29 | 7 | 2021 | 5 | WD
[9 empty] | 2021-07-30 | 7 | 2021 | 6 | WD
[9 empty] | 2021-07-31 | 7 | 2021 | 7 | WE
[9 empty] | 2021-08-01 | 8 | 2021 | 1 | WE
[9 empty] | 2021-08-02 | 8 | 2021 | 2 | WD
[9 empty] | 2021-08-03 | 8 | 2021 | 3 | WD
[9 empty] | 2021-08-04 | 8 | 2021 | 4 | WD
[9 empty] | 2021-08-05 | 8 | 2021 | 5 | WD
[9 empty] | 2021-08-06 | 8 | 2021 | 6 | WD
[9 empty] | 2021-08-07 | 8 | 2021 | 7 | WE
[9 empty] | 2021-08-08 | 8 | 2021 | 1 | WE
[9 empty] | 2021-08-09 | 8 | 2021 | 2 | WD
[9 empty] | 2021-08-10 | 8 | 2021 | 3 | WD
[9 empty] | 2021-08-11 | 8 | 2021 | 4 | WD
[9 empty] | 2021-08-12 | 8 | 2021 | 5 | WD
[9 empty] | 2021-08-13 | 8 | 2021 | 6 | WD
[9 empty] | 2021-08-14 | 8 | 2021 | 7 | WE
[9 empty] | 2021-08-15 | 8 | 2021 | 1 | WE
[9 empty] | 2021-08-16 | 8 | 2021 | 2 | WD
[9 empty] | 2021-08-17 | 8 | 2021 | 3 | WD
[9 empty] | 2021-08-18 | 8 | 2021 | 4 | WD
[9 empty] | 2021-08-19 | 8 | 2021 | 5 | WD
[9 empty] | 2021-08-20 | 8 | 2021 | 6 | WD
[9 empty] | 2021-08-21 | 8 | 2021 | 7 | WE
[9 empty] | 2021-08-22 | 8 | 2021 | 1 | WE
[9 empty] | 2021-08-23 | 8 | 2021 | 2 | WD
[9 empty] | 2021-08-24 | 8 | 2021 | 3 | WD
[9 empty] | 2021-08-25 | 8 | 2021 | 4 | WD
[9 empty] | 2021-08-26 | 8 | 2021 | 5 | WD
[9 empty] | 2021-08-27 | 8 | 2021 | 6 | WD
[9 empty] | 2021-08-28 | 8 | 2021 | 7 | WE
[9 empty] | 2021-08-29 | 8 | 2021 | 1 | WE
[9 empty] | 2021-08-30 | 8 | 2021 | 2 | WD
[9 empty] | 2021-08-31 | 8 | 2021 | 3 | WD
[9 empty] | 2021-09-01 | 9 | 2021 | 4 | WD
[9 empty] | 2021-09-02 | 9 | 2021 | 5 | WD
[9 empty] | 2021-09-03 | 9 | 2021 | 6 | WD
[9 empty] | 2021-09-04 | 9 | 2021 | 7 | WE
[9 empty] | 2021-09-05 | 9 | 2021 | 1 | WE
[9 empty] | 2021-09-06 | 9 | 2021 | 2 | WD
[9 empty] | 2021-09-07 | 9 | 2021 | 3 | WD
[9 empty] | 2021-09-08 | 9 | 2021 | 4 | WD
[9 empty] | 2021-09-09 | 9 | 2021 | 5 | WD
[9 empty] | 2021-09-10 | 9 | 2021 | 6 | WD
[9 empty] | 2021-09-11 | 9 | 2021 | 7 | WE
[9 empty] | 2021-09-12 | 9 | 2021 | 1 | WE
[9 empty] | 2021-09-13 | 9 | 2021 | 2 | WD
[9 empty] | 2021-09-14 | 9 | 2021 | 3 | WD
[9 empty] | 2021-09-15 | 9 | 2021 | 4 | WD
[9 empty] | 2021-09-16 | 9 | 2021 | 5 | WD
[9 empty] | 2021-09-17 | 9 | 2021 | 6 | WD
[9 empty] | 2021-09-18 | 9 | 2021 | 7 | WE
[9 empty] | 2021-09-19 | 9 | 2021 | 1 | WE
[9 empty] | 2021-09-20 | 9 | 2021 | 2 | WD
[9 empty] | 2021-09-21 | 9 | 2021 | 3 | WD
[9 empty] | 2021-09-22 | 9 | 2021 | 4 | WD
[9 empty] | 2021-09-23 | 9 | 2021 | 5 | WD
[9 empty] | 2021-09-24 | 9 | 2021 | 6 | WD
[9 empty] | 2021-09-25 | 9 | 2021 | 7 | WE
[9 empty] | 2021-09-26 | 9 | 2021 | 1 | WE
[9 empty] | 2021-09-27 | 9 | 2021 | 2 | WD
[9 empty] | 2021-09-28 | 9 | 2021 | 3 | WD
[9 empty] | 2021-09-29 | 9 | 2021 | 4 | WD
[9 empty] | 2021-09-30 | 9 | 2021 | 5 | WD
[9 empty] | 2021-10-01 | 10 | 2021 | 6 | WD
[9 empty] | 2021-10-02 | 10 | 2021 | 7 | WE
[9 empty] | 2021-10-03 | 10 | 2021 | 1 | WE
[9 empty] | 2021-10-04 | 10 | 2021 | 2 | WD
[9 empty] | 2021-10-05 | 10 | 2021 | 3 | WD
[9 empty] | 2021-10-06 | 10 | 2021 | 4 | WD
[9 empty] | 2021-10-07 | 10 | 2021 | 5 | WD
[9 empty] | 2021-10-08 | 10 | 2021 | 6 | WD
[9 empty] | 2021-10-09 | 10 | 2021 | 7 | WE
[9 empty] | 2021-10-10 | 10 | 2021 | 1 | WE
[9 empty] | 2021-10-11 | 10 | 2021 | 2 | WD
[9 empty] | 2021-10-12 | 10 | 2021 | 3 | WD
[9 empty] | 2021-10-13 | 10 | 2021 | 4 | WD
[9 empty] | 2021-10-14 | 10 | 2021 | 5 | WD
[9 empty] | 2021-10-15 | 10 | 2021 | 6 | WD
[9 empty] | 2021-10-16 | 10 | 2021 | 7 | WE
[9 empty] | 2021-10-17 | 10 | 2021 | 1 | WE
[9 empty] | 2021-10-18 | 10 | 2021 | 2 | WD
[9 empty] | 2021-10-19 | 10 | 2021 | 3 | WD
[9 empty] | 2021-10-20 | 10 | 2021 | 4 | WD
[9 empty] | 2021-10-21 | 10 | 2021 | 5 | WD
[9 empty] | 2021-10-22 | 10 | 2021 | 6 | WD
[9 empty] | 2021-10-23 | 10 | 2021 | 7 | WE
[9 empty] | 2021-10-24 | 10 | 2021 | 1 | WE
[9 empty] | 2021-10-25 | 10 | 2021 | 2 | WD
[9 empty] | 2021-10-26 | 10 | 2021 | 3 | WD
[9 empty] | 2021-10-27 | 10 | 2021 | 4 | WD
[9 empty] | 2021-10-28 | 10 | 2021 | 5 | WD
[9 empty] | 2021-10-29 | 10 | 2021 | 6 | WD
[9 empty] | 2021-10-30 | 10 | 2021 | 7 | WE
[9 empty] | 2021-10-31 | 10 | 2021 | 1 | WE
[9 empty] | 2021-11-01 | 11 | 2021 | 2 | WD
[9 empty] | 2021-11-02 | 11 | 2021 | 3 | WD
[9 empty] | 2021-11-03 | 11 | 2021 | 4 | WD
[9 empty] | 2021-11-04 | 11 | 2021 | 5 | WD
[9 empty] | 2021-11-05 | 11 | 2021 | 6 | WD
[9 empty] | 2021-11-06 | 11 | 2021 | 7 | WE
[9 empty] | 2021-11-07 | 11 | 2021 | 1 | WE
[9 empty] | 2021-11-08 | 11 | 2021 | 2 | WD
[9 empty] | 2021-11-09 | 11 | 2021 | 3 | WD
[9 empty] | 2021-11-10 | 11 | 2021 | 4 | WD
[9 empty] | 2021-11-11 | 11 | 2021 | 5 | WD
[9 empty] | 2021-11-12 | 11 | 2021 | 6 | WD
[9 empty] | 2021-11-13 | 11 | 2021 | 7 | WE
[9 empty] | 2021-11-14 | 11 | 2021 | 1 | WE
[9 empty] | 2021-11-15 | 11 | 2021 | 2 | WD
[9 empty] | 2021-11-16 | 11 | 2021 | 3 | WD
[9 empty] | 2021-11-17 | 11 | 2021 | 4 | WD
[9 empty] | 2021-11-18 | 11 | 2021 | 5 | WD
[9 empty] | 2021-11-19 | 11 | 2021 | 6 | WD
[9 empty] | 2021-11-20 | 11 | 2021 | 7 | WE
[9 empty] | 2021-11-21 | 11 | 2021 | 1 | WE
[9 empty] | 2021-11-22 | 11 | 2021 | 2 | WD
[9 empty] | 2021-11-23 | 11 | 2021 | 3 | WD
[9 empty] | 2021-11-24 | 11 | 2021 | 4 | WD
[9 empty] | 2021-11-25 | 11 | 2021 | 5 | WD
[9 empty] | 2021-11-26 | 11 | 2021 | 6 | WD
[9 empty] | 2021-11-27 | 11 | 2021 | 7 | WE
[9 empty] | 2021-11-28 | 11 | 2021 | 1 | WE
[9 empty] | 2021-11-29 | 11 | 2021 | 2 | WD
[9 empty] | 2021-11-30 | 11 | 2021 | 3 | WD
[9 empty] | 2021-12-01 | 12 | 2021 | 4 | WD
[9 empty] | 2021-12-02 | 12 | 2021 | 5 | WD
[9 empty] | 2021-12-03 | 12 | 2021 | 6 | WD
[9 empty] | 2021-12-04 | 12 | 2021 | 7 | WE
[9 empty] | 2021-12-05 | 12 | 2021 | 1 | WE
[9 empty] | 2021-12-06 | 12 | 2021 | 2 | WD
[9 empty] | 2021-12-07 | 12 | 2021 | 3 | WD
[9 empty] | 2021-12-08 | 12 | 2021 | 4 | WD
[9 empty] | 2021-12-09 | 12 | 2021 | 5 | WD
[9 empty] | 2021-12-10 | 12 | 2021 | 6 | WD
[9 empty] | 2021-12-11 | 12 | 2021 | 7 | WE
[9 empty] | 2021-12-12 | 12 | 2021 | 1 | WE
[9 empty] | 2021-12-13 | 12 | 2021 | 2 | WD
[9 empty] | 2021-12-14 | 12 | 2021 | 3 | WD
[9 empty] | 2021-12-15 | 12 | 2021 | 4 | WD
[9 empty] | 2021-12-16 | 12 | 2021 | 5 | WD
[9 empty] | 2021-12-17 | 12 | 2021 | 6 | WD
[9 empty] | 2021-12-18 | 12 | 2021 | 7 | WE
[9 empty] | 2021-12-19 | 12 | 2021 | 1 | WE
[9 empty] | 2021-12-20 | 12 | 2021 | 2 | WD
[9 empty] | 2021-12-21 | 12 | 2021 | 3 | WD
[9 empty] | 2021-12-22 | 12 | 2021 | 4 | WD
[9 empty] | 2021-12-23 | 12 | 2021 | 5 | WD
[9 empty] | 2021-12-24 | 12 | 2021 | 6 | WD
[9 empty] | 2021-12-25 | 12 | 2021 | 7 | WE
[9 empty] | 2021-12-26 | 12 | 2021 | 1 | WE
[9 empty] | 2021-12-27 | 12 | 2021 | 2 | WD
[9 empty] | 2021-12-28 | 12 | 2021 | 3 | WD
[9 empty] | 2021-12-29 | 12 | 2021 | 4 | WD
[9 empty] | 2021-12-30 | 12 | 2021 | 5 | WD
[9 empty] | 2021-12-31 | 12 | 2021 | 6 | WD
[9 empty] | 2022-01-01 | 1 | 2022 | 7 | WE
[9 empty] | 2022-01-02 | 1 | 2022 | 1 | WE
[9 empty] | 2022-01-03 | 1 | 2022 | 2 | WD
[9 empty] | 2022-01-04 | 1 | 2022 | 3 | WD
[9 empty] | 2022-01-05 | 1 | 2022 | 4 | WD
[9 empty] | 2022-01-06 | 1 | 2022 | 5 | WD
[9 empty] | 2022-01-07 | 1 | 2022 | 6 | WD
[9 empty] | 2022-01-08 | 1 | 2022 | 7 | WE
[9 empty] | 2022-01-09 | 1 | 2022 | 1 | WE
[9 empty] | 2022-01-10 | 1 | 2022 | 2 | WD
[9 empty] | 2022-01-11 | 1 | 2022 | 3 | WD
[9 empty] | 2022-01-12 | 1 | 2022 | 4 | WD
[9 empty] | 2022-01-13 | 1 | 2022 | 5 | WD
[9 empty] | 2022-01-14 | 1 | 2022 | 6 | WD
[9 empty] | 2022-01-15 | 1 | 2022 | 7 | WE
[9 empty] | 2022-01-16 | 1 | 2022 | 1 | WE
[9 empty] | 2022-01-17 | 1 | 2022 | 2 | WD
[9 empty] | 2022-01-18 | 1 | 2022 | 3 | WD
[9 empty] | 2022-01-19 | 1 | 2022 | 4 | WD
[9 empty] | 2022-01-20 | 1 | 2022 | 5 | WD
[9 empty] | 2022-01-21 | 1 | 2022 | 6 | WD
[9 empty] | 2022-01-22 | 1 | 2022 | 7 | WE
[9 empty] | 2022-01-23 | 1 | 2022 | 1 | WE
[9 empty] | 2022-01-24 | 1 | 2022 | 2 | WD
[9 empty] | 2022-01-25 | 1 | 2022 | 3 | WD
[9 empty] | 2022-01-26 | 1 | 2022 | 4 | WD
[9 empty] | 2022-01-27 | 1 | 2022 | 5 | WD
[9 empty] | 2022-01-28 | 1 | 2022 | 6 | WD
[9 empty] | 2022-01-29 | 1 | 2022 | 7 | WE
[9 empty] | 2022-01-30 | 1 | 2022 | 1 | WE
[9 empty] | 2022-01-31 | 1 | 2022 | 2 | WD
[9 empty] | 2022-02-01 | 2 | 2022 | 3 | WD
[9 empty] | 2022-02-02 | 2 | 2022 | 4 | WD
[9 empty] | 2022-02-03 | 2 | 2022 | 5 | WD
[9 empty] | 2022-02-04 | 2 | 2022 | 6 | WD
[9 empty] | 2022-02-05 | 2 | 2022 | 7 | WE
[9 empty] | 2022-02-06 | 2 | 2022 | 1 | WE
[9 empty] | 2022-02-07 | 2 | 2022 | 2 | WD
[9 empty] | 2022-02-08 | 2 | 2022 | 3 | WD
[9 empty] | 2022-02-09 | 2 | 2022 | 4 | WD
[9 empty] | 2022-02-10 | 2 | 2022 | 5 | WD
[9 empty] | 2022-02-11 | 2 | 2022 | 6 | WD
[9 empty] | 2022-02-12 | 2 | 2022 | 7 | WE
[9 empty] | 2022-02-13 | 2 | 2022 | 1 | WE
[9 empty] | 2022-02-14 | 2 | 2022 | 2 | WD
[9 empty] | 2022-02-15 | 2 | 2022 | 3 | WD
[9 empty] | 2022-02-16 | 2 | 2022 | 4 | WD
[9 empty] | 2022-02-17 | 2 | 2022 | 5 | WD
[9 empty] | 2022-02-18 | 2 | 2022 | 6 | WD
[9 empty] | 2022-02-19 | 2 | 2022 | 7 | WE
[9 empty] | 2022-02-20 | 2 | 2022 | 1 | WE
[9 empty] | 2022-02-21 | 2 | 2022 | 2 | WD
[9 empty] | 2022-02-22 | 2 | 2022 | 3 | WD
[9 empty] | 2022-02-23 | 2 | 2022 | 4 | WD
[9 empty] | 2022-02-24 | 2 | 2022 | 5 | WD
[9 empty] | 2022-02-25 | 2 | 2022 | 6 | WD
[9 empty] | 2022-02-26 | 2 | 2022 | 7 | WE
[9 empty] | 2022-02-27 | 2 | 2022 | 1 | WE
[9 empty] | 2022-02-28 | 2 | 2022 | 2 | WD
[9 empty] | 2022-03-01 | 3 | 2022 | 3 | WD
[9 empty] | 2022-03-02 | 3 | 2022 | 4 | WD
[9 empty] | 2022-03-03 | 3 | 2022 | 5 | WD
[9 empty] | 2022-03-04 | 3 | 2022 | 6 | WD
[9 empty] | 2022-03-05 | 3 | 2022 | 7 | WE
[9 empty] | 2022-03-06 | 3 | 2022 | 1 | WE
[9 empty] | 2022-03-07 | 3 | 2022 | 2 | WD
[9 empty] | 2022-03-08 | 3 | 2022 | 3 | WD
[9 empty] | 2022-03-09 | 3 | 2022 | 4 | WD
[9 empty] | 2022-03-10 | 3 | 2022 | 5 | WD
[9 empty] | 2022-03-11 | 3 | 2022 | 6 | WD
[9 empty] | 2022-03-12 | 3 | 2022 | 7 | WE
[9 empty] | 2022-03-13 | 3 | 2022 | 1 | WE
[9 empty] | 2022-03-14 | 3 | 2022 | 2 | WD
[9 empty] | 2022-03-15 | 3 | 2022 | 3 | WD
[9 empty] | 2022-03-16 | 3 | 2022 | 4 | WD
[9 empty] | 2022-03-17 | 3 | 2022 | 5 | WD
[9 empty] | 2022-03-18 | 3 | 2022 | 6 | WD
[9 empty] | 2022-03-19 | 3 | 2022 | 7 | WE
[9 empty] | 2022-03-20 | 3 | 2022 | 1 | WE
[9 empty] | 2022-03-21 | 3 | 2022 | 2 | WD
[9 empty] | 2022-03-22 | 3 | 2022 | 3 | WD
[9 empty] | 2022-03-23 | 3 | 2022 | 4 | WD
[9 empty] | 2022-03-24 | 3 | 2022 | 5 | WD
[9 empty] | 2022-03-25 | 3 | 2022 | 6 | WD
[9 empty] | 2022-03-26 | 3 | 2022 | 7 | WE
[9 empty] | 2022-03-27 | 3 | 2022 | 1 | WE
[9 empty] | 2022-03-28 | 3 | 2022 | 2 | WD
[9 empty] | 2022-03-29 | 3 | 2022 | 3 | WD
[9 empty] | 2022-03-30 | 3 | 2022 | 4 | WD
[9 empty] | 2022-03-31 | 3 | 2022 | 5 | WD
[9 empty] | 2022-04-01 | 4 | 2022 | 6 | WD
[9 empty] | 2022-04-02 | 4 | 2022 | 7 | WE
[9 empty] | 2022-04-03 | 4 | 2022 | 1 | WE
[9 empty] | 2022-04-04 | 4 | 2022 | 2 | WD
[9 empty] | 2022-04-05 | 4 | 2022 | 3 | WD
[9 empty] | 2022-04-06 | 4 | 2022 | 4 | WD
[9 empty] | 2022-04-07 | 4 | 2022 | 5 | WD
[9 empty] | 2022-04-08 | 4 | 2022 | 6 | WD
[9 empty] | 2022-04-09 | 4 | 2022 | 7 | WE
[9 empty] | 2022-04-10 | 4 | 2022 | 1 | WE
[9 empty] | 2022-04-11 | 4 | 2022 | 2 | WD
[9 empty] | 2022-04-12 | 4 | 2022 | 3 | WD
[9 empty] | 2022-04-13 | 4 | 2022 | 4 | WD
[9 empty] | 2022-04-14 | 4 | 2022 | 5 | WD
[9 empty] | 2022-04-15 | 4 | 2022 | 6 | WD
[9 empty] | 2022-04-16 | 4 | 2022 | 7 | WE
[9 empty] | 2022-04-17 | 4 | 2022 | 1 | WE
[9 empty] | 2022-04-18 | 4 | 2022 | 2 | WD
[9 empty] | 2022-04-19 | 4 | 2022 | 3 | WD
[9 empty] | 2022-04-20 | 4 | 2022 | 4 | WD
[9 empty] | 2022-04-21 | 4 | 2022 | 5 | WD
[9 empty] | 2022-04-22 | 4 | 2022 | 6 | WD
[9 empty] | 2022-04-23 | 4 | 2022 | 7 | WE
[9 empty] | 2022-04-24 | 4 | 2022 | 1 | WE
[9 empty] | 2022-04-25 | 4 | 2022 | 2 | WD
[9 empty] | 2022-04-26 | 4 | 2022 | 3 | WD
[9 empty] | 2022-04-27 | 4 | 2022 | 4 | WD
[9 empty] | 2022-04-28 | 4 | 2022 | 5 | WD
[9 empty] | 2022-04-29 | 4 | 2022 | 6 | WD
[9 empty] | 2022-04-30 | 4 | 2022 | 7 | WE
[9 empty] | 2022-05-01 | 5 | 2022 | 1 | WE
[9 empty] | 2022-05-02 | 5 | 2022 | 2 | WD
[9 empty] | 2022-05-03 | 5 | 2022 | 3 | WD
[9 empty] | 2022-05-04 | 5 | 2022 | 4 | WD
[9 empty] | 2022-05-05 | 5 | 2022 | 5 | WD
[9 empty] | 2022-05-06 | 5 | 2022 | 6 | WD
[9 empty] | 2022-05-07 | 5 | 2022 | 7 | WE
[9 empty] | 2022-05-08 | 5 | 2022 | 1 | WE
[9 empty] | 2022-05-09 | 5 | 2022 | 2 | WD
[9 empty] | 2022-05-10 | 5 | 2022 | 3 | WD
[9 empty] | 2022-05-11 | 5 | 2022 | 4 | WD
[9 empty] | 2022-05-12 | 5 | 2022 | 5 | WD
[9 empty] | 2022-05-13 | 5 | 2022 | 6 | WD
[9 empty] | 2022-05-14 | 5 | 2022 | 7 | WE
[9 empty] | 2022-05-15 | 5 | 2022 | 1 | WE
[9 empty] | 2022-05-16 | 5 | 2022 | 2 | WD
[9 empty] | 2022-05-17 | 5 | 2022 | 3 | WD
[9 empty] | 2022-05-18 | 5 | 2022 | 4 | WD
[9 empty] | 2022-05-19 | 5 | 2022 | 5 | WD
[9 empty] | 2022-05-20 | 5 | 2022 | 6 | WD
[9 empty] | 2022-05-21 | 5 | 2022 | 7 | WE
[9 empty] | 2022-05-22 | 5 | 2022 | 1 | WE
[9 empty] | 2022-05-23 | 5 | 2022 | 2 | WD
[9 empty] | 2022-05-24 | 5 | 2022 | 3 | WD
[9 empty] | 2022-05-25 | 5 | 2022 | 4 | WD
[9 empty] | 2022-05-26 | 5 | 2022 | 5 | WD
[9 empty] | 2022-05-27 | 5 | 2022 | 6 | WD
[9 empty] | 2022-05-28 | 5 | 2022 | 7 | WE
[9 empty] | 2022-05-29 | 5 | 2022 | 1 | WE
[9 empty] | 2022-05-30 | 5 | 2022 | 2 | WD
[9 empty] | 2022-05-31 | 5 | 2022 | 3 | WD
[9 empty] | 2022-06-01 | 6 | 2022 | 4 | WD
[9 empty] | 2022-06-02 | 6 | 2022 | 5 | WD
[9 empty] | 2022-06-03 | 6 | 2022 | 6 | WD
[9 empty] | 2022-06-04 | 6 | 2022 | 7 | WE
[9 empty] | 2022-06-05 | 6 | 2022 | 1 | WE
[9 empty] | 2022-06-06 | 6 | 2022 | 2 | WD
[9 empty] | 2022-06-07 | 6 | 2022 | 3 | WD
[9 empty] | 2022-06-08 | 6 | 2022 | 4 | WD
[9 empty] | 2022-06-09 | 6 | 2022 | 5 | WD
[9 empty] | 2022-06-10 | 6 | 2022 | 6 | WD
[9 empty] | 2022-06-11 | 6 | 2022 | 7 | WE
[9 empty] | 2022-06-12 | 6 | 2022 | 1 | WE
[9 empty] | 2022-06-13 | 6 | 2022 | 2 | WD
[9 empty] | 2022-06-14 | 6 | 2022 | 3 | WD
[9 empty] | 2022-06-15 | 6 | 2022 | 4 | WD
[9 empty] | 2022-06-16 | 6 | 2022 | 5 | WD
[9 empty] | 2022-06-17 | 6 | 2022 | 6 | WD
[9 empty] | 2022-06-18 | 6 | 2022 | 7 | WE
[9 empty] | 2022-06-19 | 6 | 2022 | 1 | WE
[9 empty] | 2022-06-20 | 6 | 2022 | 2 | WD
[9 empty] | 2022-06-21 | 6 | 2022 | 3 | WD
[9 empty] | 2022-06-22 | 6 | 2022 | 4 | WD
[9 empty] | 2022-06-23 | 6 | 2022 | 5 | WD
[9 empty] | 2022-06-24 | 6 | 2022 | 6 | WD
[9 empty] | 2022-06-25 | 6 | 2022 | 7 | WE
[9 empty] | 2022-06-26 | 6 | 2022 | 1 | WE
[9 empty] | 2022-06-27 | 6 | 2022 | 2 | WD
[9 empty] | 2022-06-28 | 6 | 2022 | 3 | WD
[9 empty] | 2022-06-29 | 6 | 2022 | 4 | WD
[9 empty] | 2022-06-30 | 6 | 2022 | 5 | WD
[9 empty] | 2022-07-01 | 7 | 2022 | 6 | WD
[9 empty] | 2022-07-02 | 7 | 2022 | 7 | WE
[9 empty] | 2022-07-03 | 7 | 2022 | 1 | WE
[9 empty] | 2022-07-04 | 7 | 2022 | 2 | WD
[9 empty] | 2022-07-05 | 7 | 2022 | 3 | WD
[9 empty] | 2022-07-06 | 7 | 2022 | 4 | WD
[9 empty] | 2022-07-07 | 7 | 2022 | 5 | WD
[9 empty] | 2022-07-08 | 7 | 2022 | 6 | WD
[9 empty] | 2022-07-09 | 7 | 2022 | 7 | WE
[9 empty] | 2022-07-10 | 7 | 2022 | 1 | WE
[9 empty] | 2022-07-11 | 7 | 2022 | 2 | WD
[9 empty] | 2022-07-12 | 7 | 2022 | 3 | WD
[9 empty] | 2022-07-13 | 7 | 2022 | 4 | WD
[9 empty] | 2022-07-14 | 7 | 2022 | 5 | WD
[9 empty] | 2022-07-15 | 7 | 2022 | 6 | WD
[9 empty] | 2022-07-16 | 7 | 2022 | 7 | WE
[9 empty] | 2022-07-17 | 7 | 2022 | 1 | WE
[9 empty] | 2022-07-18 | 7 | 2022 | 2 | WD
[9 empty] | 2022-07-19 | 7 | 2022 | 3 | WD
[9 empty] | 2022-07-20 | 7 | 2022 | 4 | WD
[9 empty] | 2022-07-21 | 7 | 2022 | 5 | WD
[9 empty] | 2022-07-22 | 7 | 2022 | 6 | WD
[9 empty] | 2022-07-23 | 7 | 2022 | 7 | WE
[9 empty] | 2022-07-24 | 7 | 2022 | 1 | WE
[9 empty] | 2022-07-25 | 7 | 2022 | 2 | WD
[9 empty] | 2022-07-26 | 7 | 2022 | 3 | WD
[9 empty] | 2022-07-27 | 7 | 2022 | 4 | WD
[9 empty] | 2022-07-28 | 7 | 2022 | 5 | WD
[9 empty] | 2022-07-29 | 7 | 2022 | 6 | WD
[9 empty] | 2022-07-30 | 7 | 2022 | 7 | WE
[9 empty] | 2022-07-31 | 7 | 2022 | 1 | WE
[9 empty] | 2022-08-01 | 8 | 2022 | 2 | WD
[9 empty] | 2022-08-02 | 8 | 2022 | 3 | WD
[9 empty] | 2022-08-03 | 8 | 2022 | 4 | WD
[9 empty] | 2022-08-04 | 8 | 2022 | 5 | WD
[9 empty] | 2022-08-05 | 8 | 2022 | 6 | WD
[9 empty] | 2022-08-06 | 8 | 2022 | 7 | WE
[9 empty] | 2022-08-07 | 8 | 2022 | 1 | WE
[9 empty] | 2022-08-08 | 8 | 2022 | 2 | WD
[9 empty] | 2022-08-09 | 8 | 2022 | 3 | WD
[9 empty] | 2022-08-10 | 8 | 2022 | 4 | WD
[9 empty] | 2022-08-11 | 8 | 2022 | 5 | WD
[9 empty] | 2022-08-12 | 8 | 2022 | 6 | WD
[9 empty] | 2022-08-13 | 8 | 2022 | 7 | WE
[9 empty] | 2022-08-14 | 8 | 2022 | 1 | WE
[9 empty] | 2022-08-15 | 8 | 2022 | 2 | WD
[9 empty] | 2022-08-16 | 8 | 2022 | 3 | WD
[9 empty] | 2022-08-17 | 8 | 2022 | 4 | WD
[9 empty] | 2022-08-18 | 8 | 2022 | 5 | WD
[9 empty] | 2022-08-19 | 8 | 2022 | 6 | WD
[9 empty] | 2022-08-20 | 8 | 2022 | 7 | WE
[9 empty] | 2022-08-21 | 8 | 2022 | 1 | WE
[9 empty] | 2022-08-22 | 8 | 2022 | 2 | WD
[9 empty] | 2022-08-23 | 8 | 2022 | 3 | WD
[9 empty] | 2022-08-24 | 8 | 2022 | 4 | WD
[9 empty] | 2022-08-25 | 8 | 2022 | 5 | WD
[9 empty] | 2022-08-26 | 8 | 2022 | 6 | WD
[9 empty] | 2022-08-27 | 8 | 2022 | 7 | WE
[9 empty] | 2022-08-28 | 8 | 2022 | 1 | WE
[9 empty] | 2022-08-29 | 8 | 2022 | 2 | WD
[9 empty] | 2022-08-30 | 8 | 2022 | 3 | WD
[9 empty] | 2022-08-31 | 8 | 2022 | 4 | WD
[9 empty] | 2022-09-01 | 9 | 2022 | 5 | WD
[9 empty] | 2022-09-02 | 9 | 2022 | 6 | WD
[9 empty] | 2022-09-03 | 9 | 2022 | 7 | WE
[9 empty] | 2022-09-04 | 9 | 2022 | 1 | WE
[9 empty] | 2022-09-05 | 9 | 2022 | 2 | WD
[9 empty] | 2022-09-06 | 9 | 2022 | 3 | WD
[9 empty] | 2022-09-07 | 9 | 2022 | 4 | WD
[9 empty] | 2022-09-08 | 9 | 2022 | 5 | WD
[9 empty] | 2022-09-09 | 9 | 2022 | 6 | WD
[9 empty] | 2022-09-10 | 9 | 2022 | 7 | WE
[9 empty] | 2022-09-11 | 9 | 2022 | 1 | WE
[9 empty] | 2022-09-12 | 9 | 2022 | 2 | WD
[9 empty] | 2022-09-13 | 9 | 2022 | 3 | WD
[9 empty] | 2022-09-14 | 9 | 2022 | 4 | WD
[9 empty] | 2022-09-15 | 9 | 2022 | 5 | WD
[9 empty] | 2022-09-16 | 9 | 2022 | 6 | WD
[9 empty] | 2022-09-17 | 9 | 2022 | 7 | WE
[9 empty] | 2022-09-18 | 9 | 2022 | 1 | WE
[9 empty] | 2022-09-19 | 9 | 2022 | 2 | WD
[9 empty] | 2022-09-20 | 9 | 2022 | 3 | WD
[9 empty] | 2022-09-21 | 9 | 2022 | 4 | WD
[9 empty] | 2022-09-22 | 9 | 2022 | 5 | WD
[9 empty] | 2022-09-23 | 9 | 2022 | 6 | WD
[9 empty] | 2022-09-24 | 9 | 2022 | 7 | WE
[9 empty] | 2022-09-25 | 9 | 2022 | 1 | WE
[9 empty] | 2022-09-26 | 9 | 2022 | 2 | WD
[9 empty] | 2022-09-27 | 9 | 2022 | 3 | WD
[9 empty] | 2022-09-28 | 9 | 2022 | 4 | WD
[9 empty] | 2022-09-29 | 9 | 2022 | 5 | WD
[9 empty] | 2022-09-30 | 9 | 2022 | 6 | WD
[9 empty] | 2022-10-01 | 10 | 2022 | 7 | WE
[9 empty] | 2022-10-02 | 10 | 2022 | 1 | WE
[9 empty] | 2022-10-03 | 10 | 2022 | 2 | WD
[9 empty] | 2022-10-04 | 10 | 2022 | 3 | WD
[9 empty] | 2022-10-05 | 10 | 2022 | 4 | WD
[9 empty] | 2022-10-06 | 10 | 2022 | 5 | WD
[9 empty] | 2022-10-07 | 10 | 2022 | 6 | WD
[9 empty] | 2022-10-08 | 10 | 2022 | 7 | WE
[9 empty] | 2022-10-09 | 10 | 2022 | 1 | WE
[9 empty] | 2022-10-10 | 10 | 2022 | 2 | WD
[9 empty] | 2022-10-11 | 10 | 2022 | 3 | WD
[9 empty] | 2022-10-12 | 10 | 2022 | 4 | WD
[9 empty] | 2022-10-13 | 10 | 2022 | 5 | WD
[9 empty] | 2022-10-14 | 10 | 2022 | 6 | WD
[9 empty] | 2022-10-15 | 10 | 2022 | 7 | WE
[9 empty] | 2022-10-16 | 10 | 2022 | 1 | WE
[9 empty] | 2022-10-17 | 10 | 2022 | 2 | WD
[9 empty] | 2022-10-18 | 10 | 2022 | 3 | WD
[9 empty] | 2022-10-19 | 10 | 2022 | 4 | WD
[9 empty] | 2022-10-20 | 10 | 2022 | 5 | WD
[9 empty] | 2022-10-21 | 10 | 2022 | 6 | WD
[9 empty] | 2022-10-22 | 10 | 2022 | 7 | WE
[9 empty] | 2022-10-23 | 10 | 2022 | 1 | WE
[9 empty] | 2022-10-24 | 10 | 2022 | 2 | WD
[9 empty] | 2022-10-25 | 10 | 2022 | 3 | WD
[9 empty] | 2022-10-26 | 10 | 2022 | 4 | WD
[9 empty] | 2022-10-27 | 10 | 2022 | 5 | WD
[9 empty] | 2022-10-28 | 10 | 2022 | 6 | WD
[9 empty] | 2022-10-29 | 10 | 2022 | 7 | WE
[9 empty] | 2022-10-30 | 10 | 2022 | 1 | WE
[9 empty] | 2022-10-31 | 10 | 2022 | 2 | WD
[9 empty] | 2022-11-01 | 11 | 2022 | 3 | WD
[9 empty] | 2022-11-02 | 11 | 2022 | 4 | WD
[9 empty] | 2022-11-03 | 11 | 2022 | 5 | WD
[9 empty] | 2022-11-04 | 11 | 2022 | 6 | WD
[9 empty] | 2022-11-05 | 11 | 2022 | 7 | WE
[9 empty] | 2022-11-06 | 11 | 2022 | 1 | WE
[9 empty] | 2022-11-07 | 11 | 2022 | 2 | WD
[9 empty] | 2022-11-08 | 11 | 2022 | 3 | WD
[9 empty] | 2022-11-09 | 11 | 2022 | 4 | WD
[9 empty] | 2022-11-10 | 11 | 2022 | 5 | WD
[9 empty] | 2022-11-11 | 11 | 2022 | 6 | WD
[9 empty] | 2022-11-12 | 11 | 2022 | 7 | WE
[9 empty] | 2022-11-13 | 11 | 2022 | 1 | WE
[9 empty] | 2022-11-14 | 11 | 2022 | 2 | WD
[9 empty] | 2022-11-15 | 11 | 2022 | 3 | WD
[9 empty] | 2022-11-16 | 11 | 2022 | 4 | WD
[9 empty] | 2022-11-17 | 11 | 2022 | 5 | WD
[9 empty] | 2022-11-18 | 11 | 2022 | 6 | WD
[9 empty] | 2022-11-19 | 11 | 2022 | 7 | WE
[9 empty] | 2022-11-20 | 11 | 2022 | 1 | WE
[9 empty] | 2022-11-21 | 11 | 2022 | 2 | WD
[9 empty] | 2022-11-22 | 11 | 2022 | 3 | WD
[9 empty] | 2022-11-23 | 11 | 2022 | 4 | WD
[9 empty] | 2022-11-24 | 11 | 2022 | 5 | WD
[9 empty] | 2022-11-25 | 11 | 2022 | 6 | WD
[9 empty] | 2022-11-26 | 11 | 2022 | 7 | WE
[9 empty] | 2022-11-27 | 11 | 2022 | 1 | WE
[9 empty] | 2022-11-28 | 11 | 2022 | 2 | WD
[9 empty] | 2022-11-29 | 11 | 2022 | 3 | WD
[9 empty] | 2022-11-30 | 11 | 2022 | 4 | WD
[9 empty] | 2022-12-01 | 12 | 2022 | 5 | WD
[9 empty] | 2022-12-02 | 12 | 2022 | 6 | WD
[9 empty] | 2022-12-03 | 12 | 2022 | 7 | WE
[9 empty] | 2022-12-04 | 12 | 2022 | 1 | WE
[9 empty] | 2022-12-05 | 12 | 2022 | 2 | WD
[9 empty] | 2022-12-06 | 12 | 2022 | 3 | WD
[9 empty] | 2022-12-07 | 12 | 2022 | 4 | WD
[9 empty] | 2022-12-08 | 12 | 2022 | 5 | WD
[9 empty] | 2022-12-09 | 12 | 2022 | 6 | WD
[9 empty] | 2022-12-10 | 12 | 2022 | 7 | WE
[9 empty] | 2022-12-11 | 12 | 2022 | 1 | WE
[9 empty] | 2022-12-12 | 12 | 2022 | 2 | WD
[9 empty] | 2022-12-13 | 12 | 2022 | 3 | WD
[9 empty] | 2022-12-14 | 12 | 2022 | 4 | WD
[9 empty] | 2022-12-15 | 12 | 2022 | 5 | WD
[9 empty] | 2022-12-16 | 12 | 2022 | 6 | WD
[9 empty] | 2022-12-17 | 12 | 2022 | 7 | WE
[9 empty] | 2022-12-18 | 12 | 2022 | 1 | WE
[9 empty] | 2022-12-19 | 12 | 2022 | 2 | WD
[9 empty] | 2022-12-20 | 12 | 2022 | 3 | WD
[9 empty] | 2022-12-21 | 12 | 2022 | 4 | WD
[9 empty] | 2022-12-22 | 12 | 2022 | 5 | WD
[9 empty] | 2022-12-23 | 12 | 2022 | 6 | WD
[9 empty] | 2022-12-24 | 12 | 2022 | 7 | WE
[9 empty] | 2022-12-25 | 12 | 2022 | 1 | WE
[9 empty] | 2022-12-26 | 12 | 2022 | 2 | WD
[9 empty] | 2022-12-27 | 12 | 2022 | 3 | WD
[9 empty] | 2022-12-28 | 12 | 2022 | 4 | WD
[9 empty] | 2022-12-29 | 12 | 2022 | 5 | WD
[9 empty] | 2022-12-30 | 12 | 2022 | 6 | WD
[9 empty] | 2022-12-31 | 12 | 2022 | 7 | WE
[9 empty] | 2023-01-01 | 1 | 2023 | 1 | WE
[9 empty] | 2023-01-02 | 1 | 2023 | 2 | WD
[9 empty] | 2023-01-03 | 1 | 2023 | 3 | WD
[9 empty] | 2023-01-04 | 1 | 2023 | 4 | WD
[9 empty] | 2023-01-05 | 1 | 2023 | 5 | WD
[9 empty] | 2023-01-06 | 1 | 2023 | 6 | WD
[9 empty] | 2023-01-07 | 1 | 2023 | 7 | WE
[9 empty] | 2023-01-08 | 1 | 2023 | 1 | WE
[9 empty] | 2023-01-09 | 1 | 2023 | 2 | WD
[9 empty] | 2023-01-10 | 1 | 2023 | 3 | WD
[9 empty] | 2023-01-11 | 1 | 2023 | 4 | WD
[9 empty] | 2023-01-12 | 1 | 2023 | 5 | WD
[9 empty] | 2023-01-13 | 1 | 2023 | 6 | WD
[9 empty] | 2023-01-14 | 1 | 2023 | 7 | WE
[9 empty] | 2023-01-15 | 1 | 2023 | 1 | WE
[9 empty] | 2023-01-16 | 1 | 2023 | 2 | WD
[9 empty] | 2023-01-17 | 1 | 2023 | 3 | WD
[9 empty] | 2023-01-18 | 1 | 2023 | 4 | WD
[9 empty] | 2023-01-19 | 1 | 2023 | 5 | WD
[9 empty] | 2023-01-20 | 1 | 2023 | 6 | WD
[9 empty] | 2023-01-21 | 1 | 2023 | 7 | WE
[9 empty] | 2023-01-22 | 1 | 2023 | 1 | WE
[9 empty] | 2023-01-23 | 1 | 2023 | 2 | WD
[9 empty] | 2023-01-24 | 1 | 2023 | 3 | WD
[9 empty] | 2023-01-25 | 1 | 2023 | 4 | WD
[9 empty] | 2023-01-26 | 1 | 2023 | 5 | WD
[9 empty] | 2023-01-27 | 1 | 2023 | 6 | WD
[9 empty] | 2023-01-28 | 1 | 2023 | 7 | WE
[9 empty] | 2023-01-29 | 1 | 2023 | 1 | WE
[9 empty] | 2023-01-30 | 1 | 2023 | 2 | WD
[9 empty] | 2023-01-31 | 1 | 2023 | 3 | WD
[9 empty] | 2023-02-01 | 2 | 2023 | 4 | WD
[9 empty] | 2023-02-02 | 2 | 2023 | 5 | WD
[9 empty] | 2023-02-03 | 2 | 2023 | 6 | WD
[9 empty] | 2023-02-04 | 2 | 2023 | 7 | WE
[9 empty] | 2023-02-05 | 2 | 2023 | 1 | WE
[9 empty] | 2023-02-06 | 2 | 2023 | 2 | WD
[9 empty] | 2023-02-07 | 2 | 2023 | 3 | WD
[9 empty] | 2023-02-08 | 2 | 2023 | 4 | WD
[9 empty] | 2023-02-09 | 2 | 2023 | 5 | WD
[9 empty] | 2023-02-10 | 2 | 2023 | 6 | WD
[9 empty] | 2023-02-11 | 2 | 2023 | 7 | WE
[9 empty] | 2023-02-12 | 2 | 2023 | 1 | WE
[9 empty] | 2023-02-13 | 2 | 2023 | 2 | WD
[9 empty] | 2023-02-14 | 2 | 2023 | 3 | WD
[9 empty] | 2023-02-15 | 2 | 2023 | 4 | WD
[9 empty] | 2023-02-16 | 2 | 2023 | 5 | WD
[9 empty] | 2023-02-17 | 2 | 2023 | 6 | WD
[9 empty] | 2023-02-18 | 2 | 2023 | 7 | WE
[9 empty] | 2023-02-19 | 2 | 2023 | 1 | WE
[9 empty] | 2023-02-20 | 2 | 2023 | 2 | WD
[9 empty] | 2023-02-21 | 2 | 2023 | 3 | WD
[9 empty] | 2023-02-22 | 2 | 2023 | 4 | WD
[9 empty] | 2023-02-23 | 2 | 2023 | 5 | WD
[9 empty] | 2023-02-24 | 2 | 2023 | 6 | WD
[9 empty] | 2023-02-25 | 2 | 2023 | 7 | WE
[9 empty] | 2023-02-26 | 2 | 2023 | 1 | WE
[9 empty] | 2023-02-27 | 2 | 2023 | 2 | WD
[9 empty] | 2023-02-28 | 2 | 2023 | 3 | WD
[9 empty] | 2023-03-01 | 3 | 2023 | 4 | WD
[9 empty] | 2023-03-02 | 3 | 2023 | 5 | WD
[9 empty] | 2023-03-03 | 3 | 2023 | 6 | WD
[9 empty] | 2023-03-04 | 3 | 2023 | 7 | WE
[9 empty] | 2023-03-05 | 3 | 2023 | 1 | WE
[9 empty] | 2023-03-06 | 3 | 2023 | 2 | WD
[9 empty] | 2023-03-07 | 3 | 2023 | 3 | WD
[9 empty] | 2023-03-08 | 3 | 2023 | 4 | WD
[9 empty] | 2023-03-09 | 3 | 2023 | 5 | WD
[9 empty] | 2023-03-10 | 3 | 2023 | 6 | WD
[9 empty] | 2023-03-11 | 3 | 2023 | 7 | WE
[9 empty] | 2023-03-12 | 3 | 2023 | 1 | WE
[9 empty] | 2023-03-13 | 3 | 2023 | 2 | WD
[9 empty] | 2023-03-14 | 3 | 2023 | 3 | WD
[9 empty] | 2023-03-15 | 3 | 2023 | 4 | WD
[9 empty] | 2023-03-16 | 3 | 2023 | 5 | WD
[9 empty] | 2023-03-17 | 3 | 2023 | 6 | WD
[9 empty] | 2023-03-18 | 3 | 2023 | 7 | WE
[9 empty] | 2023-03-19 | 3 | 2023 | 1 | WE
[9 empty] | 2023-03-20 | 3 | 2023 | 2 | WD
[9 empty] | 2023-03-21 | 3 | 2023 | 3 | WD
[9 empty] | 2023-03-22 | 3 | 2023 | 4 | WD
[9 empty] | 2023-03-23 | 3 | 2023 | 5 | WD
[9 empty] | 2023-03-24 | 3 | 2023 | 6 | WD
[9 empty] | 2023-03-25 | 3 | 2023 | 7 | WE
[9 empty] | 2023-03-26 | 3 | 2023 | 1 | WE
[9 empty] | 2023-03-27 | 3 | 2023 | 2 | WD
[9 empty] | 2023-03-28 | 3 | 2023 | 3 | WD
[9 empty] | 2023-03-29 | 3 | 2023 | 4 | WD
[9 empty] | 2023-03-30 | 3 | 2023 | 5 | WD
[9 empty] | 2023-03-31 | 3 | 2023 | 6 | WD
[9 empty] | 2023-04-01 | 4 | 2023 | 7 | WE
[9 empty] | 2023-04-02 | 4 | 2023 | 1 | WE
[9 empty] | 2023-04-03 | 4 | 2023 | 2 | WD
[9 empty] | 2023-04-04 | 4 | 2023 | 3 | WD
[9 empty] | 2023-04-05 | 4 | 2023 | 4 | WD
[9 empty] | 2023-04-06 | 4 | 2023 | 5 | WD
[9 empty] | 2023-04-07 | 4 | 2023 | 6 | WD
[9 empty] | 2023-04-08 | 4 | 2023 | 7 | WE
[9 empty] | 2023-04-09 | 4 | 2023 | 1 | WE
[9 empty] | 2023-04-10 | 4 | 2023 | 2 | WD
[9 empty] | 2023-04-11 | 4 | 2023 | 3 | WD
[9 empty] | 2023-04-12 | 4 | 2023 | 4 | WD
[9 empty] | 2023-04-13 | 4 | 2023 | 5 | WD
[9 empty] | 2023-04-14 | 4 | 2023 | 6 | WD
[9 empty] | 2023-04-15 | 4 | 2023 | 7 | WE
[9 empty] | 2023-04-16 | 4 | 2023 | 1 | WE
[9 empty] | 2023-04-17 | 4 | 2023 | 2 | WD
[9 empty] | 2023-04-18 | 4 | 2023 | 3 | WD
[9 empty] | 2023-04-19 | 4 | 2023 | 4 | WD
[9 empty] | 2023-04-20 | 4 | 2023 | 5 | WD
[9 empty] | 2023-04-21 | 4 | 2023 | 6 | WD
[9 empty] | 2023-04-22 | 4 | 2023 | 7 | WE
[9 empty] | 2023-04-23 | 4 | 2023 | 1 | WE
[9 empty] | 2023-04-24 | 4 | 2023 | 2 | WD
[9 empty] | 2023-04-25 | 4 | 2023 | 3 | WD
[9 empty] | 2023-04-26 | 4 | 2023 | 4 | WD
[9 empty] | 2023-04-27 | 4 | 2023 | 5 | WD
[9 empty] | 2023-04-28 | 4 | 2023 | 6 | WD
[9 empty] | 2023-04-29 | 4 | 2023 | 7 | WE
[9 empty] | 2023-04-30 | 4 | 2023 | 1 | WE
[9 empty] | 2023-05-01 | 5 | 2023 | 2 | WD
[9 empty] | 2023-05-02 | 5 | 2023 | 3 | WD
[9 empty] | 2023-05-03 | 5 | 2023 | 4 | WD
[9 empty] | 2023-05-04 | 5 | 2023 | 5 | WD
[9 empty] | 2023-05-05 | 5 | 2023 | 6 | WD
[9 empty] | 2023-05-06 | 5 | 2023 | 7 | WE
[9 empty] | 2023-05-07 | 5 | 2023 | 1 | WE
[9 empty] | 2023-05-08 | 5 | 2023 | 2 | WD
[9 empty] | 2023-05-09 | 5 | 2023 | 3 | WD
[9 empty] | 2023-05-10 | 5 | 2023 | 4 | WD
[9 empty] | 2023-05-11 | 5 | 2023 | 5 | WD
[9 empty] | 2023-05-12 | 5 | 2023 | 6 | WD
[9 empty] | 2023-05-13 | 5 | 2023 | 7 | WE
[9 empty] | 2023-05-14 | 5 | 2023 | 1 | WE
[9 empty] | 2023-05-15 | 5 | 2023 | 2 | WD
[9 empty] | 2023-05-16 | 5 | 2023 | 3 | WD
[9 empty] | 2023-05-17 | 5 | 2023 | 4 | WD
[9 empty] | 2023-05-18 | 5 | 2023 | 5 | WD
[9 empty] | 2023-05-19 | 5 | 2023 | 6 | WD
[9 empty] | 2023-05-20 | 5 | 2023 | 7 | WE
[9 empty] | 2023-05-21 | 5 | 2023 | 1 | WE
[9 empty] | 2023-05-22 | 5 | 2023 | 2 | WD
[9 empty] | 2023-05-23 | 5 | 2023 | 3 | WD
[9 empty] | 2023-05-24 | 5 | 2023 | 4 | WD
[9 empty] | 2023-05-25 | 5 | 2023 | 5 | WD
[9 empty] | 2023-05-26 | 5 | 2023 | 6 | WD
[9 empty] | 2023-05-27 | 5 | 2023 | 7 | WE
[9 empty] | 2023-05-28 | 5 | 2023 | 1 | WE
[9 empty] | 2023-05-29 | 5 | 2023 | 2 | WD
[9 empty] | 2023-05-30 | 5 | 2023 | 3 | WD
[9 empty] | 2023-05-31 | 5 | 2023 | 4 | WD
[9 empty] | 2023-06-01 | 6 | 2023 | 5 | WD
[9 empty] | 2023-06-02 | 6 | 2023 | 6 | WD
[9 empty] | 2023-06-03 | 6 | 2023 | 7 | WE
[9 empty] | 2023-06-04 | 6 | 2023 | 1 | WE
[9 empty] | 2023-06-05 | 6 | 2023 | 2 | WD
[9 empty] | 2023-06-06 | 6 | 2023 | 3 | WD
[9 empty] | 2023-06-07 | 6 | 2023 | 4 | WD
[9 empty] | 2023-06-08 | 6 | 2023 | 5 | WD
[9 empty] | 2023-06-09 | 6 | 2023 | 6 | WD
[9 empty] | 2023-06-10 | 6 | 2023 | 7 | WE
[9 empty] | 2023-06-11 | 6 | 2023 | 1 | WE
[9 empty] | 2023-06-12 | 6 | 2023 | 2 | WD
[9 empty] | 2023-06-13 | 6 | 2023 | 3 | WD
[9 empty] | 2023-06-14 | 6 | 2023 | 4 | WD
[9 empty] | 2023-06-15 | 6 | 2023 | 5 | WD
[9 empty] | 2023-06-16 | 6 | 2023 | 6 | WD
[9 empty] | 2023-06-17 | 6 | 2023 | 7 | WE
[9 empty] | 2023-06-18 | 6 | 2023 | 1 | WE
[9 empty] | 2023-06-19 | 6 | 2023 | 2 | WD
[9 empty] | 2023-06-20 | 6 | 2023 | 3 | WD
[9 empty] | 2023-06-21 | 6 | 2023 | 4 | WD
[9 empty] | 2023-06-22 | 6 | 2023 | 5 | WD
[9 empty] | 2023-06-23 | 6 | 2023 | 6 | WD
[9 empty] | 2023-06-24 | 6 | 2023 | 7 | WE
[9 empty] | 2023-06-25 | 6 | 2023 | 1 | WE
[9 empty] | 2023-06-26 | 6 | 2023 | 2 | WD
[9 empty] | 2023-06-27 | 6 | 2023 | 3 | WD
[9 empty] | 2023-06-28 | 6 | 2023 | 4 | WD
[9 empty] | 2023-06-29 | 6 | 2023 | 5 | WD
[9 empty] | 2023-06-30 | 6 | 2023 | 6 | WD
[9 empty] | 2023-07-01 | 7 | 2023 | 7 | WE
[9 empty] | 2023-07-02 | 7 | 2023 | 1 | WE
[9 empty] | 2023-07-03 | 7 | 2023 | 2 | WD
[9 empty] | 2023-07-04 | 7 | 2023 | 3 | WD
[9 empty] | 2023-07-05 | 7 | 2023 | 4 | WD
[9 empty] | 2023-07-06 | 7 | 2023 | 5 | WD
[9 empty] | 2023-07-07 | 7 | 2023 | 6 | WD
[9 empty] | 2023-07-08 | 7 | 2023 | 7 | WE
[9 empty] | 2023-07-09 | 7 | 2023 | 1 | WE
[9 empty] | 2023-07-10 | 7 | 2023 | 2 | WD
[9 empty] | 2023-07-11 | 7 | 2023 | 3 | WD
[9 empty] | 2023-07-12 | 7 | 2023 | 4 | WD
[9 empty] | 2023-07-13 | 7 | 2023 | 5 | WD
[9 empty] | 2023-07-14 | 7 | 2023 | 6 | WD
[9 empty] | 2023-07-15 | 7 | 2023 | 7 | WE
[9 empty] | 2023-07-16 | 7 | 2023 | 1 | WE
[9 empty] | 2023-07-17 | 7 | 2023 | 2 | WD
[9 empty] | 2023-07-18 | 7 | 2023 | 3 | WD
[9 empty] | 2023-07-19 | 7 | 2023 | 4 | WD
[9 empty] | 2023-07-20 | 7 | 2023 | 5 | WD
[9 empty] | 2023-07-21 | 7 | 2023 | 6 | WD
[9 empty] | 2023-07-22 | 7 | 2023 | 7 | WE
[9 empty] | 2023-07-23 | 7 | 2023 | 1 | WE
[9 empty] | 2023-07-24 | 7 | 2023 | 2 | WD
[9 empty] | 2023-07-25 | 7 | 2023 | 3 | WD
[9 empty] | 2023-07-26 | 7 | 2023 | 4 | WD
[9 empty] | 2023-07-27 | 7 | 2023 | 5 | WD
[9 empty] | 2023-07-28 | 7 | 2023 | 6 | WD
[9 empty] | 2023-07-29 | 7 | 2023 | 7 | WE
[9 empty] | 2023-07-30 | 7 | 2023 | 1 | WE
[9 empty] | 2023-07-31 | 7 | 2023 | 2 | WD
[9 empty] | 2023-08-01 | 8 | 2023 | 3 | WD
[9 empty] | 2023-08-02 | 8 | 2023 | 4 | WD
[9 empty] | 2023-08-03 | 8 | 2023 | 5 | WD
[9 empty] | 2023-08-04 | 8 | 2023 | 6 | WD
[9 empty] | 2023-08-05 | 8 | 2023 | 7 | WE
[9 empty] | 2023-08-06 | 8 | 2023 | 1 | WE
[9 empty] | 2023-08-07 | 8 | 2023 | 2 | WD
[9 empty] | 2023-08-08 | 8 | 2023 | 3 | WD
[9 empty] | 2023-08-09 | 8 | 2023 | 4 | WD
[9 empty] | 2023-08-10 | 8 | 2023 | 5 | WD
[9 empty] | 2023-08-11 | 8 | 2023 | 6 | WD
[9 empty] | 2023-08-12 | 8 | 2023 | 7 | WE
[9 empty] | 2023-08-13 | 8 | 2023 | 1 | WE
[9 empty] | 2023-08-14 | 8 | 2023 | 2 | WD
[9 empty] | 2023-08-15 | 8 | 2023 | 3 | WD
[9 empty] | 2023-08-16 | 8 | 2023 | 4 | WD
[9 empty] | 2023-08-17 | 8 | 2023 | 5 | WD
[9 empty] | 2023-08-18 | 8 | 2023 | 6 | WD
[9 empty] | 2023-08-19 | 8 | 2023 | 7 | WE
[9 empty] | 2023-08-20 | 8 | 2023 | 1 | WE
[9 empty] | 2023-08-21 | 8 | 2023 | 2 | WD
[9 empty] | 2023-08-22 | 8 | 2023 | 3 | WD
[9 empty] | 2023-08-23 | 8 | 2023 | 4 | WD
[9 empty] | 2023-08-24 | 8 | 2023 | 5 | WD
[9 empty] | 2023-08-25 | 8 | 2023 | 6 | WD
[9 empty] | 2023-08-26 | 8 | 2023 | 7 | WE
[9 empty] | 2023-08-27 | 8 | 2023 | 1 | WE
[9 empty] | 2023-08-28 | 8 | 2023 | 2 | WD
[9 empty] | 2023-08-29 | 8 | 2023 | 3 | WD
[9 empty] | 2023-08-30 | 8 | 2023 | 4 | WD
[9 empty] | 2023-08-31 | 8 | 2023 | 5 | WD
[9 empty] | 2023-09-01 | 9 | 2023 | 6 | WD
[9 empty] | 2023-09-02 | 9 | 2023 | 7 | WE
[9 empty] | 2023-09-03 | 9 | 2023 | 1 | WE
[9 empty] | 2023-09-04 | 9 | 2023 | 2 | WD
[9 empty] | 2023-09-05 | 9 | 2023 | 3 | WD
[9 empty] | 2023-09-06 | 9 | 2023 | 4 | WD
[9 empty] | 2023-09-07 | 9 | 2023 | 5 | WD
[9 empty] | 2023-09-08 | 9 | 2023 | 6 | WD
[9 empty] | 2023-09-09 | 9 | 2023 | 7 | WE
[9 empty] | 2023-09-10 | 9 | 2023 | 1 | WE
[9 empty] | 2023-09-11 | 9 | 2023 | 2 | WD
[9 empty] | 2023-09-12 | 9 | 2023 | 3 | WD
[9 empty] | 2023-09-13 | 9 | 2023 | 4 | WD
[9 empty] | 2023-09-14 | 9 | 2023 | 5 | WD
[9 empty] | 2023-09-15 | 9 | 2023 | 6 | WD
[9 empty] | 2023-09-16 | 9 | 2023 | 7 | WE
[9 empty] | 2023-09-17 | 9 | 2023 | 1 | WE
[9 empty] | 2023-09-18 | 9 | 2023 | 2 | WD
[9 empty] | 2023-09-19 | 9 | 2023 | 3 | WD
[9 empty] | 2023-09-20 | 9 | 2023 | 4 | WD
[9 empty] | 2023-09-21 | 9 | 2023 | 5 | WD
[9 empty] | 2023-09-22 | 9 | 2023 | 6 | WD
[9 empty] | 2023-09-23 | 9 | 2023 | 7 | WE
[9 empty] | 2023-09-24 | 9 | 2023 | 1 | WE
[9 empty] | 2023-09-25 | 9 | 2023 | 2 | WD
[9 empty] | 2023-09-26 | 9 | 2023 | 3 | WD
[9 empty] | 2023-09-27 | 9 | 2023 | 4 | WD
[9 empty] | 2023-09-28 | 9 | 2023 | 5 | WD
[9 empty] | 2023-09-29 | 9 | 2023 | 6 | WD
[9 empty] | 2023-09-30 | 9 | 2023 | 7 | WE
[9 empty] | 2023-10-01 | 10 | 2023 | 1 | WE
[9 empty] | 2023-10-02 | 10 | 2023 | 2 | WD
[9 empty] | 2023-10-03 | 10 | 2023 | 3 | WD
[9 empty] | 2023-10-04 | 10 | 2023 | 4 | WD
[9 empty] | 2023-10-05 | 10 | 2023 | 5 | WD
[9 empty] | 2023-10-06 | 10 | 2023 | 6 | WD
[9 empty] | 2023-10-07 | 10 | 2023 | 7 | WE
[9 empty] | 2023-10-08 | 10 | 2023 | 1 | WE
[9 empty] | 2023-10-09 | 10 | 2023 | 2 | WD
[9 empty] | 2023-10-10 | 10 | 2023 | 3 | WD
[9 empty] | 2023-10-11 | 10 | 2023 | 4 | WD
[9 empty] | 2023-10-12 | 10 | 2023 | 5 | WD
[9 empty] | 2023-10-13 | 10 | 2023 | 6 | WD
[9 empty] | 2023-10-14 | 10 | 2023 | 7 | WE
[9 empty] | 2023-10-15 | 10 | 2023 | 1 | WE
[9 empty] | 2023-10-16 | 10 | 2023 | 2 | WD
[9 empty] | 2023-10-17 | 10 | 2023 | 3 | WD
[9 empty] | 2023-10-18 | 10 | 2023 | 4 | WD
[9 empty] | 2023-10-19 | 10 | 2023 | 5 | WD
[9 empty] | 2023-10-20 | 10 | 2023 | 6 | WD
[9 empty] | 2023-10-21 | 10 | 2023 | 7 | WE
[9 empty] | 2023-10-22 | 10 | 2023 | 1 | WE
[9 empty] | 2023-10-23 | 10 | 2023 | 2 | WD
[9 empty] | 2023-10-24 | 10 | 2023 | 3 | WD
[9 empty] | 2023-10-25 | 10 | 2023 | 4 | WD
[9 empty] | 2023-10-26 | 10 | 2023 | 5 | WD
[9 empty] | 2023-10-27 | 10 | 2023 | 6 | WD
[9 empty] | 2023-10-28 | 10 | 2023 | 7 | WE
[9 empty] | 2023-10-29 | 10 | 2023 | 1 | WE
[9 empty] | 2023-10-30 | 10 | 2023 | 2 | WD
[9 empty] | 2023-10-31 | 10 | 2023 | 3 | WD
[9 empty] | 2023-11-01 | 11 | 2023 | 4 | WD
[9 empty] | 2023-11-02 | 11 | 2023 | 5 | WD
[9 empty] | 2023-11-03 | 11 | 2023 | 6 | WD
[9 empty] | 2023-11-04 | 11 | 2023 | 7 | WE
[9 empty] | 2023-11-05 | 11 | 2023 | 1 | WE
[9 empty] | 2023-11-06 | 11 | 2023 | 2 | WD
[9 empty] | 2023-11-07 | 11 | 2023 | 3 | WD
[9 empty] | 2023-11-08 | 11 | 2023 | 4 | WD
[9 empty] | 2023-11-09 | 11 | 2023 | 5 | WD
[9 empty] | 2023-11-10 | 11 | 2023 | 6 | WD
[9 empty] | 2023-11-11 | 11 | 2023 | 7 | WE
[9 empty] | 2023-11-12 | 11 | 2023 | 1 | WE
[9 empty] | 2023-11-13 | 11 | 2023 | 2 | WD
[9 empty] | 2023-11-14 | 11 | 2023 | 3 | WD
[9 empty] | 2023-11-15 | 11 | 2023 | 4 | WD
[9 empty] | 2023-11-16 | 11 | 2023 | 5 | WD
[9 empty] | 2023-11-17 | 11 | 2023 | 6 | WD
[9 empty] | 2023-11-18 | 11 | 2023 | 7 | WE
[9 empty] | 2023-11-19 | 11 | 2023 | 1 | WE
[9 empty] | 2023-11-20 | 11 | 2023 | 2 | WD
[9 empty] | 2023-11-21 | 11 | 2023 | 3 | WD
[9 empty] | 2023-11-22 | 11 | 2023 | 4 | WD
[9 empty] | 2023-11-23 | 11 | 2023 | 5 | WD
[9 empty] | 2023-11-24 | 11 | 2023 | 6 | WD
[9 empty] | 2023-11-25 | 11 | 2023 | 7 | WE
[9 empty] | 2023-11-26 | 11 | 2023 | 1 | WE
[9 empty] | 2023-11-27 | 11 | 2023 | 2 | WD
[9 empty] | 2023-11-28 | 11 | 2023 | 3 | WD
[9 empty] | 2023-11-29 | 11 | 2023 | 4 | WD
[9 empty] | 2023-11-30 | 11 | 2023 | 5 | WD
[9 empty] | 2023-12-01 | 12 | 2023 | 6 | WD
[9 empty] | 2023-12-02 | 12 | 2023 | 7 | WE
[9 empty] | 2023-12-03 | 12 | 2023 | 1 | WE
[9 empty] | 2023-12-04 | 12 | 2023 | 2 | WD
[9 empty] | 2023-12-05 | 12 | 2023 | 3 | WD
[9 empty] | 2023-12-06 | 12 | 2023 | 4 | WD
[9 empty] | 2023-12-07 | 12 | 2023 | 5 | WD
[9 empty] | 2023-12-08 | 12 | 2023 | 6 | WD
[9 empty] | 2023-12-09 | 12 | 2023 | 7 | WE
[9 empty] | 2023-12-10 | 12 | 2023 | 1 | WE
[9 empty] | 2023-12-11 | 12 | 2023 | 2 | WD
[9 empty] | 2023-12-12 | 12 | 2023 | 3 | WD
[9 empty] | 2023-12-13 | 12 | 2023 | 4 | WD
[9 empty] | 2023-12-14 | 12 | 2023 | 5 | WD
[9 empty] | 2023-12-15 | 12 | 2023 | 6 | WD
[9 empty] | 2023-12-16 | 12 | 2023 | 7 | WE
[9 empty] | 2023-12-17 | 12 | 2023 | 1 | WE
[9 empty] | 2023-12-18 | 12 | 2023 | 2 | WD
[9 empty] | 2023-12-19 | 12 | 2023 | 3 | WD
[9 empty] | 2023-12-20 | 12 | 2023 | 4 | WD
[9 empty] | 2023-12-21 | 12 | 2023 | 5 | WD
[9 empty] | 2023-12-22 | 12 | 2023 | 6 | WD
[9 empty] | 2023-12-23 | 12 | 2023 | 7 | WE
[9 empty] | 2023-12-24 | 12 | 2023 | 1 | WE
[9 empty] | 2023-12-25 | 12 | 2023 | 2 | WD
[9 empty] | 2023-12-26 | 12 | 2023 | 3 | WD
[9 empty] | 2023-12-27 | 12 | 2023 | 4 | WD
[9 empty] | 2023-12-28 | 12 | 2023 | 5 | WD
[9 empty] | 2023-12-29 | 12 | 2023 | 6 | WD
[9 empty] | 2023-12-30 | 12 | 2023 | 7 | WE
[9 empty] | 2023-12-31 | 12 | 2023 | 1 | WE
[9 empty] | 2024-01-01 | 1 | 2024 | 2 | WD
[9 empty] | 2024-01-02 | 1 | 2024 | 3 | WD
[9 empty] | 2024-01-03 | 1 | 2024 | 4 | WD
[9 empty] | 2024-01-04 | 1 | 2024 | 5 | WD
[9 empty] | 2024-01-05 | 1 | 2024 | 6 | WD
[9 empty] | 2024-01-06 | 1 | 2024 | 7 | WE
[9 empty] | 2024-01-07 | 1 | 2024 | 1 | WE
[9 empty] | 2024-01-08 | 1 | 2024 | 2 | WD
[9 empty] | 2024-01-09 | 1 | 2024 | 3 | WD
[9 empty] | 2024-01-10 | 1 | 2024 | 4 | WD
[9 empty] | 2024-01-11 | 1 | 2024 | 5 | WD
[9 empty] | 2024-01-12 | 1 | 2024 | 6 | WD
[9 empty] | 2024-01-13 | 1 | 2024 | 7 | WE
[9 empty] | 2024-01-14 | 1 | 2024 | 1 | WE
[9 empty] | 2024-01-15 | 1 | 2024 | 2 | WD
[9 empty] | 2024-01-16 | 1 | 2024 | 3 | WD
[9 empty] | 2024-01-17 | 1 | 2024 | 4 | WD
[9 empty] | 2024-01-18 | 1 | 2024 | 5 | WD
[9 empty] | 2024-01-19 | 1 | 2024 | 6 | WD
[9 empty] | 2024-01-20 | 1 | 2024 | 7 | WE
[9 empty] | 2024-01-21 | 1 | 2024 | 1 | WE
[9 empty] | 2024-01-22 | 1 | 2024 | 2 | WD
[9 empty] | 2024-01-23 | 1 | 2024 | 3 | WD
[9 empty] | 2024-01-24 | 1 | 2024 | 4 | WD
[9 empty] | 2024-01-25 | 1 | 2024 | 5 | WD
[9 empty] | 2024-01-26 | 1 | 2024 | 6 | WD
[9 empty] | 2024-01-27 | 1 | 2024 | 7 | WE
[9 empty] | 2024-01-28 | 1 | 2024 | 1 | WE
[9 empty] | 2024-01-29 | 1 | 2024 | 2 | WD
[9 empty] | 2024-01-30 | 1 | 2024 | 3 | WD
[9 empty] | 2024-01-31 | 1 | 2024 | 4 | WD
[9 empty] | 2024-02-01 | 2 | 2024 | 5 | WD
[9 empty] | 2024-02-02 | 2 | 2024 | 6 | WD
[9 empty] | 2024-02-03 | 2 | 2024 | 7 | WE
[9 empty] | 2024-02-04 | 2 | 2024 | 1 | WE
[9 empty] | 2024-02-05 | 2 | 2024 | 2 | WD
[9 empty] | 2024-02-06 | 2 | 2024 | 3 | WD
[9 empty] | 2024-02-07 | 2 | 2024 | 4 | WD
[9 empty] | 2024-02-08 | 2 | 2024 | 5 | WD
[9 empty] | 2024-02-09 | 2 | 2024 | 6 | WD
[9 empty] | 2024-02-10 | 2 | 2024 | 7 | WE
[9 empty] | 2024-02-11 | 2 | 2024 | 1 | WE
[9 empty] | 2024-02-12 | 2 | 2024 | 2 | WD
[9 empty] | 2024-02-13 | 2 | 2024 | 3 | WD
[9 empty] | 2024-02-14 | 2 | 2024 | 4 | WD
[9 empty] | 2024-02-15 | 2 | 2024 | 5 | WD
[9 empty] | 2024-02-16 | 2 | 2024 | 6 | WD
[9 empty] | 2024-02-17 | 2 | 2024 | 7 | WE
[9 empty] | 2024-02-18 | 2 | 2024 | 1 | WE
[9 empty] | 2024-02-19 | 2 | 2024 | 2 | WD
[9 empty] | 2024-02-20 | 2 | 2024 | 3 | WD
[9 empty] | 2024-02-21 | 2 | 2024 | 4 | WD
[9 empty] | 2024-02-22 | 2 | 2024 | 5 | WD
[9 empty] | 2024-02-23 | 2 | 2024 | 6 | WD
[9 empty] | 2024-02-24 | 2 | 2024 | 7 | WE
[9 empty] | 2024-02-25 | 2 | 2024 | 1 | WE
[9 empty] | 2024-02-26 | 2 | 2024 | 2 | WD
[9 empty] | 2024-02-27 | 2 | 2024 | 3 | WD
[9 empty] | 2024-02-28 | 2 | 2024 | 4 | WD
[9 empty] | 2024-02-29 | 2 | 2024 | 5 | WD
[9 empty] | 2024-03-01 | 3 | 2024 | 6 | WD
[9 empty] | 2024-03-02 | 3 | 2024 | 7 | WE
[9 empty] | 2024-03-03 | 3 | 2024 | 1 | WE
[9 empty] | 2024-03-04 | 3 | 2024 | 2 | WD
[9 empty] | 2024-03-05 | 3 | 2024 | 3 | WD
[9 empty] | 2024-03-06 | 3 | 2024 | 4 | WD
[9 empty] | 2024-03-07 | 3 | 2024 | 5 | WD
[9 empty] | 2024-03-08 | 3 | 2024 | 6 | WD
[9 empty] | 2024-03-09 | 3 | 2024 | 7 | WE
[9 empty] | 2024-03-10 | 3 | 2024 | 1 | WE
[9 empty] | 2024-03-11 | 3 | 2024 | 2 | WD
[9 empty] | 2024-03-12 | 3 | 2024 | 3 | WD
[9 empty] | 2024-03-13 | 3 | 2024 | 4 | WD
[9 empty] | 2024-03-14 | 3 | 2024 | 5 | WD
[9 empty] | 2024-03-15 | 3 | 2024 | 6 | WD
[9 empty] | 2024-03-16 | 3 | 2024 | 7 | WE
[9 empty] | 2024-03-17 | 3 | 2024 | 1 | WE
[9 empty] | 2024-03-18 | 3 | 2024 | 2 | WD
[9 empty] | 2024-03-19 | 3 | 2024 | 3 | WD
[9 empty] | 2024-03-20 | 3 | 2024 | 4 | WD
[9 empty] | 2024-03-21 | 3 | 2024 | 5 | WD
[9 empty] | 2024-03-22 | 3 | 2024 | 6 | WD
[9 empty] | 2024-03-23 | 3 | 2024 | 7 | WE
[9 empty] | 2024-03-24 | 3 | 2024 | 1 | WE
[9 empty] | 2024-03-25 | 3 | 2024 | 2 | WD
[9 empty] | 2024-03-26 | 3 | 2024 | 3 | WD
[9 empty] | 2024-03-27 | 3 | 2024 | 4 | WD
[9 empty] | 2024-03-28 | 3 | 2024 | 5 | WD
[9 empty] | 2024-03-29 | 3 | 2024 | 6 | WD
[9 empty] | 2024-03-30 | 3 | 2024 | 7 | WE
[9 empty] | 2024-03-31 | 3 | 2024 | 1 | WE
[9 empty] | 2024-04-01 | 4 | 2024 | 2 | WD
[9 empty] | 2024-04-02 | 4 | 2024 | 3 | WD
[9 empty] | 2024-04-03 | 4 | 2024 | 4 | WD
[9 empty] | 2024-04-04 | 4 | 2024 | 5 | WD
[9 empty] | 2024-04-05 | 4 | 2024 | 6 | WD
[9 empty] | 2024-04-06 | 4 | 2024 | 7 | WE
[9 empty] | 2024-04-07 | 4 | 2024 | 1 | WE
[9 empty] | 2024-04-08 | 4 | 2024 | 2 | WD
[9 empty] | 2024-04-09 | 4 | 2024 | 3 | WD
[9 empty] | 2024-04-10 | 4 | 2024 | 4 | WD
[9 empty] | 2024-04-11 | 4 | 2024 | 5 | WD
[9 empty] | 2024-04-12 | 4 | 2024 | 6 | WD
[9 empty] | 2024-04-13 | 4 | 2024 | 7 | WE
[9 empty] | 2024-04-14 | 4 | 2024 | 1 | WE
[9 empty] | 2024-04-15 | 4 | 2024 | 2 | WD
[9 empty] | 2024-04-16 | 4 | 2024 | 3 | WD
[9 empty] | 2024-04-17 | 4 | 2024 | 4 | WD
[9 empty] | 2024-04-18 | 4 | 2024 | 5 | WD
[9 empty] | 2024-04-19 | 4 | 2024 | 6 | WD
[9 empty] | 2024-04-20 | 4 | 2024 | 7 | WE
[9 empty] | 2024-04-21 | 4 | 2024 | 1 | WE
[9 empty] | 2024-04-22 | 4 | 2024 | 2 | WD
[9 empty] | 2024-04-23 | 4 | 2024 | 3 | WD
[9 empty] | 2024-04-24 | 4 | 2024 | 4 | WD
[9 empty] | 2024-04-25 | 4 | 2024 | 5 | WD
[9 empty] | 2024-04-26 | 4 | 2024 | 6 | WD
[9 empty] | 2024-04-27 | 4 | 2024 | 7 | WE
[9 empty] | 2024-04-28 | 4 | 2024 | 1 | WE
[9 empty] | 2024-04-29 | 4 | 2024 | 2 | WD
[9 empty] | 2024-04-30 | 4 | 2024 | 3 | WD
[9 empty] | 2024-05-01 | 5 | 2024 | 4 | WD
[9 empty] | 2024-05-02 | 5 | 2024 | 5 | WD
[9 empty] | 2024-05-03 | 5 | 2024 | 6 | WD
[9 empty] | 2024-05-04 | 5 | 2024 | 7 | WE
[9 empty] | 2024-05-05 | 5 | 2024 | 1 | WE
[9 empty] | 2024-05-06 | 5 | 2024 | 2 | WD
[9 empty] | 2024-05-07 | 5 | 2024 | 3 | WD
[9 empty] | 2024-05-08 | 5 | 2024 | 4 | WD
[9 empty] | 2024-05-09 | 5 | 2024 | 5 | WD
[9 empty] | 2024-05-10 | 5 | 2024 | 6 | WD
[9 empty] | 2024-05-11 | 5 | 2024 | 7 | WE
[9 empty] | 2024-05-12 | 5 | 2024 | 1 | WE
[9 empty] | 2024-05-13 | 5 | 2024 | 2 | WD
[9 empty] | 2024-05-14 | 5 | 2024 | 3 | WD
[9 empty] | 2024-05-15 | 5 | 2024 | 4 | WD
[9 empty] | 2024-05-16 | 5 | 2024 | 5 | WD
[9 empty] | 2024-05-17 | 5 | 2024 | 6 | WD
[9 empty] | 2024-05-18 | 5 | 2024 | 7 | WE
[9 empty] | 2024-05-19 | 5 | 2024 | 1 | WE
[9 empty] | 2024-05-20 | 5 | 2024 | 2 | WD
[9 empty] | 2024-05-21 | 5 | 2024 | 3 | WD
[9 empty] | 2024-05-22 | 5 | 2024 | 4 | WD
[9 empty] | 2024-05-23 | 5 | 2024 | 5 | WD
[9 empty] | 2024-05-24 | 5 | 2024 | 6 | WD
[9 empty] | 2024-05-25 | 5 | 2024 | 7 | WE
[9 empty] | 2024-05-26 | 5 | 2024 | 1 | WE
[9 empty] | 2024-05-27 | 5 | 2024 | 2 | WD
[9 empty] | 2024-05-28 | 5 | 2024 | 3 | WD
[9 empty] | 2024-05-29 | 5 | 2024 | 4 | WD
[9 empty] | 2024-05-30 | 5 | 2024 | 5 | WD
[9 empty] | 2024-05-31 | 5 | 2024 | 6 | WD
[9 empty] | 2024-06-01 | 6 | 2024 | 7 | WE
[9 empty] | 2024-06-02 | 6 | 2024 | 1 | WE
[9 empty] | 2024-06-03 | 6 | 2024 | 2 | WD
[9 empty] | 2024-06-04 | 6 | 2024 | 3 | WD
[9 empty] | 2024-06-05 | 6 | 2024 | 4 | WD
[9 empty] | 2024-06-06 | 6 | 2024 | 5 | WD
[9 empty] | 2024-06-07 | 6 | 2024 | 6 | WD
[9 empty] | 2024-06-08 | 6 | 2024 | 7 | WE
[9 empty] | 2024-06-09 | 6 | 2024 | 1 | WE
[9 empty] | 2024-06-10 | 6 | 2024 | 2 | WD
[9 empty] | 2024-06-11 | 6 | 2024 | 3 | WD
[9 empty] | 2024-06-12 | 6 | 2024 | 4 | WD
[9 empty] | 2024-06-13 | 6 | 2024 | 5 | WD
[9 empty] | 2024-06-14 | 6 | 2024 | 6 | WD
[9 empty] | 2024-06-15 | 6 | 2024 | 7 | WE
[9 empty] | 2024-06-16 | 6 | 2024 | 1 | WE
[9 empty] | 2024-06-17 | 6 | 2024 | 2 | WD
[9 empty] | 2024-06-18 | 6 | 2024 | 3 | WD
[9 empty] | 2024-06-19 | 6 | 2024 | 4 | WD
[9 empty] | 2024-06-20 | 6 | 2024 | 5 | WD
[9 empty] | 2024-06-21 | 6 | 2024 | 6 | WD
[9 empty] | 2024-06-22 | 6 | 2024 | 7 | WE
[9 empty] | 2024-06-23 | 6 | 2024 | 1 | WE
[9 empty] | 2024-06-24 | 6 | 2024 | 2 | WD
[9 empty] | 2024-06-25 | 6 | 2024 | 3 | WD
[9 empty] | 2024-06-26 | 6 | 2024 | 4 | WD
[9 empty] | 2024-06-27 | 6 | 2024 | 5 | WD
[9 empty] | 2024-06-28 | 6 | 2024 | 6 | WD
[9 empty] | 2024-06-29 | 6 | 2024 | 7 | WE
[9 empty] | 2024-06-30 | 6 | 2024 | 1 | WE
[9 empty] | 2024-07-01 | 7 | 2024 | 2 | WD
[9 empty] | 2024-07-02 | 7 | 2024 | 3 | WD
[9 empty] | 2024-07-03 | 7 | 2024 | 4 | WD
[9 empty] | 2024-07-04 | 7 | 2024 | 5 | WD
[9 empty] | 2024-07-05 | 7 | 2024 | 6 | WD
[9 empty] | 2024-07-06 | 7 | 2024 | 7 | WE
[9 empty] | 2024-07-07 | 7 | 2024 | 1 | WE
[9 empty] | 2024-07-08 | 7 | 2024 | 2 | WD
[9 empty] | 2024-07-09 | 7 | 2024 | 3 | WD
[9 empty] | 2024-07-10 | 7 | 2024 | 4 | WD
[9 empty] | 2024-07-11 | 7 | 2024 | 5 | WD
[9 empty] | 2024-07-12 | 7 | 2024 | 6 | WD
[9 empty] | 2024-07-13 | 7 | 2024 | 7 | WE
[9 empty] | 2024-07-14 | 7 | 2024 | 1 | WE
[9 empty] | 2024-07-15 | 7 | 2024 | 2 | WD
[9 empty] | 2024-07-16 | 7 | 2024 | 3 | WD
[9 empty] | 2024-07-17 | 7 | 2024 | 4 | WD
[9 empty] | 2024-07-18 | 7 | 2024 | 5 | WD
[9 empty] | 2024-07-19 | 7 | 2024 | 6 | WD
[9 empty] | 2024-07-20 | 7 | 2024 | 7 | WE
[9 empty] | 2024-07-21 | 7 | 2024 | 1 | WE
[9 empty] | 2024-07-22 | 7 | 2024 | 2 | WD
[9 empty] | 2024-07-23 | 7 | 2024 | 3 | WD
[9 empty] | 2024-07-24 | 7 | 2024 | 4 | WD
[9 empty] | 2024-07-25 | 7 | 2024 | 5 | WD
[9 empty] | 2024-07-26 | 7 | 2024 | 6 | WD
[9 empty] | 2024-07-27 | 7 | 2024 | 7 | WE
[9 empty] | 2024-07-28 | 7 | 2024 | 1 | WE
[9 empty] | 2024-07-29 | 7 | 2024 | 2 | WD
[9 empty] | 2024-07-30 | 7 | 2024 | 3 | WD
[9 empty] | 2024-07-31 | 7 | 2024 | 4 | WD
[9 empty] | 2024-08-01 | 8 | 2024 | 5 | WD
[9 empty] | 2024-08-02 | 8 | 2024 | 6 | WD
[9 empty] | 2024-08-03 | 8 | 2024 | 7 | WE
[9 empty] | 2024-08-04 | 8 | 2024 | 1 | WE
[9 empty] | 2024-08-05 | 8 | 2024 | 2 | WD
[9 empty] | 2024-08-06 | 8 | 2024 | 3 | WD
[9 empty] | 2024-08-07 | 8 | 2024 | 4 | WD
[9 empty] | 2024-08-08 | 8 | 2024 | 5 | WD
[9 empty] | 2024-08-09 | 8 | 2024 | 6 | WD
[9 empty] | 2024-08-10 | 8 | 2024 | 7 | WE
[9 empty] | 2024-08-11 | 8 | 2024 | 1 | WE
[9 empty] | 2024-08-12 | 8 | 2024 | 2 | WD
[9 empty] | 2024-08-13 | 8 | 2024 | 3 | WD
[9 empty] | 2024-08-14 | 8 | 2024 | 4 | WD
[9 empty] | 2024-08-15 | 8 | 2024 | 5 | WD
[9 empty] | 2024-08-16 | 8 | 2024 | 6 | WD
[9 empty] | 2024-08-17 | 8 | 2024 | 7 | WE
[9 empty] | 2024-08-18 | 8 | 2024 | 1 | WE
[9 empty] | 2024-08-19 | 8 | 2024 | 2 | WD
[9 empty] | 2024-08-20 | 8 | 2024 | 3 | WD
[9 empty] | 2024-08-21 | 8 | 2024 | 4 | WD
[9 empty] | 2024-08-22 | 8 | 2024 | 5 | WD
[9 empty] | 2024-08-23 | 8 | 2024 | 6 | WD
[9 empty] | 2024-08-24 | 8 | 2024 | 7 | WE
[9 empty] | 2024-08-25 | 8 | 2024 | 1 | WE
[9 empty] | 2024-08-26 | 8 | 2024 | 2 | WD
[9 empty] | 2024-08-27 | 8 | 2024 | 3 | WD
[9 empty] | 2024-08-28 | 8 | 2024 | 4 | WD
[9 empty] | 2024-08-29 | 8 | 2024 | 5 | WD
[9 empty] | 2024-08-30 | 8 | 2024 | 6 | WD
[9 empty] | 2024-08-31 | 8 | 2024 | 7 | WE
[9 empty] | 2024-09-01 | 9 | 2024 | 1 | WE
[9 empty] | 2024-09-02 | 9 | 2024 | 2 | WD
[9 empty] | 2024-09-03 | 9 | 2024 | 3 | WD
[9 empty] | 2024-09-04 | 9 | 2024 | 4 | WD
[9 empty] | 2024-09-05 | 9 | 2024 | 5 | WD
[9 empty] | 2024-09-06 | 9 | 2024 | 6 | WD
[9 empty] | 2024-09-07 | 9 | 2024 | 7 | WE
[9 empty] | 2024-09-08 | 9 | 2024 | 1 | WE
[9 empty] | 2024-09-09 | 9 | 2024 | 2 | WD
[9 empty] | 2024-09-10 | 9 | 2024 | 3 | WD
[9 empty] | 2024-09-11 | 9 | 2024 | 4 | WD
[9 empty] | 2024-09-12 | 9 | 2024 | 5 | WD
[9 empty] | 2024-09-13 | 9 | 2024 | 6 | WD
[9 empty] | 2024-09-14 | 9 | 2024 | 7 | WE
[9 empty] | 2024-09-15 | 9 | 2024 | 1 | WE
[9 empty] | 2024-09-16 | 9 | 2024 | 2 | WD
[9 empty] | 2024-09-17 | 9 | 2024 | 3 | WD
[9 empty] | 2024-09-18 | 9 | 2024 | 4 | WD
[9 empty] | 2024-09-19 | 9 | 2024 | 5 | WD
[9 empty] | 2024-09-20 | 9 | 2024 | 6 | WD
[9 empty] | 2024-09-21 | 9 | 2024 | 7 | WE
[9 empty] | 2024-09-22 | 9 | 2024 | 1 | WE
[9 empty] | 2024-09-23 | 9 | 2024 | 2 | WD
[9 empty] | 2024-09-24 | 9 | 2024 | 3 | WD
[9 empty] | 2024-09-25 | 9 | 2024 | 4 | WD
[9 empty] | 2024-09-26 | 9 | 2024 | 5 | WD
[9 empty] | 2024-09-27 | 9 | 2024 | 6 | WD
[9 empty] | 2024-09-28 | 9 | 2024 | 7 | WE
[9 empty] | 2024-09-29 | 9 | 2024 | 1 | WE
[9 empty] | 2024-09-30 | 9 | 2024 | 2 | WD
[9 empty] | 2024-10-01 | 10 | 2024 | 3 | WD
[9 empty] | 2024-10-02 | 10 | 2024 | 4 | WD
[9 empty] | 2024-10-03 | 10 | 2024 | 5 | WD
[9 empty] | 2024-10-04 | 10 | 2024 | 6 | WD
[9 empty] | 2024-10-05 | 10 | 2024 | 7 | WE
[9 empty] | 2024-10-06 | 10 | 2024 | 1 | WE
[9 empty] | 2024-10-07 | 10 | 2024 | 2 | WD
[9 empty] | 2024-10-08 | 10 | 2024 | 3 | WD
[9 empty] | 2024-10-09 | 10 | 2024 | 4 | WD
[9 empty] | 2024-10-10 | 10 | 2024 | 5 | WD
[9 empty] | 2024-10-11 | 10 | 2024 | 6 | WD
[9 empty] | 2024-10-12 | 10 | 2024 | 7 | WE
[9 empty] | 2024-10-13 | 10 | 2024 | 1 | WE
[9 empty] | 2024-10-14 | 10 | 2024 | 2 | WD
[9 empty] | 2024-10-15 | 10 | 2024 | 3 | WD
[9 empty] | 2024-10-16 | 10 | 2024 | 4 | WD
[9 empty] | 2024-10-17 | 10 | 2024 | 5 | WD
[9 empty] | 2024-10-18 | 10 | 2024 | 6 | WD
[9 empty] | 2024-10-19 | 10 | 2024 | 7 | WE
[9 empty] | 2024-10-20 | 10 | 2024 | 1 | WE
[9 empty] | 2024-10-21 | 10 | 2024 | 2 | WD
[9 empty] | 2024-10-22 | 10 | 2024 | 3 | WD
[9 empty] | 2024-10-23 | 10 | 2024 | 4 | WD
[9 empty] | 2024-10-24 | 10 | 2024 | 5 | WD
[9 empty] | 2024-10-25 | 10 | 2024 | 6 | WD
[9 empty] | 2024-10-26 | 10 | 2024 | 7 | WE
[9 empty] | 2024-10-27 | 10 | 2024 | 1 | WE
[9 empty] | 2024-10-28 | 10 | 2024 | 2 | WD
[9 empty] | 2024-10-29 | 10 | 2024 | 3 | WD
[9 empty] | 2024-10-30 | 10 | 2024 | 4 | WD
[9 empty] | 2024-10-31 | 10 | 2024 | 5 | WD
[9 empty] | 2024-11-01 | 11 | 2024 | 6 | WD
[9 empty] | 2024-11-02 | 11 | 2024 | 7 | WE
[9 empty] | 2024-11-03 | 11 | 2024 | 1 | WE
[9 empty] | 2024-11-04 | 11 | 2024 | 2 | WD
[9 empty] | 2024-11-05 | 11 | 2024 | 3 | WD
[9 empty] | 2024-11-06 | 11 | 2024 | 4 | WD
[9 empty] | 2024-11-07 | 11 | 2024 | 5 | WD
[9 empty] | 2024-11-08 | 11 | 2024 | 6 | WD
[9 empty] | 2024-11-09 | 11 | 2024 | 7 | WE
[9 empty] | 2024-11-10 | 11 | 2024 | 1 | WE
[9 empty] | 2024-11-11 | 11 | 2024 | 2 | WD
[9 empty] | 2024-11-12 | 11 | 2024 | 3 | WD
[9 empty] | 2024-11-13 | 11 | 2024 | 4 | WD
[9 empty] | 2024-11-14 | 11 | 2024 | 5 | WD
[9 empty] | 2024-11-15 | 11 | 2024 | 6 | WD
[9 empty] | 2024-11-16 | 11 | 2024 | 7 | WE
[9 empty] | 2024-11-17 | 11 | 2024 | 1 | WE
[9 empty] | 2024-11-18 | 11 | 2024 | 2 | WD
[9 empty] | 2024-11-19 | 11 | 2024 | 3 | WD
[9 empty] | 2024-11-20 | 11 | 2024 | 4 | WD
[9 empty] | 2024-11-21 | 11 | 2024 | 5 | WD
[9 empty] | 2024-11-22 | 11 | 2024 | 6 | WD
[9 empty] | 2024-11-23 | 11 | 2024 | 7 | WE
[9 empty] | 2024-11-24 | 11 | 2024 | 1 | WE
[9 empty] | 2024-11-25 | 11 | 2024 | 2 | WD
[9 empty] | 2024-11-26 | 11 | 2024 | 3 | WD
[9 empty] | 2024-11-27 | 11 | 2024 | 4 | WD
[9 empty] | 2024-11-28 | 11 | 2024 | 5 | WD
[9 empty] | 2024-11-29 | 11 | 2024 | 6 | WD
[9 empty] | 2024-11-30 | 11 | 2024 | 7 | WE
[9 empty] | 2024-12-01 | 12 | 2024 | 1 | WE
[9 empty] | 2024-12-02 | 12 | 2024 | 2 | WD
[9 empty] | 2024-12-03 | 12 | 2024 | 3 | WD
[9 empty] | 2024-12-04 | 12 | 2024 | 4 | WD
[9 empty] | 2024-12-05 | 12 | 2024 | 5 | WD
[9 empty] | 2024-12-06 | 12 | 2024 | 6 | WD
[9 empty] | 2024-12-07 | 12 | 2024 | 7 | WE
[9 empty] | 2024-12-08 | 12 | 2024 | 1 | WE
[9 empty] | 2024-12-09 | 12 | 2024 | 2 | WD
[9 empty] | 2024-12-10 | 12 | 2024 | 3 | WD
[9 empty] | 2024-12-11 | 12 | 2024 | 4 | WD
[9 empty] | 2024-12-12 | 12 | 2024 | 5 | WD
[9 empty] | 2024-12-13 | 12 | 2024 | 6 | WD
[9 empty] | 2024-12-14 | 12 | 2024 | 7 | WE
[9 empty] | 2024-12-15 | 12 | 2024 | 1 | WE
[9 empty] | 2024-12-16 | 12 | 2024 | 2 | WD
[9 empty] | 2024-12-17 | 12 | 2024 | 3 | WD
[9 empty] | 2024-12-18 | 12 | 2024 | 4 | WD
[9 empty] | 2024-12-19 | 12 | 2024 | 5 | WD
[9 empty] | 2024-12-20 | 12 | 2024 | 6 | WD
[9 empty] | 2024-12-21 | 12 | 2024 | 7 | WE
[9 empty] | 2024-12-22 | 12 | 2024 | 1 | WE
[9 empty] | 2024-12-23 | 12 | 2024 | 2 | WD
[9 empty] | 2024-12-24 | 12 | 2024 | 3 | WD
[9 empty] | 2024-12-25 | 12 | 2024 | 4 | WD
[9 empty] | 2024-12-26 | 12 | 2024 | 5 | WD
[9 empty] | 2024-12-27 | 12 | 2024 | 6 | WD
[9 empty] | 2024-12-28 | 12 | 2024 | 7 | WE
[9 empty] | 2024-12-29 | 12 | 2024 | 1 | WE
[9 empty] | 2024-12-30 | 12 | 2024 | 2 | WD
[9 empty] | 2024-12-31 | 12 | 2024 | 3 | WD
[9 empty] | 2025-01-01 | 1 | 2025 | 4 | WD
[9 empty] | 2025-01-02 | 1 | 2025 | 5 | WD
[9 empty] | 2025-01-03 | 1 | 2025 | 6 | WD
[9 empty] | 2025-01-04 | 1 | 2025 | 7 | WE
[9 empty] | 2025-01-05 | 1 | 2025 | 1 | WE
[9 empty] | 2025-01-06 | 1 | 2025 | 2 | WD
[9 empty] | 2025-01-07 | 1 | 2025 | 3 | WD
[9 empty] | 2025-01-08 | 1 | 2025 | 4 | WD
[9 empty] | 2025-01-09 | 1 | 2025 | 5 | WD
[9 empty] | 2025-01-10 | 1 | 2025 | 6 | WD
[9 empty] | 2025-01-11 | 1 | 2025 | 7 | WE
[9 empty] | 2025-01-12 | 1 | 2025 | 1 | WE
[9 empty] | 2025-01-13 | 1 | 2025 | 2 | WD
[9 empty] | 2025-01-14 | 1 | 2025 | 3 | WD
[9 empty] | 2025-01-15 | 1 | 2025 | 4 | WD
[9 empty] | 2025-01-16 | 1 | 2025 | 5 | WD
[9 empty] | 2025-01-17 | 1 | 2025 | 6 | WD
[9 empty] | 2025-01-18 | 1 | 2025 | 7 | WE
[9 empty] | 2025-01-19 | 1 | 2025 | 1 | WE
[9 empty] | 2025-01-20 | 1 | 2025 | 2 | WD
[9 empty] | 2025-01-21 | 1 | 2025 | 3 | WD
[9 empty] | 2025-01-22 | 1 | 2025 | 4 | WD
[9 empty] | 2025-01-23 | 1 | 2025 | 5 | WD
[9 empty] | 2025-01-24 | 1 | 2025 | 6 | WD
[9 empty] | 2025-01-25 | 1 | 2025 | 7 | WE
[9 empty] | 2025-01-26 | 1 | 2025 | 1 | WE
[9 empty] | 2025-01-27 | 1 | 2025 | 2 | WD
[9 empty] | 2025-01-28 | 1 | 2025 | 3 | WD
[9 empty] | 2025-01-29 | 1 | 2025 | 4 | WD
[9 empty] | 2025-01-30 | 1 | 2025 | 5 | WD
[9 empty] | 2025-01-31 | 1 | 2025 | 6 | WD
[9 empty] | 2025-02-01 | 2 | 2025 | 7 | WE
[9 empty] | 2025-02-02 | 2 | 2025 | 1 | WE
[9 empty] | 2025-02-03 | 2 | 2025 | 2 | WD
[9 empty] | 2025-02-04 | 2 | 2025 | 3 | WD
[9 empty] | 2025-02-05 | 2 | 2025 | 4 | WD
[9 empty] | 2025-02-06 | 2 | 2025 | 5 | WD
[9 empty] | 2025-02-07 | 2 | 2025 | 6 | WD
[9 empty] | 2025-02-08 | 2 | 2025 | 7 | WE
[9 empty] | 2025-02-09 | 2 | 2025 | 1 | WE
[9 empty] | 2025-02-10 | 2 | 2025 | 2 | WD
[9 empty] | 2025-02-11 | 2 | 2025 | 3 | WD
[9 empty] | 2025-02-12 | 2 | 2025 | 4 | WD
[9 empty] | 2025-02-13 | 2 | 2025 | 5 | WD
[9 empty] | 2025-02-14 | 2 | 2025 | 6 | WD
[9 empty] | 2025-02-15 | 2 | 2025 | 7 | WE
[9 empty] | 2025-02-16 | 2 | 2025 | 1 | WE
[9 empty] | 2025-02-17 | 2 | 2025 | 2 | WD
[9 empty] | 2025-02-18 | 2 | 2025 | 3 | WD
[9 empty] | 2025-02-19 | 2 | 2025 | 4 | WD
[9 empty] | 2025-02-20 | 2 | 2025 | 5 | WD
[9 empty] | 2025-02-21 | 2 | 2025 | 6 | WD
[9 empty] | 2025-02-22 | 2 | 2025 | 7 | WE
[9 empty] | 2025-02-23 | 2 | 2025 | 1 | WE
[9 empty] | 2025-02-24 | 2 | 2025 | 2 | WD
[9 empty] | 2025-02-25 | 2 | 2025 | 3 | WD
[9 empty] | 2025-02-26 | 2 | 2025 | 4 | WD
[9 empty] | 2025-02-27 | 2 | 2025 | 5 | WD
[9 empty] | 2025-02-28 | 2 | 2025 | 6 | WD
[9 empty] | 2025-03-01 | 3 | 2025 | 7 | WE
[9 empty] | 2025-03-02 | 3 | 2025 | 1 | WE
[9 empty] | 2025-03-03 | 3 | 2025 | 2 | WD
[9 empty] | 2025-03-04 | 3 | 2025 | 3 | WD
[9 empty] | 2025-03-05 | 3 | 2025 | 4 | WD
[9 empty] | 2025-03-06 | 3 | 2025 | 5 | WD
[9 empty] | 2025-03-07 | 3 | 2025 | 6 | WD
[9 empty] | 2025-03-08 | 3 | 2025 | 7 | WE
[9 empty] | 2025-03-09 | 3 | 2025 | 1 | WE
[9 empty] | 2025-03-10 | 3 | 2025 | 2 | WD
[9 empty] | 2025-03-11 | 3 | 2025 | 3 | WD
[9 empty] | 2025-03-12 | 3 | 2025 | 4 | WD
[9 empty] | 2025-03-13 | 3 | 2025 | 5 | WD
[9 empty] | 2025-03-14 | 3 | 2025 | 6 | WD
[9 empty] | 2025-03-15 | 3 | 2025 | 7 | WE
[9 empty] | 2025-03-16 | 3 | 2025 | 1 | WE
[9 empty] | 2025-03-17 | 3 | 2025 | 2 | WD
[9 empty] | 2025-03-18 | 3 | 2025 | 3 | WD
[9 empty] | 2025-03-19 | 3 | 2025 | 4 | WD
[9 empty] | 2025-03-20 | 3 | 2025 | 5 | WD
[9 empty] | 2025-03-21 | 3 | 2025 | 6 | WD
[9 empty] | 2025-03-22 | 3 | 2025 | 7 | WE
[9 empty] | 2025-03-23 | 3 | 2025 | 1 | WE
[9 empty] | 2025-03-24 | 3 | 2025 | 2 | WD
[9 empty] | 2025-03-25 | 3 | 2025 | 3 | WD
[9 empty] | 2025-03-26 | 3 | 2025 | 4 | WD
[9 empty] | 2025-03-27 | 3 | 2025 | 5 | WD
[9 empty] | 2025-03-28 | 3 | 2025 | 6 | WD
[9 empty] | 2025-03-29 | 3 | 2025 | 7 | WE
[9 empty] | 2025-03-30 | 3 | 2025 | 1 | WE
[9 empty] | 2025-03-31 | 3 | 2025 | 2 | WD
[9 empty] | 2025-04-01 | 4 | 2025 | 3 | WD
[9 empty] | 2025-04-02 | 4 | 2025 | 4 | WD
[9 empty] | 2025-04-03 | 4 | 2025 | 5 | WD
[9 empty] | 2025-04-04 | 4 | 2025 | 6 | WD
[9 empty] | 2025-04-05 | 4 | 2025 | 7 | WE
[9 empty] | 2025-04-06 | 4 | 2025 | 1 | WE
[9 empty] | 2025-04-07 | 4 | 2025 | 2 | WD
[9 empty] | 2025-04-08 | 4 | 2025 | 3 | WD
[9 empty] | 2025-04-09 | 4 | 2025 | 4 | WD
[9 empty] | 2025-04-10 | 4 | 2025 | 5 | WD
[9 empty] | 2025-04-11 | 4 | 2025 | 6 | WD
[9 empty] | 2025-04-12 | 4 | 2025 | 7 | WE
[9 empty] | 2025-04-13 | 4 | 2025 | 1 | WE
[9 empty] | 2025-04-14 | 4 | 2025 | 2 | WD
[9 empty] | 2025-04-15 | 4 | 2025 | 3 | WD
[9 empty] | 2025-04-16 | 4 | 2025 | 4 | WD
[9 empty] | 2025-04-17 | 4 | 2025 | 5 | WD
[9 empty] | 2025-04-18 | 4 | 2025 | 6 | WD
[9 empty] | 2025-04-19 | 4 | 2025 | 7 | WE
[9 empty] | 2025-04-20 | 4 | 2025 | 1 | WE
[9 empty] | 2025-04-21 | 4 | 2025 | 2 | WD
[9 empty] | 2025-04-22 | 4 | 2025 | 3 | WD
[9 empty] | 2025-04-23 | 4 | 2025 | 4 | WD
[9 empty] | 2025-04-24 | 4 | 2025 | 5 | WD
[9 empty] | 2025-04-25 | 4 | 2025 | 6 | WD
[9 empty] | 2025-04-26 | 4 | 2025 | 7 | WE
[9 empty] | 2025-04-27 | 4 | 2025 | 1 | WE
[9 empty] | 2025-04-28 | 4 | 2025 | 2 | WD
[9 empty] | 2025-04-29 | 4 | 2025 | 3 | WD
[9 empty] | 2025-04-30 | 4 | 2025 | 4 | WD
[9 empty] | 2025-05-01 | 5 | 2025 | 5 | WD
[9 empty] | 2025-05-02 | 5 | 2025 | 6 | WD
[9 empty] | 2025-05-03 | 5 | 2025 | 7 | WE
[9 empty] | 2025-05-04 | 5 | 2025 | 1 | WE
[9 empty] | 2025-05-05 | 5 | 2025 | 2 | WD
[9 empty] | 2025-05-06 | 5 | 2025 | 3 | WD
[9 empty] | 2025-05-07 | 5 | 2025 | 4 | WD
[9 empty] | 2025-05-08 | 5 | 2025 | 5 | WD
[9 empty] | 2025-05-09 | 5 | 2025 | 6 | WD
[9 empty] | 2025-05-10 | 5 | 2025 | 7 | WE
[9 empty] | 2025-05-11 | 5 | 2025 | 1 | WE
[9 empty] | 2025-05-12 | 5 | 2025 | 2 | WD
[9 empty] | 2025-05-13 | 5 | 2025 | 3 | WD
[9 empty] | 2025-05-14 | 5 | 2025 | 4 | WD
[9 empty] | 2025-05-15 | 5 | 2025 | 5 | WD
[9 empty] | 2025-05-16 | 5 | 2025 | 6 | WD
[9 empty] | 2025-05-17 | 5 | 2025 | 7 | WE
[9 empty] | 2025-05-18 | 5 | 2025 | 1 | WE
[9 empty] | 2025-05-19 | 5 | 2025 | 2 | WD
[9 empty] | 2025-05-20 | 5 | 2025 | 3 | WD
[9 empty] | 2025-05-21 | 5 | 2025 | 4 | WD
[9 empty] | 2025-05-22 | 5 | 2025 | 5 | WD
[9 empty] | 2025-05-23 | 5 | 2025 | 6 | WD
[9 empty] | 2025-05-24 | 5 | 2025 | 7 | WE
[9 empty] | 2025-05-25 | 5 | 2025 | 1 | WE
[9 empty] | 2025-05-26 | 5 | 2025 | 2 | WD
[9 empty] | 2025-05-27 | 5 | 2025 | 3 | WD
[9 empty] | 2025-05-28 | 5 | 2025 | 4 | WD
[9 empty] | 2025-05-29 | 5 | 2025 | 5 | WD
[9 empty] | 2025-05-30 | 5 | 2025 | 6 | WD
[9 empty] | 2025-05-31 | 5 | 2025 | 7 | WE
[9 empty] | 2025-06-01 | 6 | 2025 | 1 | WE
[9 empty] | 2025-06-02 | 6 | 2025 | 2 | WD
[9 empty] | 2025-06-03 | 6 | 2025 | 3 | WD
[9 empty] | 2025-06-04 | 6 | 2025 | 4 | WD
[9 empty] | 2025-06-05 | 6 | 2025 | 5 | WD
[9 empty] | 2025-06-06 | 6 | 2025 | 6 | WD
[9 empty] | 2025-06-07 | 6 | 2025 | 7 | WE
[9 empty] | 2025-06-08 | 6 | 2025 | 1 | WE
[9 empty] | 2025-06-09 | 6 | 2025 | 2 | WD
[9 empty] | 2025-06-10 | 6 | 2025 | 3 | WD
[9 empty] | 2025-06-11 | 6 | 2025 | 4 | WD
[9 empty] | 2025-06-12 | 6 | 2025 | 5 | WD
[9 empty] | 2025-06-13 | 6 | 2025 | 6 | WD
[9 empty] | 2025-06-14 | 6 | 2025 | 7 | WE
[9 empty] | 2025-06-15 | 6 | 2025 | 1 | WE
[9 empty] | 2025-06-16 | 6 | 2025 | 2 | WD
[9 empty] | 2025-06-17 | 6 | 2025 | 3 | WD
[9 empty] | 2025-06-18 | 6 | 2025 | 4 | WD
[9 empty] | 2025-06-19 | 6 | 2025 | 5 | WD
[9 empty] | 2025-06-20 | 6 | 2025 | 6 | WD
[9 empty] | 2025-06-21 | 6 | 2025 | 7 | WE
[9 empty] | 2025-06-22 | 6 | 2025 | 1 | WE
[9 empty] | 2025-06-23 | 6 | 2025 | 2 | WD
[9 empty] | 2025-06-24 | 6 | 2025 | 3 | WD
[9 empty] | 2025-06-25 | 6 | 2025 | 4 | WD
[9 empty] | 2025-06-26 | 6 | 2025 | 5 | WD
[9 empty] | 2025-06-27 | 6 | 2025 | 6 | WD
[9 empty] | 2025-06-28 | 6 | 2025 | 7 | WE
[9 empty] | 2025-06-29 | 6 | 2025 | 1 | WE
[9 empty] | 2025-06-30 | 6 | 2025 | 2 | WD
[9 empty] | 2025-07-01 | 7 | 2025 | 3 | WD
[9 empty] | 2025-07-02 | 7 | 2025 | 4 | WD
[9 empty] | 2025-07-03 | 7 | 2025 | 5 | WD
[9 empty] | 2025-07-04 | 7 | 2025 | 6 | WD
[9 empty] | 2025-07-05 | 7 | 2025 | 7 | WE
[9 empty] | 2025-07-06 | 7 | 2025 | 1 | WE
[9 empty] | 2025-07-07 | 7 | 2025 | 2 | WD
[9 empty] | 2025-07-08 | 7 | 2025 | 3 | WD
[9 empty] | 2025-07-09 | 7 | 2025 | 4 | WD
[9 empty] | 2025-07-10 | 7 | 2025 | 5 | WD
[9 empty] | 2025-07-11 | 7 | 2025 | 6 | WD
[9 empty] | 2025-07-12 | 7 | 2025 | 7 | WE
[9 empty] | 2025-07-13 | 7 | 2025 | 1 | WE
[9 empty] | 2025-07-14 | 7 | 2025 | 2 | WD
[9 empty] | 2025-07-15 | 7 | 2025 | 3 | WD
[9 empty] | 2025-07-16 | 7 | 2025 | 4 | WD
[9 empty] | 2025-07-17 | 7 | 2025 | 5 | WD
[9 empty] | 2025-07-18 | 7 | 2025 | 6 | WD
[9 empty] | 2025-07-19 | 7 | 2025 | 7 | WE
[9 empty] | 2025-07-20 | 7 | 2025 | 1 | WE
[9 empty] | 2025-07-21 | 7 | 2025 | 2 | WD
[9 empty] | 2025-07-22 | 7 | 2025 | 3 | WD
[9 empty] | 2025-07-23 | 7 | 2025 | 4 | WD
[9 empty] | 2025-07-24 | 7 | 2025 | 5 | WD
[9 empty] | 2025-07-25 | 7 | 2025 | 6 | WD
[9 empty] | 2025-07-26 | 7 | 2025 | 7 | WE
[9 empty] | 2025-07-27 | 7 | 2025 | 1 | WE
[9 empty] | 2025-07-28 | 7 | 2025 | 2 | WD
[9 empty] | 2025-07-29 | 7 | 2025 | 3 | WD
[9 empty] | 2025-07-30 | 7 | 2025 | 4 | WD
[9 empty] | 2025-07-31 | 7 | 2025 | 5 | WD
[9 empty] | 2025-08-01 | 8 | 2025 | 6 | WD
[9 empty] | 2025-08-02 | 8 | 2025 | 7 | WE
[9 empty] | 2025-08-03 | 8 | 2025 | 1 | WE
[9 empty] | 2025-08-04 | 8 | 2025 | 2 | WD
[9 empty] | 2025-08-05 | 8 | 2025 | 3 | WD
[9 empty] | 2025-08-06 | 8 | 2025 | 4 | WD
[9 empty] | 2025-08-07 | 8 | 2025 | 5 | WD
[9 empty] | 2025-08-08 | 8 | 2025 | 6 | WD
[9 empty] | 2025-08-09 | 8 | 2025 | 7 | WE
[9 empty] | 2025-08-10 | 8 | 2025 | 1 | WE
[9 empty] | 2025-08-11 | 8 | 2025 | 2 | WD
[9 empty] | 2025-08-12 | 8 | 2025 | 3 | WD
[9 empty] | 2025-08-13 | 8 | 2025 | 4 | WD
[9 empty] | 2025-08-14 | 8 | 2025 | 5 | WD
[9 empty] | 2025-08-15 | 8 | 2025 | 6 | WD
[9 empty] | 2025-08-16 | 8 | 2025 | 7 | WE
[9 empty] | 2025-08-17 | 8 | 2025 | 1 | WE
[9 empty] | 2025-08-18 | 8 | 2025 | 2 | WD
[9 empty] | 2025-08-19 | 8 | 2025 | 3 | WD
[9 empty] | 2025-08-20 | 8 | 2025 | 4 | WD
[9 empty] | 2025-08-21 | 8 | 2025 | 5 | WD
[9 empty] | 2025-08-22 | 8 | 2025 | 6 | WD
[9 empty] | 2025-08-23 | 8 | 2025 | 7 | WE
[9 empty] | 2025-08-24 | 8 | 2025 | 1 | WE
[9 empty] | 2025-08-25 | 8 | 2025 | 2 | WD
[9 empty] | 2025-08-26 | 8 | 2025 | 3 | WD
[9 empty] | 2025-08-27 | 8 | 2025 | 4 | WD
[9 empty] | 2025-08-28 | 8 | 2025 | 5 | WD
[9 empty] | 2025-08-29 | 8 | 2025 | 6 | WD
[9 empty] | 2025-08-30 | 8 | 2025 | 7 | WE
[9 empty] | 2025-08-31 | 8 | 2025 | 1 | WE
[9 empty] | 2025-09-01 | 9 | 2025 | 2 | WD
[9 empty] | 2025-09-02 | 9 | 2025 | 3 | WD
[9 empty] | 2025-09-03 | 9 | 2025 | 4 | WD
[9 empty] | 2025-09-04 | 9 | 2025 | 5 | WD
[9 empty] | 2025-09-05 | 9 | 2025 | 6 | WD
[9 empty] | 2025-09-06 | 9 | 2025 | 7 | WE
[9 empty] | 2025-09-07 | 9 | 2025 | 1 | WE
[9 empty] | 2025-09-08 | 9 | 2025 | 2 | WD
[9 empty] | 2025-09-09 | 9 | 2025 | 3 | WD
[9 empty] | 2025-09-10 | 9 | 2025 | 4 | WD
[9 empty] | 2025-09-11 | 9 | 2025 | 5 | WD
[9 empty] | 2025-09-12 | 9 | 2025 | 6 | WD
[9 empty] | 2025-09-13 | 9 | 2025 | 7 | WE
[9 empty] | 2025-09-14 | 9 | 2025 | 1 | WE
[9 empty] | 2025-09-15 | 9 | 2025 | 2 | WD
[9 empty] | 2025-09-16 | 9 | 2025 | 3 | WD
[9 empty] | 2025-09-17 | 9 | 2025 | 4 | WD
[9 empty] | 2025-09-18 | 9 | 2025 | 5 | WD
[9 empty] | 2025-09-19 | 9 | 2025 | 6 | WD
[9 empty] | 2025-09-20 | 9 | 2025 | 7 | WE
[9 empty] | 2025-09-21 | 9 | 2025 | 1 | WE
[9 empty] | 2025-09-22 | 9 | 2025 | 2 | WD
[9 empty] | 2025-09-23 | 9 | 2025 | 3 | WD
[9 empty] | 2025-09-24 | 9 | 2025 | 4 | WD
[9 empty] | 2025-09-25 | 9 | 2025 | 5 | WD
[9 empty] | 2025-09-26 | 9 | 2025 | 6 | WD
[9 empty] | 2025-09-27 | 9 | 2025 | 7 | WE
[9 empty] | 2025-09-28 | 9 | 2025 | 1 | WE
[9 empty] | 2025-09-29 | 9 | 2025 | 2 | WD
[9 empty] | 2025-09-30 | 9 | 2025 | 3 | WD
[9 empty] | 2025-10-01 | 10 | 2025 | 4 | WD
[9 empty] | 2025-10-02 | 10 | 2025 | 5 | WD
[9 empty] | 2025-10-03 | 10 | 2025 | 6 | WD
[9 empty] | 2025-10-04 | 10 | 2025 | 7 | WE
[9 empty] | 2025-10-05 | 10 | 2025 | 1 | WE
[9 empty] | 2025-10-06 | 10 | 2025 | 2 | WD
[9 empty] | 2025-10-07 | 10 | 2025 | 3 | WD
[9 empty] | 2025-10-08 | 10 | 2025 | 4 | WD
[9 empty] | 2025-10-09 | 10 | 2025 | 5 | WD
[9 empty] | 2025-10-10 | 10 | 2025 | 6 | WD
[9 empty] | 2025-10-11 | 10 | 2025 | 7 | WE
[9 empty] | 2025-10-12 | 10 | 2025 | 1 | WE
[9 empty] | 2025-10-13 | 10 | 2025 | 2 | WD
[9 empty] | 2025-10-14 | 10 | 2025 | 3 | WD
[9 empty] | 2025-10-15 | 10 | 2025 | 4 | WD
[9 empty] | 2025-10-16 | 10 | 2025 | 5 | WD
[9 empty] | 2025-10-17 | 10 | 2025 | 6 | WD
[9 empty] | 2025-10-18 | 10 | 2025 | 7 | WE
[9 empty] | 2025-10-19 | 10 | 2025 | 1 | WE
[9 empty] | 2025-10-20 | 10 | 2025 | 2 | WD
[9 empty] | 2025-10-21 | 10 | 2025 | 3 | WD
[9 empty] | 2025-10-22 | 10 | 2025 | 4 | WD
[9 empty] | 2025-10-23 | 10 | 2025 | 5 | WD
[9 empty] | 2025-10-24 | 10 | 2025 | 6 | WD
[9 empty] | 2025-10-25 | 10 | 2025 | 7 | WE
[9 empty] | 2025-10-26 | 10 | 2025 | 1 | WE
[9 empty] | 2025-10-27 | 10 | 2025 | 2 | WD
[9 empty] | 2025-10-28 | 10 | 2025 | 3 | WD
[9 empty] | 2025-10-29 | 10 | 2025 | 4 | WD
[9 empty] | 2025-10-30 | 10 | 2025 | 5 | WD
[9 empty] | 2025-10-31 | 10 | 2025 | 6 | WD
[9 empty] | 2025-11-01 | 11 | 2025 | 7 | WE
[9 empty] | 2025-11-02 | 11 | 2025 | 1 | WE
[9 empty] | 2025-11-03 | 11 | 2025 | 2 | WD
[9 empty] | 2025-11-04 | 11 | 2025 | 3 | WD
[9 empty] | 2025-11-05 | 11 | 2025 | 4 | WD
[9 empty] | 2025-11-06 | 11 | 2025 | 5 | WD
[9 empty] | 2025-11-07 | 11 | 2025 | 6 | WD
[9 empty] | 2025-11-08 | 11 | 2025 | 7 | WE
[9 empty] | 2025-11-09 | 11 | 2025 | 1 | WE
[9 empty] | 2025-11-10 | 11 | 2025 | 2 | WD
[9 empty] | 2025-11-11 | 11 | 2025 | 3 | WD
[9 empty] | 2025-11-12 | 11 | 2025 | 4 | WD
[9 empty] | 2025-11-13 | 11 | 2025 | 5 | WD
[9 empty] | 2025-11-14 | 11 | 2025 | 6 | WD
[9 empty] | 2025-11-15 | 11 | 2025 | 7 | WE
[9 empty] | 2025-11-16 | 11 | 2025 | 1 | WE
[9 empty] | 2025-11-17 | 11 | 2025 | 2 | WD
[9 empty] | 2025-11-18 | 11 | 2025 | 3 | WD
[9 empty] | 2025-11-19 | 11 | 2025 | 4 | WD
[9 empty] | 2025-11-20 | 11 | 2025 | 5 | WD
[9 empty] | 2025-11-21 | 11 | 2025 | 6 | WD
[9 empty] | 2025-11-22 | 11 | 2025 | 7 | WE
[9 empty] | 2025-11-23 | 11 | 2025 | 1 | WE
[9 empty] | 2025-11-24 | 11 | 2025 | 2 | WD
[9 empty] | 2025-11-25 | 11 | 2025 | 3 | WD
[9 empty] | 2025-11-26 | 11 | 2025 | 4 | WD
[9 empty] | 2025-11-27 | 11 | 2025 | 5 | WD
[9 empty] | 2025-11-28 | 11 | 2025 | 6 | WD
[9 empty] | 2025-11-29 | 11 | 2025 | 7 | WE
[9 empty] | 2025-11-30 | 11 | 2025 | 1 | WE
[9 empty] | 2025-12-01 | 12 | 2025 | 2 | WD
[9 empty] | 2025-12-02 | 12 | 2025 | 3 | WD
[9 empty] | 2025-12-03 | 12 | 2025 | 4 | WD
[9 empty] | 2025-12-04 | 12 | 2025 | 5 | WD
[9 empty] | 2025-12-05 | 12 | 2025 | 6 | WD
[9 empty] | 2025-12-06 | 12 | 2025 | 7 | WE
[9 empty] | 2025-12-07 | 12 | 2025 | 1 | WE
[9 empty] | 2025-12-08 | 12 | 2025 | 2 | WD
[9 empty] | 2025-12-09 | 12 | 2025 | 3 | WD
[9 empty] | 2025-12-10 | 12 | 2025 | 4 | WD
[9 empty] | 2025-12-11 | 12 | 2025 | 5 | WD
[9 empty] | 2025-12-12 | 12 | 2025 | 6 | WD
[9 empty] | 2025-12-13 | 12 | 2025 | 7 | WE
[9 empty] | 2025-12-14 | 12 | 2025 | 1 | WE
[9 empty] | 2025-12-15 | 12 | 2025 | 2 | WD
[9 empty] | 2025-12-16 | 12 | 2025 | 3 | WD
[9 empty] | 2025-12-17 | 12 | 2025 | 4 | WD
[9 empty] | 2025-12-18 | 12 | 2025 | 5 | WD
[9 empty] | 2025-12-19 | 12 | 2025 | 6 | WD
[9 empty] | 2025-12-20 | 12 | 2025 | 7 | WE
[9 empty] | 2025-12-21 | 12 | 2025 | 1 | WE
[9 empty] | 2025-12-22 | 12 | 2025 | 2 | WD
[9 empty] | 2025-12-23 | 12 | 2025 | 3 | WD
[9 empty] | 2025-12-24 | 12 | 2025 | 4 | WD
[9 empty] | 2025-12-25 | 12 | 2025 | 5 | WD
[9 empty] | 2025-12-26 | 12 | 2025 | 6 | WD
[9 empty] | 2025-12-27 | 12 | 2025 | 7 | WE
[9 empty] | 2025-12-28 | 12 | 2025 | 1 | WE
[9 empty] | 2025-12-29 | 12 | 2025 | 2 | WD
[9 empty] | 2025-12-30 | 12 | 2025 | 3 | WD
[9 empty] | 2025-12-31 | 12 | 2025 | 4 | WD
[9 empty] | 2026-01-01 | 1 | 2026 | 5 | WD
[9 empty] | 2026-01-02 | 1 | 2026 | 6 | WD
[9 empty] | 2026-01-03 | 1 | 2026 | 7 | WE
[9 empty] | 2026-01-04 | 1 | 2026 | 1 | WE
[9 empty] | 2026-01-05 | 1 | 2026 | 2 | WD
[9 empty] | 2026-01-06 | 1 | 2026 | 3 | WD
[9 empty] | 2026-01-07 | 1 | 2026 | 4 | WD
[9 empty] | 2026-01-08 | 1 | 2026 | 5 | WD
[9 empty] | 2026-01-09 | 1 | 2026 | 6 | WD
[9 empty] | 2026-01-10 | 1 | 2026 | 7 | WE
[9 empty] | 2026-01-11 | 1 | 2026 | 1 | WE
[9 empty] | 2026-01-12 | 1 | 2026 | 2 | WD
[9 empty] | 2026-01-13 | 1 | 2026 | 3 | WD
[9 empty] | 2026-01-14 | 1 | 2026 | 4 | WD
[9 empty] | 2026-01-15 | 1 | 2026 | 5 | WD
[9 empty] | 2026-01-16 | 1 | 2026 | 6 | WD
[9 empty] | 2026-01-17 | 1 | 2026 | 7 | WE
[9 empty] | 2026-01-18 | 1 | 2026 | 1 | WE
[9 empty] | 2026-01-19 | 1 | 2026 | 2 | WD
[9 empty] | 2026-01-20 | 1 | 2026 | 3 | WD
[9 empty] | 2026-01-21 | 1 | 2026 | 4 | WD
[9 empty] | 2026-01-22 | 1 | 2026 | 5 | WD
[9 empty] | 2026-01-23 | 1 | 2026 | 6 | WD
[9 empty] | 2026-01-24 | 1 | 2026 | 7 | WE
[9 empty] | 2026-01-25 | 1 | 2026 | 1 | WE
[9 empty] | 2026-01-26 | 1 | 2026 | 2 | WD
[9 empty] | 2026-01-27 | 1 | 2026 | 3 | WD
[9 empty] | 2026-01-28 | 1 | 2026 | 4 | WD
[9 empty] | 2026-01-29 | 1 | 2026 | 5 | WD
[9 empty] | 2026-01-30 | 1 | 2026 | 6 | WD
[9 empty] | 2026-01-31 | 1 | 2026 | 7 | WE
[9 empty] | 2026-02-01 | 2 | 2026 | 1 | WE
[9 empty] | 2026-02-02 | 2 | 2026 | 2 | WD
[9 empty] | 2026-02-03 | 2 | 2026 | 3 | WD
[9 empty] | 2026-02-04 | 2 | 2026 | 4 | WD
[9 empty] | 2026-02-05 | 2 | 2026 | 5 | WD
[9 empty] | 2026-02-06 | 2 | 2026 | 6 | WD
[9 empty] | 2026-02-07 | 2 | 2026 | 7 | WE
[9 empty] | 2026-02-08 | 2 | 2026 | 1 | WE
[9 empty] | 2026-02-09 | 2 | 2026 | 2 | WD
[9 empty] | 2026-02-10 | 2 | 2026 | 3 | WD
[9 empty] | 2026-02-11 | 2 | 2026 | 4 | WD
[9 empty] | 2026-02-12 | 2 | 2026 | 5 | WD
[9 empty] | 2026-02-13 | 2 | 2026 | 6 | WD
[9 empty] | 2026-02-14 | 2 | 2026 | 7 | WE
[9 empty] | 2026-02-15 | 2 | 2026 | 1 | WE
[9 empty] | 2026-02-16 | 2 | 2026 | 2 | WD
[9 empty] | 2026-02-17 | 2 | 2026 | 3 | WD
[9 empty] | 2026-02-18 | 2 | 2026 | 4 | WD
[9 empty] | 2026-02-19 | 2 | 2026 | 5 | WD
[9 empty] | 2026-02-20 | 2 | 2026 | 6 | WD
[9 empty] | 2026-02-21 | 2 | 2026 | 7 | WE
[9 empty] | 2026-02-22 | 2 | 2026 | 1 | WE
[9 empty] | 2026-02-23 | 2 | 2026 | 2 | WD
[9 empty] | 2026-02-24 | 2 | 2026 | 3 | WD
[9 empty] | 2026-02-25 | 2 | 2026 | 4 | WD
[9 empty] | 2026-02-26 | 2 | 2026 | 5 | WD
[9 empty] | 2026-02-27 | 2 | 2026 | 6 | WD
[9 empty] | 2026-02-28 | 2 | 2026 | 7 | WE
[9 empty] | 2026-03-01 | 3 | 2026 | 1 | WE
[9 empty] | 2026-03-02 | 3 | 2026 | 2 | WD
[9 empty] | 2026-03-03 | 3 | 2026 | 3 | WD
[9 empty] | 2026-03-04 | 3 | 2026 | 4 | WD
[9 empty] | 2026-03-05 | 3 | 2026 | 5 | WD
[9 empty] | 2026-03-06 | 3 | 2026 | 6 | WD
[9 empty] | 2026-03-07 | 3 | 2026 | 7 | WE
[9 empty] | 2026-03-08 | 3 | 2026 | 1 | WE
[9 empty] | 2026-03-09 | 3 | 2026 | 2 | WD
[9 empty] | 2026-03-10 | 3 | 2026 | 3 | WD
[9 empty] | 2026-03-11 | 3 | 2026 | 4 | WD
[9 empty] | 2026-03-12 | 3 | 2026 | 5 | WD
[9 empty] | 2026-03-13 | 3 | 2026 | 6 | WD
[9 empty] | 2026-03-14 | 3 | 2026 | 7 | WE
[9 empty] | 2026-03-15 | 3 | 2026 | 1 | WE
[9 empty] | 2026-03-16 | 3 | 2026 | 2 | WD
[9 empty] | 2026-03-17 | 3 | 2026 | 3 | WD
[9 empty] | 2026-03-18 | 3 | 2026 | 4 | WD
[9 empty] | 2026-03-19 | 3 | 2026 | 5 | WD
[9 empty] | 2026-03-20 | 3 | 2026 | 6 | WD
[9 empty] | 2026-03-21 | 3 | 2026 | 7 | WE
[9 empty] | 2026-03-22 | 3 | 2026 | 1 | WE
[9 empty] | 2026-03-23 | 3 | 2026 | 2 | WD
[9 empty] | 2026-03-24 | 3 | 2026 | 3 | WD
[9 empty] | 2026-03-25 | 3 | 2026 | 4 | WD
[9 empty] | 2026-03-26 | 3 | 2026 | 5 | WD
[9 empty] | 2026-03-27 | 3 | 2026 | 6 | WD
[9 empty] | 2026-03-28 | 3 | 2026 | 7 | WE
[9 empty] | 2026-03-29 | 3 | 2026 | 1 | WE
[9 empty] | 2026-03-30 | 3 | 2026 | 2 | WD
[9 empty] | 2026-03-31 | 3 | 2026 | 3 | WD
[9 empty] | 2026-04-01 | 4 | 2026 | 4 | WD
[9 empty] | 2026-04-02 | 4 | 2026 | 5 | WD
[9 empty] | 2026-04-03 | 4 | 2026 | 6 | WD
[9 empty] | 2026-04-04 | 4 | 2026 | 7 | WE
[9 empty] | 2026-04-05 | 4 | 2026 | 1 | WE
[9 empty] | 2026-04-06 | 4 | 2026 | 2 | WD
[9 empty] | 2026-04-07 | 4 | 2026 | 3 | WD
[9 empty] | 2026-04-08 | 4 | 2026 | 4 | WD
[9 empty] | 2026-04-09 | 4 | 2026 | 5 | WD
[9 empty] | 2026-04-10 | 4 | 2026 | 6 | WD
[9 empty] | 2026-04-11 | 4 | 2026 | 7 | WE
[9 empty] | 2026-04-12 | 4 | 2026 | 1 | WE
[9 empty] | 2026-04-13 | 4 | 2026 | 2 | WD
[9 empty] | 2026-04-14 | 4 | 2026 | 3 | WD
[9 empty] | 2026-04-15 | 4 | 2026 | 4 | WD
[9 empty] | 2026-04-16 | 4 | 2026 | 5 | WD
[9 empty] | 2026-04-17 | 4 | 2026 | 6 | WD
[9 empty] | 2026-04-18 | 4 | 2026 | 7 | WE
[9 empty] | 2026-04-19 | 4 | 2026 | 1 | WE
[9 empty] | 2026-04-20 | 4 | 2026 | 2 | WD
[9 empty] | 2026-04-21 | 4 | 2026 | 3 | WD
[9 empty] | 2026-04-22 | 4 | 2026 | 4 | WD
[9 empty] | 2026-04-23 | 4 | 2026 | 5 | WD
[9 empty] | 2026-04-24 | 4 | 2026 | 6 | WD
[9 empty] | 2026-04-25 | 4 | 2026 | 7 | WE
[9 empty] | 2026-04-26 | 4 | 2026 | 1 | WE
[9 empty] | 2026-04-27 | 4 | 2026 | 2 | WD
[9 empty] | 2026-04-28 | 4 | 2026 | 3 | WD
[9 empty] | 2026-04-29 | 4 | 2026 | 4 | WD
[9 empty] | 2026-04-30 | 4 | 2026 | 5 | WD
[9 empty] | 2026-05-01 | 5 | 2026 | 6 | WD
[9 empty] | 2026-05-02 | 5 | 2026 | 7 | WE
[9 empty] | 2026-05-03 | 5 | 2026 | 1 | WE
[9 empty] | 2026-05-04 | 5 | 2026 | 2 | WD
[9 empty] | 2026-05-05 | 5 | 2026 | 3 | WD
[9 empty] | 2026-05-06 | 5 | 2026 | 4 | WD
[9 empty] | 2026-05-07 | 5 | 2026 | 5 | WD
[9 empty] | 2026-05-08 | 5 | 2026 | 6 | WD
[9 empty] | 2026-05-09 | 5 | 2026 | 7 | WE
[9 empty] | 2026-05-10 | 5 | 2026 | 1 | WE
[9 empty] | 2026-05-11 | 5 | 2026 | 2 | WD
[9 empty] | 2026-05-12 | 5 | 2026 | 3 | WD
[9 empty] | 2026-05-13 | 5 | 2026 | 4 | WD
[9 empty] | 2026-05-14 | 5 | 2026 | 5 | WD
[9 empty] | 2026-05-15 | 5 | 2026 | 6 | WD
[9 empty] | 2026-05-16 | 5 | 2026 | 7 | WE
[9 empty] | 2026-05-17 | 5 | 2026 | 1 | WE
[9 empty] | 2026-05-18 | 5 | 2026 | 2 | WD
[9 empty] | 2026-05-19 | 5 | 2026 | 3 | WD
[9 empty] | 2026-05-20 | 5 | 2026 | 4 | WD
[9 empty] | 2026-05-21 | 5 | 2026 | 5 | WD
[9 empty] | 2026-05-22 | 5 | 2026 | 6 | WD
[9 empty] | 2026-05-23 | 5 | 2026 | 7 | WE
[9 empty] | 2026-05-24 | 5 | 2026 | 1 | WE
[9 empty] | 2026-05-25 | 5 | 2026 | 2 | WD
[9 empty] | 2026-05-26 | 5 | 2026 | 3 | WD
[9 empty] | 2026-05-27 | 5 | 2026 | 4 | WD
[9 empty] | 2026-05-28 | 5 | 2026 | 5 | WD
[9 empty] | 2026-05-29 | 5 | 2026 | 6 | WD
[9 empty] | 2026-05-30 | 5 | 2026 | 7 | WE
[9 empty] | 2026-05-31 | 5 | 2026 | 1 | WE
[9 empty] | 2026-06-01 | 6 | 2026 | 2 | WD
[9 empty] | 2026-06-02 | 6 | 2026 | 3 | WD
[9 empty] | 2026-06-03 | 6 | 2026 | 4 | WD
[9 empty] | 2026-06-04 | 6 | 2026 | 5 | WD
[9 empty] | 2026-06-05 | 6 | 2026 | 6 | WD
[9 empty] | 2026-06-06 | 6 | 2026 | 7 | WE
[9 empty] | 2026-06-07 | 6 | 2026 | 1 | WE
[9 empty] | 2026-06-08 | 6 | 2026 | 2 | WD
[9 empty] | 2026-06-09 | 6 | 2026 | 3 | WD
[9 empty] | 2026-06-10 | 6 | 2026 | 4 | WD
[9 empty] | 2026-06-11 | 6 | 2026 | 5 | WD
[9 empty] | 2026-06-12 | 6 | 2026 | 6 | WD
[9 empty] | 2026-06-13 | 6 | 2026 | 7 | WE
[9 empty] | 2026-06-14 | 6 | 2026 | 1 | WE
[9 empty] | 2026-06-15 | 6 | 2026 | 2 | WD
[9 empty] | 2026-06-16 | 6 | 2026 | 3 | WD
[9 empty] | 2026-06-17 | 6 | 2026 | 4 | WD
[9 empty] | 2026-06-18 | 6 | 2026 | 5 | WD
[9 empty] | 2026-06-19 | 6 | 2026 | 6 | WD
[9 empty] | 2026-06-20 | 6 | 2026 | 7 | WE
[9 empty] | 2026-06-21 | 6 | 2026 | 1 | WE
[9 empty] | 2026-06-22 | 6 | 2026 | 2 | WD
[9 empty] | 2026-06-23 | 6 | 2026 | 3 | WD
[9 empty] | 2026-06-24 | 6 | 2026 | 4 | WD
[9 empty] | 2026-06-25 | 6 | 2026 | 5 | WD
[9 empty] | 2026-06-26 | 6 | 2026 | 6 | WD
[9 empty] | 2026-06-27 | 6 | 2026 | 7 | WE
[9 empty] | 2026-06-28 | 6 | 2026 | 1 | WE
[9 empty] | 2026-06-29 | 6 | 2026 | 2 | WD
[9 empty] | 2026-06-30 | 6 | 2026 | 3 | WD
[9 empty] | 2026-07-01 | 7 | 2026 | 4 | WD
[9 empty] | 2026-07-02 | 7 | 2026 | 5 | WD
[9 empty] | 2026-07-03 | 7 | 2026 | 6 | WD
[9 empty] | 2026-07-04 | 7 | 2026 | 7 | WE
[9 empty] | 2026-07-05 | 7 | 2026 | 1 | WE
[9 empty] | 2026-07-06 | 7 | 2026 | 2 | WD
[9 empty] | 2026-07-07 | 7 | 2026 | 3 | WD
[9 empty] | 2026-07-08 | 7 | 2026 | 4 | WD
[9 empty] | 2026-07-09 | 7 | 2026 | 5 | WD
[9 empty] | 2026-07-10 | 7 | 2026 | 6 | WD
[9 empty] | 2026-07-11 | 7 | 2026 | 7 | WE
[9 empty] | 2026-07-12 | 7 | 2026 | 1 | WE
[9 empty] | 2026-07-13 | 7 | 2026 | 2 | WD
[9 empty] | 2026-07-14 | 7 | 2026 | 3 | WD
[9 empty] | 2026-07-15 | 7 | 2026 | 4 | WD
[9 empty] | 2026-07-16 | 7 | 2026 | 5 | WD
[9 empty] | 2026-07-17 | 7 | 2026 | 6 | WD
[9 empty] | 2026-07-18 | 7 | 2026 | 7 | WE
[9 empty] | 2026-07-19 | 7 | 2026 | 1 | WE
[9 empty] | 2026-07-20 | 7 | 2026 | 2 | WD
[9 empty] | 2026-07-21 | 7 | 2026 | 3 | WD
[9 empty] | 2026-07-22 | 7 | 2026 | 4 | WD
[9 empty] | 2026-07-23 | 7 | 2026 | 5 | WD
[9 empty] | 2026-07-24 | 7 | 2026 | 6 | WD
[9 empty] | 2026-07-25 | 7 | 2026 | 7 | WE
[9 empty] | 2026-07-26 | 7 | 2026 | 1 | WE
[9 empty] | 2026-07-27 | 7 | 2026 | 2 | WD
[9 empty] | 2026-07-28 | 7 | 2026 | 3 | WD
[9 empty] | 2026-07-29 | 7 | 2026 | 4 | WD
[9 empty] | 2026-07-30 | 7 | 2026 | 5 | WD
[9 empty] | 2026-07-31 | 7 | 2026 | 6 | WD
[9 empty] | 2026-08-01 | 8 | 2026 | 7 | WE
[9 empty] | 2026-08-02 | 8 | 2026 | 1 | WE
[9 empty] | 2026-08-03 | 8 | 2026 | 2 | WD
[9 empty] | 2026-08-04 | 8 | 2026 | 3 | WD
[9 empty] | 2026-08-05 | 8 | 2026 | 4 | WD
[9 empty] | 2026-08-06 | 8 | 2026 | 5 | WD
[9 empty] | 2026-08-07 | 8 | 2026 | 6 | WD
[9 empty] | 2026-08-08 | 8 | 2026 | 7 | WE
[9 empty] | 2026-08-09 | 8 | 2026 | 1 | WE
[9 empty] | 2026-08-10 | 8 | 2026 | 2 | WD
[9 empty] | 2026-08-11 | 8 | 2026 | 3 | WD
[9 empty] | 2026-08-12 | 8 | 2026 | 4 | WD
[9 empty] | 2026-08-13 | 8 | 2026 | 5 | WD
[9 empty] | 2026-08-14 | 8 | 2026 | 6 | WD
[9 empty] | 2026-08-15 | 8 | 2026 | 7 | WE
[9 empty] | 2026-08-16 | 8 | 2026 | 1 | WE
[9 empty] | 2026-08-17 | 8 | 2026 | 2 | WD
[9 empty] | 2026-08-18 | 8 | 2026 | 3 | WD
[9 empty] | 2026-08-19 | 8 | 2026 | 4 | WD
[9 empty] | 2026-08-20 | 8 | 2026 | 5 | WD
[9 empty] | 2026-08-21 | 8 | 2026 | 6 | WD
[9 empty] | 2026-08-22 | 8 | 2026 | 7 | WE
[9 empty] | 2026-08-23 | 8 | 2026 | 1 | WE
[9 empty] | 2026-08-24 | 8 | 2026 | 2 | WD
[9 empty] | 2026-08-25 | 8 | 2026 | 3 | WD
[9 empty] | 2026-08-26 | 8 | 2026 | 4 | WD
[9 empty] | 2026-08-27 | 8 | 2026 | 5 | WD
[9 empty] | 2026-08-28 | 8 | 2026 | 6 | WD
[9 empty] | 2026-08-29 | 8 | 2026 | 7 | WE
[9 empty] | 2026-08-30 | 8 | 2026 | 1 | WE
[9 empty] | 2026-08-31 | 8 | 2026 | 2 | WD
[9 empty] | 2026-09-01 | 9 | 2026 | 3 | WD
[9 empty] | 2026-09-02 | 9 | 2026 | 4 | WD
[9 empty] | 2026-09-03 | 9 | 2026 | 5 | WD
[9 empty] | 2026-09-04 | 9 | 2026 | 6 | WD
[9 empty] | 2026-09-05 | 9 | 2026 | 7 | WE
[9 empty] | 2026-09-06 | 9 | 2026 | 1 | WE
[9 empty] | 2026-09-07 | 9 | 2026 | 2 | WD
[9 empty] | 2026-09-08 | 9 | 2026 | 3 | WD
[9 empty] | 2026-09-09 | 9 | 2026 | 4 | WD
[9 empty] | 2026-09-10 | 9 | 2026 | 5 | WD
[9 empty] | 2026-09-11 | 9 | 2026 | 6 | WD
[9 empty] | 2026-09-12 | 9 | 2026 | 7 | WE
[9 empty] | 2026-09-13 | 9 | 2026 | 1 | WE
[9 empty] | 2026-09-14 | 9 | 2026 | 2 | WD
[9 empty] | 2026-09-15 | 9 | 2026 | 3 | WD
[9 empty] | 2026-09-16 | 9 | 2026 | 4 | WD
[9 empty] | 2026-09-17 | 9 | 2026 | 5 | WD
[9 empty] | 2026-09-18 | 9 | 2026 | 6 | WD
[9 empty] | 2026-09-19 | 9 | 2026 | 7 | WE
[9 empty] | 2026-09-20 | 9 | 2026 | 1 | WE
[9 empty] | 2026-09-21 | 9 | 2026 | 2 | WD
[9 empty] | 2026-09-22 | 9 | 2026 | 3 | WD
[9 empty] | 2026-09-23 | 9 | 2026 | 4 | WD
[9 empty] | 2026-09-24 | 9 | 2026 | 5 | WD
[9 empty] | 2026-09-25 | 9 | 2026 | 6 | WD
[9 empty] | 2026-09-26 | 9 | 2026 | 7 | WE
[9 empty] | 2026-09-27 | 9 | 2026 | 1 | WE
[9 empty] | 2026-09-28 | 9 | 2026 | 2 | WD
[9 empty] | 2026-09-29 | 9 | 2026 | 3 | WD
[9 empty] | 2026-09-30 | 9 | 2026 | 4 | WD
[9 empty] | 2026-10-01 | 10 | 2026 | 5 | WD
[9 empty] | 2026-10-02 | 10 | 2026 | 6 | WD
[9 empty] | 2026-10-03 | 10 | 2026 | 7 | WE
[9 empty] | 2026-10-04 | 10 | 2026 | 1 | WE
[9 empty] | 2026-10-05 | 10 | 2026 | 2 | WD
[9 empty] | 2026-10-06 | 10 | 2026 | 3 | WD
[9 empty] | 2026-10-07 | 10 | 2026 | 4 | WD
[9 empty] | 2026-10-08 | 10 | 2026 | 5 | WD
[9 empty] | 2026-10-09 | 10 | 2026 | 6 | WD
[9 empty] | 2026-10-10 | 10 | 2026 | 7 | WE
[9 empty] | 2026-10-11 | 10 | 2026 | 1 | WE
[9 empty] | 2026-10-12 | 10 | 2026 | 2 | WD
[9 empty] | 2026-10-13 | 10 | 2026 | 3 | WD
[9 empty] | 2026-10-14 | 10 | 2026 | 4 | WD
[9 empty] | 2026-10-15 | 10 | 2026 | 5 | WD
[9 empty] | 2026-10-16 | 10 | 2026 | 6 | WD
[9 empty] | 2026-10-17 | 10 | 2026 | 7 | WE
[9 empty] | 2026-10-18 | 10 | 2026 | 1 | WE
[9 empty] | 2026-10-19 | 10 | 2026 | 2 | WD
[9 empty] | 2026-10-20 | 10 | 2026 | 3 | WD
[9 empty] | 2026-10-21 | 10 | 2026 | 4 | WD
[9 empty] | 2026-10-22 | 10 | 2026 | 5 | WD
[9 empty] | 2026-10-23 | 10 | 2026 | 6 | WD
[9 empty] | 2026-10-24 | 10 | 2026 | 7 | WE
[9 empty] | 2026-10-25 | 10 | 2026 | 1 | WE
[9 empty] | 2026-10-26 | 10 | 2026 | 2 | WD
[9 empty] | 2026-10-27 | 10 | 2026 | 3 | WD
[9 empty] | 2026-10-28 | 10 | 2026 | 4 | WD
[9 empty] | 2026-10-29 | 10 | 2026 | 5 | WD
[9 empty] | 2026-10-30 | 10 | 2026 | 6 | WD
[9 empty] | 2026-10-31 | 10 | 2026 | 7 | WE
[9 empty] | 2026-11-01 | 11 | 2026 | 1 | WE
[9 empty] | 2026-11-02 | 11 | 2026 | 2 | WD
[9 empty] | 2026-11-03 | 11 | 2026 | 3 | WD
[9 empty] | 2026-11-04 | 11 | 2026 | 4 | WD
[9 empty] | 2026-11-05 | 11 | 2026 | 5 | WD
[9 empty] | 2026-11-06 | 11 | 2026 | 6 | WD
[9 empty] | 2026-11-07 | 11 | 2026 | 7 | WE
[9 empty] | 2026-11-08 | 11 | 2026 | 1 | WE
[9 empty] | 2026-11-09 | 11 | 2026 | 2 | WD
[9 empty] | 2026-11-10 | 11 | 2026 | 3 | WD
[9 empty] | 2026-11-11 | 11 | 2026 | 4 | WD
[9 empty] | 2026-11-12 | 11 | 2026 | 5 | WD
[9 empty] | 2026-11-13 | 11 | 2026 | 6 | WD
[9 empty] | 2026-11-14 | 11 | 2026 | 7 | WE
[9 empty] | 2026-11-15 | 11 | 2026 | 1 | WE
[9 empty] | 2026-11-16 | 11 | 2026 | 2 | WD
[9 empty] | 2026-11-17 | 11 | 2026 | 3 | WD
[9 empty] | 2026-11-18 | 11 | 2026 | 4 | WD
[9 empty] | 2026-11-19 | 11 | 2026 | 5 | WD
[9 empty] | 2026-11-20 | 11 | 2026 | 6 | WD
[9 empty] | 2026-11-21 | 11 | 2026 | 7 | WE
[9 empty] | 2026-11-22 | 11 | 2026 | 1 | WE
[9 empty] | 2026-11-23 | 11 | 2026 | 2 | WD
[9 empty] | 2026-11-24 | 11 | 2026 | 3 | WD
[9 empty] | 2026-11-25 | 11 | 2026 | 4 | WD
[9 empty] | 2026-11-26 | 11 | 2026 | 5 | WD
[9 empty] | 2026-11-27 | 11 | 2026 | 6 | WD
[9 empty] | 2026-11-28 | 11 | 2026 | 7 | WE
[9 empty] | 2026-11-29 | 11 | 2026 | 1 | WE
[9 empty] | 2026-11-30 | 11 | 2026 | 2 | WD
[9 empty] | 2026-12-01 | 12 | 2026 | 3 | WD
[9 empty] | 2026-12-02 | 12 | 2026 | 4 | WD
[9 empty] | 2026-12-03 | 12 | 2026 | 5 | WD
[9 empty] | 2026-12-04 | 12 | 2026 | 6 | WD
[9 empty] | 2026-12-05 | 12 | 2026 | 7 | WE
[9 empty] | 2026-12-06 | 12 | 2026 | 1 | WE
[9 empty] | 2026-12-07 | 12 | 2026 | 2 | WD
[9 empty] | 2026-12-08 | 12 | 2026 | 3 | WD
[9 empty] | 2026-12-09 | 12 | 2026 | 4 | WD
[9 empty] | 2026-12-10 | 12 | 2026 | 5 | WD
[9 empty] | 2026-12-11 | 12 | 2026 | 6 | WD
[9 empty] | 2026-12-12 | 12 | 2026 | 7 | WE
[9 empty] | 2026-12-13 | 12 | 2026 | 1 | WE
[9 empty] | 2026-12-14 | 12 | 2026 | 2 | WD
[9 empty] | 2026-12-15 | 12 | 2026 | 3 | WD
[9 empty] | 2026-12-16 | 12 | 2026 | 4 | WD
[9 empty] | 2026-12-17 | 12 | 2026 | 5 | WD
[9 empty] | 2026-12-18 | 12 | 2026 | 6 | WD
[9 empty] | 2026-12-19 | 12 | 2026 | 7 | WE
[9 empty] | 2026-12-20 | 12 | 2026 | 1 | WE
[9 empty] | 2026-12-21 | 12 | 2026 | 2 | WD
[9 empty] | 2026-12-22 | 12 | 2026 | 3 | WD
[9 empty] | 2026-12-23 | 12 | 2026 | 4 | WD
[9 empty] | 2026-12-24 | 12 | 2026 | 5 | WD
[9 empty] | 2026-12-25 | 12 | 2026 | 6 | WD
[9 empty] | 2026-12-26 | 12 | 2026 | 7 | WE
[9 empty] | 2026-12-27 | 12 | 2026 | 1 | WE
[9 empty] | 2026-12-28 | 12 | 2026 | 2 | WD
[9 empty] | 2026-12-29 | 12 | 2026 | 3 | WD
[9 empty] | 2026-12-30 | 12 | 2026 | 4 | WD
[9 empty] | 2026-12-31 | 12 | 2026 | 5 | WD
[9 empty] | 2027-01-01 | 1 | 2027 | 6 | WD
[9 empty] | 2027-01-02 | 1 | 2027 | 7 | WE
[9 empty] | 2027-01-03 | 1 | 2027 | 1 | WE
[9 empty] | 2027-01-04 | 1 | 2027 | 2 | WD
[9 empty] | 2027-01-05 | 1 | 2027 | 3 | WD
[9 empty] | 2027-01-06 | 1 | 2027 | 4 | WD
[9 empty] | 2027-01-07 | 1 | 2027 | 5 | WD
[9 empty] | 2027-01-08 | 1 | 2027 | 6 | WD
[9 empty] | 2027-01-09 | 1 | 2027 | 7 | WE
[9 empty] | 2027-01-10 | 1 | 2027 | 1 | WE
[9 empty] | 2027-01-11 | 1 | 2027 | 2 | WD
[9 empty] | 2027-01-12 | 1 | 2027 | 3 | WD
[9 empty] | 2027-01-13 | 1 | 2027 | 4 | WD
[9 empty] | 2027-01-14 | 1 | 2027 | 5 | WD
[9 empty] | 2027-01-15 | 1 | 2027 | 6 | WD
[9 empty] | 2027-01-16 | 1 | 2027 | 7 | WE
[9 empty] | 2027-01-17 | 1 | 2027 | 1 | WE
[9 empty] | 2027-01-18 | 1 | 2027 | 2 | WD
[9 empty] | 2027-01-19 | 1 | 2027 | 3 | WD
[9 empty] | 2027-01-20 | 1 | 2027 | 4 | WD
[9 empty] | 2027-01-21 | 1 | 2027 | 5 | WD
[9 empty] | 2027-01-22 | 1 | 2027 | 6 | WD
[9 empty] | 2027-01-23 | 1 | 2027 | 7 | WE
[9 empty] | 2027-01-24 | 1 | 2027 | 1 | WE
[9 empty] | 2027-01-25 | 1 | 2027 | 2 | WD
[9 empty] | 2027-01-26 | 1 | 2027 | 3 | WD
[9 empty] | 2027-01-27 | 1 | 2027 | 4 | WD
[9 empty] | 2027-01-28 | 1 | 2027 | 5 | WD
[9 empty] | 2027-01-29 | 1 | 2027 | 6 | WD
[9 empty] | 2027-01-30 | 1 | 2027 | 7 | WE
[9 empty] | 2027-01-31 | 1 | 2027 | 1 | WE
[9 empty] | 2027-02-01 | 2 | 2027 | 2 | WD
[9 empty] | 2027-02-02 | 2 | 2027 | 3 | WD
[9 empty] | 2027-02-03 | 2 | 2027 | 4 | WD
[9 empty] | 2027-02-04 | 2 | 2027 | 5 | WD
[9 empty] | 2027-02-05 | 2 | 2027 | 6 | WD
[9 empty] | 2027-02-06 | 2 | 2027 | 7 | WE
[9 empty] | 2027-02-07 | 2 | 2027 | 1 | WE
[9 empty] | 2027-02-08 | 2 | 2027 | 2 | WD
[9 empty] | 2027-02-09 | 2 | 2027 | 3 | WD
[9 empty] | 2027-02-10 | 2 | 2027 | 4 | WD
[9 empty] | 2027-02-11 | 2 | 2027 | 5 | WD
[9 empty] | 2027-02-12 | 2 | 2027 | 6 | WD
[9 empty] | 2027-02-13 | 2 | 2027 | 7 | WE
[9 empty] | 2027-02-14 | 2 | 2027 | 1 | WE
[9 empty] | 2027-02-15 | 2 | 2027 | 2 | WD
[9 empty] | 2027-02-16 | 2 | 2027 | 3 | WD
[9 empty] | 2027-02-17 | 2 | 2027 | 4 | WD
[9 empty] | 2027-02-18 | 2 | 2027 | 5 | WD
[9 empty] | 2027-02-19 | 2 | 2027 | 6 | WD
[9 empty] | 2027-02-20 | 2 | 2027 | 7 | WE
[9 empty] | 2027-02-21 | 2 | 2027 | 1 | WE
[9 empty] | 2027-02-22 | 2 | 2027 | 2 | WD
[9 empty] | 2027-02-23 | 2 | 2027 | 3 | WD
[9 empty] | 2027-02-24 | 2 | 2027 | 4 | WD
[9 empty] | 2027-02-25 | 2 | 2027 | 5 | WD
[9 empty] | 2027-02-26 | 2 | 2027 | 6 | WD
[9 empty] | 2027-02-27 | 2 | 2027 | 7 | WE
[9 empty] | 2027-02-28 | 2 | 2027 | 1 | WE
[9 empty] | 2027-03-01 | 3 | 2027 | 2 | WD
[9 empty] | 2027-03-02 | 3 | 2027 | 3 | WD
[9 empty] | 2027-03-03 | 3 | 2027 | 4 | WD
[9 empty] | 2027-03-04 | 3 | 2027 | 5 | WD
[9 empty] | 2027-03-05 | 3 | 2027 | 6 | WD
[9 empty] | 2027-03-06 | 3 | 2027 | 7 | WE
[9 empty] | 2027-03-07 | 3 | 2027 | 1 | WE
[9 empty] | 2027-03-08 | 3 | 2027 | 2 | WD
[9 empty] | 2027-03-09 | 3 | 2027 | 3 | WD
[9 empty] | 2027-03-10 | 3 | 2027 | 4 | WD
[9 empty] | 2027-03-11 | 3 | 2027 | 5 | WD
[9 empty] | 2027-03-12 | 3 | 2027 | 6 | WD
[9 empty] | 2027-03-13 | 3 | 2027 | 7 | WE
[9 empty] | 2027-03-14 | 3 | 2027 | 1 | WE
[9 empty] | 2027-03-15 | 3 | 2027 | 2 | WD
[9 empty] | 2027-03-16 | 3 | 2027 | 3 | WD
[9 empty] | 2027-03-17 | 3 | 2027 | 4 | WD
[9 empty] | 2027-03-18 | 3 | 2027 | 5 | WD
[9 empty] | 2027-03-19 | 3 | 2027 | 6 | WD
[9 empty] | 2027-03-20 | 3 | 2027 | 7 | WE
[9 empty] | 2027-03-21 | 3 | 2027 | 1 | WE
[9 empty] | 2027-03-22 | 3 | 2027 | 2 | WD
[9 empty] | 2027-03-23 | 3 | 2027 | 3 | WD
[9 empty] | 2027-03-24 | 3 | 2027 | 4 | WD
[9 empty] | 2027-03-25 | 3 | 2027 | 5 | WD
[9 empty] | 2027-03-26 | 3 | 2027 | 6 | WD
[9 empty] | 2027-03-27 | 3 | 2027 | 7 | WE
[9 empty] | 2027-03-28 | 3 | 2027 | 1 | WE
[9 empty] | 2027-03-29 | 3 | 2027 | 2 | WD
[9 empty] | 2027-03-30 | 3 | 2027 | 3 | WD
[9 empty] | 2027-03-31 | 3 | 2027 | 4 | WD
[9 empty] | 2027-04-01 | 4 | 2027 | 5 | WD
[9 empty] | 2027-04-02 | 4 | 2027 | 6 | WD
[9 empty] | 2027-04-03 | 4 | 2027 | 7 | WE
[9 empty] | 2027-04-04 | 4 | 2027 | 1 | WE
[9 empty] | 2027-04-05 | 4 | 2027 | 2 | WD
[9 empty] | 2027-04-06 | 4 | 2027 | 3 | WD
[9 empty] | 2027-04-07 | 4 | 2027 | 4 | WD
[9 empty] | 2027-04-08 | 4 | 2027 | 5 | WD
[9 empty] | 2027-04-09 | 4 | 2027 | 6 | WD
[9 empty] | 2027-04-10 | 4 | 2027 | 7 | WE
[9 empty] | 2027-04-11 | 4 | 2027 | 1 | WE
[9 empty] | 2027-04-12 | 4 | 2027 | 2 | WD
[9 empty] | 2027-04-13 | 4 | 2027 | 3 | WD
[9 empty] | 2027-04-14 | 4 | 2027 | 4 | WD
[9 empty] | 2027-04-15 | 4 | 2027 | 5 | WD
[9 empty] | 2027-04-16 | 4 | 2027 | 6 | WD
[9 empty] | 2027-04-17 | 4 | 2027 | 7 | WE
[9 empty] | 2027-04-18 | 4 | 2027 | 1 | WE
[9 empty] | 2027-04-19 | 4 | 2027 | 2 | WD
[9 empty] | 2027-04-20 | 4 | 2027 | 3 | WD
[9 empty] | 2027-04-21 | 4 | 2027 | 4 | WD
[9 empty] | 2027-04-22 | 4 | 2027 | 5 | WD
[9 empty] | 2027-04-23 | 4 | 2027 | 6 | WD
[9 empty] | 2027-04-24 | 4 | 2027 | 7 | WE
[9 empty] | 2027-04-25 | 4 | 2027 | 1 | WE
[9 empty] | 2027-04-26 | 4 | 2027 | 2 | WD
[9 empty] | 2027-04-27 | 4 | 2027 | 3 | WD
[9 empty] | 2027-04-28 | 4 | 2027 | 4 | WD
[9 empty] | 2027-04-29 | 4 | 2027 | 5 | WD
[9 empty] | 2027-04-30 | 4 | 2027 | 6 | WD
[9 empty] | 2027-05-01 | 5 | 2027 | 7 | WE
[9 empty] | 2027-05-02 | 5 | 2027 | 1 | WE
[9 empty] | 2027-05-03 | 5 | 2027 | 2 | WD
[9 empty] | 2027-05-04 | 5 | 2027 | 3 | WD
[9 empty] | 2027-05-05 | 5 | 2027 | 4 | WD
[9 empty] | 2027-05-06 | 5 | 2027 | 5 | WD
[9 empty] | 2027-05-07 | 5 | 2027 | 6 | WD
[9 empty] | 2027-05-08 | 5 | 2027 | 7 | WE
[9 empty] | 2027-05-09 | 5 | 2027 | 1 | WE
[9 empty] | 2027-05-10 | 5 | 2027 | 2 | WD
[9 empty] | 2027-05-11 | 5 | 2027 | 3 | WD
[9 empty] | 2027-05-12 | 5 | 2027 | 4 | WD
[9 empty] | 2027-05-13 | 5 | 2027 | 5 | WD
[9 empty] | 2027-05-14 | 5 | 2027 | 6 | WD
[9 empty] | 2027-05-15 | 5 | 2027 | 7 | WE
[9 empty] | 2027-05-16 | 5 | 2027 | 1 | WE
[9 empty] | 2027-05-17 | 5 | 2027 | 2 | WD
[9 empty] | 2027-05-18 | 5 | 2027 | 3 | WD
[9 empty] | 2027-05-19 | 5 | 2027 | 4 | WD
[9 empty] | 2027-05-20 | 5 | 2027 | 5 | WD
[9 empty] | 2027-05-21 | 5 | 2027 | 6 | WD
[9 empty] | 2027-05-22 | 5 | 2027 | 7 | WE
[9 empty] | 2027-05-23 | 5 | 2027 | 1 | WE
[9 empty] | 2027-05-24 | 5 | 2027 | 2 | WD
[9 empty] | 2027-05-25 | 5 | 2027 | 3 | WD
[9 empty] | 2027-05-26 | 5 | 2027 | 4 | WD
[9 empty] | 2027-05-27 | 5 | 2027 | 5 | WD
[9 empty] | 2027-05-28 | 5 | 2027 | 6 | WD
[9 empty] | 2027-05-29 | 5 | 2027 | 7 | WE
[9 empty] | 2027-05-30 | 5 | 2027 | 1 | WE
[9 empty] | 2027-05-31 | 5 | 2027 | 2 | WD
[9 empty] | 2027-06-01 | 6 | 2027 | 3 | WD
[9 empty] | 2027-06-02 | 6 | 2027 | 4 | WD
[9 empty] | 2027-06-03 | 6 | 2027 | 5 | WD
[9 empty] | 2027-06-04 | 6 | 2027 | 6 | WD
[9 empty] | 2027-06-05 | 6 | 2027 | 7 | WE
[9 empty] | 2027-06-06 | 6 | 2027 | 1 | WE
[9 empty] | 2027-06-07 | 6 | 2027 | 2 | WD
[9 empty] | 2027-06-08 | 6 | 2027 | 3 | WD
[9 empty] | 2027-06-09 | 6 | 2027 | 4 | WD
[9 empty] | 2027-06-10 | 6 | 2027 | 5 | WD
[9 empty] | 2027-06-11 | 6 | 2027 | 6 | WD
[9 empty] | 2027-06-12 | 6 | 2027 | 7 | WE
[9 empty] | 2027-06-13 | 6 | 2027 | 1 | WE
[9 empty] | 2027-06-14 | 6 | 2027 | 2 | WD
[9 empty] | 2027-06-15 | 6 | 2027 | 3 | WD
[9 empty] | 2027-06-16 | 6 | 2027 | 4 | WD
[9 empty] | 2027-06-17 | 6 | 2027 | 5 | WD
[9 empty] | 2027-06-18 | 6 | 2027 | 6 | WD
[9 empty] | 2027-06-19 | 6 | 2027 | 7 | WE
[9 empty] | 2027-06-20 | 6 | 2027 | 1 | WE
[9 empty] | 2027-06-21 | 6 | 2027 | 2 | WD
[9 empty] | 2027-06-22 | 6 | 2027 | 3 | WD
[9 empty] | 2027-06-23 | 6 | 2027 | 4 | WD
[9 empty] | 2027-06-24 | 6 | 2027 | 5 | WD
[9 empty] | 2027-06-25 | 6 | 2027 | 6 | WD
[9 empty] | 2027-06-26 | 6 | 2027 | 7 | WE
[9 empty] | 2027-06-27 | 6 | 2027 | 1 | WE
[9 empty] | 2027-06-28 | 6 | 2027 | 2 | WD
[9 empty] | 2027-06-29 | 6 | 2027 | 3 | WD
[9 empty] | 2027-06-30 | 6 | 2027 | 4 | WD
[9 empty] | 2027-07-01 | 7 | 2027 | 5 | WD
[9 empty] | 2027-07-02 | 7 | 2027 | 6 | WD
[9 empty] | 2027-07-03 | 7 | 2027 | 7 | WE
[9 empty] | 2027-07-04 | 7 | 2027 | 1 | WE
[9 empty] | 2027-07-05 | 7 | 2027 | 2 | WD
[9 empty] | 2027-07-06 | 7 | 2027 | 3 | WD
[9 empty] | 2027-07-07 | 7 | 2027 | 4 | WD
[9 empty] | 2027-07-08 | 7 | 2027 | 5 | WD
[9 empty] | 2027-07-09 | 7 | 2027 | 6 | WD
[9 empty] | 2027-07-10 | 7 | 2027 | 7 | WE
[9 empty] | 2027-07-11 | 7 | 2027 | 1 | WE
[9 empty] | 2027-07-12 | 7 | 2027 | 2 | WD
[9 empty] | 2027-07-13 | 7 | 2027 | 3 | WD
[9 empty] | 2027-07-14 | 7 | 2027 | 4 | WD
[9 empty] | 2027-07-15 | 7 | 2027 | 5 | WD
[9 empty] | 2027-07-16 | 7 | 2027 | 6 | WD
[9 empty] | 2027-07-17 | 7 | 2027 | 7 | WE
[9 empty] | 2027-07-18 | 7 | 2027 | 1 | WE
[9 empty] | 2027-07-19 | 7 | 2027 | 2 | WD
[9 empty] | 2027-07-20 | 7 | 2027 | 3 | WD
[9 empty] | 2027-07-21 | 7 | 2027 | 4 | WD
[9 empty] | 2027-07-22 | 7 | 2027 | 5 | WD
[9 empty] | 2027-07-23 | 7 | 2027 | 6 | WD
[9 empty] | 2027-07-24 | 7 | 2027 | 7 | WE
[9 empty] | 2027-07-25 | 7 | 2027 | 1 | WE
[9 empty] | 2027-07-26 | 7 | 2027 | 2 | WD
[9 empty] | 2027-07-27 | 7 | 2027 | 3 | WD
[9 empty] | 2027-07-28 | 7 | 2027 | 4 | WD
[9 empty] | 2027-07-29 | 7 | 2027 | 5 | WD
[9 empty] | 2027-07-30 | 7 | 2027 | 6 | WD
[9 empty] | 2027-07-31 | 7 | 2027 | 7 | WE
[9 empty] | 2027-08-01 | 8 | 2027 | 1 | WE
[9 empty] | 2027-08-02 | 8 | 2027 | 2 | WD
[9 empty] | 2027-08-03 | 8 | 2027 | 3 | WD
[9 empty] | 2027-08-04 | 8 | 2027 | 4 | WD
[9 empty] | 2027-08-05 | 8 | 2027 | 5 | WD
[9 empty] | 2027-08-06 | 8 | 2027 | 6 | WD
[9 empty] | 2027-08-07 | 8 | 2027 | 7 | WE
[9 empty] | 2027-08-08 | 8 | 2027 | 1 | WE
[9 empty] | 2027-08-09 | 8 | 2027 | 2 | WD
[9 empty] | 2027-08-10 | 8 | 2027 | 3 | WD
[9 empty] | 2027-08-11 | 8 | 2027 | 4 | WD
[9 empty] | 2027-08-12 | 8 | 2027 | 5 | WD
[9 empty] | 2027-08-13 | 8 | 2027 | 6 | WD
[9 empty] | 2027-08-14 | 8 | 2027 | 7 | WE
[9 empty] | 2027-08-15 | 8 | 2027 | 1 | WE
[9 empty] | 2027-08-16 | 8 | 2027 | 2 | WD
[9 empty] | 2027-08-17 | 8 | 2027 | 3 | WD
[9 empty] | 2027-08-18 | 8 | 2027 | 4 | WD
[9 empty] | 2027-08-19 | 8 | 2027 | 5 | WD
[9 empty] | 2027-08-20 | 8 | 2027 | 6 | WD
[9 empty] | 2027-08-21 | 8 | 2027 | 7 | WE
[9 empty] | 2027-08-22 | 8 | 2027 | 1 | WE
[9 empty] | 2027-08-23 | 8 | 2027 | 2 | WD
[9 empty] | 2027-08-24 | 8 | 2027 | 3 | WD
[9 empty] | 2027-08-25 | 8 | 2027 | 4 | WD
[9 empty] | 2027-08-26 | 8 | 2027 | 5 | WD
[9 empty] | 2027-08-27 | 8 | 2027 | 6 | WD
[9 empty] | 2027-08-28 | 8 | 2027 | 7 | WE
[9 empty] | 2027-08-29 | 8 | 2027 | 1 | WE
[9 empty] | 2027-08-30 | 8 | 2027 | 2 | WD
[9 empty] | 2027-08-31 | 8 | 2027 | 3 | WD
[9 empty] | 2027-09-01 | 9 | 2027 | 4 | WD
[9 empty] | 2027-09-02 | 9 | 2027 | 5 | WD
[9 empty] | 2027-09-03 | 9 | 2027 | 6 | WD
[9 empty] | 2027-09-04 | 9 | 2027 | 7 | WE
[9 empty] | 2027-09-05 | 9 | 2027 | 1 | WE
[9 empty] | 2027-09-06 | 9 | 2027 | 2 | WD
[9 empty] | 2027-09-07 | 9 | 2027 | 3 | WD
[9 empty] | 2027-09-08 | 9 | 2027 | 4 | WD
[9 empty] | 2027-09-09 | 9 | 2027 | 5 | WD
[9 empty] | 2027-09-10 | 9 | 2027 | 6 | WD
[9 empty] | 2027-09-11 | 9 | 2027 | 7 | WE
[9 empty] | 2027-09-12 | 9 | 2027 | 1 | WE
[9 empty] | 2027-09-13 | 9 | 2027 | 2 | WD
[9 empty] | 2027-09-14 | 9 | 2027 | 3 | WD
[9 empty] | 2027-09-15 | 9 | 2027 | 4 | WD
[9 empty] | 2027-09-16 | 9 | 2027 | 5 | WD
[9 empty] | 2027-09-17 | 9 | 2027 | 6 | WD
[9 empty] | 2027-09-18 | 9 | 2027 | 7 | WE
[9 empty] | 2027-09-19 | 9 | 2027 | 1 | WE
[9 empty] | 2027-09-20 | 9 | 2027 | 2 | WD
[9 empty] | 2027-09-21 | 9 | 2027 | 3 | WD
[9 empty] | 2027-09-22 | 9 | 2027 | 4 | WD
[9 empty] | 2027-09-23 | 9 | 2027 | 5 | WD
[9 empty] | 2027-09-24 | 9 | 2027 | 6 | WD
[9 empty] | 2027-09-25 | 9 | 2027 | 7 | WE
[9 empty] | 2027-09-26 | 9 | 2027 | 1 | WE
[9 empty] | 2027-09-27 | 9 | 2027 | 2 | WD
[9 empty] | 2027-09-28 | 9 | 2027 | 3 | WD
[9 empty] | 2027-09-29 | 9 | 2027 | 4 | WD
[9 empty] | 2027-09-30 | 9 | 2027 | 5 | WD
[9 empty] | 2027-10-01 | 10 | 2027 | 6 | WD
[9 empty] | 2027-10-02 | 10 | 2027 | 7 | WE
[9 empty] | 2027-10-03 | 10 | 2027 | 1 | WE
[9 empty] | 2027-10-04 | 10 | 2027 | 2 | WD
[9 empty] | 2027-10-05 | 10 | 2027 | 3 | WD
[9 empty] | 2027-10-06 | 10 | 2027 | 4 | WD
[9 empty] | 2027-10-07 | 10 | 2027 | 5 | WD
[9 empty] | 2027-10-08 | 10 | 2027 | 6 | WD
[9 empty] | 2027-10-09 | 10 | 2027 | 7 | WE
[9 empty] | 2027-10-10 | 10 | 2027 | 1 | WE
[9 empty] | 2027-10-11 | 10 | 2027 | 2 | WD
[9 empty] | 2027-10-12 | 10 | 2027 | 3 | WD
[9 empty] | 2027-10-13 | 10 | 2027 | 4 | WD
[9 empty] | 2027-10-14 | 10 | 2027 | 5 | WD
[9 empty] | 2027-10-15 | 10 | 2027 | 6 | WD
[9 empty] | 2027-10-16 | 10 | 2027 | 7 | WE
[9 empty] | 2027-10-17 | 10 | 2027 | 1 | WE
[9 empty] | 2027-10-18 | 10 | 2027 | 2 | WD
[9 empty] | 2027-10-19 | 10 | 2027 | 3 | WD
[9 empty] | 2027-10-20 | 10 | 2027 | 4 | WD
[9 empty] | 2027-10-21 | 10 | 2027 | 5 | WD
[9 empty] | 2027-10-22 | 10 | 2027 | 6 | WD
[9 empty] | 2027-10-23 | 10 | 2027 | 7 | WE
[9 empty] | 2027-10-24 | 10 | 2027 | 1 | WE
[9 empty] | 2027-10-25 | 10 | 2027 | 2 | WD
[9 empty] | 2027-10-26 | 10 | 2027 | 3 | WD
[9 empty] | 2027-10-27 | 10 | 2027 | 4 | WD
[9 empty] | 2027-10-28 | 10 | 2027 | 5 | WD
[9 empty] | 2027-10-29 | 10 | 2027 | 6 | WD
[9 empty] | 2027-10-30 | 10 | 2027 | 7 | WE
[9 empty] | 2027-10-31 | 10 | 2027 | 1 | WE
[9 empty] | 2027-11-01 | 11 | 2027 | 2 | WD
[9 empty] | 2027-11-02 | 11 | 2027 | 3 | WD
[9 empty] | 2027-11-03 | 11 | 2027 | 4 | WD
[9 empty] | 2027-11-04 | 11 | 2027 | 5 | WD
[9 empty] | 2027-11-05 | 11 | 2027 | 6 | WD
[9 empty] | 2027-11-06 | 11 | 2027 | 7 | WE
[9 empty] | 2027-11-07 | 11 | 2027 | 1 | WE
[9 empty] | 2027-11-08 | 11 | 2027 | 2 | WD
[9 empty] | 2027-11-09 | 11 | 2027 | 3 | WD
[9 empty] | 2027-11-10 | 11 | 2027 | 4 | WD
[9 empty] | 2027-11-11 | 11 | 2027 | 5 | WD
[9 empty] | 2027-11-12 | 11 | 2027 | 6 | WD
[9 empty] | 2027-11-13 | 11 | 2027 | 7 | WE
[9 empty] | 2027-11-14 | 11 | 2027 | 1 | WE
[9 empty] | 2027-11-15 | 11 | 2027 | 2 | WD
[9 empty] | 2027-11-16 | 11 | 2027 | 3 | WD
[9 empty] | 2027-11-17 | 11 | 2027 | 4 | WD
[9 empty] | 2027-11-18 | 11 | 2027 | 5 | WD
[9 empty] | 2027-11-19 | 11 | 2027 | 6 | WD
[9 empty] | 2027-11-20 | 11 | 2027 | 7 | WE
[9 empty] | 2027-11-21 | 11 | 2027 | 1 | WE
[9 empty] | 2027-11-22 | 11 | 2027 | 2 | WD
[9 empty] | 2027-11-23 | 11 | 2027 | 3 | WD
[9 empty] | 2027-11-24 | 11 | 2027 | 4 | WD
[9 empty] | 2027-11-25 | 11 | 2027 | 5 | WD
[9 empty] | 2027-11-26 | 11 | 2027 | 6 | WD
[9 empty] | 2027-11-27 | 11 | 2027 | 7 | WE
[9 empty] | 2027-11-28 | 11 | 2027 | 1 | WE
[9 empty] | 2027-11-29 | 11 | 2027 | 2 | WD
[9 empty] | 2027-11-30 | 11 | 2027 | 3 | WD
[9 empty] | 2027-12-01 | 12 | 2027 | 4 | WD
[9 empty] | 2027-12-02 | 12 | 2027 | 5 | WD
[9 empty] | 2027-12-03 | 12 | 2027 | 6 | WD
[9 empty] | 2027-12-04 | 12 | 2027 | 7 | WE
[9 empty] | 2027-12-05 | 12 | 2027 | 1 | WE
[9 empty] | 2027-12-06 | 12 | 2027 | 2 | WD
[9 empty] | 2027-12-07 | 12 | 2027 | 3 | WD
[9 empty] | 2027-12-08 | 12 | 2027 | 4 | WD
[9 empty] | 2027-12-09 | 12 | 2027 | 5 | WD
[9 empty] | 2027-12-10 | 12 | 2027 | 6 | WD
[9 empty] | 2027-12-11 | 12 | 2027 | 7 | WE
[9 empty] | 2027-12-12 | 12 | 2027 | 1 | WE
[9 empty] | 2027-12-13 | 12 | 2027 | 2 | WD
[9 empty] | 2027-12-14 | 12 | 2027 | 3 | WD
[9 empty] | 2027-12-15 | 12 | 2027 | 4 | WD
[9 empty] | 2027-12-16 | 12 | 2027 | 5 | WD
[9 empty] | 2027-12-17 | 12 | 2027 | 6 | WD
[9 empty] | 2027-12-18 | 12 | 2027 | 7 | WE
[9 empty] | 2027-12-19 | 12 | 2027 | 1 | WE
[9 empty] | 2027-12-20 | 12 | 2027 | 2 | WD
[9 empty] | 2027-12-21 | 12 | 2027 | 3 | WD
[9 empty] | 2027-12-22 | 12 | 2027 | 4 | WD
[9 empty] | 2027-12-23 | 12 | 2027 | 5 | WD
[9 empty] | 2027-12-24 | 12 | 2027 | 6 | WD
[9 empty] | 2027-12-25 | 12 | 2027 | 7 | WE
[9 empty] | 2027-12-26 | 12 | 2027 | 1 | WE
[9 empty] | 2027-12-27 | 12 | 2027 | 2 | WD
[9 empty] | 2027-12-28 | 12 | 2027 | 3 | WD
[9 empty] | 2027-12-29 | 12 | 2027 | 4 | WD
[9 empty] | 2027-12-30 | 12 | 2027 | 5 | WD
[9 empty] | 2027-12-31 | 12 | 2027 | 6 | WD
[9 empty] | 2028-01-01 | 1 | 2028 | 7 | WE
[9 empty] | 2028-01-02 | 1 | 2028 | 1 | WE
[9 empty] | 2028-01-03 | 1 | 2028 | 2 | WD
[9 empty] | 2028-01-04 | 1 | 2028 | 3 | WD
[9 empty] | 2028-01-05 | 1 | 2028 | 4 | WD
[9 empty] | 2028-01-06 | 1 | 2028 | 5 | WD
[9 empty] | 2028-01-07 | 1 | 2028 | 6 | WD
[9 empty] | 2028-01-08 | 1 | 2028 | 7 | WE
[9 empty] | 2028-01-09 | 1 | 2028 | 1 | WE
[9 empty] | 2028-01-10 | 1 | 2028 | 2 | WD
[9 empty] | 2028-01-11 | 1 | 2028 | 3 | WD
[9 empty] | 2028-01-12 | 1 | 2028 | 4 | WD
[9 empty] | 2028-01-13 | 1 | 2028 | 5 | WD
[9 empty] | 2028-01-14 | 1 | 2028 | 6 | WD
[9 empty] | 2028-01-15 | 1 | 2028 | 7 | WE
[9 empty] | 2028-01-16 | 1 | 2028 | 1 | WE
[9 empty] | 2028-01-17 | 1 | 2028 | 2 | WD
[9 empty] | 2028-01-18 | 1 | 2028 | 3 | WD
[9 empty] | 2028-01-19 | 1 | 2028 | 4 | WD
[9 empty] | 2028-01-20 | 1 | 2028 | 5 | WD
[9 empty] | 2028-01-21 | 1 | 2028 | 6 | WD
[9 empty] | 2028-01-22 | 1 | 2028 | 7 | WE
[9 empty] | 2028-01-23 | 1 | 2028 | 1 | WE
[9 empty] | 2028-01-24 | 1 | 2028 | 2 | WD
[9 empty] | 2028-01-25 | 1 | 2028 | 3 | WD
[9 empty] | 2028-01-26 | 1 | 2028 | 4 | WD
[9 empty] | 2028-01-27 | 1 | 2028 | 5 | WD
[9 empty] | 2028-01-28 | 1 | 2028 | 6 | WD
[9 empty] | 2028-01-29 | 1 | 2028 | 7 | WE
[9 empty] | 2028-01-30 | 1 | 2028 | 1 | WE
[9 empty] | 2028-01-31 | 1 | 2028 | 2 | WD
[9 empty] | 2028-02-01 | 2 | 2028 | 3 | WD
[9 empty] | 2028-02-02 | 2 | 2028 | 4 | WD
[9 empty] | 2028-02-03 | 2 | 2028 | 5 | WD
[9 empty] | 2028-02-04 | 2 | 2028 | 6 | WD
[9 empty] | 2028-02-05 | 2 | 2028 | 7 | WE
[9 empty] | 2028-02-06 | 2 | 2028 | 1 | WE
[9 empty] | 2028-02-07 | 2 | 2028 | 2 | WD
[9 empty] | 2028-02-08 | 2 | 2028 | 3 | WD
[9 empty] | 2028-02-09 | 2 | 2028 | 4 | WD
[9 empty] | 2028-02-10 | 2 | 2028 | 5 | WD
[9 empty] | 2028-02-11 | 2 | 2028 | 6 | WD
[9 empty] | 2028-02-12 | 2 | 2028 | 7 | WE
[9 empty] | 2028-02-13 | 2 | 2028 | 1 | WE
[9 empty] | 2028-02-14 | 2 | 2028 | 2 | WD
[9 empty] | 2028-02-15 | 2 | 2028 | 3 | WD
[9 empty] | 2028-02-16 | 2 | 2028 | 4 | WD
[9 empty] | 2028-02-17 | 2 | 2028 | 5 | WD
[9 empty] | 2028-02-18 | 2 | 2028 | 6 | WD
[9 empty] | 2028-02-19 | 2 | 2028 | 7 | WE
[9 empty] | 2028-02-20 | 2 | 2028 | 1 | WE
[9 empty] | 2028-02-21 | 2 | 2028 | 2 | WD
[9 empty] | 2028-02-22 | 2 | 2028 | 3 | WD
[9 empty] | 2028-02-23 | 2 | 2028 | 4 | WD
[9 empty] | 2028-02-24 | 2 | 2028 | 5 | WD
[9 empty] | 2028-02-25 | 2 | 2028 | 6 | WD
[9 empty] | 2028-02-26 | 2 | 2028 | 7 | WE
[9 empty] | 2028-02-27 | 2 | 2028 | 1 | WE
[9 empty] | 2028-02-28 | 2 | 2028 | 2 | WD
[9 empty] | 2028-02-29 | 2 | 2028 | 3 | WD
[9 empty] | 2028-03-01 | 3 | 2028 | 4 | WD
[9 empty] | 2028-03-02 | 3 | 2028 | 5 | WD
[9 empty] | 2028-03-03 | 3 | 2028 | 6 | WD
[9 empty] | 2028-03-04 | 3 | 2028 | 7 | WE
[9 empty] | 2028-03-05 | 3 | 2028 | 1 | WE
[9 empty] | 2028-03-06 | 3 | 2028 | 2 | WD
[9 empty] | 2028-03-07 | 3 | 2028 | 3 | WD
[9 empty] | 2028-03-08 | 3 | 2028 | 4 | WD
[9 empty] | 2028-03-09 | 3 | 2028 | 5 | WD
[9 empty] | 2028-03-10 | 3 | 2028 | 6 | WD
[9 empty] | 2028-03-11 | 3 | 2028 | 7 | WE
[9 empty] | 2028-03-12 | 3 | 2028 | 1 | WE
[9 empty] | 2028-03-13 | 3 | 2028 | 2 | WD
[9 empty] | 2028-03-14 | 3 | 2028 | 3 | WD
[9 empty] | 2028-03-15 | 3 | 2028 | 4 | WD
[9 empty] | 2028-03-16 | 3 | 2028 | 5 | WD
[9 empty] | 2028-03-17 | 3 | 2028 | 6 | WD
[9 empty] | 2028-03-18 | 3 | 2028 | 7 | WE
[9 empty] | 2028-03-19 | 3 | 2028 | 1 | WE
[9 empty] | 2028-03-20 | 3 | 2028 | 2 | WD
[9 empty] | 2028-03-21 | 3 | 2028 | 3 | WD
[9 empty] | 2028-03-22 | 3 | 2028 | 4 | WD
[9 empty] | 2028-03-23 | 3 | 2028 | 5 | WD
[9 empty] | 2028-03-24 | 3 | 2028 | 6 | WD
[9 empty] | 2028-03-25 | 3 | 2028 | 7 | WE
[9 empty] | 2028-03-26 | 3 | 2028 | 1 | WE
[9 empty] | 2028-03-27 | 3 | 2028 | 2 | WD
[9 empty] | 2028-03-28 | 3 | 2028 | 3 | WD
[9 empty] | 2028-03-29 | 3 | 2028 | 4 | WD
[9 empty] | 2028-03-30 | 3 | 2028 | 5 | WD
[9 empty] | 2028-03-31 | 3 | 2028 | 6 | WD
[9 empty] | 2028-04-01 | 4 | 2028 | 7 | WE
[9 empty] | 2028-04-02 | 4 | 2028 | 1 | WE
[9 empty] | 2028-04-03 | 4 | 2028 | 2 | WD
[9 empty] | 2028-04-04 | 4 | 2028 | 3 | WD
[9 empty] | 2028-04-05 | 4 | 2028 | 4 | WD
[9 empty] | 2028-04-06 | 4 | 2028 | 5 | WD
[9 empty] | 2028-04-07 | 4 | 2028 | 6 | WD
[9 empty] | 2028-04-08 | 4 | 2028 | 7 | WE
[9 empty] | 2028-04-09 | 4 | 2028 | 1 | WE
[9 empty] | 2028-04-10 | 4 | 2028 | 2 | WD
[9 empty] | 2028-04-11 | 4 | 2028 | 3 | WD
[9 empty] | 2028-04-12 | 4 | 2028 | 4 | WD
[9 empty] | 2028-04-13 | 4 | 2028 | 5 | WD
[9 empty] | 2028-04-14 | 4 | 2028 | 6 | WD
[9 empty] | 2028-04-15 | 4 | 2028 | 7 | WE
[9 empty] | 2028-04-16 | 4 | 2028 | 1 | WE
[9 empty] | 2028-04-17 | 4 | 2028 | 2 | WD
[9 empty] | 2028-04-18 | 4 | 2028 | 3 | WD
[9 empty] | 2028-04-19 | 4 | 2028 | 4 | WD
[9 empty] | 2028-04-20 | 4 | 2028 | 5 | WD
[9 empty] | 2028-04-21 | 4 | 2028 | 6 | WD
[9 empty] | 2028-04-22 | 4 | 2028 | 7 | WE
[9 empty] | 2028-04-23 | 4 | 2028 | 1 | WE
[9 empty] | 2028-04-24 | 4 | 2028 | 2 | WD
[9 empty] | 2028-04-25 | 4 | 2028 | 3 | WD
[9 empty] | 2028-04-26 | 4 | 2028 | 4 | WD
[9 empty] | 2028-04-27 | 4 | 2028 | 5 | WD
[9 empty] | 2028-04-28 | 4 | 2028 | 6 | WD
[9 empty] | 2028-04-29 | 4 | 2028 | 7 | WE
[9 empty] | 2028-04-30 | 4 | 2028 | 1 | WE
[9 empty] | 2028-05-01 | 5 | 2028 | 2 | WD
[9 empty] | 2028-05-02 | 5 | 2028 | 3 | WD
[9 empty] | 2028-05-03 | 5 | 2028 | 4 | WD
[9 empty] | 2028-05-04 | 5 | 2028 | 5 | WD
[9 empty] | 2028-05-05 | 5 | 2028 | 6 | WD
[9 empty] | 2028-05-06 | 5 | 2028 | 7 | WE
[9 empty] | 2028-05-07 | 5 | 2028 | 1 | WE
[9 empty] | 2028-05-08 | 5 | 2028 | 2 | WD
[9 empty] | 2028-05-09 | 5 | 2028 | 3 | WD
[9 empty] | 2028-05-10 | 5 | 2028 | 4 | WD
[9 empty] | 2028-05-11 | 5 | 2028 | 5 | WD
[9 empty] | 2028-05-12 | 5 | 2028 | 6 | WD
[9 empty] | 2028-05-13 | 5 | 2028 | 7 | WE
[9 empty] | 2028-05-14 | 5 | 2028 | 1 | WE
[9 empty] | 2028-05-15 | 5 | 2028 | 2 | WD
[9 empty] | 2028-05-16 | 5 | 2028 | 3 | WD
[9 empty] | 2028-05-17 | 5 | 2028 | 4 | WD
[9 empty] | 2028-05-18 | 5 | 2028 | 5 | WD
[9 empty] | 2028-05-19 | 5 | 2028 | 6 | WD
[9 empty] | 2028-05-20 | 5 | 2028 | 7 | WE
[9 empty] | 2028-05-21 | 5 | 2028 | 1 | WE
[9 empty] | 2028-05-22 | 5 | 2028 | 2 | WD
[9 empty] | 2028-05-23 | 5 | 2028 | 3 | WD
[9 empty] | 2028-05-24 | 5 | 2028 | 4 | WD
[9 empty] | 2028-05-25 | 5 | 2028 | 5 | WD
[9 empty] | 2028-05-26 | 5 | 2028 | 6 | WD
[9 empty] | 2028-05-27 | 5 | 2028 | 7 | WE
[9 empty] | 2028-05-28 | 5 | 2028 | 1 | WE
[9 empty] | 2028-05-29 | 5 | 2028 | 2 | WD
[9 empty] | 2028-05-30 | 5 | 2028 | 3 | WD
[9 empty] | 2028-05-31 | 5 | 2028 | 4 | WD
[9 empty] | 2028-06-01 | 6 | 2028 | 5 | WD
[9 empty] | 2028-06-02 | 6 | 2028 | 6 | WD
[9 empty] | 2028-06-03 | 6 | 2028 | 7 | WE
[9 empty] | 2028-06-04 | 6 | 2028 | 1 | WE
[9 empty] | 2028-06-05 | 6 | 2028 | 2 | WD
[9 empty] | 2028-06-06 | 6 | 2028 | 3 | WD
[9 empty] | 2028-06-07 | 6 | 2028 | 4 | WD
[9 empty] | 2028-06-08 | 6 | 2028 | 5 | WD
[9 empty] | 2028-06-09 | 6 | 2028 | 6 | WD
[9 empty] | 2028-06-10 | 6 | 2028 | 7 | WE
[9 empty] | 2028-06-11 | 6 | 2028 | 1 | WE
[9 empty] | 2028-06-12 | 6 | 2028 | 2 | WD
[9 empty] | 2028-06-13 | 6 | 2028 | 3 | WD
[9 empty] | 2028-06-14 | 6 | 2028 | 4 | WD
[9 empty] | 2028-06-15 | 6 | 2028 | 5 | WD
[9 empty] | 2028-06-16 | 6 | 2028 | 6 | WD
[9 empty] | 2028-06-17 | 6 | 2028 | 7 | WE
[9 empty] | 2028-06-18 | 6 | 2028 | 1 | WE
[9 empty] | 2028-06-19 | 6 | 2028 | 2 | WD
[9 empty] | 2028-06-20 | 6 | 2028 | 3 | WD
[9 empty] | 2028-06-21 | 6 | 2028 | 4 | WD
[9 empty] | 2028-06-22 | 6 | 2028 | 5 | WD
[9 empty] | 2028-06-23 | 6 | 2028 | 6 | WD
[9 empty] | 2028-06-24 | 6 | 2028 | 7 | WE
[9 empty] | 2028-06-25 | 6 | 2028 | 1 | WE
[9 empty] | 2028-06-26 | 6 | 2028 | 2 | WD
[9 empty] | 2028-06-27 | 6 | 2028 | 3 | WD
[9 empty] | 2028-06-28 | 6 | 2028 | 4 | WD
[9 empty] | 2028-06-29 | 6 | 2028 | 5 | WD
[9 empty] | 2028-06-30 | 6 | 2028 | 6 | WD
[9 empty] | 2028-07-01 | 7 | 2028 | 7 | WE
[9 empty] | 2028-07-02 | 7 | 2028 | 1 | WE
[9 empty] | 2028-07-03 | 7 | 2028 | 2 | WD
[9 empty] | 2028-07-04 | 7 | 2028 | 3 | WD
[9 empty] | 2028-07-05 | 7 | 2028 | 4 | WD
[9 empty] | 2028-07-06 | 7 | 2028 | 5 | WD
[9 empty] | 2028-07-07 | 7 | 2028 | 6 | WD
[9 empty] | 2028-07-08 | 7 | 2028 | 7 | WE
[9 empty] | 2028-07-09 | 7 | 2028 | 1 | WE
[9 empty] | 2028-07-10 | 7 | 2028 | 2 | WD
[9 empty] | 2028-07-11 | 7 | 2028 | 3 | WD
[9 empty] | 2028-07-12 | 7 | 2028 | 4 | WD
[9 empty] | 2028-07-13 | 7 | 2028 | 5 | WD
[9 empty] | 2028-07-14 | 7 | 2028 | 6 | WD
[9 empty] | 2028-07-15 | 7 | 2028 | 7 | WE
[9 empty] | 2028-07-16 | 7 | 2028 | 1 | WE
[9 empty] | 2028-07-17 | 7 | 2028 | 2 | WD
[9 empty] | 2028-07-18 | 7 | 2028 | 3 | WD
[9 empty] | 2028-07-19 | 7 | 2028 | 4 | WD
[9 empty] | 2028-07-20 | 7 | 2028 | 5 | WD
[9 empty] | 2028-07-21 | 7 | 2028 | 6 | WD
[9 empty] | 2028-07-22 | 7 | 2028 | 7 | WE
[9 empty] | 2028-07-23 | 7 | 2028 | 1 | WE
[9 empty] | 2028-07-24 | 7 | 2028 | 2 | WD
[9 empty] | 2028-07-25 | 7 | 2028 | 3 | WD
[9 empty] | 2028-07-26 | 7 | 2028 | 4 | WD
[9 empty] | 2028-07-27 | 7 | 2028 | 5 | WD
[9 empty] | 2028-07-28 | 7 | 2028 | 6 | WD
[9 empty] | 2028-07-29 | 7 | 2028 | 7 | WE
[9 empty] | 2028-07-30 | 7 | 2028 | 1 | WE
[9 empty] | 2028-07-31 | 7 | 2028 | 2 | WD
[9 empty] | 2028-08-01 | 8 | 2028 | 3 | WD
[9 empty] | 2028-08-02 | 8 | 2028 | 4 | WD
[9 empty] | 2028-08-03 | 8 | 2028 | 5 | WD
[9 empty] | 2028-08-04 | 8 | 2028 | 6 | WD
[9 empty] | 2028-08-05 | 8 | 2028 | 7 | WE
[9 empty] | 2028-08-06 | 8 | 2028 | 1 | WE
[9 empty] | 2028-08-07 | 8 | 2028 | 2 | WD
[9 empty] | 2028-08-08 | 8 | 2028 | 3 | WD
[9 empty] | 2028-08-09 | 8 | 2028 | 4 | WD
[9 empty] | 2028-08-10 | 8 | 2028 | 5 | WD
[9 empty] | 2028-08-11 | 8 | 2028 | 6 | WD
[9 empty] | 2028-08-12 | 8 | 2028 | 7 | WE
[9 empty] | 2028-08-13 | 8 | 2028 | 1 | WE
[9 empty] | 2028-08-14 | 8 | 2028 | 2 | WD
[9 empty] | 2028-08-15 | 8 | 2028 | 3 | WD
[9 empty] | 2028-08-16 | 8 | 2028 | 4 | WD
[9 empty] | 2028-08-17 | 8 | 2028 | 5 | WD
[9 empty] | 2028-08-18 | 8 | 2028 | 6 | WD
[9 empty] | 2028-08-19 | 8 | 2028 | 7 | WE
[9 empty] | 2028-08-20 | 8 | 2028 | 1 | WE
[9 empty] | 2028-08-21 | 8 | 2028 | 2 | WD
[9 empty] | 2028-08-22 | 8 | 2028 | 3 | WD
[9 empty] | 2028-08-23 | 8 | 2028 | 4 | WD
[9 empty] | 2028-08-24 | 8 | 2028 | 5 | WD
[9 empty] | 2028-08-25 | 8 | 2028 | 6 | WD
[9 empty] | 2028-08-26 | 8 | 2028 | 7 | WE
[9 empty] | 2028-08-27 | 8 | 2028 | 1 | WE
[9 empty] | 2028-08-28 | 8 | 2028 | 2 | WD
[9 empty] | 2028-08-29 | 8 | 2028 | 3 | WD
[9 empty] | 2028-08-30 | 8 | 2028 | 4 | WD
[9 empty] | 2028-08-31 | 8 | 2028 | 5 | WD
[9 empty] | 2028-09-01 | 9 | 2028 | 6 | WD
[9 empty] | 2028-09-02 | 9 | 2028 | 7 | WE
[9 empty] | 2028-09-03 | 9 | 2028 | 1 | WE
[9 empty] | 2028-09-04 | 9 | 2028 | 2 | WD
[9 empty] | 2028-09-05 | 9 | 2028 | 3 | WD
[9 empty] | 2028-09-06 | 9 | 2028 | 4 | WD
[9 empty] | 2028-09-07 | 9 | 2028 | 5 | WD
[9 empty] | 2028-09-08 | 9 | 2028 | 6 | WD
[9 empty] | 2028-09-09 | 9 | 2028 | 7 | WE
[9 empty] | 2028-09-10 | 9 | 2028 | 1 | WE
[9 empty] | 2028-09-11 | 9 | 2028 | 2 | WD
[9 empty] | 2028-09-12 | 9 | 2028 | 3 | WD
[9 empty] | 2028-09-13 | 9 | 2028 | 4 | WD
[9 empty] | 2028-09-14 | 9 | 2028 | 5 | WD
[9 empty] | 2028-09-15 | 9 | 2028 | 6 | WD
[9 empty] | 2028-09-16 | 9 | 2028 | 7 | WE
[9 empty] | 2028-09-17 | 9 | 2028 | 1 | WE
[9 empty] | 2028-09-18 | 9 | 2028 | 2 | WD
[9 empty] | 2028-09-19 | 9 | 2028 | 3 | WD
[9 empty] | 2028-09-20 | 9 | 2028 | 4 | WD
[9 empty] | 2028-09-21 | 9 | 2028 | 5 | WD
[9 empty] | 2028-09-22 | 9 | 2028 | 6 | WD
[9 empty] | 2028-09-23 | 9 | 2028 | 7 | WE
[9 empty] | 2028-09-24 | 9 | 2028 | 1 | WE
[9 empty] | 2028-09-25 | 9 | 2028 | 2 | WD
[9 empty] | 2028-09-26 | 9 | 2028 | 3 | WD
[9 empty] | 2028-09-27 | 9 | 2028 | 4 | WD
[9 empty] | 2028-09-28 | 9 | 2028 | 5 | WD
[9 empty] | 2028-09-29 | 9 | 2028 | 6 | WD
[9 empty] | 2028-09-30 | 9 | 2028 | 7 | WE
[9 empty] | 2028-10-01 | 10 | 2028 | 1 | WE
[9 empty] | 2028-10-02 | 10 | 2028 | 2 | WD
[9 empty] | 2028-10-03 | 10 | 2028 | 3 | WD
[9 empty] | 2028-10-04 | 10 | 2028 | 4 | WD
[9 empty] | 2028-10-05 | 10 | 2028 | 5 | WD
[9 empty] | 2028-10-06 | 10 | 2028 | 6 | WD
[9 empty] | 2028-10-07 | 10 | 2028 | 7 | WE
[9 empty] | 2028-10-08 | 10 | 2028 | 1 | WE
[9 empty] | 2028-10-09 | 10 | 2028 | 2 | WD
[9 empty] | 2028-10-10 | 10 | 2028 | 3 | WD
[9 empty] | 2028-10-11 | 10 | 2028 | 4 | WD
[9 empty] | 2028-10-12 | 10 | 2028 | 5 | WD
[9 empty] | 2028-10-13 | 10 | 2028 | 6 | WD
[9 empty] | 2028-10-14 | 10 | 2028 | 7 | WE
[9 empty] | 2028-10-15 | 10 | 2028 | 1 | WE
[9 empty] | 2028-10-16 | 10 | 2028 | 2 | WD
[9 empty] | 2028-10-17 | 10 | 2028 | 3 | WD
[9 empty] | 2028-10-18 | 10 | 2028 | 4 | WD
[9 empty] | 2028-10-19 | 10 | 2028 | 5 | WD
[9 empty] | 2028-10-20 | 10 | 2028 | 6 | WD
[9 empty] | 2028-10-21 | 10 | 2028 | 7 | WE
[9 empty] | 2028-10-22 | 10 | 2028 | 1 | WE
[9 empty] | 2028-10-23 | 10 | 2028 | 2 | WD
[9 empty] | 2028-10-24 | 10 | 2028 | 3 | WD
[9 empty] | 2028-10-25 | 10 | 2028 | 4 | WD
[9 empty] | 2028-10-26 | 10 | 2028 | 5 | WD
[9 empty] | 2028-10-27 | 10 | 2028 | 6 | WD
[9 empty] | 2028-10-28 | 10 | 2028 | 7 | WE
[9 empty] | 2028-10-29 | 10 | 2028 | 1 | WE
[9 empty] | 2028-10-30 | 10 | 2028 | 2 | WD
[9 empty] | 2028-10-31 | 10 | 2028 | 3 | WD
[9 empty] | 2028-11-01 | 11 | 2028 | 4 | WD
[9 empty] | 2028-11-02 | 11 | 2028 | 5 | WD
[9 empty] | 2028-11-03 | 11 | 2028 | 6 | WD
[9 empty] | 2028-11-04 | 11 | 2028 | 7 | WE
[9 empty] | 2028-11-05 | 11 | 2028 | 1 | WE
[9 empty] | 2028-11-06 | 11 | 2028 | 2 | WD
[9 empty] | 2028-11-07 | 11 | 2028 | 3 | WD
[9 empty] | 2028-11-08 | 11 | 2028 | 4 | WD
[9 empty] | 2028-11-09 | 11 | 2028 | 5 | WD
[9 empty] | 2028-11-10 | 11 | 2028 | 6 | WD
[9 empty] | 2028-11-11 | 11 | 2028 | 7 | WE
[9 empty] | 2028-11-12 | 11 | 2028 | 1 | WE
[9 empty] | 2028-11-13 | 11 | 2028 | 2 | WD
[9 empty] | 2028-11-14 | 11 | 2028 | 3 | WD
[9 empty] | 2028-11-15 | 11 | 2028 | 4 | WD
[9 empty] | 2028-11-16 | 11 | 2028 | 5 | WD
[9 empty] | 2028-11-17 | 11 | 2028 | 6 | WD
[9 empty] | 2028-11-18 | 11 | 2028 | 7 | WE
[9 empty] | 2028-11-19 | 11 | 2028 | 1 | WE
[9 empty] | 2028-11-20 | 11 | 2028 | 2 | WD
[9 empty] | 2028-11-21 | 11 | 2028 | 3 | WD
[9 empty] | 2028-11-22 | 11 | 2028 | 4 | WD
[9 empty] | 2028-11-23 | 11 | 2028 | 5 | WD
[9 empty] | 2028-11-24 | 11 | 2028 | 6 | WD
[9 empty] | 2028-11-25 | 11 | 2028 | 7 | WE
[9 empty] | 2028-11-26 | 11 | 2028 | 1 | WE
[9 empty] | 2028-11-27 | 11 | 2028 | 2 | WD
[9 empty] | 2028-11-28 | 11 | 2028 | 3 | WD
[9 empty] | 2028-11-29 | 11 | 2028 | 4 | WD
[9 empty] | 2028-11-30 | 11 | 2028 | 5 | WD
[9 empty] | 2028-12-01 | 12 | 2028 | 6 | WD
[9 empty] | 2028-12-02 | 12 | 2028 | 7 | WE
[9 empty] | 2028-12-03 | 12 | 2028 | 1 | WE
[9 empty] | 2028-12-04 | 12 | 2028 | 2 | WD
[9 empty] | 2028-12-05 | 12 | 2028 | 3 | WD
[9 empty] | 2028-12-06 | 12 | 2028 | 4 | WD
[9 empty] | 2028-12-07 | 12 | 2028 | 5 | WD
[9 empty] | 2028-12-08 | 12 | 2028 | 6 | WD
[9 empty] | 2028-12-09 | 12 | 2028 | 7 | WE
[9 empty] | 2028-12-10 | 12 | 2028 | 1 | WE
[9 empty] | 2028-12-11 | 12 | 2028 | 2 | WD
[9 empty] | 2028-12-12 | 12 | 2028 | 3 | WD
[9 empty] | 2028-12-13 | 12 | 2028 | 4 | WD
[9 empty] | 2028-12-14 | 12 | 2028 | 5 | WD
[9 empty] | 2028-12-15 | 12 | 2028 | 6 | WD
[9 empty] | 2028-12-16 | 12 | 2028 | 7 | WE
[9 empty] | 2028-12-17 | 12 | 2028 | 1 | WE
[9 empty] | 2028-12-18 | 12 | 2028 | 2 | WD
[9 empty] | 2028-12-19 | 12 | 2028 | 3 | WD
[9 empty] | 2028-12-20 | 12 | 2028 | 4 | WD
[9 empty] | 2028-12-21 | 12 | 2028 | 5 | WD
[9 empty] | 2028-12-22 | 12 | 2028 | 6 | WD
[9 empty] | 2028-12-23 | 12 | 2028 | 7 | WE
[9 empty] | 2028-12-24 | 12 | 2028 | 1 | WE
[9 empty] | 2028-12-25 | 12 | 2028 | 2 | WD
[9 empty] | 2028-12-26 | 12 | 2028 | 3 | WD
[9 empty] | 2028-12-27 | 12 | 2028 | 4 | WD
[9 empty] | 2028-12-28 | 12 | 2028 | 5 | WD
[9 empty] | 2028-12-29 | 12 | 2028 | 6 | WD
[9 empty] | 2028-12-30 | 12 | 2028 | 7 | WE
[9 empty] | 2028-12-31 | 12 | 2028 | 1 | WE
[9 empty] | 2029-01-01 | 1 | 2029 | 2 | WD
[9 empty] | 2029-01-02 | 1 | 2029 | 3 | WD
[9 empty] | 2029-01-03 | 1 | 2029 | 4 | WD
[9 empty] | 2029-01-04 | 1 | 2029 | 5 | WD
[9 empty] | 2029-01-05 | 1 | 2029 | 6 | WD
[9 empty] | 2029-01-06 | 1 | 2029 | 7 | WE
[9 empty] | 2029-01-07 | 1 | 2029 | 1 | WE
[9 empty] | 2029-01-08 | 1 | 2029 | 2 | WD
[9 empty] | 2029-01-09 | 1 | 2029 | 3 | WD
[9 empty] | 2029-01-10 | 1 | 2029 | 4 | WD
[9 empty] | 2029-01-11 | 1 | 2029 | 5 | WD
[9 empty] | 2029-01-12 | 1 | 2029 | 6 | WD
[9 empty] | 2029-01-13 | 1 | 2029 | 7 | WE
[9 empty] | 2029-01-14 | 1 | 2029 | 1 | WE
[9 empty] | 2029-01-15 | 1 | 2029 | 2 | WD
[9 empty] | 2029-01-16 | 1 | 2029 | 3 | WD
[9 empty] | 2029-01-17 | 1 | 2029 | 4 | WD
[9 empty] | 2029-01-18 | 1 | 2029 | 5 | WD
[9 empty] | 2029-01-19 | 1 | 2029 | 6 | WD
[9 empty] | 2029-01-20 | 1 | 2029 | 7 | WE
[9 empty] | 2029-01-21 | 1 | 2029 | 1 | WE
[9 empty] | 2029-01-22 | 1 | 2029 | 2 | WD
[9 empty] | 2029-01-23 | 1 | 2029 | 3 | WD
[9 empty] | 2029-01-24 | 1 | 2029 | 4 | WD
[9 empty] | 2029-01-25 | 1 | 2029 | 5 | WD
[9 empty] | 2029-01-26 | 1 | 2029 | 6 | WD
[9 empty] | 2029-01-27 | 1 | 2029 | 7 | WE
[9 empty] | 2029-01-28 | 1 | 2029 | 1 | WE
[9 empty] | 2029-01-29 | 1 | 2029 | 2 | WD
[9 empty] | 2029-01-30 | 1 | 2029 | 3 | WD
[9 empty] | 2029-01-31 | 1 | 2029 | 4 | WD
[9 empty] | 2029-02-01 | 2 | 2029 | 5 | WD
[9 empty] | 2029-02-02 | 2 | 2029 | 6 | WD
[9 empty] | 2029-02-03 | 2 | 2029 | 7 | WE
[9 empty] | 2029-02-04 | 2 | 2029 | 1 | WE
[9 empty] | 2029-02-05 | 2 | 2029 | 2 | WD
[9 empty] | 2029-02-06 | 2 | 2029 | 3 | WD
[9 empty] | 2029-02-07 | 2 | 2029 | 4 | WD
[9 empty] | 2029-02-08 | 2 | 2029 | 5 | WD
[9 empty] | 2029-02-09 | 2 | 2029 | 6 | WD
[9 empty] | 2029-02-10 | 2 | 2029 | 7 | WE
[9 empty] | 2029-02-11 | 2 | 2029 | 1 | WE
[9 empty] | 2029-02-12 | 2 | 2029 | 2 | WD
[9 empty] | 2029-02-13 | 2 | 2029 | 3 | WD
[9 empty] | 2029-02-14 | 2 | 2029 | 4 | WD
[9 empty] | 2029-02-15 | 2 | 2029 | 5 | WD
[9 empty] | 2029-02-16 | 2 | 2029 | 6 | WD
[9 empty] | 2029-02-17 | 2 | 2029 | 7 | WE
[9 empty] | 2029-02-18 | 2 | 2029 | 1 | WE
[9 empty] | 2029-02-19 | 2 | 2029 | 2 | WD
[9 empty] | 2029-02-20 | 2 | 2029 | 3 | WD
[9 empty] | 2029-02-21 | 2 | 2029 | 4 | WD
[9 empty] | 2029-02-22 | 2 | 2029 | 5 | WD
[9 empty] | 2029-02-23 | 2 | 2029 | 6 | WD
[9 empty] | 2029-02-24 | 2 | 2029 | 7 | WE
[9 empty] | 2029-02-25 | 2 | 2029 | 1 | WE
[9 empty] | 2029-02-26 | 2 | 2029 | 2 | WD
[9 empty] | 2029-02-27 | 2 | 2029 | 3 | WD
[9 empty] | 2029-02-28 | 2 | 2029 | 4 | WD
[9 empty] | 2029-03-01 | 3 | 2029 | 5 | WD
[9 empty] | 2029-03-02 | 3 | 2029 | 6 | WD
[9 empty] | 2029-03-03 | 3 | 2029 | 7 | WE
[9 empty] | 2029-03-04 | 3 | 2029 | 1 | WE
[9 empty] | 2029-03-05 | 3 | 2029 | 2 | WD
[9 empty] | 2029-03-06 | 3 | 2029 | 3 | WD
[9 empty] | 2029-03-07 | 3 | 2029 | 4 | WD
[9 empty] | 2029-03-08 | 3 | 2029 | 5 | WD
[9 empty] | 2029-03-09 | 3 | 2029 | 6 | WD
[9 empty] | 2029-03-10 | 3 | 2029 | 7 | WE
[9 empty] | 2029-03-11 | 3 | 2029 | 1 | WE
[9 empty] | 2029-03-12 | 3 | 2029 | 2 | WD
[9 empty] | 2029-03-13 | 3 | 2029 | 3 | WD
[9 empty] | 2029-03-14 | 3 | 2029 | 4 | WD
[9 empty] | 2029-03-15 | 3 | 2029 | 5 | WD
[9 empty] | 2029-03-16 | 3 | 2029 | 6 | WD
[9 empty] | 2029-03-17 | 3 | 2029 | 7 | WE
[9 empty] | 2029-03-18 | 3 | 2029 | 1 | WE
[9 empty] | 2029-03-19 | 3 | 2029 | 2 | WD
[9 empty] | 2029-03-20 | 3 | 2029 | 3 | WD
[9 empty] | 2029-03-21 | 3 | 2029 | 4 | WD
[9 empty] | 2029-03-22 | 3 | 2029 | 5 | WD
[9 empty] | 2029-03-23 | 3 | 2029 | 6 | WD
[9 empty] | 2029-03-24 | 3 | 2029 | 7 | WE
[9 empty] | 2029-03-25 | 3 | 2029 | 1 | WE
[9 empty] | 2029-03-26 | 3 | 2029 | 2 | WD
[9 empty] | 2029-03-27 | 3 | 2029 | 3 | WD
[9 empty] | 2029-03-28 | 3 | 2029 | 4 | WD
[9 empty] | 2029-03-29 | 3 | 2029 | 5 | WD
[9 empty] | 2029-03-30 | 3 | 2029 | 6 | WD
[9 empty] | 2029-03-31 | 3 | 2029 | 7 | WE
[9 empty] | 2029-04-01 | 4 | 2029 | 1 | WE
[9 empty] | 2029-04-02 | 4 | 2029 | 2 | WD
[9 empty] | 2029-04-03 | 4 | 2029 | 3 | WD
[9 empty] | 2029-04-04 | 4 | 2029 | 4 | WD
[9 empty] | 2029-04-05 | 4 | 2029 | 5 | WD
[9 empty] | 2029-04-06 | 4 | 2029 | 6 | WD
[9 empty] | 2029-04-07 | 4 | 2029 | 7 | WE
[9 empty] | 2029-04-08 | 4 | 2029 | 1 | WE
[9 empty] | 2029-04-09 | 4 | 2029 | 2 | WD
[9 empty] | 2029-04-10 | 4 | 2029 | 3 | WD
[9 empty] | 2029-04-11 | 4 | 2029 | 4 | WD
[9 empty] | 2029-04-12 | 4 | 2029 | 5 | WD
[9 empty] | 2029-04-13 | 4 | 2029 | 6 | WD
[9 empty] | 2029-04-14 | 4 | 2029 | 7 | WE
[9 empty] | 2029-04-15 | 4 | 2029 | 1 | WE
[9 empty] | 2029-04-16 | 4 | 2029 | 2 | WD
[9 empty] | 2029-04-17 | 4 | 2029 | 3 | WD
[9 empty] | 2029-04-18 | 4 | 2029 | 4 | WD
[9 empty] | 2029-04-19 | 4 | 2029 | 5 | WD
[9 empty] | 2029-04-20 | 4 | 2029 | 6 | WD
[9 empty] | 2029-04-21 | 4 | 2029 | 7 | WE
[9 empty] | 2029-04-22 | 4 | 2029 | 1 | WE
[9 empty] | 2029-04-23 | 4 | 2029 | 2 | WD
[9 empty] | 2029-04-24 | 4 | 2029 | 3 | WD
[9 empty] | 2029-04-25 | 4 | 2029 | 4 | WD
[9 empty] | 2029-04-26 | 4 | 2029 | 5 | WD
[9 empty] | 2029-04-27 | 4 | 2029 | 6 | WD
[9 empty] | 2029-04-28 | 4 | 2029 | 7 | WE
[9 empty] | 2029-04-29 | 4 | 2029 | 1 | WE
[9 empty] | 2029-04-30 | 4 | 2029 | 2 | WD
[9 empty] | 2029-05-01 | 5 | 2029 | 3 | WD
[9 empty] | 2029-05-02 | 5 | 2029 | 4 | WD
[9 empty] | 2029-05-03 | 5 | 2029 | 5 | WD
[9 empty] | 2029-05-04 | 5 | 2029 | 6 | WD
[9 empty] | 2029-05-05 | 5 | 2029 | 7 | WE
[9 empty] | 2029-05-06 | 5 | 2029 | 1 | WE
[9 empty] | 2029-05-07 | 5 | 2029 | 2 | WD
[9 empty] | 2029-05-08 | 5 | 2029 | 3 | WD
[9 empty] | 2029-05-09 | 5 | 2029 | 4 | WD
[9 empty] | 2029-05-10 | 5 | 2029 | 5 | WD
[9 empty] | 2029-05-11 | 5 | 2029 | 6 | WD
[9 empty] | 2029-05-12 | 5 | 2029 | 7 | WE
[9 empty] | 2029-05-13 | 5 | 2029 | 1 | WE
[9 empty] | 2029-05-14 | 5 | 2029 | 2 | WD
[9 empty] | 2029-05-15 | 5 | 2029 | 3 | WD
[9 empty] | 2029-05-16 | 5 | 2029 | 4 | WD
[9 empty] | 2029-05-17 | 5 | 2029 | 5 | WD
[9 empty] | 2029-05-18 | 5 | 2029 | 6 | WD
[9 empty] | 2029-05-19 | 5 | 2029 | 7 | WE
[9 empty] | 2029-05-20 | 5 | 2029 | 1 | WE
[9 empty] | 2029-05-21 | 5 | 2029 | 2 | WD
[9 empty] | 2029-05-22 | 5 | 2029 | 3 | WD
[9 empty] | 2029-05-23 | 5 | 2029 | 4 | WD
[9 empty] | 2029-05-24 | 5 | 2029 | 5 | WD
[9 empty] | 2029-05-25 | 5 | 2029 | 6 | WD
[9 empty] | 2029-05-26 | 5 | 2029 | 7 | WE
[9 empty] | 2029-05-27 | 5 | 2029 | 1 | WE
[9 empty] | 2029-05-28 | 5 | 2029 | 2 | WD
[9 empty] | 2029-05-29 | 5 | 2029 | 3 | WD
[9 empty] | 2029-05-30 | 5 | 2029 | 4 | WD
[9 empty] | 2029-05-31 | 5 | 2029 | 5 | WD
[9 empty] | 2029-06-01 | 6 | 2029 | 6 | WD
[9 empty] | 2029-06-02 | 6 | 2029 | 7 | WE
[9 empty] | 2029-06-03 | 6 | 2029 | 1 | WE
[9 empty] | 2029-06-04 | 6 | 2029 | 2 | WD
[9 empty] | 2029-06-05 | 6 | 2029 | 3 | WD
[9 empty] | 2029-06-06 | 6 | 2029 | 4 | WD
[9 empty] | 2029-06-07 | 6 | 2029 | 5 | WD
[9 empty] | 2029-06-08 | 6 | 2029 | 6 | WD
[9 empty] | 2029-06-09 | 6 | 2029 | 7 | WE
[9 empty] | 2029-06-10 | 6 | 2029 | 1 | WE
[9 empty] | 2029-06-11 | 6 | 2029 | 2 | WD
[9 empty] | 2029-06-12 | 6 | 2029 | 3 | WD
[9 empty] | 2029-06-13 | 6 | 2029 | 4 | WD
[9 empty] | 2029-06-14 | 6 | 2029 | 5 | WD
[9 empty] | 2029-06-15 | 6 | 2029 | 6 | WD
[9 empty] | 2029-06-16 | 6 | 2029 | 7 | WE
[9 empty] | 2029-06-17 | 6 | 2029 | 1 | WE
[9 empty] | 2029-06-18 | 6 | 2029 | 2 | WD
[9 empty] | 2029-06-19 | 6 | 2029 | 3 | WD
[9 empty] | 2029-06-20 | 6 | 2029 | 4 | WD
[9 empty] | 2029-06-21 | 6 | 2029 | 5 | WD
[9 empty] | 2029-06-22 | 6 | 2029 | 6 | WD
[9 empty] | 2029-06-23 | 6 | 2029 | 7 | WE
[9 empty] | 2029-06-24 | 6 | 2029 | 1 | WE
[9 empty] | 2029-06-25 | 6 | 2029 | 2 | WD
[9 empty] | 2029-06-26 | 6 | 2029 | 3 | WD
[9 empty] | 2029-06-27 | 6 | 2029 | 4 | WD
[9 empty] | 2029-06-28 | 6 | 2029 | 5 | WD
[9 empty] | 2029-06-29 | 6 | 2029 | 6 | WD
[9 empty] | 2029-06-30 | 6 | 2029 | 7 | WE
[9 empty] | 2029-07-01 | 7 | 2029 | 1 | WE
[9 empty] | 2029-07-02 | 7 | 2029 | 2 | WD
[9 empty] | 2029-07-03 | 7 | 2029 | 3 | WD
[9 empty] | 2029-07-04 | 7 | 2029 | 4 | WD
[9 empty] | 2029-07-05 | 7 | 2029 | 5 | WD
[9 empty] | 2029-07-06 | 7 | 2029 | 6 | WD
[9 empty] | 2029-07-07 | 7 | 2029 | 7 | WE
[9 empty] | 2029-07-08 | 7 | 2029 | 1 | WE
[9 empty] | 2029-07-09 | 7 | 2029 | 2 | WD
[9 empty] | 2029-07-10 | 7 | 2029 | 3 | WD
[9 empty] | 2029-07-11 | 7 | 2029 | 4 | WD
[9 empty] | 2029-07-12 | 7 | 2029 | 5 | WD
[9 empty] | 2029-07-13 | 7 | 2029 | 6 | WD
[9 empty] | 2029-07-14 | 7 | 2029 | 7 | WE
[9 empty] | 2029-07-15 | 7 | 2029 | 1 | WE
[9 empty] | 2029-07-16 | 7 | 2029 | 2 | WD
[9 empty] | 2029-07-17 | 7 | 2029 | 3 | WD
[9 empty] | 2029-07-18 | 7 | 2029 | 4 | WD
[9 empty] | 2029-07-19 | 7 | 2029 | 5 | WD
[9 empty] | 2029-07-20 | 7 | 2029 | 6 | WD
[9 empty] | 2029-07-21 | 7 | 2029 | 7 | WE
[9 empty] | 2029-07-22 | 7 | 2029 | 1 | WE
[9 empty] | 2029-07-23 | 7 | 2029 | 2 | WD
[9 empty] | 2029-07-24 | 7 | 2029 | 3 | WD
[9 empty] | 2029-07-25 | 7 | 2029 | 4 | WD
[9 empty] | 2029-07-26 | 7 | 2029 | 5 | WD
[9 empty] | 2029-07-27 | 7 | 2029 | 6 | WD
[9 empty] | 2029-07-28 | 7 | 2029 | 7 | WE
[9 empty] | 2029-07-29 | 7 | 2029 | 1 | WE
[9 empty] | 2029-07-30 | 7 | 2029 | 2 | WD
[9 empty] | 2029-07-31 | 7 | 2029 | 3 | WD
[9 empty] | 2029-08-01 | 8 | 2029 | 4 | WD
[9 empty] | 2029-08-02 | 8 | 2029 | 5 | WD
[9 empty] | 2029-08-03 | 8 | 2029 | 6 | WD
[9 empty] | 2029-08-04 | 8 | 2029 | 7 | WE
[9 empty] | 2029-08-05 | 8 | 2029 | 1 | WE
[9 empty] | 2029-08-06 | 8 | 2029 | 2 | WD
[9 empty] | 2029-08-07 | 8 | 2029 | 3 | WD
[9 empty] | 2029-08-08 | 8 | 2029 | 4 | WD
[9 empty] | 2029-08-09 | 8 | 2029 | 5 | WD
[9 empty] | 2029-08-10 | 8 | 2029 | 6 | WD
[9 empty] | 2029-08-11 | 8 | 2029 | 7 | WE
[9 empty] | 2029-08-12 | 8 | 2029 | 1 | WE
[9 empty] | 2029-08-13 | 8 | 2029 | 2 | WD
[9 empty] | 2029-08-14 | 8 | 2029 | 3 | WD
[9 empty] | 2029-08-15 | 8 | 2029 | 4 | WD
[9 empty] | 2029-08-16 | 8 | 2029 | 5 | WD
[9 empty] | 2029-08-17 | 8 | 2029 | 6 | WD
[9 empty] | 2029-08-18 | 8 | 2029 | 7 | WE
[9 empty] | 2029-08-19 | 8 | 2029 | 1 | WE
[9 empty] | 2029-08-20 | 8 | 2029 | 2 | WD
[9 empty] | 2029-08-21 | 8 | 2029 | 3 | WD
[9 empty] | 2029-08-22 | 8 | 2029 | 4 | WD
[9 empty] | 2029-08-23 | 8 | 2029 | 5 | WD
[9 empty] | 2029-08-24 | 8 | 2029 | 6 | WD
[9 empty] | 2029-08-25 | 8 | 2029 | 7 | WE
[9 empty] | 2029-08-26 | 8 | 2029 | 1 | WE
[9 empty] | 2029-08-27 | 8 | 2029 | 2 | WD
[9 empty] | 2029-08-28 | 8 | 2029 | 3 | WD
[9 empty] | 2029-08-29 | 8 | 2029 | 4 | WD
[9 empty] | 2029-08-30 | 8 | 2029 | 5 | WD
[9 empty] | 2029-08-31 | 8 | 2029 | 6 | WD
[9 empty] | 2029-09-01 | 9 | 2029 | 7 | WE
[9 empty] | 2029-09-02 | 9 | 2029 | 1 | WE
[9 empty] | 2029-09-03 | 9 | 2029 | 2 | WD
[9 empty] | 2029-09-04 | 9 | 2029 | 3 | WD
[9 empty] | 2029-09-05 | 9 | 2029 | 4 | WD
[9 empty] | 2029-09-06 | 9 | 2029 | 5 | WD
[9 empty] | 2029-09-07 | 9 | 2029 | 6 | WD
[9 empty] | 2029-09-08 | 9 | 2029 | 7 | WE
[9 empty] | 2029-09-09 | 9 | 2029 | 1 | WE
[9 empty] | 2029-09-10 | 9 | 2029 | 2 | WD
[9 empty] | 2029-09-11 | 9 | 2029 | 3 | WD
[9 empty] | 2029-09-12 | 9 | 2029 | 4 | WD
[9 empty] | 2029-09-13 | 9 | 2029 | 5 | WD
[9 empty] | 2029-09-14 | 9 | 2029 | 6 | WD
[9 empty] | 2029-09-15 | 9 | 2029 | 7 | WE
[9 empty] | 2029-09-16 | 9 | 2029 | 1 | WE
[9 empty] | 2029-09-17 | 9 | 2029 | 2 | WD
[9 empty] | 2029-09-18 | 9 | 2029 | 3 | WD
[9 empty] | 2029-09-19 | 9 | 2029 | 4 | WD
[9 empty] | 2029-09-20 | 9 | 2029 | 5 | WD
[9 empty] | 2029-09-21 | 9 | 2029 | 6 | WD
[9 empty] | 2029-09-22 | 9 | 2029 | 7 | WE
[9 empty] | 2029-09-23 | 9 | 2029 | 1 | WE
[9 empty] | 2029-09-24 | 9 | 2029 | 2 | WD
[9 empty] | 2029-09-25 | 9 | 2029 | 3 | WD
[9 empty] | 2029-09-26 | 9 | 2029 | 4 | WD
[9 empty] | 2029-09-27 | 9 | 2029 | 5 | WD
[9 empty] | 2029-09-28 | 9 | 2029 | 6 | WD
[9 empty] | 2029-09-29 | 9 | 2029 | 7 | WE
[9 empty] | 2029-09-30 | 9 | 2029 | 1 | WE
[9 empty] | 2029-10-01 | 10 | 2029 | 2 | WD
[9 empty] | 2029-10-02 | 10 | 2029 | 3 | WD
[9 empty] | 2029-10-03 | 10 | 2029 | 4 | WD
[9 empty] | 2029-10-04 | 10 | 2029 | 5 | WD
[9 empty] | 2029-10-05 | 10 | 2029 | 6 | WD
[9 empty] | 2029-10-06 | 10 | 2029 | 7 | WE
[9 empty] | 2029-10-07 | 10 | 2029 | 1 | WE
[9 empty] | 2029-10-08 | 10 | 2029 | 2 | WD
[9 empty] | 2029-10-09 | 10 | 2029 | 3 | WD
[9 empty] | 2029-10-10 | 10 | 2029 | 4 | WD
[9 empty] | 2029-10-11 | 10 | 2029 | 5 | WD
[9 empty] | 2029-10-12 | 10 | 2029 | 6 | WD
[9 empty] | 2029-10-13 | 10 | 2029 | 7 | WE
[9 empty] | 2029-10-14 | 10 | 2029 | 1 | WE
[9 empty] | 2029-10-15 | 10 | 2029 | 2 | WD
[9 empty] | 2029-10-16 | 10 | 2029 | 3 | WD
[9 empty] | 2029-10-17 | 10 | 2029 | 4 | WD
[9 empty] | 2029-10-18 | 10 | 2029 | 5 | WD
[9 empty] | 2029-10-19 | 10 | 2029 | 6 | WD
[9 empty] | 2029-10-20 | 10 | 2029 | 7 | WE
[9 empty] | 2029-10-21 | 10 | 2029 | 1 | WE
[9 empty] | 2029-10-22 | 10 | 2029 | 2 | WD
[9 empty] | 2029-10-23 | 10 | 2029 | 3 | WD
[9 empty] | 2029-10-24 | 10 | 2029 | 4 | WD
[9 empty] | 2029-10-25 | 10 | 2029 | 5 | WD
[9 empty] | 2029-10-26 | 10 | 2029 | 6 | WD
[9 empty] | 2029-10-27 | 10 | 2029 | 7 | WE
[9 empty] | 2029-10-28 | 10 | 2029 | 1 | WE
[9 empty] | 2029-10-29 | 10 | 2029 | 2 | WD
[9 empty] | 2029-10-30 | 10 | 2029 | 3 | WD
[9 empty] | 2029-10-31 | 10 | 2029 | 4 | WD
[9 empty] | 2029-11-01 | 11 | 2029 | 5 | WD
[9 empty] | 2029-11-02 | 11 | 2029 | 6 | WD
[9 empty] | 2029-11-03 | 11 | 2029 | 7 | WE
[9 empty] | 2029-11-04 | 11 | 2029 | 1 | WE
[9 empty] | 2029-11-05 | 11 | 2029 | 2 | WD
[9 empty] | 2029-11-06 | 11 | 2029 | 3 | WD
[9 empty] | 2029-11-07 | 11 | 2029 | 4 | WD
[9 empty] | 2029-11-08 | 11 | 2029 | 5 | WD
[9 empty] | 2029-11-09 | 11 | 2029 | 6 | WD
[9 empty] | 2029-11-10 | 11 | 2029 | 7 | WE
[9 empty] | 2029-11-11 | 11 | 2029 | 1 | WE
[9 empty] | 2029-11-12 | 11 | 2029 | 2 | WD
[9 empty] | 2029-11-13 | 11 | 2029 | 3 | WD
[9 empty] | 2029-11-14 | 11 | 2029 | 4 | WD
[9 empty] | 2029-11-15 | 11 | 2029 | 5 | WD
[9 empty] | 2029-11-16 | 11 | 2029 | 6 | WD
[9 empty] | 2029-11-17 | 11 | 2029 | 7 | WE
[9 empty] | 2029-11-18 | 11 | 2029 | 1 | WE
[9 empty] | 2029-11-19 | 11 | 2029 | 2 | WD
[9 empty] | 2029-11-20 | 11 | 2029 | 3 | WD
[9 empty] | 2029-11-21 | 11 | 2029 | 4 | WD
[9 empty] | 2029-11-22 | 11 | 2029 | 5 | WD
[9 empty] | 2029-11-23 | 11 | 2029 | 6 | WD
[9 empty] | 2029-11-24 | 11 | 2029 | 7 | WE
[9 empty] | 2029-11-25 | 11 | 2029 | 1 | WE
[9 empty] | 2029-11-26 | 11 | 2029 | 2 | WD
[9 empty] | 2029-11-27 | 11 | 2029 | 3 | WD
[9 empty] | 2029-11-28 | 11 | 2029 | 4 | WD
[9 empty] | 2029-11-29 | 11 | 2029 | 5 | WD
[9 empty] | 2029-11-30 | 11 | 2029 | 6 | WD
[9 empty] | 2029-12-01 | 12 | 2029 | 7 | WE
[9 empty] | 2029-12-02 | 12 | 2029 | 1 | WE
[9 empty] | 2029-12-03 | 12 | 2029 | 2 | WD
[9 empty] | 2029-12-04 | 12 | 2029 | 3 | WD
[9 empty] | 2029-12-05 | 12 | 2029 | 4 | WD
[9 empty] | 2029-12-06 | 12 | 2029 | 5 | WD
[9 empty] | 2029-12-07 | 12 | 2029 | 6 | WD
[9 empty] | 2029-12-08 | 12 | 2029 | 7 | WE
[9 empty] | 2029-12-09 | 12 | 2029 | 1 | WE
[9 empty] | 2029-12-10 | 12 | 2029 | 2 | WD
[9 empty] | 2029-12-11 | 12 | 2029 | 3 | WD
[9 empty] | 2029-12-12 | 12 | 2029 | 4 | WD
[9 empty] | 2029-12-13 | 12 | 2029 | 5 | WD
[9 empty] | 2029-12-14 | 12 | 2029 | 6 | WD
[9 empty] | 2029-12-15 | 12 | 2029 | 7 | WE
[9 empty] | 2029-12-16 | 12 | 2029 | 1 | WE
[9 empty] | 2029-12-17 | 12 | 2029 | 2 | WD
[9 empty] | 2029-12-18 | 12 | 2029 | 3 | WD
[9 empty] | 2029-12-19 | 12 | 2029 | 4 | WD
[9 empty] | 2029-12-20 | 12 | 2029 | 5 | WD
[9 empty] | 2029-12-21 | 12 | 2029 | 6 | WD
[9 empty] | 2029-12-22 | 12 | 2029 | 7 | WE
[9 empty] | 2029-12-23 | 12 | 2029 | 1 | WE
[9 empty] | 2029-12-24 | 12 | 2029 | 2 | WD
[9 empty] | 2029-12-25 | 12 | 2029 | 3 | WD
[9 empty] | 2029-12-26 | 12 | 2029 | 4 | WD
[9 empty] | 2029-12-27 | 12 | 2029 | 5 | WD
[9 empty] | 2029-12-28 | 12 | 2029 | 6 | WD
[9 empty] | 2029-12-29 | 12 | 2029 | 7 | WE
[9 empty] | 2029-12-30 | 12 | 2029 | 1 | WE
[9 empty] | 2029-12-31 | 12 | 2029 | 2 | WD
[9 empty] | 2030-01-01 | 1 | 2030 | 3 | WD
[9 empty] | 2030-01-02 | 1 | 2030 | 4 | WD
[9 empty] | 2030-01-03 | 1 | 2030 | 5 | WD
[9 empty] | 2030-01-04 | 1 | 2030 | 6 | WD
[9 empty] | 2030-01-05 | 1 | 2030 | 7 | WE
[9 empty] | 2030-01-06 | 1 | 2030 | 1 | WE
[9 empty] | 2030-01-07 | 1 | 2030 | 2 | WD
[9 empty] | 2030-01-08 | 1 | 2030 | 3 | WD
[9 empty] | 2030-01-09 | 1 | 2030 | 4 | WD
[9 empty] | 2030-01-10 | 1 | 2030 | 5 | WD
[9 empty] | 2030-01-11 | 1 | 2030 | 6 | WD
[9 empty] | 2030-01-12 | 1 | 2030 | 7 | WE
[9 empty] | 2030-01-13 | 1 | 2030 | 1 | WE
[9 empty] | 2030-01-14 | 1 | 2030 | 2 | WD
[9 empty] | 2030-01-15 | 1 | 2030 | 3 | WD
[9 empty] | 2030-01-16 | 1 | 2030 | 4 | WD
[9 empty] | 2030-01-17 | 1 | 2030 | 5 | WD
[9 empty] | 2030-01-18 | 1 | 2030 | 6 | WD
[9 empty] | 2030-01-19 | 1 | 2030 | 7 | WE
[9 empty] | 2030-01-20 | 1 | 2030 | 1 | WE
[9 empty] | 2030-01-21 | 1 | 2030 | 2 | WD
[9 empty] | 2030-01-22 | 1 | 2030 | 3 | WD
[9 empty] | 2030-01-23 | 1 | 2030 | 4 | WD
[9 empty] | 2030-01-24 | 1 | 2030 | 5 | WD
[9 empty] | 2030-01-25 | 1 | 2030 | 6 | WD
[9 empty] | 2030-01-26 | 1 | 2030 | 7 | WE
[9 empty] | 2030-01-27 | 1 | 2030 | 1 | WE
[9 empty] | 2030-01-28 | 1 | 2030 | 2 | WD
[9 empty] | 2030-01-29 | 1 | 2030 | 3 | WD
[9 empty] | 2030-01-30 | 1 | 2030 | 4 | WD
[9 empty] | 2030-01-31 | 1 | 2030 | 5 | WD
[9 empty] | 2030-02-01 | 2 | 2030 | 6 | WD
[9 empty] | 2030-02-02 | 2 | 2030 | 7 | WE
[9 empty] | 2030-02-03 | 2 | 2030 | 1 | WE
[9 empty] | 2030-02-04 | 2 | 2030 | 2 | WD
[9 empty] | 2030-02-05 | 2 | 2030 | 3 | WD
[9 empty] | 2030-02-06 | 2 | 2030 | 4 | WD
[9 empty] | 2030-02-07 | 2 | 2030 | 5 | WD
[9 empty] | 2030-02-08 | 2 | 2030 | 6 | WD
[9 empty] | 2030-02-09 | 2 | 2030 | 7 | WE
[9 empty] | 2030-02-10 | 2 | 2030 | 1 | WE
[9 empty] | 2030-02-11 | 2 | 2030 | 2 | WD
[9 empty] | 2030-02-12 | 2 | 2030 | 3 | WD
[9 empty] | 2030-02-13 | 2 | 2030 | 4 | WD
[9 empty] | 2030-02-14 | 2 | 2030 | 5 | WD
[9 empty] | 2030-02-15 | 2 | 2030 | 6 | WD
[9 empty] | 2030-02-16 | 2 | 2030 | 7 | WE
[9 empty] | 2030-02-17 | 2 | 2030 | 1 | WE
[9 empty] | 2030-02-18 | 2 | 2030 | 2 | WD
[9 empty] | 2030-02-19 | 2 | 2030 | 3 | WD
[9 empty] | 2030-02-20 | 2 | 2030 | 4 | WD
[9 empty] | 2030-02-21 | 2 | 2030 | 5 | WD
[9 empty] | 2030-02-22 | 2 | 2030 | 6 | WD
[9 empty] | 2030-02-23 | 2 | 2030 | 7 | WE
[9 empty] | 2030-02-24 | 2 | 2030 | 1 | WE
[9 empty] | 2030-02-25 | 2 | 2030 | 2 | WD
[9 empty] | 2030-02-26 | 2 | 2030 | 3 | WD
[9 empty] | 2030-02-27 | 2 | 2030 | 4 | WD
[9 empty] | 2030-02-28 | 2 | 2030 | 5 | WD
[9 empty] | 2030-03-01 | 3 | 2030 | 6 | WD
[9 empty] | 2030-03-02 | 3 | 2030 | 7 | WE
[9 empty] | 2030-03-03 | 3 | 2030 | 1 | WE
[9 empty] | 2030-03-04 | 3 | 2030 | 2 | WD
[9 empty] | 2030-03-05 | 3 | 2030 | 3 | WD
[9 empty] | 2030-03-06 | 3 | 2030 | 4 | WD
[9 empty] | 2030-03-07 | 3 | 2030 | 5 | WD
[9 empty] | 2030-03-08 | 3 | 2030 | 6 | WD
[9 empty] | 2030-03-09 | 3 | 2030 | 7 | WE
[9 empty] | 2030-03-10 | 3 | 2030 | 1 | WE
[9 empty] | 2030-03-11 | 3 | 2030 | 2 | WD
[9 empty] | 2030-03-12 | 3 | 2030 | 3 | WD
[9 empty] | 2030-03-13 | 3 | 2030 | 4 | WD
[9 empty] | 2030-03-14 | 3 | 2030 | 5 | WD
[9 empty] | 2030-03-15 | 3 | 2030 | 6 | WD
[9 empty] | 2030-03-16 | 3 | 2030 | 7 | WE
[9 empty] | 2030-03-17 | 3 | 2030 | 1 | WE
[9 empty] | 2030-03-18 | 3 | 2030 | 2 | WD
[9 empty] | 2030-03-19 | 3 | 2030 | 3 | WD
[9 empty] | 2030-03-20 | 3 | 2030 | 4 | WD
[9 empty] | 2030-03-21 | 3 | 2030 | 5 | WD
[9 empty] | 2030-03-22 | 3 | 2030 | 6 | WD
[9 empty] | 2030-03-23 | 3 | 2030 | 7 | WE
[9 empty] | 2030-03-24 | 3 | 2030 | 1 | WE
[9 empty] | 2030-03-25 | 3 | 2030 | 2 | WD
[9 empty] | 2030-03-26 | 3 | 2030 | 3 | WD
[9 empty] | 2030-03-27 | 3 | 2030 | 4 | WD
[9 empty] | 2030-03-28 | 3 | 2030 | 5 | WD
[9 empty] | 2030-03-29 | 3 | 2030 | 6 | WD
[9 empty] | 2030-03-30 | 3 | 2030 | 7 | WE
[9 empty] | 2030-03-31 | 3 | 2030 | 1 | WE
[9 empty] | 2030-04-01 | 4 | 2030 | 2 | WD
[9 empty] | 2030-04-02 | 4 | 2030 | 3 | WD
[9 empty] | 2030-04-03 | 4 | 2030 | 4 | WD
[9 empty] | 2030-04-04 | 4 | 2030 | 5 | WD
[9 empty] | 2030-04-05 | 4 | 2030 | 6 | WD
[9 empty] | 2030-04-06 | 4 | 2030 | 7 | WE
[9 empty] | 2030-04-07 | 4 | 2030 | 1 | WE
[9 empty] | 2030-04-08 | 4 | 2030 | 2 | WD
[9 empty] | 2030-04-09 | 4 | 2030 | 3 | WD
[9 empty] | 2030-04-10 | 4 | 2030 | 4 | WD
[9 empty] | 2030-04-11 | 4 | 2030 | 5 | WD
[9 empty] | 2030-04-12 | 4 | 2030 | 6 | WD
[9 empty] | 2030-04-13 | 4 | 2030 | 7 | WE
[9 empty] | 2030-04-14 | 4 | 2030 | 1 | WE
[9 empty] | 2030-04-15 | 4 | 2030 | 2 | WD
[9 empty] | 2030-04-16 | 4 | 2030 | 3 | WD
[9 empty] | 2030-04-17 | 4 | 2030 | 4 | WD
[9 empty] | 2030-04-18 | 4 | 2030 | 5 | WD
[9 empty] | 2030-04-19 | 4 | 2030 | 6 | WD
[9 empty] | 2030-04-20 | 4 | 2030 | 7 | WE
[9 empty] | 2030-04-21 | 4 | 2030 | 1 | WE
[9 empty] | 2030-04-22 | 4 | 2030 | 2 | WD
[9 empty] | 2030-04-23 | 4 | 2030 | 3 | WD
[9 empty] | 2030-04-24 | 4 | 2030 | 4 | WD
[9 empty] | 2030-04-25 | 4 | 2030 | 5 | WD
[9 empty] | 2030-04-26 | 4 | 2030 | 6 | WD
[9 empty] | 2030-04-27 | 4 | 2030 | 7 | WE
[9 empty] | 2030-04-28 | 4 | 2030 | 1 | WE
[9 empty] | 2030-04-29 | 4 | 2030 | 2 | WD
[9 empty] | 2030-04-30 | 4 | 2030 | 3 | WD
[9 empty] | 2030-05-01 | 5 | 2030 | 4 | WD
[9 empty] | 2030-05-02 | 5 | 2030 | 5 | WD
[9 empty] | 2030-05-03 | 5 | 2030 | 6 | WD
[9 empty] | 2030-05-04 | 5 | 2030 | 7 | WE
[9 empty] | 2030-05-05 | 5 | 2030 | 1 | WE
[9 empty] | 2030-05-06 | 5 | 2030 | 2 | WD
[9 empty] | 2030-05-07 | 5 | 2030 | 3 | WD
[9 empty] | 2030-05-08 | 5 | 2030 | 4 | WD
[9 empty] | 2030-05-09 | 5 | 2030 | 5 | WD
[9 empty] | 2030-05-10 | 5 | 2030 | 6 | WD
[9 empty] | 2030-05-11 | 5 | 2030 | 7 | WE
[9 empty] | 2030-05-12 | 5 | 2030 | 1 | WE
[9 empty] | 2030-05-13 | 5 | 2030 | 2 | WD
[9 empty] | 2030-05-14 | 5 | 2030 | 3 | WD
[9 empty] | 2030-05-15 | 5 | 2030 | 4 | WD
[9 empty] | 2030-05-16 | 5 | 2030 | 5 | WD
[9 empty] | 2030-05-17 | 5 | 2030 | 6 | WD
[9 empty] | 2030-05-18 | 5 | 2030 | 7 | WE
[9 empty] | 2030-05-19 | 5 | 2030 | 1 | WE
[9 empty] | 2030-05-20 | 5 | 2030 | 2 | WD
[9 empty] | 2030-05-21 | 5 | 2030 | 3 | WD
[9 empty] | 2030-05-22 | 5 | 2030 | 4 | WD
[9 empty] | 2030-05-23 | 5 | 2030 | 5 | WD
[9 empty] | 2030-05-24 | 5 | 2030 | 6 | WD
[9 empty] | 2030-05-25 | 5 | 2030 | 7 | WE
[9 empty] | 2030-05-26 | 5 | 2030 | 1 | WE
[9 empty] | 2030-05-27 | 5 | 2030 | 2 | WD
[9 empty] | 2030-05-28 | 5 | 2030 | 3 | WD
[9 empty] | 2030-05-29 | 5 | 2030 | 4 | WD
[9 empty] | 2030-05-30 | 5 | 2030 | 5 | WD
[9 empty] | 2030-05-31 | 5 | 2030 | 6 | WD
[9 empty] | 2030-06-01 | 6 | 2030 | 7 | WE
[9 empty] | 2030-06-02 | 6 | 2030 | 1 | WE
[9 empty] | 2030-06-03 | 6 | 2030 | 2 | WD
[9 empty] | 2030-06-04 | 6 | 2030 | 3 | WD
[9 empty] | 2030-06-05 | 6 | 2030 | 4 | WD
[9 empty] | 2030-06-06 | 6 | 2030 | 5 | WD
[9 empty] | 2030-06-07 | 6 | 2030 | 6 | WD
[9 empty] | 2030-06-08 | 6 | 2030 | 7 | WE
[9 empty] | 2030-06-09 | 6 | 2030 | 1 | WE
[9 empty] | 2030-06-10 | 6 | 2030 | 2 | WD
[9 empty] | 2030-06-11 | 6 | 2030 | 3 | WD
[9 empty] | 2030-06-12 | 6 | 2030 | 4 | WD
[9 empty] | 2030-06-13 | 6 | 2030 | 5 | WD
[9 empty] | 2030-06-14 | 6 | 2030 | 6 | WD
[9 empty] | 2030-06-15 | 6 | 2030 | 7 | WE
[9 empty] | 2030-06-16 | 6 | 2030 | 1 | WE
[9 empty] | 2030-06-17 | 6 | 2030 | 2 | WD
[9 empty] | 2030-06-18 | 6 | 2030 | 3 | WD
[9 empty] | 2030-06-19 | 6 | 2030 | 4 | WD
[9 empty] | 2030-06-20 | 6 | 2030 | 5 | WD
[9 empty] | 2030-06-21 | 6 | 2030 | 6 | WD
[9 empty] | 2030-06-22 | 6 | 2030 | 7 | WE
[9 empty] | 2030-06-23 | 6 | 2030 | 1 | WE
[9 empty] | 2030-06-24 | 6 | 2030 | 2 | WD
[9 empty] | 2030-06-25 | 6 | 2030 | 3 | WD
[9 empty] | 2030-06-26 | 6 | 2030 | 4 | WD
[9 empty] | 2030-06-27 | 6 | 2030 | 5 | WD
[9 empty] | 2030-06-28 | 6 | 2030 | 6 | WD
[9 empty] | 2030-06-29 | 6 | 2030 | 7 | WE
[9 empty] | 2030-06-30 | 6 | 2030 | 1 | WE
[9 empty] | 2030-07-01 | 7 | 2030 | 2 | WD
[9 empty] | 2030-07-02 | 7 | 2030 | 3 | WD
[9 empty] | 2030-07-03 | 7 | 2030 | 4 | WD
[9 empty] | 2030-07-04 | 7 | 2030 | 5 | WD
[9 empty] | 2030-07-05 | 7 | 2030 | 6 | WD
[9 empty] | 2030-07-06 | 7 | 2030 | 7 | WE
[9 empty] | 2030-07-07 | 7 | 2030 | 1 | WE
[9 empty] | 2030-07-08 | 7 | 2030 | 2 | WD
[9 empty] | 2030-07-09 | 7 | 2030 | 3 | WD
[9 empty] | 2030-07-10 | 7 | 2030 | 4 | WD
[9 empty] | 2030-07-11 | 7 | 2030 | 5 | WD
[9 empty] | 2030-07-12 | 7 | 2030 | 6 | WD
[9 empty] | 2030-07-13 | 7 | 2030 | 7 | WE
[9 empty] | 2030-07-14 | 7 | 2030 | 1 | WE
[9 empty] | 2030-07-15 | 7 | 2030 | 2 | WD
[9 empty] | 2030-07-16 | 7 | 2030 | 3 | WD
[9 empty] | 2030-07-17 | 7 | 2030 | 4 | WD
[9 empty] | 2030-07-18 | 7 | 2030 | 5 | WD
[9 empty] | 2030-07-19 | 7 | 2030 | 6 | WD
[9 empty] | 2030-07-20 | 7 | 2030 | 7 | WE
[9 empty] | 2030-07-21 | 7 | 2030 | 1 | WE
[9 empty] | 2030-07-22 | 7 | 2030 | 2 | WD
[9 empty] | 2030-07-23 | 7 | 2030 | 3 | WD
[9 empty] | 2030-07-24 | 7 | 2030 | 4 | WD
[9 empty] | 2030-07-25 | 7 | 2030 | 5 | WD
[9 empty] | 2030-07-26 | 7 | 2030 | 6 | WD
[9 empty] | 2030-07-27 | 7 | 2030 | 7 | WE
[9 empty] | 2030-07-28 | 7 | 2030 | 1 | WE
[9 empty] | 2030-07-29 | 7 | 2030 | 2 | WD
[9 empty] | 2030-07-30 | 7 | 2030 | 3 | WD
[9 empty] | 2030-07-31 | 7 | 2030 | 4 | WD
[9 empty] | 2030-08-01 | 8 | 2030 | 5 | WD
[9 empty] | 2030-08-02 | 8 | 2030 | 6 | WD
[9 empty] | 2030-08-03 | 8 | 2030 | 7 | WE
[9 empty] | 2030-08-04 | 8 | 2030 | 1 | WE
[9 empty] | 2030-08-05 | 8 | 2030 | 2 | WD
[9 empty] | 2030-08-06 | 8 | 2030 | 3 | WD
[9 empty] | 2030-08-07 | 8 | 2030 | 4 | WD
[9 empty] | 2030-08-08 | 8 | 2030 | 5 | WD
[9 empty] | 2030-08-09 | 8 | 2030 | 6 | WD
[9 empty] | 2030-08-10 | 8 | 2030 | 7 | WE
[9 empty] | 2030-08-11 | 8 | 2030 | 1 | WE
[9 empty] | 2030-08-12 | 8 | 2030 | 2 | WD
[9 empty] | 2030-08-13 | 8 | 2030 | 3 | WD
[9 empty] | 2030-08-14 | 8 | 2030 | 4 | WD
[9 empty] | 2030-08-15 | 8 | 2030 | 5 | WD
[9 empty] | 2030-08-16 | 8 | 2030 | 6 | WD
[9 empty] | 2030-08-17 | 8 | 2030 | 7 | WE
[9 empty] | 2030-08-18 | 8 | 2030 | 1 | WE
[9 empty] | 2030-08-19 | 8 | 2030 | 2 | WD
[9 empty] | 2030-08-20 | 8 | 2030 | 3 | WD
[9 empty] | 2030-08-21 | 8 | 2030 | 4 | WD
[9 empty] | 2030-08-22 | 8 | 2030 | 5 | WD
[9 empty] | 2030-08-23 | 8 | 2030 | 6 | WD
[9 empty] | 2030-08-24 | 8 | 2030 | 7 | WE
[9 empty] | 2030-08-25 | 8 | 2030 | 1 | WE
[9 empty] | 2030-08-26 | 8 | 2030 | 2 | WD
[9 empty] | 2030-08-27 | 8 | 2030 | 3 | WD
[9 empty] | 2030-08-28 | 8 | 2030 | 4 | WD
[9 empty] | 2030-08-29 | 8 | 2030 | 5 | WD
[9 empty] | 2030-08-30 | 8 | 2030 | 6 | WD
[9 empty] | 2030-08-31 | 8 | 2030 | 7 | WE
[9 empty] | 2030-09-01 | 9 | 2030 | 1 | WE
[9 empty] | 2030-09-02 | 9 | 2030 | 2 | WD
[9 empty] | 2030-09-03 | 9 | 2030 | 3 | WD
[9 empty] | 2030-09-04 | 9 | 2030 | 4 | WD
[9 empty] | 2030-09-05 | 9 | 2030 | 5 | WD
[9 empty] | 2030-09-06 | 9 | 2030 | 6 | WD
[9 empty] | 2030-09-07 | 9 | 2030 | 7 | WE
[9 empty] | 2030-09-08 | 9 | 2030 | 1 | WE
[9 empty] | 2030-09-09 | 9 | 2030 | 2 | WD
[9 empty] | 2030-09-10 | 9 | 2030 | 3 | WD
[9 empty] | 2030-09-11 | 9 | 2030 | 4 | WD
[9 empty] | 2030-09-12 | 9 | 2030 | 5 | WD
[9 empty] | 2030-09-13 | 9 | 2030 | 6 | WD
[9 empty] | 2030-09-14 | 9 | 2030 | 7 | WE
[9 empty] | 2030-09-15 | 9 | 2030 | 1 | WE
[9 empty] | 2030-09-16 | 9 | 2030 | 2 | WD
[9 empty] | 2030-09-17 | 9 | 2030 | 3 | WD
[9 empty] | 2030-09-18 | 9 | 2030 | 4 | WD
[9 empty] | 2030-09-19 | 9 | 2030 | 5 | WD
[9 empty] | 2030-09-20 | 9 | 2030 | 6 | WD
[9 empty] | 2030-09-21 | 9 | 2030 | 7 | WE
[9 empty] | 2030-09-22 | 9 | 2030 | 1 | WE
[9 empty] | 2030-09-23 | 9 | 2030 | 2 | WD
[9 empty] | 2030-09-24 | 9 | 2030 | 3 | WD
[9 empty] | 2030-09-25 | 9 | 2030 | 4 | WD
[9 empty] | 2030-09-26 | 9 | 2030 | 5 | WD
[9 empty] | 2030-09-27 | 9 | 2030 | 6 | WD
[9 empty] | 2030-09-28 | 9 | 2030 | 7 | WE
[9 empty] | 2030-09-29 | 9 | 2030 | 1 | WE
[9 empty] | 2030-09-30 | 9 | 2030 | 2 | WD
[9 empty] | 2030-10-01 | 10 | 2030 | 3 | WD
[9 empty] | 2030-10-02 | 10 | 2030 | 4 | WD
[9 empty] | 2030-10-03 | 10 | 2030 | 5 | WD
[9 empty] | 2030-10-04 | 10 | 2030 | 6 | WD
[9 empty] | 2030-10-05 | 10 | 2030 | 7 | WE
[9 empty] | 2030-10-06 | 10 | 2030 | 1 | WE
[9 empty] | 2030-10-07 | 10 | 2030 | 2 | WD
[9 empty] | 2030-10-08 | 10 | 2030 | 3 | WD
[9 empty] | 2030-10-09 | 10 | 2030 | 4 | WD
[9 empty] | 2030-10-10 | 10 | 2030 | 5 | WD
[9 empty] | 2030-10-11 | 10 | 2030 | 6 | WD
[9 empty] | 2030-10-12 | 10 | 2030 | 7 | WE
[9 empty] | 2030-10-13 | 10 | 2030 | 1 | WE
[9 empty] | 2030-10-14 | 10 | 2030 | 2 | WD
[9 empty] | 2030-10-15 | 10 | 2030 | 3 | WD
[9 empty] | 2030-10-16 | 10 | 2030 | 4 | WD
[9 empty] | 2030-10-17 | 10 | 2030 | 5 | WD
[9 empty] | 2030-10-18 | 10 | 2030 | 6 | WD
[9 empty] | 2030-10-19 | 10 | 2030 | 7 | WE
[9 empty] | 2030-10-20 | 10 | 2030 | 1 | WE
[9 empty] | 2030-10-21 | 10 | 2030 | 2 | WD
[9 empty] | 2030-10-22 | 10 | 2030 | 3 | WD
[9 empty] | 2030-10-23 | 10 | 2030 | 4 | WD
[9 empty] | 2030-10-24 | 10 | 2030 | 5 | WD
[9 empty] | 2030-10-25 | 10 | 2030 | 6 | WD
[9 empty] | 2030-10-26 | 10 | 2030 | 7 | WE
[9 empty] | 2030-10-27 | 10 | 2030 | 1 | WE
[9 empty] | 2030-10-28 | 10 | 2030 | 2 | WD
[9 empty] | 2030-10-29 | 10 | 2030 | 3 | WD
[9 empty] | 2030-10-30 | 10 | 2030 | 4 | WD
[9 empty] | 2030-10-31 | 10 | 2030 | 5 | WD
[9 empty] | 2030-11-01 | 11 | 2030 | 6 | WD
[9 empty] | 2030-11-02 | 11 | 2030 | 7 | WE
[9 empty] | 2030-11-03 | 11 | 2030 | 1 | WE
[9 empty] | 2030-11-04 | 11 | 2030 | 2 | WD
[9 empty] | 2030-11-05 | 11 | 2030 | 3 | WD
[9 empty] | 2030-11-06 | 11 | 2030 | 4 | WD
[9 empty] | 2030-11-07 | 11 | 2030 | 5 | WD
[9 empty] | 2030-11-08 | 11 | 2030 | 6 | WD
[9 empty] | 2030-11-09 | 11 | 2030 | 7 | WE
[9 empty] | 2030-11-10 | 11 | 2030 | 1 | WE
[9 empty] | 2030-11-11 | 11 | 2030 | 2 | WD
[9 empty] | 2030-11-12 | 11 | 2030 | 3 | WD
[9 empty] | 2030-11-13 | 11 | 2030 | 4 | WD
[9 empty] | 2030-11-14 | 11 | 2030 | 5 | WD
[9 empty] | 2030-11-15 | 11 | 2030 | 6 | WD
[9 empty] | 2030-11-16 | 11 | 2030 | 7 | WE
[9 empty] | 2030-11-17 | 11 | 2030 | 1 | WE
[9 empty] | 2030-11-18 | 11 | 2030 | 2 | WD
[9 empty] | 2030-11-19 | 11 | 2030 | 3 | WD
[9 empty] | 2030-11-20 | 11 | 2030 | 4 | WD
[9 empty] | 2030-11-21 | 11 | 2030 | 5 | WD
[9 empty] | 2030-11-22 | 11 | 2030 | 6 | WD
[9 empty] | 2030-11-23 | 11 | 2030 | 7 | WE
[9 empty] | 2030-11-24 | 11 | 2030 | 1 | WE
[9 empty] | 2030-11-25 | 11 | 2030 | 2 | WD
[9 empty] | 2030-11-26 | 11 | 2030 | 3 | WD
[9 empty] | 2030-11-27 | 11 | 2030 | 4 | WD
[9 empty] | 2030-11-28 | 11 | 2030 | 5 | WD
[9 empty] | 2030-11-29 | 11 | 2030 | 6 | WD
[9 empty] | 2030-11-30 | 11 | 2030 | 7 | WE
[9 empty] | 2030-12-01 | 12 | 2030 | 1 | WE
[9 empty] | 2030-12-02 | 12 | 2030 | 2 | WD
[9 empty] | 2030-12-03 | 12 | 2030 | 3 | WD
[9 empty] | 2030-12-04 | 12 | 2030 | 4 | WD
[9 empty] | 2030-12-05 | 12 | 2030 | 5 | WD
[9 empty] | 2030-12-06 | 12 | 2030 | 6 | WD
[9 empty] | 2030-12-07 | 12 | 2030 | 7 | WE
[9 empty] | 2030-12-08 | 12 | 2030 | 1 | WE
[9 empty] | 2030-12-09 | 12 | 2030 | 2 | WD
[9 empty] | 2030-12-10 | 12 | 2030 | 3 | WD
[9 empty] | 2030-12-11 | 12 | 2030 | 4 | WD
[9 empty] | 2030-12-12 | 12 | 2030 | 5 | WD
[9 empty] | 2030-12-13 | 12 | 2030 | 6 | WD
[9 empty] | 2030-12-14 | 12 | 2030 | 7 | WE
[9 empty] | 2030-12-15 | 12 | 2030 | 1 | WE
[9 empty] | 2030-12-16 | 12 | 2030 | 2 | WD
[9 empty] | 2030-12-17 | 12 | 2030 | 3 | WD
[9 empty] | 2030-12-18 | 12 | 2030 | 4 | WD
[9 empty] | 2030-12-19 | 12 | 2030 | 5 | WD
[9 empty] | 2030-12-20 | 12 | 2030 | 6 | WD
[9 empty] | 2030-12-21 | 12 | 2030 | 7 | WE
[9 empty] | 2030-12-22 | 12 | 2030 | 1 | WE
[9 empty] | 2030-12-23 | 12 | 2030 | 2 | WD
[9 empty] | 2030-12-24 | 12 | 2030 | 3 | WD
[9 empty] | 2030-12-25 | 12 | 2030 | 4 | WD
[9 empty] | 2030-12-26 | 12 | 2030 | 5 | WD
[9 empty] | 2030-12-27 | 12 | 2030 | 6 | WD
[9 empty] | 2030-12-28 | 12 | 2030 | 7 | WE
[9 empty] | 2030-12-29 | 12 | 2030 | 1 | WE
[9 empty] | 2030-12-30 | 12 | 2030 | 2 | WD
[9 empty] | 2030-12-31 | 12 | 2030 | 3 | WD
[9 empty] | 2031-01-01 | 1 | 2031 | 4 | WD
[9 empty] | 2031-01-02 | 1 | 2031 | 5 | WD
[9 empty] | 2031-01-03 | 1 | 2031 | 6 | WD
[9 empty] | 2031-01-04 | 1 | 2031 | 7 | WE
[9 empty] | 2031-01-05 | 1 | 2031 | 1 | WE
[9 empty] | 2031-01-06 | 1 | 2031 | 2 | WD
[9 empty] | 2031-01-07 | 1 | 2031 | 3 | WD
[9 empty] | 2031-01-08 | 1 | 2031 | 4 | WD
[9 empty] | 2031-01-09 | 1 | 2031 | 5 | WD
[9 empty] | 2031-01-10 | 1 | 2031 | 6 | WD
[9 empty] | 2031-01-11 | 1 | 2031 | 7 | WE
[9 empty] | 2031-01-12 | 1 | 2031 | 1 | WE
[9 empty] | 2031-01-13 | 1 | 2031 | 2 | WD
[9 empty] | 2031-01-14 | 1 | 2031 | 3 | WD
[9 empty] | 2031-01-15 | 1 | 2031 | 4 | WD
[9 empty] | 2031-01-16 | 1 | 2031 | 5 | WD
[9 empty] | 2031-01-17 | 1 | 2031 | 6 | WD
[9 empty] | 2031-01-18 | 1 | 2031 | 7 | WE
[9 empty] | 2031-01-19 | 1 | 2031 | 1 | WE
[9 empty] | 2031-01-20 | 1 | 2031 | 2 | WD
[9 empty] | 2031-01-21 | 1 | 2031 | 3 | WD
[9 empty] | 2031-01-22 | 1 | 2031 | 4 | WD
[9 empty] | 2031-01-23 | 1 | 2031 | 5 | WD
[9 empty] | 2031-01-24 | 1 | 2031 | 6 | WD
[9 empty] | 2031-01-25 | 1 | 2031 | 7 | WE
[9 empty] | 2031-01-26 | 1 | 2031 | 1 | WE
[9 empty] | 2031-01-27 | 1 | 2031 | 2 | WD
[9 empty] | 2031-01-28 | 1 | 2031 | 3 | WD
[9 empty] | 2031-01-29 | 1 | 2031 | 4 | WD
[9 empty] | 2031-01-30 | 1 | 2031 | 5 | WD
[9 empty] | 2031-01-31 | 1 | 2031 | 6 | WD
[9 empty] | 2031-02-01 | 2 | 2031 | 7 | WE
[9 empty] | 2031-02-02 | 2 | 2031 | 1 | WE
[9 empty] | 2031-02-03 | 2 | 2031 | 2 | WD
[9 empty] | 2031-02-04 | 2 | 2031 | 3 | WD
[9 empty] | 2031-02-05 | 2 | 2031 | 4 | WD
[9 empty] | 2031-02-06 | 2 | 2031 | 5 | WD
[9 empty] | 2031-02-07 | 2 | 2031 | 6 | WD
[9 empty] | 2031-02-08 | 2 | 2031 | 7 | WE
[9 empty] | 2031-02-09 | 2 | 2031 | 1 | WE
[9 empty] | 2031-02-10 | 2 | 2031 | 2 | WD
[9 empty] | 2031-02-11 | 2 | 2031 | 3 | WD
[9 empty] | 2031-02-12 | 2 | 2031 | 4 | WD
[9 empty] | 2031-02-13 | 2 | 2031 | 5 | WD
[9 empty] | 2031-02-14 | 2 | 2031 | 6 | WD
[9 empty] | 2031-02-15 | 2 | 2031 | 7 | WE
[9 empty] | 2031-02-16 | 2 | 2031 | 1 | WE
[9 empty] | 2031-02-17 | 2 | 2031 | 2 | WD
[9 empty] | 2031-02-18 | 2 | 2031 | 3 | WD
[9 empty] | 2031-02-19 | 2 | 2031 | 4 | WD
[9 empty] | 2031-02-20 | 2 | 2031 | 5 | WD
[9 empty] | 2031-02-21 | 2 | 2031 | 6 | WD
[9 empty] | 2031-02-22 | 2 | 2031 | 7 | WE
[9 empty] | 2031-02-23 | 2 | 2031 | 1 | WE
[9 empty] | 2031-02-24 | 2 | 2031 | 2 | WD
[9 empty] | 2031-02-25 | 2 | 2031 | 3 | WD
[9 empty] | 2031-02-26 | 2 | 2031 | 4 | WD
[9 empty] | 2031-02-27 | 2 | 2031 | 5 | WD
[9 empty] | 2031-02-28 | 2 | 2031 | 6 | WD
[9 empty] | 2031-03-01 | 3 | 2031 | 7 | WE
[9 empty] | 2031-03-02 | 3 | 2031 | 1 | WE
[9 empty] | 2031-03-03 | 3 | 2031 | 2 | WD
[9 empty] | 2031-03-04 | 3 | 2031 | 3 | WD
[9 empty] | 2031-03-05 | 3 | 2031 | 4 | WD
[9 empty] | 2031-03-06 | 3 | 2031 | 5 | WD
[9 empty] | 2031-03-07 | 3 | 2031 | 6 | WD
[9 empty] | 2031-03-08 | 3 | 2031 | 7 | WE
[9 empty] | 2031-03-09 | 3 | 2031 | 1 | WE
[9 empty] | 2031-03-10 | 3 | 2031 | 2 | WD
[9 empty] | 2031-03-11 | 3 | 2031 | 3 | WD
[9 empty] | 2031-03-12 | 3 | 2031 | 4 | WD
[9 empty] | 2031-03-13 | 3 | 2031 | 5 | WD
[9 empty] | 2031-03-14 | 3 | 2031 | 6 | WD
[9 empty] | 2031-03-15 | 3 | 2031 | 7 | WE
[9 empty] | 2031-03-16 | 3 | 2031 | 1 | WE
[9 empty] | 2031-03-17 | 3 | 2031 | 2 | WD
[9 empty] | 2031-03-18 | 3 | 2031 | 3 | WD
[9 empty] | 2031-03-19 | 3 | 2031 | 4 | WD
[9 empty] | 2031-03-20 | 3 | 2031 | 5 | WD
[9 empty] | 2031-03-21 | 3 | 2031 | 6 | WD
[9 empty] | 2031-03-22 | 3 | 2031 | 7 | WE
[9 empty] | 2031-03-23 | 3 | 2031 | 1 | WE
[9 empty] | 2031-03-24 | 3 | 2031 | 2 | WD
[9 empty] | 2031-03-25 | 3 | 2031 | 3 | WD
[9 empty] | 2031-03-26 | 3 | 2031 | 4 | WD
[9 empty] | 2031-03-27 | 3 | 2031 | 5 | WD
[9 empty] | 2031-03-28 | 3 | 2031 | 6 | WD
[9 empty] | 2031-03-29 | 3 | 2031 | 7 | WE
[9 empty] | 2031-03-30 | 3 | 2031 | 1 | WE
[9 empty] | 2031-03-31 | 3 | 2031 | 2 | WD
[9 empty] | 2031-04-01 | 4 | 2031 | 3 | WD
[9 empty] | 2031-04-02 | 4 | 2031 | 4 | WD
[9 empty] | 2031-04-03 | 4 | 2031 | 5 | WD
[9 empty] | 2031-04-04 | 4 | 2031 | 6 | WD
[9 empty] | 2031-04-05 | 4 | 2031 | 7 | WE
[9 empty] | 2031-04-06 | 4 | 2031 | 1 | WE
[9 empty] | 2031-04-07 | 4 | 2031 | 2 | WD
[9 empty] | 2031-04-08 | 4 | 2031 | 3 | WD
[9 empty] | 2031-04-09 | 4 | 2031 | 4 | WD
[9 empty] | 2031-04-10 | 4 | 2031 | 5 | WD
[9 empty] | 2031-04-11 | 4 | 2031 | 6 | WD
[9 empty] | 2031-04-12 | 4 | 2031 | 7 | WE
[9 empty] | 2031-04-13 | 4 | 2031 | 1 | WE
[9 empty] | 2031-04-14 | 4 | 2031 | 2 | WD
[9 empty] | 2031-04-15 | 4 | 2031 | 3 | WD
[9 empty] | 2031-04-16 | 4 | 2031 | 4 | WD
[9 empty] | 2031-04-17 | 4 | 2031 | 5 | WD
[9 empty] | 2031-04-18 | 4 | 2031 | 6 | WD
[9 empty] | 2031-04-19 | 4 | 2031 | 7 | WE
[9 empty] | 2031-04-20 | 4 | 2031 | 1 | WE
[9 empty] | 2031-04-21 | 4 | 2031 | 2 | WD
[9 empty] | 2031-04-22 | 4 | 2031 | 3 | WD
[9 empty] | 2031-04-23 | 4 | 2031 | 4 | WD
[9 empty] | 2031-04-24 | 4 | 2031 | 5 | WD
[9 empty] | 2031-04-25 | 4 | 2031 | 6 | WD
[9 empty] | 2031-04-26 | 4 | 2031 | 7 | WE
[9 empty] | 2031-04-27 | 4 | 2031 | 1 | WE
[9 empty] | 2031-04-28 | 4 | 2031 | 2 | WD
[9 empty] | 2031-04-29 | 4 | 2031 | 3 | WD
[9 empty] | 2031-04-30 | 4 | 2031 | 4 | WD
[9 empty] | 2031-05-01 | 5 | 2031 | 5 | WD
[9 empty] | 2031-05-02 | 5 | 2031 | 6 | WD
[9 empty] | 2031-05-03 | 5 | 2031 | 7 | WE
[9 empty] | 2031-05-04 | 5 | 2031 | 1 | WE
[9 empty] | 2031-05-05 | 5 | 2031 | 2 | WD
[9 empty] | 2031-05-06 | 5 | 2031 | 3 | WD
[9 empty] | 2031-05-07 | 5 | 2031 | 4 | WD
[9 empty] | 2031-05-08 | 5 | 2031 | 5 | WD
[9 empty] | 2031-05-09 | 5 | 2031 | 6 | WD
[9 empty] | 2031-05-10 | 5 | 2031 | 7 | WE
[9 empty] | 2031-05-11 | 5 | 2031 | 1 | WE
[9 empty] | 2031-05-12 | 5 | 2031 | 2 | WD
[9 empty] | 2031-05-13 | 5 | 2031 | 3 | WD
[9 empty] | 2031-05-14 | 5 | 2031 | 4 | WD
[9 empty] | 2031-05-15 | 5 | 2031 | 5 | WD
[9 empty] | 2031-05-16 | 5 | 2031 | 6 | WD
[9 empty] | 2031-05-17 | 5 | 2031 | 7 | WE
[9 empty] | 2031-05-18 | 5 | 2031 | 1 | WE
[9 empty] | 2031-05-19 | 5 | 2031 | 2 | WD
[9 empty] | 2031-05-20 | 5 | 2031 | 3 | WD
[9 empty] | 2031-05-21 | 5 | 2031 | 4 | WD
[9 empty] | 2031-05-22 | 5 | 2031 | 5 | WD
[9 empty] | 2031-05-23 | 5 | 2031 | 6 | WD
[9 empty] | 2031-05-24 | 5 | 2031 | 7 | WE
[9 empty] | 2031-05-25 | 5 | 2031 | 1 | WE
[9 empty] | 2031-05-26 | 5 | 2031 | 2 | WD
[9 empty] | 2031-05-27 | 5 | 2031 | 3 | WD
[9 empty] | 2031-05-28 | 5 | 2031 | 4 | WD
[9 empty] | 2031-05-29 | 5 | 2031 | 5 | WD
[9 empty] | 2031-05-30 | 5 | 2031 | 6 | WD
[9 empty] | 2031-05-31 | 5 | 2031 | 7 | WE
[9 empty] | 2031-06-01 | 6 | 2031 | 1 | WE
[9 empty] | 2031-06-02 | 6 | 2031 | 2 | WD
[9 empty] | 2031-06-03 | 6 | 2031 | 3 | WD
[9 empty] | 2031-06-04 | 6 | 2031 | 4 | WD
[9 empty] | 2031-06-05 | 6 | 2031 | 5 | WD
[9 empty] | 2031-06-06 | 6 | 2031 | 6 | WD
[9 empty] | 2031-06-07 | 6 | 2031 | 7 | WE
[9 empty] | 2031-06-08 | 6 | 2031 | 1 | WE
[9 empty] | 2031-06-09 | 6 | 2031 | 2 | WD
[9 empty] | 2031-06-10 | 6 | 2031 | 3 | WD
[9 empty] | 2031-06-11 | 6 | 2031 | 4 | WD
[9 empty] | 2031-06-12 | 6 | 2031 | 5 | WD
[9 empty] | 2031-06-13 | 6 | 2031 | 6 | WD
[9 empty] | 2031-06-14 | 6 | 2031 | 7 | WE
[9 empty] | 2031-06-15 | 6 | 2031 | 1 | WE
[9 empty] | 2031-06-16 | 6 | 2031 | 2 | WD
[9 empty] | 2031-06-17 | 6 | 2031 | 3 | WD
[9 empty] | 2031-06-18 | 6 | 2031 | 4 | WD
[9 empty] | 2031-06-19 | 6 | 2031 | 5 | WD
[9 empty] | 2031-06-20 | 6 | 2031 | 6 | WD
[9 empty] | 2031-06-21 | 6 | 2031 | 7 | WE
[9 empty] | 2031-06-22 | 6 | 2031 | 1 | WE
[9 empty] | 2031-06-23 | 6 | 2031 | 2 | WD
[9 empty] | 2031-06-24 | 6 | 2031 | 3 | WD
[9 empty] | 2031-06-25 | 6 | 2031 | 4 | WD
[9 empty] | 2031-06-26 | 6 | 2031 | 5 | WD
[9 empty] | 2031-06-27 | 6 | 2031 | 6 | WD
[9 empty] | 2031-06-28 | 6 | 2031 | 7 | WE
[9 empty] | 2031-06-29 | 6 | 2031 | 1 | WE
[9 empty] | 2031-06-30 | 6 | 2031 | 2 | WD
[9 empty] | 2031-07-01 | 7 | 2031 | 3 | WD
[9 empty] | 2031-07-02 | 7 | 2031 | 4 | WD
[9 empty] | 2031-07-03 | 7 | 2031 | 5 | WD
[9 empty] | 2031-07-04 | 7 | 2031 | 6 | WD
[9 empty] | 2031-07-05 | 7 | 2031 | 7 | WE
[9 empty] | 2031-07-06 | 7 | 2031 | 1 | WE
[9 empty] | 2031-07-07 | 7 | 2031 | 2 | WD
[9 empty] | 2031-07-08 | 7 | 2031 | 3 | WD
[9 empty] | 2031-07-09 | 7 | 2031 | 4 | WD
[9 empty] | 2031-07-10 | 7 | 2031 | 5 | WD
[9 empty] | 2031-07-11 | 7 | 2031 | 6 | WD
[9 empty] | 2031-07-12 | 7 | 2031 | 7 | WE
[9 empty] | 2031-07-13 | 7 | 2031 | 1 | WE
[9 empty] | 2031-07-14 | 7 | 2031 | 2 | WD
[9 empty] | 2031-07-15 | 7 | 2031 | 3 | WD
[9 empty] | 2031-07-16 | 7 | 2031 | 4 | WD
[9 empty] | 2031-07-17 | 7 | 2031 | 5 | WD
[9 empty] | 2031-07-18 | 7 | 2031 | 6 | WD
[9 empty] | 2031-07-19 | 7 | 2031 | 7 | WE
[9 empty] | 2031-07-20 | 7 | 2031 | 1 | WE
[9 empty] | 2031-07-21 | 7 | 2031 | 2 | WD
[9 empty] | 2031-07-22 | 7 | 2031 | 3 | WD
[9 empty] | 2031-07-23 | 7 | 2031 | 4 | WD
[9 empty] | 2031-07-24 | 7 | 2031 | 5 | WD
[9 empty] | 2031-07-25 | 7 | 2031 | 6 | WD
[9 empty] | 2031-07-26 | 7 | 2031 | 7 | WE
[9 empty] | 2031-07-27 | 7 | 2031 | 1 | WE
[9 empty] | 2031-07-28 | 7 | 2031 | 2 | WD
[9 empty] | 2031-07-29 | 7 | 2031 | 3 | WD
[9 empty] | 2031-07-30 | 7 | 2031 | 4 | WD
[9 empty] | 2031-07-31 | 7 | 2031 | 5 | WD
[9 empty] | 2031-08-01 | 8 | 2031 | 6 | WD
[9 empty] | 2031-08-02 | 8 | 2031 | 7 | WE
[9 empty] | 2031-08-03 | 8 | 2031 | 1 | WE
[9 empty] | 2031-08-04 | 8 | 2031 | 2 | WD
[9 empty] | 2031-08-05 | 8 | 2031 | 3 | WD
[9 empty] | 2031-08-06 | 8 | 2031 | 4 | WD
[9 empty] | 2031-08-07 | 8 | 2031 | 5 | WD
[9 empty] | 2031-08-08 | 8 | 2031 | 6 | WD
[9 empty] | 2031-08-09 | 8 | 2031 | 7 | WE
[9 empty] | 2031-08-10 | 8 | 2031 | 1 | WE
[9 empty] | 2031-08-11 | 8 | 2031 | 2 | WD
[9 empty] | 2031-08-12 | 8 | 2031 | 3 | WD
[9 empty] | 2031-08-13 | 8 | 2031 | 4 | WD
[9 empty] | 2031-08-14 | 8 | 2031 | 5 | WD
[9 empty] | 2031-08-15 | 8 | 2031 | 6 | WD
[9 empty] | 2031-08-16 | 8 | 2031 | 7 | WE
[9 empty] | 2031-08-17 | 8 | 2031 | 1 | WE
[9 empty] | 2031-08-18 | 8 | 2031 | 2 | WD
[9 empty] | 2031-08-19 | 8 | 2031 | 3 | WD
[9 empty] | 2031-08-20 | 8 | 2031 | 4 | WD
[9 empty] | 2031-08-21 | 8 | 2031 | 5 | WD
[9 empty] | 2031-08-22 | 8 | 2031 | 6 | WD
[9 empty] | 2031-08-23 | 8 | 2031 | 7 | WE
[9 empty] | 2031-08-24 | 8 | 2031 | 1 | WE
[9 empty] | 2031-08-25 | 8 | 2031 | 2 | WD
[9 empty] | 2031-08-26 | 8 | 2031 | 3 | WD
[9 empty] | 2031-08-27 | 8 | 2031 | 4 | WD
[9 empty] | 2031-08-28 | 8 | 2031 | 5 | WD
[9 empty] | 2031-08-29 | 8 | 2031 | 6 | WD
[9 empty] | 2031-08-30 | 8 | 2031 | 7 | WE
[9 empty] | 2031-08-31 | 8 | 2031 | 1 | WE
[9 empty] | 2031-09-01 | 9 | 2031 | 2 | WD
[9 empty] | 2031-09-02 | 9 | 2031 | 3 | WD
[9 empty] | 2031-09-03 | 9 | 2031 | 4 | WD
[9 empty] | 2031-09-04 | 9 | 2031 | 5 | WD
[9 empty] | 2031-09-05 | 9 | 2031 | 6 | WD
[9 empty] | 2031-09-06 | 9 | 2031 | 7 | WE
[9 empty] | 2031-09-07 | 9 | 2031 | 1 | WE
[9 empty] | 2031-09-08 | 9 | 2031 | 2 | WD
[9 empty] | 2031-09-09 | 9 | 2031 | 3 | WD
[9 empty] | 2031-09-10 | 9 | 2031 | 4 | WD
[9 empty] | 2031-09-11 | 9 | 2031 | 5 | WD
[9 empty] | 2031-09-12 | 9 | 2031 | 6 | WD
[9 empty] | 2031-09-13 | 9 | 2031 | 7 | WE
[9 empty] | 2031-09-14 | 9 | 2031 | 1 | WE
[9 empty] | 2031-09-15 | 9 | 2031 | 2 | WD
[9 empty] | 2031-09-16 | 9 | 2031 | 3 | WD
[9 empty] | 2031-09-17 | 9 | 2031 | 4 | WD
[9 empty] | 2031-09-18 | 9 | 2031 | 5 | WD
[9 empty] | 2031-09-19 | 9 | 2031 | 6 | WD
[9 empty] | 2031-09-20 | 9 | 2031 | 7 | WE
[9 empty] | 2031-09-21 | 9 | 2031 | 1 | WE
[9 empty] | 2031-09-22 | 9 | 2031 | 2 | WD
[9 empty] | 2031-09-23 | 9 | 2031 | 3 | WD
[9 empty] | 2031-09-24 | 9 | 2031 | 4 | WD
[9 empty] | 2031-09-25 | 9 | 2031 | 5 | WD
[9 empty] | 2031-09-26 | 9 | 2031 | 6 | WD
[9 empty] | 2031-09-27 | 9 | 2031 | 7 | WE
[9 empty] | 2031-09-28 | 9 | 2031 | 1 | WE
[9 empty] | 2031-09-29 | 9 | 2031 | 2 | WD
[9 empty] | 2031-09-30 | 9 | 2031 | 3 | WD
[9 empty] | 2031-10-01 | 10 | 2031 | 4 | WD
[9 empty] | 2031-10-02 | 10 | 2031 | 5 | WD
[9 empty] | 2031-10-03 | 10 | 2031 | 6 | WD
[9 empty] | 2031-10-04 | 10 | 2031 | 7 | WE
[9 empty] | 2031-10-05 | 10 | 2031 | 1 | WE
[9 empty] | 2031-10-06 | 10 | 2031 | 2 | WD
[9 empty] | 2031-10-07 | 10 | 2031 | 3 | WD
[9 empty] | 2031-10-08 | 10 | 2031 | 4 | WD
[9 empty] | 2031-10-09 | 10 | 2031 | 5 | WD
[9 empty] | 2031-10-10 | 10 | 2031 | 6 | WD
[9 empty] | 2031-10-11 | 10 | 2031 | 7 | WE
[9 empty] | 2031-10-12 | 10 | 2031 | 1 | WE
[9 empty] | 2031-10-13 | 10 | 2031 | 2 | WD
[9 empty] | 2031-10-14 | 10 | 2031 | 3 | WD
[9 empty] | 2031-10-15 | 10 | 2031 | 4 | WD
[9 empty] | 2031-10-16 | 10 | 2031 | 5 | WD
[9 empty] | 2031-10-17 | 10 | 2031 | 6 | WD
[9 empty] | 2031-10-18 | 10 | 2031 | 7 | WE
[9 empty] | 2031-10-19 | 10 | 2031 | 1 | WE
[9 empty] | 2031-10-20 | 10 | 2031 | 2 | WD
[9 empty] | 2031-10-21 | 10 | 2031 | 3 | WD
[9 empty] | 2031-10-22 | 10 | 2031 | 4 | WD
[9 empty] | 2031-10-23 | 10 | 2031 | 5 | WD
[9 empty] | 2031-10-24 | 10 | 2031 | 6 | WD
[9 empty] | 2031-10-25 | 10 | 2031 | 7 | WE
[9 empty] | 2031-10-26 | 10 | 2031 | 1 | WE
[9 empty] | 2031-10-27 | 10 | 2031 | 2 | WD
[9 empty] | 2031-10-28 | 10 | 2031 | 3 | WD
[9 empty] | 2031-10-29 | 10 | 2031 | 4 | WD
[9 empty] | 2031-10-30 | 10 | 2031 | 5 | WD
[9 empty] | 2031-10-31 | 10 | 2031 | 6 | WD
[9 empty] | 2031-11-01 | 11 | 2031 | 7 | WE
[9 empty] | 2031-11-02 | 11 | 2031 | 1 | WE
[9 empty] | 2031-11-03 | 11 | 2031 | 2 | WD
[9 empty] | 2031-11-04 | 11 | 2031 | 3 | WD
[9 empty] | 2031-11-05 | 11 | 2031 | 4 | WD
[9 empty] | 2031-11-06 | 11 | 2031 | 5 | WD
[9 empty] | 2031-11-07 | 11 | 2031 | 6 | WD
[9 empty] | 2031-11-08 | 11 | 2031 | 7 | WE
[9 empty] | 2031-11-09 | 11 | 2031 | 1 | WE
[9 empty] | 2031-11-10 | 11 | 2031 | 2 | WD
[9 empty] | 2031-11-11 | 11 | 2031 | 3 | WD
[9 empty] | 2031-11-12 | 11 | 2031 | 4 | WD
[9 empty] | 2031-11-13 | 11 | 2031 | 5 | WD
[9 empty] | 2031-11-14 | 11 | 2031 | 6 | WD
[9 empty] | 2031-11-15 | 11 | 2031 | 7 | WE
[9 empty] | 2031-11-16 | 11 | 2031 | 1 | WE
[9 empty] | 2031-11-17 | 11 | 2031 | 2 | WD
[9 empty] | 2031-11-18 | 11 | 2031 | 3 | WD
[9 empty] | 2031-11-19 | 11 | 2031 | 4 | WD
[9 empty] | 2031-11-20 | 11 | 2031 | 5 | WD
[9 empty] | 2031-11-21 | 11 | 2031 | 6 | WD
[9 empty] | 2031-11-22 | 11 | 2031 | 7 | WE
[9 empty] | 2031-11-23 | 11 | 2031 | 1 | WE
[9 empty] | 2031-11-24 | 11 | 2031 | 2 | WD
[9 empty] | 2031-11-25 | 11 | 2031 | 3 | WD
[9 empty] | 2031-11-26 | 11 | 2031 | 4 | WD
[9 empty] | 2031-11-27 | 11 | 2031 | 5 | WD
[9 empty] | 2031-11-28 | 11 | 2031 | 6 | WD
[9 empty] | 2031-11-29 | 11 | 2031 | 7 | WE
[9 empty] | 2031-11-30 | 11 | 2031 | 1 | WE
[9 empty] | 2031-12-01 | 12 | 2031 | 2 | WD
[9 empty] | 2031-12-02 | 12 | 2031 | 3 | WD
[9 empty] | 2031-12-03 | 12 | 2031 | 4 | WD
[9 empty] | 2031-12-04 | 12 | 2031 | 5 | WD
[9 empty] | 2031-12-05 | 12 | 2031 | 6 | WD
[9 empty] | 2031-12-06 | 12 | 2031 | 7 | WE
[9 empty] | 2031-12-07 | 12 | 2031 | 1 | WE
[9 empty] | 2031-12-08 | 12 | 2031 | 2 | WD
[9 empty] | 2031-12-09 | 12 | 2031 | 3 | WD
[9 empty] | 2031-12-10 | 12 | 2031 | 4 | WD
[9 empty] | 2031-12-11 | 12 | 2031 | 5 | WD
[9 empty] | 2031-12-12 | 12 | 2031 | 6 | WD
[9 empty] | 2031-12-13 | 12 | 2031 | 7 | WE
[9 empty] | 2031-12-14 | 12 | 2031 | 1 | WE
[9 empty] | 2031-12-15 | 12 | 2031 | 2 | WD
[9 empty] | 2031-12-16 | 12 | 2031 | 3 | WD
[9 empty] | 2031-12-17 | 12 | 2031 | 4 | WD
[9 empty] | 2031-12-18 | 12 | 2031 | 5 | WD
[9 empty] | 2031-12-19 | 12 | 2031 | 6 | WD
[9 empty] | 2031-12-20 | 12 | 2031 | 7 | WE
[9 empty] | 2031-12-21 | 12 | 2031 | 1 | WE
[9 empty] | 2031-12-22 | 12 | 2031 | 2 | WD
[9 empty] | 2031-12-23 | 12 | 2031 | 3 | WD
[9 empty] | 2031-12-24 | 12 | 2031 | 4 | WD
[9 empty] | 2031-12-25 | 12 | 2031 | 5 | WD
[9 empty] | 2031-12-26 | 12 | 2031 | 6 | WD
[9 empty] | 2031-12-27 | 12 | 2031 | 7 | WE
[9 empty] | 2031-12-28 | 12 | 2031 | 1 | WE
[9 empty] | 2031-12-29 | 12 | 2031 | 2 | WD
[9 empty] | 2031-12-30 | 12 | 2031 | 3 | WD
[9 empty] | 2031-12-31 | 12 | 2031 | 4 | WD
[9 empty] | 2032-01-01 | 1 | 2032 | 5 | WD
[9 empty] | 2032-01-02 | 1 | 2032 | 6 | WD
[9 empty] | 2032-01-03 | 1 | 2032 | 7 | WE
[9 empty] | 2032-01-04 | 1 | 2032 | 1 | WE
[9 empty] | 2032-01-05 | 1 | 2032 | 2 | WD
[9 empty] | 2032-01-06 | 1 | 2032 | 3 | WD
[9 empty] | 2032-01-07 | 1 | 2032 | 4 | WD
[9 empty] | 2032-01-08 | 1 | 2032 | 5 | WD
[9 empty] | 2032-01-09 | 1 | 2032 | 6 | WD
[9 empty] | 2032-01-10 | 1 | 2032 | 7 | WE
[9 empty] | 2032-01-11 | 1 | 2032 | 1 | WE
[9 empty] | 2032-01-12 | 1 | 2032 | 2 | WD
[9 empty] | 2032-01-13 | 1 | 2032 | 3 | WD
[9 empty] | 2032-01-14 | 1 | 2032 | 4 | WD
[9 empty] | 2032-01-15 | 1 | 2032 | 5 | WD
[9 empty] | 2032-01-16 | 1 | 2032 | 6 | WD
[9 empty] | 2032-01-17 | 1 | 2032 | 7 | WE
[9 empty] | 2032-01-18 | 1 | 2032 | 1 | WE
[9 empty] | 2032-01-19 | 1 | 2032 | 2 | WD
[9 empty] | 2032-01-20 | 1 | 2032 | 3 | WD
[9 empty] | 2032-01-21 | 1 | 2032 | 4 | WD
[9 empty] | 2032-01-22 | 1 | 2032 | 5 | WD
[9 empty] | 2032-01-23 | 1 | 2032 | 6 | WD
[9 empty] | 2032-01-24 | 1 | 2032 | 7 | WE
[9 empty] | 2032-01-25 | 1 | 2032 | 1 | WE
[9 empty] | 2032-01-26 | 1 | 2032 | 2 | WD
[9 empty] | 2032-01-27 | 1 | 2032 | 3 | WD
[9 empty] | 2032-01-28 | 1 | 2032 | 4 | WD
[9 empty] | 2032-01-29 | 1 | 2032 | 5 | WD
[9 empty] | 2032-01-30 | 1 | 2032 | 6 | WD
[9 empty] | 2032-01-31 | 1 | 2032 | 7 | WE
[9 empty] | 2032-02-01 | 2 | 2032 | 1 | WE
[9 empty] | 2032-02-02 | 2 | 2032 | 2 | WD
[9 empty] | 2032-02-03 | 2 | 2032 | 3 | WD
[9 empty] | 2032-02-04 | 2 | 2032 | 4 | WD
[9 empty] | 2032-02-05 | 2 | 2032 | 5 | WD
[9 empty] | 2032-02-06 | 2 | 2032 | 6 | WD
[9 empty] | 2032-02-07 | 2 | 2032 | 7 | WE
[9 empty] | 2032-02-08 | 2 | 2032 | 1 | WE
[9 empty] | 2032-02-09 | 2 | 2032 | 2 | WD
[9 empty] | 2032-02-10 | 2 | 2032 | 3 | WD
[9 empty] | 2032-02-11 | 2 | 2032 | 4 | WD
[9 empty] | 2032-02-12 | 2 | 2032 | 5 | WD
[9 empty] | 2032-02-13 | 2 | 2032 | 6 | WD
[9 empty] | 2032-02-14 | 2 | 2032 | 7 | WE
[9 empty] | 2032-02-15 | 2 | 2032 | 1 | WE
[9 empty] | 2032-02-16 | 2 | 2032 | 2 | WD
[9 empty] | 2032-02-17 | 2 | 2032 | 3 | WD
[9 empty] | 2032-02-18 | 2 | 2032 | 4 | WD
[9 empty] | 2032-02-19 | 2 | 2032 | 5 | WD
[9 empty] | 2032-02-20 | 2 | 2032 | 6 | WD
[9 empty] | 2032-02-21 | 2 | 2032 | 7 | WE
[9 empty] | 2032-02-22 | 2 | 2032 | 1 | WE
[9 empty] | 2032-02-23 | 2 | 2032 | 2 | WD
[9 empty] | 2032-02-24 | 2 | 2032 | 3 | WD
[9 empty] | 2032-02-25 | 2 | 2032 | 4 | WD
[9 empty] | 2032-02-26 | 2 | 2032 | 5 | WD
[9 empty] | 2032-02-27 | 2 | 2032 | 6 | WD
[9 empty] | 2032-02-28 | 2 | 2032 | 7 | WE
[9 empty] | 2032-02-29 | 2 | 2032 | 1 | WE
[9 empty] | 2032-03-01 | 3 | 2032 | 2 | WD
[9 empty] | 2032-03-02 | 3 | 2032 | 3 | WD
[9 empty] | 2032-03-03 | 3 | 2032 | 4 | WD
[9 empty] | 2032-03-04 | 3 | 2032 | 5 | WD
[9 empty] | 2032-03-05 | 3 | 2032 | 6 | WD
[9 empty] | 2032-03-06 | 3 | 2032 | 7 | WE
[9 empty] | 2032-03-07 | 3 | 2032 | 1 | WE
[9 empty] | 2032-03-08 | 3 | 2032 | 2 | WD
[9 empty] | 2032-03-09 | 3 | 2032 | 3 | WD
[9 empty] | 2032-03-10 | 3 | 2032 | 4 | WD
[9 empty] | 2032-03-11 | 3 | 2032 | 5 | WD
[9 empty] | 2032-03-12 | 3 | 2032 | 6 | WD
[9 empty] | 2032-03-13 | 3 | 2032 | 7 | WE
[9 empty] | 2032-03-14 | 3 | 2032 | 1 | WE
[9 empty] | 2032-03-15 | 3 | 2032 | 2 | WD
[9 empty] | 2032-03-16 | 3 | 2032 | 3 | WD
[9 empty] | 2032-03-17 | 3 | 2032 | 4 | WD
[9 empty] | 2032-03-18 | 3 | 2032 | 5 | WD
[9 empty] | 2032-03-19 | 3 | 2032 | 6 | WD
[9 empty] | 2032-03-20 | 3 | 2032 | 7 | WE
[9 empty] | 2032-03-21 | 3 | 2032 | 1 | WE
[9 empty] | 2032-03-22 | 3 | 2032 | 2 | WD
[9 empty] | 2032-03-23 | 3 | 2032 | 3 | WD
[9 empty] | 2032-03-24 | 3 | 2032 | 4 | WD
[9 empty] | 2032-03-25 | 3 | 2032 | 5 | WD
[9 empty] | 2032-03-26 | 3 | 2032 | 6 | WD
[9 empty] | 2032-03-27 | 3 | 2032 | 7 | WE
[9 empty] | 2032-03-28 | 3 | 2032 | 1 | WE
[9 empty] | 2032-03-29 | 3 | 2032 | 2 | WD
[9 empty] | 2032-03-30 | 3 | 2032 | 3 | WD
[9 empty] | 2032-03-31 | 3 | 2032 | 4 | WD
[9 empty] | 2032-04-01 | 4 | 2032 | 5 | WD
[9 empty] | 2032-04-02 | 4 | 2032 | 6 | WD
[9 empty] | 2032-04-03 | 4 | 2032 | 7 | WE
[9 empty] | 2032-04-04 | 4 | 2032 | 1 | WE
[9 empty] | 2032-04-05 | 4 | 2032 | 2 | WD
[9 empty] | 2032-04-06 | 4 | 2032 | 3 | WD
[9 empty] | 2032-04-07 | 4 | 2032 | 4 | WD
[9 empty] | 2032-04-08 | 4 | 2032 | 5 | WD
[9 empty] | 2032-04-09 | 4 | 2032 | 6 | WD
[9 empty] | 2032-04-10 | 4 | 2032 | 7 | WE
[9 empty] | 2032-04-11 | 4 | 2032 | 1 | WE
[9 empty] | 2032-04-12 | 4 | 2032 | 2 | WD
[9 empty] | 2032-04-13 | 4 | 2032 | 3 | WD
[9 empty] | 2032-04-14 | 4 | 2032 | 4 | WD
[9 empty] | 2032-04-15 | 4 | 2032 | 5 | WD
[9 empty] | 2032-04-16 | 4 | 2032 | 6 | WD
[9 empty] | 2032-04-17 | 4 | 2032 | 7 | WE
[9 empty] | 2032-04-18 | 4 | 2032 | 1 | WE
[9 empty] | 2032-04-19 | 4 | 2032 | 2 | WD
[9 empty] | 2032-04-20 | 4 | 2032 | 3 | WD
[9 empty] | 2032-04-21 | 4 | 2032 | 4 | WD
[9 empty] | 2032-04-22 | 4 | 2032 | 5 | WD
[9 empty] | 2032-04-23 | 4 | 2032 | 6 | WD
[9 empty] | 2032-04-24 | 4 | 2032 | 7 | WE
[9 empty] | 2032-04-25 | 4 | 2032 | 1 | WE
[9 empty] | 2032-04-26 | 4 | 2032 | 2 | WD
[9 empty] | 2032-04-27 | 4 | 2032 | 3 | WD
[9 empty] | 2032-04-28 | 4 | 2032 | 4 | WD
[9 empty] | 2032-04-29 | 4 | 2032 | 5 | WD
[9 empty] | 2032-04-30 | 4 | 2032 | 6 | WD
[9 empty] | 2032-05-01 | 5 | 2032 | 7 | WE
[9 empty] | 2032-05-02 | 5 | 2032 | 1 | WE
[9 empty] | 2032-05-03 | 5 | 2032 | 2 | WD
[9 empty] | 2032-05-04 | 5 | 2032 | 3 | WD
[9 empty] | 2032-05-05 | 5 | 2032 | 4 | WD
[9 empty] | 2032-05-06 | 5 | 2032 | 5 | WD
[9 empty] | 2032-05-07 | 5 | 2032 | 6 | WD
[9 empty] | 2032-05-08 | 5 | 2032 | 7 | WE
[9 empty] | 2032-05-09 | 5 | 2032 | 1 | WE
[9 empty] | 2032-05-10 | 5 | 2032 | 2 | WD
[9 empty] | 2032-05-11 | 5 | 2032 | 3 | WD
[9 empty] | 2032-05-12 | 5 | 2032 | 4 | WD
[9 empty] | 2032-05-13 | 5 | 2032 | 5 | WD
[9 empty] | 2032-05-14 | 5 | 2032 | 6 | WD
[9 empty] | 2032-05-15 | 5 | 2032 | 7 | WE
[9 empty] | 2032-05-16 | 5 | 2032 | 1 | WE
[9 empty] | 2032-05-17 | 5 | 2032 | 2 | WD
[9 empty] | 2032-05-18 | 5 | 2032 | 3 | WD
[9 empty] | 2032-05-19 | 5 | 2032 | 4 | WD
[9 empty] | 2032-05-20 | 5 | 2032 | 5 | WD
[9 empty] | 2032-05-21 | 5 | 2032 | 6 | WD
[9 empty] | 2032-05-22 | 5 | 2032 | 7 | WE
[9 empty] | 2032-05-23 | 5 | 2032 | 1 | WE
[9 empty] | 2032-05-24 | 5 | 2032 | 2 | WD
[9 empty] | 2032-05-25 | 5 | 2032 | 3 | WD
[9 empty] | 2032-05-26 | 5 | 2032 | 4 | WD
[9 empty] | 2032-05-27 | 5 | 2032 | 5 | WD
[9 empty] | 2032-05-28 | 5 | 2032 | 6 | WD
[9 empty] | 2032-05-29 | 5 | 2032 | 7 | WE
[9 empty] | 2032-05-30 | 5 | 2032 | 1 | WE
[9 empty] | 2032-05-31 | 5 | 2032 | 2 | WD
[9 empty] | 2032-06-01 | 6 | 2032 | 3 | WD
[9 empty] | 2032-06-02 | 6 | 2032 | 4 | WD
[9 empty] | 2032-06-03 | 6 | 2032 | 5 | WD
[9 empty] | 2032-06-04 | 6 | 2032 | 6 | WD
[9 empty] | 2032-06-05 | 6 | 2032 | 7 | WE
[9 empty] | 2032-06-06 | 6 | 2032 | 1 | WE
[9 empty] | 2032-06-07 | 6 | 2032 | 2 | WD
[9 empty] | 2032-06-08 | 6 | 2032 | 3 | WD
[9 empty] | 2032-06-09 | 6 | 2032 | 4 | WD
[9 empty] | 2032-06-10 | 6 | 2032 | 5 | WD
[9 empty] | 2032-06-11 | 6 | 2032 | 6 | WD
[9 empty] | 2032-06-12 | 6 | 2032 | 7 | WE
[9 empty] | 2032-06-13 | 6 | 2032 | 1 | WE
[9 empty] | 2032-06-14 | 6 | 2032 | 2 | WD
[9 empty] | 2032-06-15 | 6 | 2032 | 3 | WD
[9 empty] | 2032-06-16 | 6 | 2032 | 4 | WD
[9 empty] | 2032-06-17 | 6 | 2032 | 5 | WD
[9 empty] | 2032-06-18 | 6 | 2032 | 6 | WD
[9 empty] | 2032-06-19 | 6 | 2032 | 7 | WE
[9 empty] | 2032-06-20 | 6 | 2032 | 1 | WE
[9 empty] | 2032-06-21 | 6 | 2032 | 2 | WD
[9 empty] | 2032-06-22 | 6 | 2032 | 3 | WD
[9 empty] | 2032-06-23 | 6 | 2032 | 4 | WD
[9 empty] | 2032-06-24 | 6 | 2032 | 5 | WD
[9 empty] | 2032-06-25 | 6 | 2032 | 6 | WD
[9 empty] | 2032-06-26 | 6 | 2032 | 7 | WE
[9 empty] | 2032-06-27 | 6 | 2032 | 1 | WE
[9 empty] | 2032-06-28 | 6 | 2032 | 2 | WD
[9 empty] | 2032-06-29 | 6 | 2032 | 3 | WD
[9 empty] | 2032-06-30 | 6 | 2032 | 4 | WD
[9 empty] | 2032-07-01 | 7 | 2032 | 5 | WD
[9 empty] | 2032-07-02 | 7 | 2032 | 6 | WD
[9 empty] | 2032-07-03 | 7 | 2032 | 7 | WE
[9 empty] | 2032-07-04 | 7 | 2032 | 1 | WE
[9 empty] | 2032-07-05 | 7 | 2032 | 2 | WD
[9 empty] | 2032-07-06 | 7 | 2032 | 3 | WD
[9 empty] | 2032-07-07 | 7 | 2032 | 4 | WD
[9 empty] | 2032-07-08 | 7 | 2032 | 5 | WD
[9 empty] | 2032-07-09 | 7 | 2032 | 6 | WD
[9 empty] | 2032-07-10 | 7 | 2032 | 7 | WE
[9 empty] | 2032-07-11 | 7 | 2032 | 1 | WE
[9 empty] | 2032-07-12 | 7 | 2032 | 2 | WD
[9 empty] | 2032-07-13 | 7 | 2032 | 3 | WD
[9 empty] | 2032-07-14 | 7 | 2032 | 4 | WD
[9 empty] | 2032-07-15 | 7 | 2032 | 5 | WD
[9 empty] | 2032-07-16 | 7 | 2032 | 6 | WD
[9 empty] | 2032-07-17 | 7 | 2032 | 7 | WE
[9 empty] | 2032-07-18 | 7 | 2032 | 1 | WE
[9 empty] | 2032-07-19 | 7 | 2032 | 2 | WD
[9 empty] | 2032-07-20 | 7 | 2032 | 3 | WD
[9 empty] | 2032-07-21 | 7 | 2032 | 4 | WD
[9 empty] | 2032-07-22 | 7 | 2032 | 5 | WD
[9 empty] | 2032-07-23 | 7 | 2032 | 6 | WD
[9 empty] | 2032-07-24 | 7 | 2032 | 7 | WE
[9 empty] | 2032-07-25 | 7 | 2032 | 1 | WE
[9 empty] | 2032-07-26 | 7 | 2032 | 2 | WD
[9 empty] | 2032-07-27 | 7 | 2032 | 3 | WD
[9 empty] | 2032-07-28 | 7 | 2032 | 4 | WD
[9 empty] | 2032-07-29 | 7 | 2032 | 5 | WD
[9 empty] | 2032-07-30 | 7 | 2032 | 6 | WD
[9 empty] | 2032-07-31 | 7 | 2032 | 7 | WE
[9 empty] | 2032-08-01 | 8 | 2032 | 1 | WE
[9 empty] | 2032-08-02 | 8 | 2032 | 2 | WD
[9 empty] | 2032-08-03 | 8 | 2032 | 3 | WD
[9 empty] | 2032-08-04 | 8 | 2032 | 4 | WD
[9 empty] | 2032-08-05 | 8 | 2032 | 5 | WD
[9 empty] | 2032-08-06 | 8 | 2032 | 6 | WD
[9 empty] | 2032-08-07 | 8 | 2032 | 7 | WE
[9 empty] | 2032-08-08 | 8 | 2032 | 1 | WE
[9 empty] | 2032-08-09 | 8 | 2032 | 2 | WD
[9 empty] | 2032-08-10 | 8 | 2032 | 3 | WD
[9 empty] | 2032-08-11 | 8 | 2032 | 4 | WD
[9 empty] | 2032-08-12 | 8 | 2032 | 5 | WD
[9 empty] | 2032-08-13 | 8 | 2032 | 6 | WD
[9 empty] | 2032-08-14 | 8 | 2032 | 7 | WE
[9 empty] | 2032-08-15 | 8 | 2032 | 1 | WE
[9 empty] | 2032-08-16 | 8 | 2032 | 2 | WD
[9 empty] | 2032-08-17 | 8 | 2032 | 3 | WD
[9 empty] | 2032-08-18 | 8 | 2032 | 4 | WD
[9 empty] | 2032-08-19 | 8 | 2032 | 5 | WD
[9 empty] | 2032-08-20 | 8 | 2032 | 6 | WD
[9 empty] | 2032-08-21 | 8 | 2032 | 7 | WE
[9 empty] | 2032-08-22 | 8 | 2032 | 1 | WE
[9 empty] | 2032-08-23 | 8 | 2032 | 2 | WD
[9 empty] | 2032-08-24 | 8 | 2032 | 3 | WD
[9 empty] | 2032-08-25 | 8 | 2032 | 4 | WD
[9 empty] | 2032-08-26 | 8 | 2032 | 5 | WD
[9 empty] | 2032-08-27 | 8 | 2032 | 6 | WD
[9 empty] | 2032-08-28 | 8 | 2032 | 7 | WE
[9 empty] | 2032-08-29 | 8 | 2032 | 1 | WE
[9 empty] | 2032-08-30 | 8 | 2032 | 2 | WD
[9 empty] | 2032-08-31 | 8 | 2032 | 3 | WD
[9 empty] | 2032-09-01 | 9 | 2032 | 4 | WD
[9 empty] | 2032-09-02 | 9 | 2032 | 5 | WD
[9 empty] | 2032-09-03 | 9 | 2032 | 6 | WD
[9 empty] | 2032-09-04 | 9 | 2032 | 7 | WE
[9 empty] | 2032-09-05 | 9 | 2032 | 1 | WE
[9 empty] | 2032-09-06 | 9 | 2032 | 2 | WD
[9 empty] | 2032-09-07 | 9 | 2032 | 3 | WD
[9 empty] | 2032-09-08 | 9 | 2032 | 4 | WD
[9 empty] | 2032-09-09 | 9 | 2032 | 5 | WD
[9 empty] | 2032-09-10 | 9 | 2032 | 6 | WD
[9 empty] | 2032-09-11 | 9 | 2032 | 7 | WE
[9 empty] | 2032-09-12 | 9 | 2032 | 1 | WE
[9 empty] | 2032-09-13 | 9 | 2032 | 2 | WD
[9 empty] | 2032-09-14 | 9 | 2032 | 3 | WD
[9 empty] | 2032-09-15 | 9 | 2032 | 4 | WD
[9 empty] | 2032-09-16 | 9 | 2032 | 5 | WD
[9 empty] | 2032-09-17 | 9 | 2032 | 6 | WD
[9 empty] | 2032-09-18 | 9 | 2032 | 7 | WE
[9 empty] | 2032-09-19 | 9 | 2032 | 1 | WE
[9 empty] | 2032-09-20 | 9 | 2032 | 2 | WD
[9 empty] | 2032-09-21 | 9 | 2032 | 3 | WD
[9 empty] | 2032-09-22 | 9 | 2032 | 4 | WD
[9 empty] | 2032-09-23 | 9 | 2032 | 5 | WD
[9 empty] | 2032-09-24 | 9 | 2032 | 6 | WD
[9 empty] | 2032-09-25 | 9 | 2032 | 7 | WE
[9 empty] | 2032-09-26 | 9 | 2032 | 1 | WE
[9 empty] | 2032-09-27 | 9 | 2032 | 2 | WD
[9 empty] | 2032-09-28 | 9 | 2032 | 3 | WD
[9 empty] | 2032-09-29 | 9 | 2032 | 4 | WD
[9 empty] | 2032-09-30 | 9 | 2032 | 5 | WD
[9 empty] | 2032-10-01 | 10 | 2032 | 6 | WD
[9 empty] | 2032-10-02 | 10 | 2032 | 7 | WE
[9 empty] | 2032-10-03 | 10 | 2032 | 1 | WE
[9 empty] | 2032-10-04 | 10 | 2032 | 2 | WD
[9 empty] | 2032-10-05 | 10 | 2032 | 3 | WD
[9 empty] | 2032-10-06 | 10 | 2032 | 4 | WD
[9 empty] | 2032-10-07 | 10 | 2032 | 5 | WD
[9 empty] | 2032-10-08 | 10 | 2032 | 6 | WD
[9 empty] | 2032-10-09 | 10 | 2032 | 7 | WE
[9 empty] | 2032-10-10 | 10 | 2032 | 1 | WE
[9 empty] | 2032-10-11 | 10 | 2032 | 2 | WD
[9 empty] | 2032-10-12 | 10 | 2032 | 3 | WD
[9 empty] | 2032-10-13 | 10 | 2032 | 4 | WD
[9 empty] | 2032-10-14 | 10 | 2032 | 5 | WD
[9 empty] | 2032-10-15 | 10 | 2032 | 6 | WD
[9 empty] | 2032-10-16 | 10 | 2032 | 7 | WE
[9 empty] | 2032-10-17 | 10 | 2032 | 1 | WE
[9 empty] | 2032-10-18 | 10 | 2032 | 2 | WD
[9 empty] | 2032-10-19 | 10 | 2032 | 3 | WD
[9 empty] | 2032-10-20 | 10 | 2032 | 4 | WD
[9 empty] | 2032-10-21 | 10 | 2032 | 5 | WD
[9 empty] | 2032-10-22 | 10 | 2032 | 6 | WD
[9 empty] | 2032-10-23 | 10 | 2032 | 7 | WE
[9 empty] | 2032-10-24 | 10 | 2032 | 1 | WE
[9 empty] | 2032-10-25 | 10 | 2032 | 2 | WD
[9 empty] | 2032-10-26 | 10 | 2032 | 3 | WD
[9 empty] | 2032-10-27 | 10 | 2032 | 4 | WD
[9 empty] | 2032-10-28 | 10 | 2032 | 5 | WD
[9 empty] | 2032-10-29 | 10 | 2032 | 6 | WD
[9 empty] | 2032-10-30 | 10 | 2032 | 7 | WE
[9 empty] | 2032-10-31 | 10 | 2032 | 1 | WE
[9 empty] | 2032-11-01 | 11 | 2032 | 2 | WD
[9 empty] | 2032-11-02 | 11 | 2032 | 3 | WD
[9 empty] | 2032-11-03 | 11 | 2032 | 4 | WD
[9 empty] | 2032-11-04 | 11 | 2032 | 5 | WD
[9 empty] | 2032-11-05 | 11 | 2032 | 6 | WD
[9 empty] | 2032-11-06 | 11 | 2032 | 7 | WE
[9 empty] | 2032-11-07 | 11 | 2032 | 1 | WE
[9 empty] | 2032-11-08 | 11 | 2032 | 2 | WD
[9 empty] | 2032-11-09 | 11 | 2032 | 3 | WD
[9 empty] | 2032-11-10 | 11 | 2032 | 4 | WD
[9 empty] | 2032-11-11 | 11 | 2032 | 5 | WD
[9 empty] | 2032-11-12 | 11 | 2032 | 6 | WD
[9 empty] | 2032-11-13 | 11 | 2032 | 7 | WE
[9 empty] | 2032-11-14 | 11 | 2032 | 1 | WE
[9 empty] | 2032-11-15 | 11 | 2032 | 2 | WD
[9 empty] | 2032-11-16 | 11 | 2032 | 3 | WD
[9 empty] | 2032-11-17 | 11 | 2032 | 4 | WD
[9 empty] | 2032-11-18 | 11 | 2032 | 5 | WD
[9 empty] | 2032-11-19 | 11 | 2032 | 6 | WD
[9 empty] | 2032-11-20 | 11 | 2032 | 7 | WE
[9 empty] | 2032-11-21 | 11 | 2032 | 1 | WE
[9 empty] | 2032-11-22 | 11 | 2032 | 2 | WD
[9 empty] | 2032-11-23 | 11 | 2032 | 3 | WD
[9 empty] | 2032-11-24 | 11 | 2032 | 4 | WD
[9 empty] | 2032-11-25 | 11 | 2032 | 5 | WD
[9 empty] | 2032-11-26 | 11 | 2032 | 6 | WD
[9 empty] | 2032-11-27 | 11 | 2032 | 7 | WE
[9 empty] | 2032-11-28 | 11 | 2032 | 1 | WE
[9 empty] | 2032-11-29 | 11 | 2032 | 2 | WD
[9 empty] | 2032-11-30 | 11 | 2032 | 3 | WD
[9 empty] | 2032-12-01 | 12 | 2032 | 4 | WD
[9 empty] | 2032-12-02 | 12 | 2032 | 5 | WD
[9 empty] | 2032-12-03 | 12 | 2032 | 6 | WD
[9 empty] | 2032-12-04 | 12 | 2032 | 7 | WE
[9 empty] | 2032-12-05 | 12 | 2032 | 1 | WE
[9 empty] | 2032-12-06 | 12 | 2032 | 2 | WD
[9 empty] | 2032-12-07 | 12 | 2032 | 3 | WD
[9 empty] | 2032-12-08 | 12 | 2032 | 4 | WD
[9 empty] | 2032-12-09 | 12 | 2032 | 5 | WD
[9 empty] | 2032-12-10 | 12 | 2032 | 6 | WD
[9 empty] | 2032-12-11 | 12 | 2032 | 7 | WE
[9 empty] | 2032-12-12 | 12 | 2032 | 1 | WE
[9 empty] | 2032-12-13 | 12 | 2032 | 2 | WD
[9 empty] | 2032-12-14 | 12 | 2032 | 3 | WD
[9 empty] | 2032-12-15 | 12 | 2032 | 4 | WD
[9 empty] | 2032-12-16 | 12 | 2032 | 5 | WD
[9 empty] | 2032-12-17 | 12 | 2032 | 6 | WD
[9 empty] | 2032-12-18 | 12 | 2032 | 7 | WE
[9 empty] | 2032-12-19 | 12 | 2032 | 1 | WE
[9 empty] | 2032-12-20 | 12 | 2032 | 2 | WD
[9 empty] | 2032-12-21 | 12 | 2032 | 3 | WD
[9 empty] | 2032-12-22 | 12 | 2032 | 4 | WD
[9 empty] | 2032-12-23 | 12 | 2032 | 5 | WD
[9 empty] | 2032-12-24 | 12 | 2032 | 6 | WD
[9 empty] | 2032-12-25 | 12 | 2032 | 7 | WE
[9 empty] | 2032-12-26 | 12 | 2032 | 1 | WE
[9 empty] | 2032-12-27 | 12 | 2032 | 2 | WD
[9 empty] | 2032-12-28 | 12 | 2032 | 3 | WD
[9 empty] | 2032-12-29 | 12 | 2032 | 4 | WD
[9 empty] | 2032-12-30 | 12 | 2032 | 5 | WD
[9 empty] | 2032-12-31 | 12 | 2032 | 6 | WD
[9 empty] | 2033-01-01 | 1 | 2033 | 7 | WE
[9 empty] | 2033-01-02 | 1 | 2033 | 1 | WE
[9 empty] | 2033-01-03 | 1 | 2033 | 2 | WD
[9 empty] | 2033-01-04 | 1 | 2033 | 3 | WD
[9 empty] | 2033-01-05 | 1 | 2033 | 4 | WD
[9 empty] | 2033-01-06 | 1 | 2033 | 5 | WD
[9 empty] | 2033-01-07 | 1 | 2033 | 6 | WD
[9 empty] | 2033-01-08 | 1 | 2033 | 7 | WE
[9 empty] | 2033-01-09 | 1 | 2033 | 1 | WE
[9 empty] | 2033-01-10 | 1 | 2033 | 2 | WD
[9 empty] | 2033-01-11 | 1 | 2033 | 3 | WD
[9 empty] | 2033-01-12 | 1 | 2033 | 4 | WD
[9 empty] | 2033-01-13 | 1 | 2033 | 5 | WD
[9 empty] | 2033-01-14 | 1 | 2033 | 6 | WD
[9 empty] | 2033-01-15 | 1 | 2033 | 7 | WE
[9 empty] | 2033-01-16 | 1 | 2033 | 1 | WE
[9 empty] | 2033-01-17 | 1 | 2033 | 2 | WD
[9 empty] | 2033-01-18 | 1 | 2033 | 3 | WD
[9 empty] | 2033-01-19 | 1 | 2033 | 4 | WD
[9 empty] | 2033-01-20 | 1 | 2033 | 5 | WD
[9 empty] | 2033-01-21 | 1 | 2033 | 6 | WD
[9 empty] | 2033-01-22 | 1 | 2033 | 7 | WE
[9 empty] | 2033-01-23 | 1 | 2033 | 1 | WE
[9 empty] | 2033-01-24 | 1 | 2033 | 2 | WD
[9 empty] | 2033-01-25 | 1 | 2033 | 3 | WD
[9 empty] | 2033-01-26 | 1 | 2033 | 4 | WD
[9 empty] | 2033-01-27 | 1 | 2033 | 5 | WD
[9 empty] | 2033-01-28 | 1 | 2033 | 6 | WD
[9 empty] | 2033-01-29 | 1 | 2033 | 7 | WE
[9 empty] | 2033-01-30 | 1 | 2033 | 1 | WE
[9 empty] | 2033-01-31 | 1 | 2033 | 2 | WD
[9 empty] | 2033-02-01 | 2 | 2033 | 3 | WD
[9 empty] | 2033-02-02 | 2 | 2033 | 4 | WD
[9 empty] | 2033-02-03 | 2 | 2033 | 5 | WD
[9 empty] | 2033-02-04 | 2 | 2033 | 6 | WD
[9 empty] | 2033-02-05 | 2 | 2033 | 7 | WE
[9 empty] | 2033-02-06 | 2 | 2033 | 1 | WE
[9 empty] | 2033-02-07 | 2 | 2033 | 2 | WD
[9 empty] | 2033-02-08 | 2 | 2033 | 3 | WD
[9 empty] | 2033-02-09 | 2 | 2033 | 4 | WD
[9 empty] | 2033-02-10 | 2 | 2033 | 5 | WD
[9 empty] | 2033-02-11 | 2 | 2033 | 6 | WD
[9 empty] | 2033-02-12 | 2 | 2033 | 7 | WE
[9 empty] | 2033-02-13 | 2 | 2033 | 1 | WE
[9 empty] | 2033-02-14 | 2 | 2033 | 2 | WD
[9 empty] | 2033-02-15 | 2 | 2033 | 3 | WD
[9 empty] | 2033-02-16 | 2 | 2033 | 4 | WD
[9 empty] | 2033-02-17 | 2 | 2033 | 5 | WD
[9 empty] | 2033-02-18 | 2 | 2033 | 6 | WD
[9 empty] | 2033-02-19 | 2 | 2033 | 7 | WE
[9 empty] | 2033-02-20 | 2 | 2033 | 1 | WE
[9 empty] | 2033-02-21 | 2 | 2033 | 2 | WD
[9 empty] | 2033-02-22 | 2 | 2033 | 3 | WD
[9 empty] | 2033-02-23 | 2 | 2033 | 4 | WD
[9 empty] | 2033-02-24 | 2 | 2033 | 5 | WD
[9 empty] | 2033-02-25 | 2 | 2033 | 6 | WD
[9 empty] | 2033-02-26 | 2 | 2033 | 7 | WE
[9 empty] | 2033-02-27 | 2 | 2033 | 1 | WE
[9 empty] | 2033-02-28 | 2 | 2033 | 2 | WD
[9 empty] | 2033-03-01 | 3 | 2033 | 3 | WD
[9 empty] | 2033-03-02 | 3 | 2033 | 4 | WD
[9 empty] | 2033-03-03 | 3 | 2033 | 5 | WD
[9 empty] | 2033-03-04 | 3 | 2033 | 6 | WD
[9 empty] | 2033-03-05 | 3 | 2033 | 7 | WE
[9 empty] | 2033-03-06 | 3 | 2033 | 1 | WE
[9 empty] | 2033-03-07 | 3 | 2033 | 2 | WD
[9 empty] | 2033-03-08 | 3 | 2033 | 3 | WD
[9 empty] | 2033-03-09 | 3 | 2033 | 4 | WD
[9 empty] | 2033-03-10 | 3 | 2033 | 5 | WD
[9 empty] | 2033-03-11 | 3 | 2033 | 6 | WD
[9 empty] | 2033-03-12 | 3 | 2033 | 7 | WE
[9 empty] | 2033-03-13 | 3 | 2033 | 1 | WE
[9 empty] | 2033-03-14 | 3 | 2033 | 2 | WD
[9 empty] | 2033-03-15 | 3 | 2033 | 3 | WD
[9 empty] | 2033-03-16 | 3 | 2033 | 4 | WD
[9 empty] | 2033-03-17 | 3 | 2033 | 5 | WD
[9 empty] | 2033-03-18 | 3 | 2033 | 6 | WD
[9 empty] | 2033-03-19 | 3 | 2033 | 7 | WE
[9 empty] | 2033-03-20 | 3 | 2033 | 1 | WE
[9 empty] | 2033-03-21 | 3 | 2033 | 2 | WD
[9 empty] | 2033-03-22 | 3 | 2033 | 3 | WD
[9 empty] | 2033-03-23 | 3 | 2033 | 4 | WD
[9 empty] | 2033-03-24 | 3 | 2033 | 5 | WD
[9 empty] | 2033-03-25 | 3 | 2033 | 6 | WD
[9 empty] | 2033-03-26 | 3 | 2033 | 7 | WE
[9 empty] | 2033-03-27 | 3 | 2033 | 1 | WE
[9 empty] | 2033-03-28 | 3 | 2033 | 2 | WD
[9 empty] | 2033-03-29 | 3 | 2033 | 3 | WD
[9 empty] | 2033-03-30 | 3 | 2033 | 4 | WD
[9 empty] | 2033-03-31 | 3 | 2033 | 5 | WD
[9 empty] | 2033-04-01 | 4 | 2033 | 6 | WD
[9 empty] | 2033-04-02 | 4 | 2033 | 7 | WE
[9 empty] | 2033-04-03 | 4 | 2033 | 1 | WE
[9 empty] | 2033-04-04 | 4 | 2033 | 2 | WD
[9 empty] | 2033-04-05 | 4 | 2033 | 3 | WD
[9 empty] | 2033-04-06 | 4 | 2033 | 4 | WD
[9 empty] | 2033-04-07 | 4 | 2033 | 5 | WD
[9 empty] | 2033-04-08 | 4 | 2033 | 6 | WD
[9 empty] | 2033-04-09 | 4 | 2033 | 7 | WE
[9 empty] | 2033-04-10 | 4 | 2033 | 1 | WE
[9 empty] | 2033-04-11 | 4 | 2033 | 2 | WD
[9 empty] | 2033-04-12 | 4 | 2033 | 3 | WD
[9 empty] | 2033-04-13 | 4 | 2033 | 4 | WD
[9 empty] | 2033-04-14 | 4 | 2033 | 5 | WD
[9 empty] | 2033-04-15 | 4 | 2033 | 6 | WD
[9 empty] | 2033-04-16 | 4 | 2033 | 7 | WE
[9 empty] | 2033-04-17 | 4 | 2033 | 1 | WE
[9 empty] | 2033-04-18 | 4 | 2033 | 2 | WD
[9 empty] | 2033-04-19 | 4 | 2033 | 3 | WD
[9 empty] | 2033-04-20 | 4 | 2033 | 4 | WD
[9 empty] | 2033-04-21 | 4 | 2033 | 5 | WD
[9 empty] | 2033-04-22 | 4 | 2033 | 6 | WD
[9 empty] | 2033-04-23 | 4 | 2033 | 7 | WE
[9 empty] | 2033-04-24 | 4 | 2033 | 1 | WE
[9 empty] | 2033-04-25 | 4 | 2033 | 2 | WD
[9 empty] | 2033-04-26 | 4 | 2033 | 3 | WD
[9 empty] | 2033-04-27 | 4 | 2033 | 4 | WD
[9 empty] | 2033-04-28 | 4 | 2033 | 5 | WD
[9 empty] | 2033-04-29 | 4 | 2033 | 6 | WD
[9 empty] | 2033-04-30 | 4 | 2033 | 7 | WE
[9 empty] | 2033-05-01 | 5 | 2033 | 1 | WE
[9 empty] | 2033-05-02 | 5 | 2033 | 2 | WD
[9 empty] | 2033-05-03 | 5 | 2033 | 3 | WD
[9 empty] | 2033-05-04 | 5 | 2033 | 4 | WD
[9 empty] | 2033-05-05 | 5 | 2033 | 5 | WD
[9 empty] | 2033-05-06 | 5 | 2033 | 6 | WD
[9 empty] | 2033-05-07 | 5 | 2033 | 7 | WE
[9 empty] | 2033-05-08 | 5 | 2033 | 1 | WE
[9 empty] | 2033-05-09 | 5 | 2033 | 2 | WD
[9 empty] | 2033-05-10 | 5 | 2033 | 3 | WD
[9 empty] | 2033-05-11 | 5 | 2033 | 4 | WD
[9 empty] | 2033-05-12 | 5 | 2033 | 5 | WD
[9 empty] | 2033-05-13 | 5 | 2033 | 6 | WD
[9 empty] | 2033-05-14 | 5 | 2033 | 7 | WE
[9 empty] | 2033-05-15 | 5 | 2033 | 1 | WE
[9 empty] | 2033-05-16 | 5 | 2033 | 2 | WD
[9 empty] | 2033-05-17 | 5 | 2033 | 3 | WD
[9 empty] | 2033-05-18 | 5 | 2033 | 4 | WD
[9 empty] | 2033-05-19 | 5 | 2033 | 5 | WD
[9 empty] | 2033-05-20 | 5 | 2033 | 6 | WD
[9 empty] | 2033-05-21 | 5 | 2033 | 7 | WE
[9 empty] | 2033-05-22 | 5 | 2033 | 1 | WE
[9 empty] | 2033-05-23 | 5 | 2033 | 2 | WD
[9 empty] | 2033-05-24 | 5 | 2033 | 3 | WD
[9 empty] | 2033-05-25 | 5 | 2033 | 4 | WD
[9 empty] | 2033-05-26 | 5 | 2033 | 5 | WD
[9 empty] | 2033-05-27 | 5 | 2033 | 6 | WD
[9 empty] | 2033-05-28 | 5 | 2033 | 7 | WE
[9 empty] | 2033-05-29 | 5 | 2033 | 1 | WE
[9 empty] | 2033-05-30 | 5 | 2033 | 2 | WD
[9 empty] | 2033-05-31 | 5 | 2033 | 3 | WD
[9 empty] | 2033-06-01 | 6 | 2033 | 4 | WD
[9 empty] | 2033-06-02 | 6 | 2033 | 5 | WD
[9 empty] | 2033-06-03 | 6 | 2033 | 6 | WD
[9 empty] | 2033-06-04 | 6 | 2033 | 7 | WE
[9 empty] | 2033-06-05 | 6 | 2033 | 1 | WE
[9 empty] | 2033-06-06 | 6 | 2033 | 2 | WD
[9 empty] | 2033-06-07 | 6 | 2033 | 3 | WD
[9 empty] | 2033-06-08 | 6 | 2033 | 4 | WD
[9 empty] | 2033-06-09 | 6 | 2033 | 5 | WD
[9 empty] | 2033-06-10 | 6 | 2033 | 6 | WD
[9 empty] | 2033-06-11 | 6 | 2033 | 7 | WE
[9 empty] | 2033-06-12 | 6 | 2033 | 1 | WE
[9 empty] | 2033-06-13 | 6 | 2033 | 2 | WD
[9 empty] | 2033-06-14 | 6 | 2033 | 3 | WD
[9 empty] | 2033-06-15 | 6 | 2033 | 4 | WD
[9 empty] | 2033-06-16 | 6 | 2033 | 5 | WD
[9 empty] | 2033-06-17 | 6 | 2033 | 6 | WD
[9 empty] | 2033-06-18 | 6 | 2033 | 7 | WE
[9 empty] | 2033-06-19 | 6 | 2033 | 1 | WE
[9 empty] | 2033-06-20 | 6 | 2033 | 2 | WD
[9 empty] | 2033-06-21 | 6 | 2033 | 3 | WD
[9 empty] | 2033-06-22 | 6 | 2033 | 4 | WD
[9 empty] | 2033-06-23 | 6 | 2033 | 5 | WD
[9 empty] | 2033-06-24 | 6 | 2033 | 6 | WD
[9 empty] | 2033-06-25 | 6 | 2033 | 7 | WE
[9 empty] | 2033-06-26 | 6 | 2033 | 1 | WE
[9 empty] | 2033-06-27 | 6 | 2033 | 2 | WD
[9 empty] | 2033-06-28 | 6 | 2033 | 3 | WD
[9 empty] | 2033-06-29 | 6 | 2033 | 4 | WD
[9 empty] | 2033-06-30 | 6 | 2033 | 5 | WD
[9 empty] | 2033-07-01 | 7 | 2033 | 6 | WD
[9 empty] | 2033-07-02 | 7 | 2033 | 7 | WE
[9 empty] | 2033-07-03 | 7 | 2033 | 1 | WE
[9 empty] | 2033-07-04 | 7 | 2033 | 2 | WD
[9 empty] | 2033-07-05 | 7 | 2033 | 3 | WD
[9 empty] | 2033-07-06 | 7 | 2033 | 4 | WD
[9 empty] | 2033-07-07 | 7 | 2033 | 5 | WD
[9 empty] | 2033-07-08 | 7 | 2033 | 6 | WD
[9 empty] | 2033-07-09 | 7 | 2033 | 7 | WE
[9 empty] | 2033-07-10 | 7 | 2033 | 1 | WE
[9 empty] | 2033-07-11 | 7 | 2033 | 2 | WD
[9 empty] | 2033-07-12 | 7 | 2033 | 3 | WD
[9 empty] | 2033-07-13 | 7 | 2033 | 4 | WD
[9 empty] | 2033-07-14 | 7 | 2033 | 5 | WD
[9 empty] | 2033-07-15 | 7 | 2033 | 6 | WD
[9 empty] | 2033-07-16 | 7 | 2033 | 7 | WE
[9 empty] | 2033-07-17 | 7 | 2033 | 1 | WE
[9 empty] | 2033-07-18 | 7 | 2033 | 2 | WD
[9 empty] | 2033-07-19 | 7 | 2033 | 3 | WD
[9 empty] | 2033-07-20 | 7 | 2033 | 4 | WD
[9 empty] | 2033-07-21 | 7 | 2033 | 5 | WD
[9 empty] | 2033-07-22 | 7 | 2033 | 6 | WD
[9 empty] | 2033-07-23 | 7 | 2033 | 7 | WE
[9 empty] | 2033-07-24 | 7 | 2033 | 1 | WE
[9 empty] | 2033-07-25 | 7 | 2033 | 2 | WD
[9 empty] | 2033-07-26 | 7 | 2033 | 3 | WD
[9 empty] | 2033-07-27 | 7 | 2033 | 4 | WD
[9 empty] | 2033-07-28 | 7 | 2033 | 5 | WD
[9 empty] | 2033-07-29 | 7 | 2033 | 6 | WD
[9 empty] | 2033-07-30 | 7 | 2033 | 7 | WE
[9 empty] | 2033-07-31 | 7 | 2033 | 1 | WE
[9 empty] | 2033-08-01 | 8 | 2033 | 2 | WD
[9 empty] | 2033-08-02 | 8 | 2033 | 3 | WD
[9 empty] | 2033-08-03 | 8 | 2033 | 4 | WD
[9 empty] | 2033-08-04 | 8 | 2033 | 5 | WD
[9 empty] | 2033-08-05 | 8 | 2033 | 6 | WD
[9 empty] | 2033-08-06 | 8 | 2033 | 7 | WE
[9 empty] | 2033-08-07 | 8 | 2033 | 1 | WE
[9 empty] | 2033-08-08 | 8 | 2033 | 2 | WD
[9 empty] | 2033-08-09 | 8 | 2033 | 3 | WD
[9 empty] | 2033-08-10 | 8 | 2033 | 4 | WD
[9 empty] | 2033-08-11 | 8 | 2033 | 5 | WD
[9 empty] | 2033-08-12 | 8 | 2033 | 6 | WD
[9 empty] | 2033-08-13 | 8 | 2033 | 7 | WE
[9 empty] | 2033-08-14 | 8 | 2033 | 1 | WE
[9 empty] | 2033-08-15 | 8 | 2033 | 2 | WD
[9 empty] | 2033-08-16 | 8 | 2033 | 3 | WD
[9 empty] | 2033-08-17 | 8 | 2033 | 4 | WD
[9 empty] | 2033-08-18 | 8 | 2033 | 5 | WD
[9 empty] | 2033-08-19 | 8 | 2033 | 6 | WD
[9 empty] | 2033-08-20 | 8 | 2033 | 7 | WE
[9 empty] | 2033-08-21 | 8 | 2033 | 1 | WE
[9 empty] | 2033-08-22 | 8 | 2033 | 2 | WD
[9 empty] | 2033-08-23 | 8 | 2033 | 3 | WD
[9 empty] | 2033-08-24 | 8 | 2033 | 4 | WD
[9 empty] | 2033-08-25 | 8 | 2033 | 5 | WD
[9 empty] | 2033-08-26 | 8 | 2033 | 6 | WD
[9 empty] | 2033-08-27 | 8 | 2033 | 7 | WE
[9 empty] | 2033-08-28 | 8 | 2033 | 1 | WE
[9 empty] | 2033-08-29 | 8 | 2033 | 2 | WD
[9 empty] | 2033-08-30 | 8 | 2033 | 3 | WD
[9 empty] | 2033-08-31 | 8 | 2033 | 4 | WD
[9 empty] | 2033-09-01 | 9 | 2033 | 5 | WD
[9 empty] | 2033-09-02 | 9 | 2033 | 6 | WD
[9 empty] | 2033-09-03 | 9 | 2033 | 7 | WE
[9 empty] | 2033-09-04 | 9 | 2033 | 1 | WE
[9 empty] | 2033-09-05 | 9 | 2033 | 2 | WD
[9 empty] | 2033-09-06 | 9 | 2033 | 3 | WD
[9 empty] | 2033-09-07 | 9 | 2033 | 4 | WD
[9 empty] | 2033-09-08 | 9 | 2033 | 5 | WD
[9 empty] | 2033-09-09 | 9 | 2033 | 6 | WD
[9 empty] | 2033-09-10 | 9 | 2033 | 7 | WE
[9 empty] | 2033-09-11 | 9 | 2033 | 1 | WE
[9 empty] | 2033-09-12 | 9 | 2033 | 2 | WD
[9 empty] | 2033-09-13 | 9 | 2033 | 3 | WD
[9 empty] | 2033-09-14 | 9 | 2033 | 4 | WD
[9 empty] | 2033-09-15 | 9 | 2033 | 5 | WD
[9 empty] | 2033-09-16 | 9 | 2033 | 6 | WD
[9 empty] | 2033-09-17 | 9 | 2033 | 7 | WE
[9 empty] | 2033-09-18 | 9 | 2033 | 1 | WE
[9 empty] | 2033-09-19 | 9 | 2033 | 2 | WD
[9 empty] | 2033-09-20 | 9 | 2033 | 3 | WD
[9 empty] | 2033-09-21 | 9 | 2033 | 4 | WD
[9 empty] | 2033-09-22 | 9 | 2033 | 5 | WD
[9 empty] | 2033-09-23 | 9 | 2033 | 6 | WD
[9 empty] | 2033-09-24 | 9 | 2033 | 7 | WE
[9 empty] | 2033-09-25 | 9 | 2033 | 1 | WE
[9 empty] | 2033-09-26 | 9 | 2033 | 2 | WD
[9 empty] | 2033-09-27 | 9 | 2033 | 3 | WD
[9 empty] | 2033-09-28 | 9 | 2033 | 4 | WD
[9 empty] | 2033-09-29 | 9 | 2033 | 5 | WD
[9 empty] | 2033-09-30 | 9 | 2033 | 6 | WD
[9 empty] | 2033-10-01 | 10 | 2033 | 7 | WE
[9 empty] | 2033-10-02 | 10 | 2033 | 1 | WE
[9 empty] | 2033-10-03 | 10 | 2033 | 2 | WD
[9 empty] | 2033-10-04 | 10 | 2033 | 3 | WD
[9 empty] | 2033-10-05 | 10 | 2033 | 4 | WD
[9 empty] | 2033-10-06 | 10 | 2033 | 5 | WD
[9 empty] | 2033-10-07 | 10 | 2033 | 6 | WD
[9 empty] | 2033-10-08 | 10 | 2033 | 7 | WE
[9 empty] | 2033-10-09 | 10 | 2033 | 1 | WE
[9 empty] | 2033-10-10 | 10 | 2033 | 2 | WD
[9 empty] | 2033-10-11 | 10 | 2033 | 3 | WD
[9 empty] | 2033-10-12 | 10 | 2033 | 4 | WD
[9 empty] | 2033-10-13 | 10 | 2033 | 5 | WD
[9 empty] | 2033-10-14 | 10 | 2033 | 6 | WD
[9 empty] | 2033-10-15 | 10 | 2033 | 7 | WE
[9 empty] | 2033-10-16 | 10 | 2033 | 1 | WE
[9 empty] | 2033-10-17 | 10 | 2033 | 2 | WD
[9 empty] | 2033-10-18 | 10 | 2033 | 3 | WD
[9 empty] | 2033-10-19 | 10 | 2033 | 4 | WD
[9 empty] | 2033-10-20 | 10 | 2033 | 5 | WD
[9 empty] | 2033-10-21 | 10 | 2033 | 6 | WD
[9 empty] | 2033-10-22 | 10 | 2033 | 7 | WE
[9 empty] | 2033-10-23 | 10 | 2033 | 1 | WE
[9 empty] | 2033-10-24 | 10 | 2033 | 2 | WD
[9 empty] | 2033-10-25 | 10 | 2033 | 3 | WD
[9 empty] | 2033-10-26 | 10 | 2033 | 4 | WD
[9 empty] | 2033-10-27 | 10 | 2033 | 5 | WD
[9 empty] | 2033-10-28 | 10 | 2033 | 6 | WD
[9 empty] | 2033-10-29 | 10 | 2033 | 7 | WE
[9 empty] | 2033-10-30 | 10 | 2033 | 1 | WE
[9 empty] | 2033-10-31 | 10 | 2033 | 2 | WD
[9 empty] | 2033-11-01 | 11 | 2033 | 3 | WD
[9 empty] | 2033-11-02 | 11 | 2033 | 4 | WD
[9 empty] | 2033-11-03 | 11 | 2033 | 5 | WD
[9 empty] | 2033-11-04 | 11 | 2033 | 6 | WD
[9 empty] | 2033-11-05 | 11 | 2033 | 7 | WE
[9 empty] | 2033-11-06 | 11 | 2033 | 1 | WE
[9 empty] | 2033-11-07 | 11 | 2033 | 2 | WD
[9 empty] | 2033-11-08 | 11 | 2033 | 3 | WD
[9 empty] | 2033-11-09 | 11 | 2033 | 4 | WD
[9 empty] | 2033-11-10 | 11 | 2033 | 5 | WD
[9 empty] | 2033-11-11 | 11 | 2033 | 6 | WD
[9 empty] | 2033-11-12 | 11 | 2033 | 7 | WE
[9 empty] | 2033-11-13 | 11 | 2033 | 1 | WE
[9 empty] | 2033-11-14 | 11 | 2033 | 2 | WD
[9 empty] | 2033-11-15 | 11 | 2033 | 3 | WD
[9 empty] | 2033-11-16 | 11 | 2033 | 4 | WD
[9 empty] | 2033-11-17 | 11 | 2033 | 5 | WD
[9 empty] | 2033-11-18 | 11 | 2033 | 6 | WD
[9 empty] | 2033-11-19 | 11 | 2033 | 7 | WE
[9 empty] | 2033-11-20 | 11 | 2033 | 1 | WE
[9 empty] | 2033-11-21 | 11 | 2033 | 2 | WD
[9 empty] | 2033-11-22 | 11 | 2033 | 3 | WD
[9 empty] | 2033-11-23 | 11 | 2033 | 4 | WD
[9 empty] | 2033-11-24 | 11 | 2033 | 5 | WD
[9 empty] | 2033-11-25 | 11 | 2033 | 6 | WD
[9 empty] | 2033-11-26 | 11 | 2033 | 7 | WE
[9 empty] | 2033-11-27 | 11 | 2033 | 1 | WE
[9 empty] | 2033-11-28 | 11 | 2033 | 2 | WD
[9 empty] | 2033-11-29 | 11 | 2033 | 3 | WD
[9 empty] | 2033-11-30 | 11 | 2033 | 4 | WD
[9 empty] | 2033-12-01 | 12 | 2033 | 5 | WD
[9 empty] | 2033-12-02 | 12 | 2033 | 6 | WD
[9 empty] | 2033-12-03 | 12 | 2033 | 7 | WE
[9 empty] | 2033-12-04 | 12 | 2033 | 1 | WE
[9 empty] | 2033-12-05 | 12 | 2033 | 2 | WD
[9 empty] | 2033-12-06 | 12 | 2033 | 3 | WD
[9 empty] | 2033-12-07 | 12 | 2033 | 4 | WD
[9 empty] | 2033-12-08 | 12 | 2033 | 5 | WD
[9 empty] | 2033-12-09 | 12 | 2033 | 6 | WD
[9 empty] | 2033-12-10 | 12 | 2033 | 7 | WE
[9 empty] | 2033-12-11 | 12 | 2033 | 1 | WE
[9 empty] | 2033-12-12 | 12 | 2033 | 2 | WD
[9 empty] | 2033-12-13 | 12 | 2033 | 3 | WD
[9 empty] | 2033-12-14 | 12 | 2033 | 4 | WD
[9 empty] | 2033-12-15 | 12 | 2033 | 5 | WD
[9 empty] | 2033-12-16 | 12 | 2033 | 6 | WD
[9 empty] | 2033-12-17 | 12 | 2033 | 7 | WE
[9 empty] | 2033-12-18 | 12 | 2033 | 1 | WE
[9 empty] | 2033-12-19 | 12 | 2033 | 2 | WD
[9 empty] | 2033-12-20 | 12 | 2033 | 3 | WD
[9 empty] | 2033-12-21 | 12 | 2033 | 4 | WD
[9 empty] | 2033-12-22 | 12 | 2033 | 5 | WD
[9 empty] | 2033-12-23 | 12 | 2033 | 6 | WD
[9 empty] | 2033-12-24 | 12 | 2033 | 7 | WE
[9 empty] | 2033-12-25 | 12 | 2033 | 1 | WE
[9 empty] | 2033-12-26 | 12 | 2033 | 2 | WD
[9 empty] | 2033-12-27 | 12 | 2033 | 3 | WD
[9 empty] | 2033-12-28 | 12 | 2033 | 4 | WD
[9 empty] | 2033-12-29 | 12 | 2033 | 5 | WD
[9 empty] | 2033-12-30 | 12 | 2033 | 6 | WD
[9 empty] | 2033-12-31 | 12 | 2033 | 7 | WE
[9 empty] | 2034-01-01 | 1 | 2034 | 1 | WE
[9 empty] | 2034-01-02 | 1 | 2034 | 2 | WD
[9 empty] | 2034-01-03 | 1 | 2034 | 3 | WD
[9 empty] | 2034-01-04 | 1 | 2034 | 4 | WD
[9 empty] | 2034-01-05 | 1 | 2034 | 5 | WD
[9 empty] | 2034-01-06 | 1 | 2034 | 6 | WD
[9 empty] | 2034-01-07 | 1 | 2034 | 7 | WE
[9 empty] | 2034-01-08 | 1 | 2034 | 1 | WE
[9 empty] | 2034-01-09 | 1 | 2034 | 2 | WD
[9 empty] | 2034-01-10 | 1 | 2034 | 3 | WD
[9 empty] | 2034-01-11 | 1 | 2034 | 4 | WD
[9 empty] | 2034-01-12 | 1 | 2034 | 5 | WD
[9 empty] | 2034-01-13 | 1 | 2034 | 6 | WD
[9 empty] | 2034-01-14 | 1 | 2034 | 7 | WE
[9 empty] | 2034-01-15 | 1 | 2034 | 1 | WE
[9 empty] | 2034-01-16 | 1 | 2034 | 2 | WD
[9 empty] | 2034-01-17 | 1 | 2034 | 3 | WD
[9 empty] | 2034-01-18 | 1 | 2034 | 4 | WD
[9 empty] | 2034-01-19 | 1 | 2034 | 5 | WD
[9 empty] | 2034-01-20 | 1 | 2034 | 6 | WD
[9 empty] | 2034-01-21 | 1 | 2034 | 7 | WE
[9 empty] | 2034-01-22 | 1 | 2034 | 1 | WE
[9 empty] | 2034-01-23 | 1 | 2034 | 2 | WD
[9 empty] | 2034-01-24 | 1 | 2034 | 3 | WD
[9 empty] | 2034-01-25 | 1 | 2034 | 4 | WD
[9 empty] | 2034-01-26 | 1 | 2034 | 5 | WD
[9 empty] | 2034-01-27 | 1 | 2034 | 6 | WD
[9 empty] | 2034-01-28 | 1 | 2034 | 7 | WE
[9 empty] | 2034-01-29 | 1 | 2034 | 1 | WE
[9 empty] | 2034-01-30 | 1 | 2034 | 2 | WD
[9 empty] | 2034-01-31 | 1 | 2034 | 3 | WD
[9 empty] | 2034-02-01 | 2 | 2034 | 4 | WD
[9 empty] | 2034-02-02 | 2 | 2034 | 5 | WD
[9 empty] | 2034-02-03 | 2 | 2034 | 6 | WD
[9 empty] | 2034-02-04 | 2 | 2034 | 7 | WE
[9 empty] | 2034-02-05 | 2 | 2034 | 1 | WE
[9 empty] | 2034-02-06 | 2 | 2034 | 2 | WD
[9 empty] | 2034-02-07 | 2 | 2034 | 3 | WD
[9 empty] | 2034-02-08 | 2 | 2034 | 4 | WD
[9 empty] | 2034-02-09 | 2 | 2034 | 5 | WD
[9 empty] | 2034-02-10 | 2 | 2034 | 6 | WD
[9 empty] | 2034-02-11 | 2 | 2034 | 7 | WE
[9 empty] | 2034-02-12 | 2 | 2034 | 1 | WE
[9 empty] | 2034-02-13 | 2 | 2034 | 2 | WD
[9 empty] | 2034-02-14 | 2 | 2034 | 3 | WD
[9 empty] | 2034-02-15 | 2 | 2034 | 4 | WD
[9 empty] | 2034-02-16 | 2 | 2034 | 5 | WD
[9 empty] | 2034-02-17 | 2 | 2034 | 6 | WD
[9 empty] | 2034-02-18 | 2 | 2034 | 7 | WE
[9 empty] | 2034-02-19 | 2 | 2034 | 1 | WE
[9 empty] | 2034-02-20 | 2 | 2034 | 2 | WD
[9 empty] | 2034-02-21 | 2 | 2034 | 3 | WD
[9 empty] | 2034-02-22 | 2 | 2034 | 4 | WD
[9 empty] | 2034-02-23 | 2 | 2034 | 5 | WD
[9 empty] | 2034-02-24 | 2 | 2034 | 6 | WD
[9 empty] | 2034-02-25 | 2 | 2034 | 7 | WE
[9 empty] | 2034-02-26 | 2 | 2034 | 1 | WE
[9 empty] | 2034-02-27 | 2 | 2034 | 2 | WD
[9 empty] | 2034-02-28 | 2 | 2034 | 3 | WD
[9 empty] | 2034-03-01 | 3 | 2034 | 4 | WD
[9 empty] | 2034-03-02 | 3 | 2034 | 5 | WD
[9 empty] | 2034-03-03 | 3 | 2034 | 6 | WD
[9 empty] | 2034-03-04 | 3 | 2034 | 7 | WE
[9 empty] | 2034-03-05 | 3 | 2034 | 1 | WE
[9 empty] | 2034-03-06 | 3 | 2034 | 2 | WD
[9 empty] | 2034-03-07 | 3 | 2034 | 3 | WD
[9 empty] | 2034-03-08 | 3 | 2034 | 4 | WD
[9 empty] | 2034-03-09 | 3 | 2034 | 5 | WD
[9 empty] | 2034-03-10 | 3 | 2034 | 6 | WD
[9 empty] | 2034-03-11 | 3 | 2034 | 7 | WE
[9 empty] | 2034-03-12 | 3 | 2034 | 1 | WE
[9 empty] | 2034-03-13 | 3 | 2034 | 2 | WD
[9 empty] | 2034-03-14 | 3 | 2034 | 3 | WD
[9 empty] | 2034-03-15 | 3 | 2034 | 4 | WD
[9 empty] | 2034-03-16 | 3 | 2034 | 5 | WD
[9 empty] | 2034-03-17 | 3 | 2034 | 6 | WD
[9 empty] | 2034-03-18 | 3 | 2034 | 7 | WE
[9 empty] | 2034-03-19 | 3 | 2034 | 1 | WE
[9 empty] | 2034-03-20 | 3 | 2034 | 2 | WD
[9 empty] | 2034-03-21 | 3 | 2034 | 3 | WD
[9 empty] | 2034-03-22 | 3 | 2034 | 4 | WD
[9 empty] | 2034-03-23 | 3 | 2034 | 5 | WD
[9 empty] | 2034-03-24 | 3 | 2034 | 6 | WD
[9 empty] | 2034-03-25 | 3 | 2034 | 7 | WE
[9 empty] | 2034-03-26 | 3 | 2034 | 1 | WE
[9 empty] | 2034-03-27 | 3 | 2034 | 2 | WD
[9 empty] | 2034-03-28 | 3 | 2034 | 3 | WD
[9 empty] | 2034-03-29 | 3 | 2034 | 4 | WD
[9 empty] | 2034-03-30 | 3 | 2034 | 5 | WD
[9 empty] | 2034-03-31 | 3 | 2034 | 6 | WD
[9 empty] | 2034-04-01 | 4 | 2034 | 7 | WE
[9 empty] | 2034-04-02 | 4 | 2034 | 1 | WE
[9 empty] | 2034-04-03 | 4 | 2034 | 2 | WD
[9 empty] | 2034-04-04 | 4 | 2034 | 3 | WD
[9 empty] | 2034-04-05 | 4 | 2034 | 4 | WD
[9 empty] | 2034-04-06 | 4 | 2034 | 5 | WD
[9 empty] | 2034-04-07 | 4 | 2034 | 6 | WD
[9 empty] | 2034-04-08 | 4 | 2034 | 7 | WE
[9 empty] | 2034-04-09 | 4 | 2034 | 1 | WE
[9 empty] | 2034-04-10 | 4 | 2034 | 2 | WD
[9 empty] | 2034-04-11 | 4 | 2034 | 3 | WD
[9 empty] | 2034-04-12 | 4 | 2034 | 4 | WD
[9 empty] | 2034-04-13 | 4 | 2034 | 5 | WD
[9 empty] | 2034-04-14 | 4 | 2034 | 6 | WD
[9 empty] | 2034-04-15 | 4 | 2034 | 7 | WE
[9 empty] | 2034-04-16 | 4 | 2034 | 1 | WE
[9 empty] | 2034-04-17 | 4 | 2034 | 2 | WD
[9 empty] | 2034-04-18 | 4 | 2034 | 3 | WD
[9 empty] | 2034-04-19 | 4 | 2034 | 4 | WD
[9 empty] | 2034-04-20 | 4 | 2034 | 5 | WD
[9 empty] | 2034-04-21 | 4 | 2034 | 6 | WD
[9 empty] | 2034-04-22 | 4 | 2034 | 7 | WE
[9 empty] | 2034-04-23 | 4 | 2034 | 1 | WE
[9 empty] | 2034-04-24 | 4 | 2034 | 2 | WD
[9 empty] | 2034-04-25 | 4 | 2034 | 3 | WD
[9 empty] | 2034-04-26 | 4 | 2034 | 4 | WD
[9 empty] | 2034-04-27 | 4 | 2034 | 5 | WD
[9 empty] | 2034-04-28 | 4 | 2034 | 6 | WD
[9 empty] | 2034-04-29 | 4 | 2034 | 7 | WE
[9 empty] | 2034-04-30 | 4 | 2034 | 1 | WE
[9 empty] | 2034-05-01 | 5 | 2034 | 2 | WD
[9 empty] | 2034-05-02 | 5 | 2034 | 3 | WD
[9 empty] | 2034-05-03 | 5 | 2034 | 4 | WD
[9 empty] | 2034-05-04 | 5 | 2034 | 5 | WD
[9 empty] | 2034-05-05 | 5 | 2034 | 6 | WD
[9 empty] | 2034-05-06 | 5 | 2034 | 7 | WE
[9 empty] | 2034-05-07 | 5 | 2034 | 1 | WE
[9 empty] | 2034-05-08 | 5 | 2034 | 2 | WD
[9 empty] | 2034-05-09 | 5 | 2034 | 3 | WD
[9 empty] | 2034-05-10 | 5 | 2034 | 4 | WD
[9 empty] | 2034-05-11 | 5 | 2034 | 5 | WD
[9 empty] | 2034-05-12 | 5 | 2034 | 6 | WD
[9 empty] | 2034-05-13 | 5 | 2034 | 7 | WE
[9 empty] | 2034-05-14 | 5 | 2034 | 1 | WE
[9 empty] | 2034-05-15 | 5 | 2034 | 2 | WD
[9 empty] | 2034-05-16 | 5 | 2034 | 3 | WD
[9 empty] | 2034-05-17 | 5 | 2034 | 4 | WD
[9 empty] | 2034-05-18 | 5 | 2034 | 5 | WD
[9 empty] | 2034-05-19 | 5 | 2034 | 6 | WD
[9 empty] | 2034-05-20 | 5 | 2034 | 7 | WE
[9 empty] | 2034-05-21 | 5 | 2034 | 1 | WE
[9 empty] | 2034-05-22 | 5 | 2034 | 2 | WD
[9 empty] | 2034-05-23 | 5 | 2034 | 3 | WD
[9 empty] | 2034-05-24 | 5 | 2034 | 4 | WD
[9 empty] | 2034-05-25 | 5 | 2034 | 5 | WD
[9 empty] | 2034-05-26 | 5 | 2034 | 6 | WD
[9 empty] | 2034-05-27 | 5 | 2034 | 7 | WE
[9 empty] | 2034-05-28 | 5 | 2034 | 1 | WE
[9 empty] | 2034-05-29 | 5 | 2034 | 2 | WD
[9 empty] | 2034-05-30 | 5 | 2034 | 3 | WD
[9 empty] | 2034-05-31 | 5 | 2034 | 4 | WD
[9 empty] | 2034-06-01 | 6 | 2034 | 5 | WD
[9 empty] | 2034-06-02 | 6 | 2034 | 6 | WD
[9 empty] | 2034-06-03 | 6 | 2034 | 7 | WE
[9 empty] | 2034-06-04 | 6 | 2034 | 1 | WE
[9 empty] | 2034-06-05 | 6 | 2034 | 2 | WD
[9 empty] | 2034-06-06 | 6 | 2034 | 3 | WD
[9 empty] | 2034-06-07 | 6 | 2034 | 4 | WD
[9 empty] | 2034-06-08 | 6 | 2034 | 5 | WD
[9 empty] | 2034-06-09 | 6 | 2034 | 6 | WD
[9 empty] | 2034-06-10 | 6 | 2034 | 7 | WE
[9 empty] | 2034-06-11 | 6 | 2034 | 1 | WE
[9 empty] | 2034-06-12 | 6 | 2034 | 2 | WD
[9 empty] | 2034-06-13 | 6 | 2034 | 3 | WD
[9 empty] | 2034-06-14 | 6 | 2034 | 4 | WD
[9 empty] | 2034-06-15 | 6 | 2034 | 5 | WD
[9 empty] | 2034-06-16 | 6 | 2034 | 6 | WD
[9 empty] | 2034-06-17 | 6 | 2034 | 7 | WE
[9 empty] | 2034-06-18 | 6 | 2034 | 1 | WE
[9 empty] | 2034-06-19 | 6 | 2034 | 2 | WD
[9 empty] | 2034-06-20 | 6 | 2034 | 3 | WD
[9 empty] | 2034-06-21 | 6 | 2034 | 4 | WD
[9 empty] | 2034-06-22 | 6 | 2034 | 5 | WD
[9 empty] | 2034-06-23 | 6 | 2034 | 6 | WD
[9 empty] | 2034-06-24 | 6 | 2034 | 7 | WE
[9 empty] | 2034-06-25 | 6 | 2034 | 1 | WE
[9 empty] | 2034-06-26 | 6 | 2034 | 2 | WD
[9 empty] | 2034-06-27 | 6 | 2034 | 3 | WD
[9 empty] | 2034-06-28 | 6 | 2034 | 4 | WD
[9 empty] | 2034-06-29 | 6 | 2034 | 5 | WD
[9 empty] | 2034-06-30 | 6 | 2034 | 6 | WD
[9 empty] | 2034-07-01 | 7 | 2034 | 7 | WE
[9 empty] | 2034-07-02 | 7 | 2034 | 1 | WE
[9 empty] | 2034-07-03 | 7 | 2034 | 2 | WD
[9 empty] | 2034-07-04 | 7 | 2034 | 3 | WD
[9 empty] | 2034-07-05 | 7 | 2034 | 4 | WD
[9 empty] | 2034-07-06 | 7 | 2034 | 5 | WD
[9 empty] | 2034-07-07 | 7 | 2034 | 6 | WD
[9 empty] | 2034-07-08 | 7 | 2034 | 7 | WE
[9 empty] | 2034-07-09 | 7 | 2034 | 1 | WE
[9 empty] | 2034-07-10 | 7 | 2034 | 2 | WD
[9 empty] | 2034-07-11 | 7 | 2034 | 3 | WD
[9 empty] | 2034-07-12 | 7 | 2034 | 4 | WD
[9 empty] | 2034-07-13 | 7 | 2034 | 5 | WD
[9 empty] | 2034-07-14 | 7 | 2034 | 6 | WD
[9 empty] | 2034-07-15 | 7 | 2034 | 7 | WE
[9 empty] | 2034-07-16 | 7 | 2034 | 1 | WE
[9 empty] | 2034-07-17 | 7 | 2034 | 2 | WD
[9 empty] | 2034-07-18 | 7 | 2034 | 3 | WD
[9 empty] | 2034-07-19 | 7 | 2034 | 4 | WD
[9 empty] | 2034-07-20 | 7 | 2034 | 5 | WD
[9 empty] | 2034-07-21 | 7 | 2034 | 6 | WD
[9 empty] | 2034-07-22 | 7 | 2034 | 7 | WE
[9 empty] | 2034-07-23 | 7 | 2034 | 1 | WE
[9 empty] | 2034-07-24 | 7 | 2034 | 2 | WD
[9 empty] | 2034-07-25 | 7 | 2034 | 3 | WD
[9 empty] | 2034-07-26 | 7 | 2034 | 4 | WD
[9 empty] | 2034-07-27 | 7 | 2034 | 5 | WD
[9 empty] | 2034-07-28 | 7 | 2034 | 6 | WD
[9 empty] | 2034-07-29 | 7 | 2034 | 7 | WE
[9 empty] | 2034-07-30 | 7 | 2034 | 1 | WE
[9 empty] | 2034-07-31 | 7 | 2034 | 2 | WD
[9 empty] | 2034-08-01 | 8 | 2034 | 3 | WD
[9 empty] | 2034-08-02 | 8 | 2034 | 4 | WD
[9 empty] | 2034-08-03 | 8 | 2034 | 5 | WD
[9 empty] | 2034-08-04 | 8 | 2034 | 6 | WD
[9 empty] | 2034-08-05 | 8 | 2034 | 7 | WE
[9 empty] | 2034-08-06 | 8 | 2034 | 1 | WE
[9 empty] | 2034-08-07 | 8 | 2034 | 2 | WD
[9 empty] | 2034-08-08 | 8 | 2034 | 3 | WD
[9 empty] | 2034-08-09 | 8 | 2034 | 4 | WD
[9 empty] | 2034-08-10 | 8 | 2034 | 5 | WD
[9 empty] | 2034-08-11 | 8 | 2034 | 6 | WD
[9 empty] | 2034-08-12 | 8 | 2034 | 7 | WE
[9 empty] | 2034-08-13 | 8 | 2034 | 1 | WE
[9 empty] | 2034-08-14 | 8 | 2034 | 2 | WD
[9 empty] | 2034-08-15 | 8 | 2034 | 3 | WD
[9 empty] | 2034-08-16 | 8 | 2034 | 4 | WD
[9 empty] | 2034-08-17 | 8 | 2034 | 5 | WD
[9 empty] | 2034-08-18 | 8 | 2034 | 6 | WD
[9 empty] | 2034-08-19 | 8 | 2034 | 7 | WE
[9 empty] | 2034-08-20 | 8 | 2034 | 1 | WE
[9 empty] | 2034-08-21 | 8 | 2034 | 2 | WD
[9 empty] | 2034-08-22 | 8 | 2034 | 3 | WD
[9 empty] | 2034-08-23 | 8 | 2034 | 4 | WD
[9 empty] | 2034-08-24 | 8 | 2034 | 5 | WD
[9 empty] | 2034-08-25 | 8 | 2034 | 6 | WD
[9 empty] | 2034-08-26 | 8 | 2034 | 7 | WE
[9 empty] | 2034-08-27 | 8 | 2034 | 1 | WE
[9 empty] | 2034-08-28 | 8 | 2034 | 2 | WD
[9 empty] | 2034-08-29 | 8 | 2034 | 3 | WD
[9 empty] | 2034-08-30 | 8 | 2034 | 4 | WD
[9 empty] | 2034-08-31 | 8 | 2034 | 5 | WD
[9 empty] | 2034-09-01 | 9 | 2034 | 6 | WD
[9 empty] | 2034-09-02 | 9 | 2034 | 7 | WE
[9 empty] | 2034-09-03 | 9 | 2034 | 1 | WE
[9 empty] | 2034-09-04 | 9 | 2034 | 2 | WD
[9 empty] | 2034-09-05 | 9 | 2034 | 3 | WD
[9 empty] | 2034-09-06 | 9 | 2034 | 4 | WD
[9 empty] | 2034-09-07 | 9 | 2034 | 5 | WD
[9 empty] | 2034-09-08 | 9 | 2034 | 6 | WD
[9 empty] | 2034-09-09 | 9 | 2034 | 7 | WE
[9 empty] | 2034-09-10 | 9 | 2034 | 1 | WE
[9 empty] | 2034-09-11 | 9 | 2034 | 2 | WD
[9 empty] | 2034-09-12 | 9 | 2034 | 3 | WD
[9 empty] | 2034-09-13 | 9 | 2034 | 4 | WD
[9 empty] | 2034-09-14 | 9 | 2034 | 5 | WD
[9 empty] | 2034-09-15 | 9 | 2034 | 6 | WD
[9 empty] | 2034-09-16 | 9 | 2034 | 7 | WE
[9 empty] | 2034-09-17 | 9 | 2034 | 1 | WE
[9 empty] | 2034-09-18 | 9 | 2034 | 2 | WD
[9 empty] | 2034-09-19 | 9 | 2034 | 3 | WD
[9 empty] | 2034-09-20 | 9 | 2034 | 4 | WD
[9 empty] | 2034-09-21 | 9 | 2034 | 5 | WD
[9 empty] | 2034-09-22 | 9 | 2034 | 6 | WD
[9 empty] | 2034-09-23 | 9 | 2034 | 7 | WE
[9 empty] | 2034-09-24 | 9 | 2034 | 1 | WE
[9 empty] | 2034-09-25 | 9 | 2034 | 2 | WD
[9 empty] | 2034-09-26 | 9 | 2034 | 3 | WD
[9 empty] | 2034-09-27 | 9 | 2034 | 4 | WD
[9 empty] | 2034-09-28 | 9 | 2034 | 5 | WD
[9 empty] | 2034-09-29 | 9 | 2034 | 6 | WD
[9 empty] | 2034-09-30 | 9 | 2034 | 7 | WE
[9 empty] | 2034-10-01 | 10 | 2034 | 1 | WE
[9 empty] | 2034-10-02 | 10 | 2034 | 2 | WD
[9 empty] | 2034-10-03 | 10 | 2034 | 3 | WD
[9 empty] | 2034-10-04 | 10 | 2034 | 4 | WD
[9 empty] | 2034-10-05 | 10 | 2034 | 5 | WD
[9 empty] | 2034-10-06 | 10 | 2034 | 6 | WD
[9 empty] | 2034-10-07 | 10 | 2034 | 7 | WE
[9 empty] | 2034-10-08 | 10 | 2034 | 1 | WE
[9 empty] | 2034-10-09 | 10 | 2034 | 2 | WD
[9 empty] | 2034-10-10 | 10 | 2034 | 3 | WD
[9 empty] | 2034-10-11 | 10 | 2034 | 4 | WD
[9 empty] | 2034-10-12 | 10 | 2034 | 5 | WD
[9 empty] | 2034-10-13 | 10 | 2034 | 6 | WD
[9 empty] | 2034-10-14 | 10 | 2034 | 7 | WE
[9 empty] | 2034-10-15 | 10 | 2034 | 1 | WE
[9 empty] | 2034-10-16 | 10 | 2034 | 2 | WD
[9 empty] | 2034-10-17 | 10 | 2034 | 3 | WD
[9 empty] | 2034-10-18 | 10 | 2034 | 4 | WD
[9 empty] | 2034-10-19 | 10 | 2034 | 5 | WD
[9 empty] | 2034-10-20 | 10 | 2034 | 6 | WD
[9 empty] | 2034-10-21 | 10 | 2034 | 7 | WE
[9 empty] | 2034-10-22 | 10 | 2034 | 1 | WE
[9 empty] | 2034-10-23 | 10 | 2034 | 2 | WD
[9 empty] | 2034-10-24 | 10 | 2034 | 3 | WD
[9 empty] | 2034-10-25 | 10 | 2034 | 4 | WD
[9 empty] | 2034-10-26 | 10 | 2034 | 5 | WD
[9 empty] | 2034-10-27 | 10 | 2034 | 6 | WD
[9 empty] | 2034-10-28 | 10 | 2034 | 7 | WE
[9 empty] | 2034-10-29 | 10 | 2034 | 1 | WE
[9 empty] | 2034-10-30 | 10 | 2034 | 2 | WD
[9 empty] | 2034-10-31 | 10 | 2034 | 3 | WD
[9 empty] | 2034-11-01 | 11 | 2034 | 4 | WD
[9 empty] | 2034-11-02 | 11 | 2034 | 5 | WD
[9 empty] | 2034-11-03 | 11 | 2034 | 6 | WD
[9 empty] | 2034-11-04 | 11 | 2034 | 7 | WE
[9 empty] | 2034-11-05 | 11 | 2034 | 1 | WE
[9 empty] | 2034-11-06 | 11 | 2034 | 2 | WD
[9 empty] | 2034-11-07 | 11 | 2034 | 3 | WD
[9 empty] | 2034-11-08 | 11 | 2034 | 4 | WD
[9 empty] | 2034-11-09 | 11 | 2034 | 5 | WD
[9 empty] | 2034-11-10 | 11 | 2034 | 6 | WD
[9 empty] | 2034-11-11 | 11 | 2034 | 7 | WE
[9 empty] | 2034-11-12 | 11 | 2034 | 1 | WE
[9 empty] | 2034-11-13 | 11 | 2034 | 2 | WD
[9 empty] | 2034-11-14 | 11 | 2034 | 3 | WD
[9 empty] | 2034-11-15 | 11 | 2034 | 4 | WD
[9 empty] | 2034-11-16 | 11 | 2034 | 5 | WD
[9 empty] | 2034-11-17 | 11 | 2034 | 6 | WD
[9 empty] | 2034-11-18 | 11 | 2034 | 7 | WE
[9 empty] | 2034-11-19 | 11 | 2034 | 1 | WE
[9 empty] | 2034-11-20 | 11 | 2034 | 2 | WD
[9 empty] | 2034-11-21 | 11 | 2034 | 3 | WD
[9 empty] | 2034-11-22 | 11 | 2034 | 4 | WD
[9 empty] | 2034-11-23 | 11 | 2034 | 5 | WD
[9 empty] | 2034-11-24 | 11 | 2034 | 6 | WD
[9 empty] | 2034-11-25 | 11 | 2034 | 7 | WE
[9 empty] | 2034-11-26 | 11 | 2034 | 1 | WE
[9 empty] | 2034-11-27 | 11 | 2034 | 2 | WD
[9 empty] | 2034-11-28 | 11 | 2034 | 3 | WD
[9 empty] | 2034-11-29 | 11 | 2034 | 4 | WD
[9 empty] | 2034-11-30 | 11 | 2034 | 5 | WD
[9 empty] | 2034-12-01 | 12 | 2034 | 6 | WD
[9 empty] | 2034-12-02 | 12 | 2034 | 7 | WE
[9 empty] | 2034-12-03 | 12 | 2034 | 1 | WE
[9 empty] | 2034-12-04 | 12 | 2034 | 2 | WD
[9 empty] | 2034-12-05 | 12 | 2034 | 3 | WD
[9 empty] | 2034-12-06 | 12 | 2034 | 4 | WD
[9 empty] | 2034-12-07 | 12 | 2034 | 5 | WD
[9 empty] | 2034-12-08 | 12 | 2034 | 6 | WD
[9 empty] | 2034-12-09 | 12 | 2034 | 7 | WE
[9 empty] | 2034-12-10 | 12 | 2034 | 1 | WE
[9 empty] | 2034-12-11 | 12 | 2034 | 2 | WD
[9 empty] | 2034-12-12 | 12 | 2034 | 3 | WD
[9 empty] | 2034-12-13 | 12 | 2034 | 4 | WD
[9 empty] | 2034-12-14 | 12 | 2034 | 5 | WD
[9 empty] | 2034-12-15 | 12 | 2034 | 6 | WD
[9 empty] | 2034-12-16 | 12 | 2034 | 7 | WE
[9 empty] | 2034-12-17 | 12 | 2034 | 1 | WE
[9 empty] | 2034-12-18 | 12 | 2034 | 2 | WD
[9 empty] | 2034-12-19 | 12 | 2034 | 3 | WD
[9 empty] | 2034-12-20 | 12 | 2034 | 4 | WD
[9 empty] | 2034-12-21 | 12 | 2034 | 5 | WD
[9 empty] | 2034-12-22 | 12 | 2034 | 6 | WD
[9 empty] | 2034-12-23 | 12 | 2034 | 7 | WE
[9 empty] | 2034-12-24 | 12 | 2034 | 1 | WE
[9 empty] | 2034-12-25 | 12 | 2034 | 2 | WD
[9 empty] | 2034-12-26 | 12 | 2034 | 3 | WD
[9 empty] | 2034-12-27 | 12 | 2034 | 4 | WD
[9 empty] | 2034-12-28 | 12 | 2034 | 5 | WD
[9 empty] | 2034-12-29 | 12 | 2034 | 6 | WD
[9 empty] | 2034-12-30 | 12 | 2034 | 7 | WE
[9 empty] | 2034-12-31 | 12 | 2034 | 1 | WE
[9 empty] | 2035-01-01 | 1 | 2035 | 2 | WD
[9 empty] | 2035-01-02 | 1 | 2035 | 3 | WD
[9 empty] | 2035-01-03 | 1 | 2035 | 4 | WD
[9 empty] | 2035-01-04 | 1 | 2035 | 5 | WD
[9 empty] | 2035-01-05 | 1 | 2035 | 6 | WD
[9 empty] | 2035-01-06 | 1 | 2035 | 7 | WE
[9 empty] | 2035-01-07 | 1 | 2035 | 1 | WE
[9 empty] | 2035-01-08 | 1 | 2035 | 2 | WD
[9 empty] | 2035-01-09 | 1 | 2035 | 3 | WD
[9 empty] | 2035-01-10 | 1 | 2035 | 4 | WD
[9 empty] | 2035-01-11 | 1 | 2035 | 5 | WD
[9 empty] | 2035-01-12 | 1 | 2035 | 6 | WD
[9 empty] | 2035-01-13 | 1 | 2035 | 7 | WE
[9 empty] | 2035-01-14 | 1 | 2035 | 1 | WE
[9 empty] | 2035-01-15 | 1 | 2035 | 2 | WD
[9 empty] | 2035-01-16 | 1 | 2035 | 3 | WD
[9 empty] | 2035-01-17 | 1 | 2035 | 4 | WD
[9 empty] | 2035-01-18 | 1 | 2035 | 5 | WD
[9 empty] | 2035-01-19 | 1 | 2035 | 6 | WD
[9 empty] | 2035-01-20 | 1 | 2035 | 7 | WE
[9 empty] | 2035-01-21 | 1 | 2035 | 1 | WE
[9 empty] | 2035-01-22 | 1 | 2035 | 2 | WD
[9 empty] | 2035-01-23 | 1 | 2035 | 3 | WD
[9 empty] | 2035-01-24 | 1 | 2035 | 4 | WD
[9 empty] | 2035-01-25 | 1 | 2035 | 5 | WD
[9 empty] | 2035-01-26 | 1 | 2035 | 6 | WD
[9 empty] | 2035-01-27 | 1 | 2035 | 7 | WE
[9 empty] | 2035-01-28 | 1 | 2035 | 1 | WE
[9 empty] | 2035-01-29 | 1 | 2035 | 2 | WD
[9 empty] | 2035-01-30 | 1 | 2035 | 3 | WD
[9 empty] | 2035-01-31 | 1 | 2035 | 4 | WD
[9 empty] | 2035-02-01 | 2 | 2035 | 5 | WD
[9 empty] | 2035-02-02 | 2 | 2035 | 6 | WD
[9 empty] | 2035-02-03 | 2 | 2035 | 7 | WE
[9 empty] | 2035-02-04 | 2 | 2035 | 1 | WE
[9 empty] | 2035-02-05 | 2 | 2035 | 2 | WD
[9 empty] | 2035-02-06 | 2 | 2035 | 3 | WD
[9 empty] | 2035-02-07 | 2 | 2035 | 4 | WD
[9 empty] | 2035-02-08 | 2 | 2035 | 5 | WD
[9 empty] | 2035-02-09 | 2 | 2035 | 6 | WD
[9 empty] | 2035-02-10 | 2 | 2035 | 7 | WE
[9 empty] | 2035-02-11 | 2 | 2035 | 1 | WE
[9 empty] | 2035-02-12 | 2 | 2035 | 2 | WD
[9 empty] | 2035-02-13 | 2 | 2035 | 3 | WD
[9 empty] | 2035-02-14 | 2 | 2035 | 4 | WD
[9 empty] | 2035-02-15 | 2 | 2035 | 5 | WD
[9 empty] | 2035-02-16 | 2 | 2035 | 6 | WD
[9 empty] | 2035-02-17 | 2 | 2035 | 7 | WE
[9 empty] | 2035-02-18 | 2 | 2035 | 1 | WE
[9 empty] | 2035-02-19 | 2 | 2035 | 2 | WD
[9 empty] | 2035-02-20 | 2 | 2035 | 3 | WD
[9 empty] | 2035-02-21 | 2 | 2035 | 4 | WD
[9 empty] | 2035-02-22 | 2 | 2035 | 5 | WD
[9 empty] | 2035-02-23 | 2 | 2035 | 6 | WD
[9 empty] | 2035-02-24 | 2 | 2035 | 7 | WE
[9 empty] | 2035-02-25 | 2 | 2035 | 1 | WE
[9 empty] | 2035-02-26 | 2 | 2035 | 2 | WD
[9 empty] | 2035-02-27 | 2 | 2035 | 3 | WD
[9 empty] | 2035-02-28 | 2 | 2035 | 4 | WD
[9 empty] | 2035-03-01 | 3 | 2035 | 5 | WD
[9 empty] | 2035-03-02 | 3 | 2035 | 6 | WD
[9 empty] | 2035-03-03 | 3 | 2035 | 7 | WE
[9 empty] | 2035-03-04 | 3 | 2035 | 1 | WE
[9 empty] | 2035-03-05 | 3 | 2035 | 2 | WD
[9 empty] | 2035-03-06 | 3 | 2035 | 3 | WD
[9 empty] | 2035-03-07 | 3 | 2035 | 4 | WD
[9 empty] | 2035-03-08 | 3 | 2035 | 5 | WD
[9 empty] | 2035-03-09 | 3 | 2035 | 6 | WD
[9 empty] | 2035-03-10 | 3 | 2035 | 7 | WE
[9 empty] | 2035-03-11 | 3 | 2035 | 1 | WE
[9 empty] | 2035-03-12 | 3 | 2035 | 2 | WD
[9 empty] | 2035-03-13 | 3 | 2035 | 3 | WD
[9 empty] | 2035-03-14 | 3 | 2035 | 4 | WD
[9 empty] | 2035-03-15 | 3 | 2035 | 5 | WD
[9 empty] | 2035-03-16 | 3 | 2035 | 6 | WD
[9 empty] | 2035-03-17 | 3 | 2035 | 7 | WE
[9 empty] | 2035-03-18 | 3 | 2035 | 1 | WE
[9 empty] | 2035-03-19 | 3 | 2035 | 2 | WD
[9 empty] | 2035-03-20 | 3 | 2035 | 3 | WD
[9 empty] | 2035-03-21 | 3 | 2035 | 4 | WD
[9 empty] | 2035-03-22 | 3 | 2035 | 5 | WD
[9 empty] | 2035-03-23 | 3 | 2035 | 6 | WD
[9 empty] | 2035-03-24 | 3 | 2035 | 7 | WE
[9 empty] | 2035-03-25 | 3 | 2035 | 1 | WE
[9 empty] | 2035-03-26 | 3 | 2035 | 2 | WD
[9 empty] | 2035-03-27 | 3 | 2035 | 3 | WD
[9 empty] | 2035-03-28 | 3 | 2035 | 4 | WD
[9 empty] | 2035-03-29 | 3 | 2035 | 5 | WD
[9 empty] | 2035-03-30 | 3 | 2035 | 6 | WD
[9 empty] | 2035-03-31 | 3 | 2035 | 7 | WE
[9 empty] | 2035-04-01 | 4 | 2035 | 1 | WE
[9 empty] | 2035-04-02 | 4 | 2035 | 2 | WD
[9 empty] | 2035-04-03 | 4 | 2035 | 3 | WD
[9 empty] | 2035-04-04 | 4 | 2035 | 4 | WD
[9 empty] | 2035-04-05 | 4 | 2035 | 5 | WD
[9 empty] | 2035-04-06 | 4 | 2035 | 6 | WD
[9 empty] | 2035-04-07 | 4 | 2035 | 7 | WE
[9 empty] | 2035-04-08 | 4 | 2035 | 1 | WE
[9 empty] | 2035-04-09 | 4 | 2035 | 2 | WD
[9 empty] | 2035-04-10 | 4 | 2035 | 3 | WD
[9 empty] | 2035-04-11 | 4 | 2035 | 4 | WD
[9 empty] | 2035-04-12 | 4 | 2035 | 5 | WD
[9 empty] | 2035-04-13 | 4 | 2035 | 6 | WD
[9 empty] | 2035-04-14 | 4 | 2035 | 7 | WE
[9 empty] | 2035-04-15 | 4 | 2035 | 1 | WE
[9 empty] | 2035-04-16 | 4 | 2035 | 2 | WD
[9 empty] | 2035-04-17 | 4 | 2035 | 3 | WD
[9 empty] | 2035-04-18 | 4 | 2035 | 4 | WD
[9 empty] | 2035-04-19 | 4 | 2035 | 5 | WD
[9 empty] | 2035-04-20 | 4 | 2035 | 6 | WD
[9 empty] | 2035-04-21 | 4 | 2035 | 7 | WE
[9 empty] | 2035-04-22 | 4 | 2035 | 1 | WE
[9 empty] | 2035-04-23 | 4 | 2035 | 2 | WD
[9 empty] | 2035-04-24 | 4 | 2035 | 3 | WD
[9 empty] | 2035-04-25 | 4 | 2035 | 4 | WD
[9 empty] | 2035-04-26 | 4 | 2035 | 5 | WD
[9 empty] | 2035-04-27 | 4 | 2035 | 6 | WD
[9 empty] | 2035-04-28 | 4 | 2035 | 7 | WE
[9 empty] | 2035-04-29 | 4 | 2035 | 1 | WE
[9 empty] | 2035-04-30 | 4 | 2035 | 2 | WD
[9 empty] | 2035-05-01 | 5 | 2035 | 3 | WD
[9 empty] | 2035-05-02 | 5 | 2035 | 4 | WD
[9 empty] | 2035-05-03 | 5 | 2035 | 5 | WD
[9 empty] | 2035-05-04 | 5 | 2035 | 6 | WD
[9 empty] | 2035-05-05 | 5 | 2035 | 7 | WE
[9 empty] | 2035-05-06 | 5 | 2035 | 1 | WE
[9 empty] | 2035-05-07 | 5 | 2035 | 2 | WD
[9 empty] | 2035-05-08 | 5 | 2035 | 3 | WD
[9 empty] | 2035-05-09 | 5 | 2035 | 4 | WD
[9 empty] | 2035-05-10 | 5 | 2035 | 5 | WD
[9 empty] | 2035-05-11 | 5 | 2035 | 6 | WD
[9 empty] | 2035-05-12 | 5 | 2035 | 7 | WE
[9 empty] | 2035-05-13 | 5 | 2035 | 1 | WE
[9 empty] | 2035-05-14 | 5 | 2035 | 2 | WD
[9 empty] | 2035-05-15 | 5 | 2035 | 3 | WD
[9 empty] | 2035-05-16 | 5 | 2035 | 4 | WD
[9 empty] | 2035-05-17 | 5 | 2035 | 5 | WD
[9 empty] | 2035-05-18 | 5 | 2035 | 6 | WD
[9 empty] | 2035-05-19 | 5 | 2035 | 7 | WE
[9 empty] | 2035-05-20 | 5 | 2035 | 1 | WE
[9 empty] | 2035-05-21 | 5 | 2035 | 2 | WD
[9 empty] | 2035-05-22 | 5 | 2035 | 3 | WD
[9 empty] | 2035-05-23 | 5 | 2035 | 4 | WD
[9 empty] | 2035-05-24 | 5 | 2035 | 5 | WD
[9 empty] | 2035-05-25 | 5 | 2035 | 6 | WD
[9 empty] | 2035-05-26 | 5 | 2035 | 7 | WE
[9 empty] | 2035-05-27 | 5 | 2035 | 1 | WE
[9 empty] | 2035-05-28 | 5 | 2035 | 2 | WD
[9 empty] | 2035-05-29 | 5 | 2035 | 3 | WD
[9 empty] | 2035-05-30 | 5 | 2035 | 4 | WD
[9 empty] | 2035-05-31 | 5 | 2035 | 5 | WD
[9 empty] | 2035-06-01 | 6 | 2035 | 6 | WD
[9 empty] | 2035-06-02 | 6 | 2035 | 7 | WE
[9 empty] | 2035-06-03 | 6 | 2035 | 1 | WE
[9 empty] | 2035-06-04 | 6 | 2035 | 2 | WD
[9 empty] | 2035-06-05 | 6 | 2035 | 3 | WD
[9 empty] | 2035-06-06 | 6 | 2035 | 4 | WD
[9 empty] | 2035-06-07 | 6 | 2035 | 5 | WD
[9 empty] | 2035-06-08 | 6 | 2035 | 6 | WD
[9 empty] | 2035-06-09 | 6 | 2035 | 7 | WE
[9 empty] | 2035-06-10 | 6 | 2035 | 1 | WE
[9 empty] | 2035-06-11 | 6 | 2035 | 2 | WD
[9 empty] | 2035-06-12 | 6 | 2035 | 3 | WD
[9 empty] | 2035-06-13 | 6 | 2035 | 4 | WD
[9 empty] | 2035-06-14 | 6 | 2035 | 5 | WD
[9 empty] | 2035-06-15 | 6 | 2035 | 6 | WD
[9 empty] | 2035-06-16 | 6 | 2035 | 7 | WE
[9 empty] | 2035-06-17 | 6 | 2035 | 1 | WE
[9 empty] | 2035-06-18 | 6 | 2035 | 2 | WD
[9 empty] | 2035-06-19 | 6 | 2035 | 3 | WD
[9 empty] | 2035-06-20 | 6 | 2035 | 4 | WD
[9 empty] | 2035-06-21 | 6 | 2035 | 5 | WD
[9 empty] | 2035-06-22 | 6 | 2035 | 6 | WD
[9 empty] | 2035-06-23 | 6 | 2035 | 7 | WE
[9 empty] | 2035-06-24 | 6 | 2035 | 1 | WE
[9 empty] | 2035-06-25 | 6 | 2035 | 2 | WD
[9 empty] | 2035-06-26 | 6 | 2035 | 3 | WD
[9 empty] | 2035-06-27 | 6 | 2035 | 4 | WD
[9 empty] | 2035-06-28 | 6 | 2035 | 5 | WD
[9 empty] | 2035-06-29 | 6 | 2035 | 6 | WD
[9 empty] | 2035-06-30 | 6 | 2035 | 7 | WE
[9 empty] | 2035-07-01 | 7 | 2035 | 1 | WE
[9 empty] | 2035-07-02 | 7 | 2035 | 2 | WD
[9 empty] | 2035-07-03 | 7 | 2035 | 3 | WD
[9 empty] | 2035-07-04 | 7 | 2035 | 4 | WD
[9 empty] | 2035-07-05 | 7 | 2035 | 5 | WD
[9 empty] | 2035-07-06 | 7 | 2035 | 6 | WD
[9 empty] | 2035-07-07 | 7 | 2035 | 7 | WE
[9 empty] | 2035-07-08 | 7 | 2035 | 1 | WE
[9 empty] | 2035-07-09 | 7 | 2035 | 2 | WD
[9 empty] | 2035-07-10 | 7 | 2035 | 3 | WD
[9 empty] | 2035-07-11 | 7 | 2035 | 4 | WD
[9 empty] | 2035-07-12 | 7 | 2035 | 5 | WD
[9 empty] | 2035-07-13 | 7 | 2035 | 6 | WD
[9 empty] | 2035-07-14 | 7 | 2035 | 7 | WE
[9 empty] | 2035-07-15 | 7 | 2035 | 1 | WE
[9 empty] | 2035-07-16 | 7 | 2035 | 2 | WD
[9 empty] | 2035-07-17 | 7 | 2035 | 3 | WD
[9 empty] | 2035-07-18 | 7 | 2035 | 4 | WD
[9 empty] | 2035-07-19 | 7 | 2035 | 5 | WD
[9 empty] | 2035-07-20 | 7 | 2035 | 6 | WD
[9 empty] | 2035-07-21 | 7 | 2035 | 7 | WE
[9 empty] | 2035-07-22 | 7 | 2035 | 1 | WE
[9 empty] | 2035-07-23 | 7 | 2035 | 2 | WD
[9 empty] | 2035-07-24 | 7 | 2035 | 3 | WD
[9 empty] | 2035-07-25 | 7 | 2035 | 4 | WD
[9 empty] | 2035-07-26 | 7 | 2035 | 5 | WD
[9 empty] | 2035-07-27 | 7 | 2035 | 6 | WD
[9 empty] | 2035-07-28 | 7 | 2035 | 7 | WE
[9 empty] | 2035-07-29 | 7 | 2035 | 1 | WE
[9 empty] | 2035-07-30 | 7 | 2035 | 2 | WD
[9 empty] | 2035-07-31 | 7 | 2035 | 3 | WD
[9 empty] | 2035-08-01 | 8 | 2035 | 4 | WD
[9 empty] | 2035-08-02 | 8 | 2035 | 5 | WD
[9 empty] | 2035-08-03 | 8 | 2035 | 6 | WD
[9 empty] | 2035-08-04 | 8 | 2035 | 7 | WE
[9 empty] | 2035-08-05 | 8 | 2035 | 1 | WE
[9 empty] | 2035-08-06 | 8 | 2035 | 2 | WD
[9 empty] | 2035-08-07 | 8 | 2035 | 3 | WD
[9 empty] | 2035-08-08 | 8 | 2035 | 4 | WD
[9 empty] | 2035-08-09 | 8 | 2035 | 5 | WD
[9 empty] | 2035-08-10 | 8 | 2035 | 6 | WD
[9 empty] | 2035-08-11 | 8 | 2035 | 7 | WE
[9 empty] | 2035-08-12 | 8 | 2035 | 1 | WE
[9 empty] | 2035-08-13 | 8 | 2035 | 2 | WD
[9 empty] | 2035-08-14 | 8 | 2035 | 3 | WD
[9 empty] | 2035-08-15 | 8 | 2035 | 4 | WD
[9 empty] | 2035-08-16 | 8 | 2035 | 5 | WD
[9 empty] | 2035-08-17 | 8 | 2035 | 6 | WD
[9 empty] | 2035-08-18 | 8 | 2035 | 7 | WE
[9 empty] | 2035-08-19 | 8 | 2035 | 1 | WE
[9 empty] | 2035-08-20 | 8 | 2035 | 2 | WD
[9 empty] | 2035-08-21 | 8 | 2035 | 3 | WD
[9 empty] | 2035-08-22 | 8 | 2035 | 4 | WD
[9 empty] | 2035-08-23 | 8 | 2035 | 5 | WD
[9 empty] | 2035-08-24 | 8 | 2035 | 6 | WD
[9 empty] | 2035-08-25 | 8 | 2035 | 7 | WE
[9 empty] | 2035-08-26 | 8 | 2035 | 1 | WE
[9 empty] | 2035-08-27 | 8 | 2035 | 2 | WD
[9 empty] | 2035-08-28 | 8 | 2035 | 3 | WD
[9 empty] | 2035-08-29 | 8 | 2035 | 4 | WD
[9 empty] | 2035-08-30 | 8 | 2035 | 5 | WD
[9 empty] | 2035-08-31 | 8 | 2035 | 6 | WD
[9 empty] | 2035-09-01 | 9 | 2035 | 7 | WE
[9 empty] | 2035-09-02 | 9 | 2035 | 1 | WE
[9 empty] | 2035-09-03 | 9 | 2035 | 2 | WD
[9 empty] | 2035-09-04 | 9 | 2035 | 3 | WD
[9 empty] | 2035-09-05 | 9 | 2035 | 4 | WD
[9 empty] | 2035-09-06 | 9 | 2035 | 5 | WD
[9 empty] | 2035-09-07 | 9 | 2035 | 6 | WD
[9 empty] | 2035-09-08 | 9 | 2035 | 7 | WE
[9 empty] | 2035-09-09 | 9 | 2035 | 1 | WE
[9 empty] | 2035-09-10 | 9 | 2035 | 2 | WD
[9 empty] | 2035-09-11 | 9 | 2035 | 3 | WD
[9 empty] | 2035-09-12 | 9 | 2035 | 4 | WD
[9 empty] | 2035-09-13 | 9 | 2035 | 5 | WD
[9 empty] | 2035-09-14 | 9 | 2035 | 6 | WD
[9 empty] | 2035-09-15 | 9 | 2035 | 7 | WE
[9 empty] | 2035-09-16 | 9 | 2035 | 1 | WE
[9 empty] | 2035-09-17 | 9 | 2035 | 2 | WD
[9 empty] | 2035-09-18 | 9 | 2035 | 3 | WD
[9 empty] | 2035-09-19 | 9 | 2035 | 4 | WD
[9 empty] | 2035-09-20 | 9 | 2035 | 5 | WD
[9 empty] | 2035-09-21 | 9 | 2035 | 6 | WD
[9 empty] | 2035-09-22 | 9 | 2035 | 7 | WE
[9 empty] | 2035-09-23 | 9 | 2035 | 1 | WE
[9 empty] | 2035-09-24 | 9 | 2035 | 2 | WD
[9 empty] | 2035-09-25 | 9 | 2035 | 3 | WD
[9 empty] | 2035-09-26 | 9 | 2035 | 4 | WD
[9 empty] | 2035-09-27 | 9 | 2035 | 5 | WD
[9 empty] | 2035-09-28 | 9 | 2035 | 6 | WD
[9 empty] | 2035-09-29 | 9 | 2035 | 7 | WE
[9 empty] | 2035-09-30 | 9 | 2035 | 1 | WE
[9 empty] | 2035-10-01 | 10 | 2035 | 2 | WD
[9 empty] | 2035-10-02 | 10 | 2035 | 3 | WD
[9 empty] | 2035-10-03 | 10 | 2035 | 4 | WD
[9 empty] | 2035-10-04 | 10 | 2035 | 5 | WD
[9 empty] | 2035-10-05 | 10 | 2035 | 6 | WD
[9 empty] | 2035-10-06 | 10 | 2035 | 7 | WE
[9 empty] | 2035-10-07 | 10 | 2035 | 1 | WE
[9 empty] | 2035-10-08 | 10 | 2035 | 2 | WD
[9 empty] | 2035-10-09 | 10 | 2035 | 3 | WD
[9 empty] | 2035-10-10 | 10 | 2035 | 4 | WD
[9 empty] | 2035-10-11 | 10 | 2035 | 5 | WD
[9 empty] | 2035-10-12 | 10 | 2035 | 6 | WD
[9 empty] | 2035-10-13 | 10 | 2035 | 7 | WE
[9 empty] | 2035-10-14 | 10 | 2035 | 1 | WE
[9 empty] | 2035-10-15 | 10 | 2035 | 2 | WD
[9 empty] | 2035-10-16 | 10 | 2035 | 3 | WD
[9 empty] | 2035-10-17 | 10 | 2035 | 4 | WD
[9 empty] | 2035-10-18 | 10 | 2035 | 5 | WD
[9 empty] | 2035-10-19 | 10 | 2035 | 6 | WD
[9 empty] | 2035-10-20 | 10 | 2035 | 7 | WE
[9 empty] | 2035-10-21 | 10 | 2035 | 1 | WE
[9 empty] | 2035-10-22 | 10 | 2035 | 2 | WD
[9 empty] | 2035-10-23 | 10 | 2035 | 3 | WD
[9 empty] | 2035-10-24 | 10 | 2035 | 4 | WD
[9 empty] | 2035-10-25 | 10 | 2035 | 5 | WD
[9 empty] | 2035-10-26 | 10 | 2035 | 6 | WD
[9 empty] | 2035-10-27 | 10 | 2035 | 7 | WE
[9 empty] | 2035-10-28 | 10 | 2035 | 1 | WE
[9 empty] | 2035-10-29 | 10 | 2035 | 2 | WD
[9 empty] | 2035-10-30 | 10 | 2035 | 3 | WD
[9 empty] | 2035-10-31 | 10 | 2035 | 4 | WD
[9 empty] | 2035-11-01 | 11 | 2035 | 5 | WD
[9 empty] | 2035-11-02 | 11 | 2035 | 6 | WD
[9 empty] | 2035-11-03 | 11 | 2035 | 7 | WE
[9 empty] | 2035-11-04 | 11 | 2035 | 1 | WE
[9 empty] | 2035-11-05 | 11 | 2035 | 2 | WD
[9 empty] | 2035-11-06 | 11 | 2035 | 3 | WD
[9 empty] | 2035-11-07 | 11 | 2035 | 4 | WD
[9 empty] | 2035-11-08 | 11 | 2035 | 5 | WD
[9 empty] | 2035-11-09 | 11 | 2035 | 6 | WD
[9 empty] | 2035-11-10 | 11 | 2035 | 7 | WE
[9 empty] | 2035-11-11 | 11 | 2035 | 1 | WE
[9 empty] | 2035-11-12 | 11 | 2035 | 2 | WD
[9 empty] | 2035-11-13 | 11 | 2035 | 3 | WD
[9 empty] | 2035-11-14 | 11 | 2035 | 4 | WD
[9 empty] | 2035-11-15 | 11 | 2035 | 5 | WD
[9 empty] | 2035-11-16 | 11 | 2035 | 6 | WD
[9 empty] | 2035-11-17 | 11 | 2035 | 7 | WE
[9 empty] | 2035-11-18 | 11 | 2035 | 1 | WE
[9 empty] | 2035-11-19 | 11 | 2035 | 2 | WD
[9 empty] | 2035-11-20 | 11 | 2035 | 3 | WD
[9 empty] | 2035-11-21 | 11 | 2035 | 4 | WD
[9 empty] | 2035-11-22 | 11 | 2035 | 5 | WD
[9 empty] | 2035-11-23 | 11 | 2035 | 6 | WD
[9 empty] | 2035-11-24 | 11 | 2035 | 7 | WE
[9 empty] | 2035-11-25 | 11 | 2035 | 1 | WE
[9 empty] | 2035-11-26 | 11 | 2035 | 2 | WD
[9 empty] | 2035-11-27 | 11 | 2035 | 3 | WD
[9 empty] | 2035-11-28 | 11 | 2035 | 4 | WD
[9 empty] | 2035-11-29 | 11 | 2035 | 5 | WD
[9 empty] | 2035-11-30 | 11 | 2035 | 6 | WD
[9 empty] | 2035-12-01 | 12 | 2035 | 7 | WE
[9 empty] | 2035-12-02 | 12 | 2035 | 1 | WE
[9 empty] | 2035-12-03 | 12 | 2035 | 2 | WD
[9 empty] | 2035-12-04 | 12 | 2035 | 3 | WD
[9 empty] | 2035-12-05 | 12 | 2035 | 4 | WD
[9 empty] | 2035-12-06 | 12 | 2035 | 5 | WD
[9 empty] | 2035-12-07 | 12 | 2035 | 6 | WD
[9 empty] | 2035-12-08 | 12 | 2035 | 7 | WE
[9 empty] | 2035-12-09 | 12 | 2035 | 1 | WE
[9 empty] | 2035-12-10 | 12 | 2035 | 2 | WD
[9 empty] | 2035-12-11 | 12 | 2035 | 3 | WD
[9 empty] | 2035-12-12 | 12 | 2035 | 4 | WD
[9 empty] | 2035-12-13 | 12 | 2035 | 5 | WD
[9 empty] | 2035-12-14 | 12 | 2035 | 6 | WD
[9 empty] | 2035-12-15 | 12 | 2035 | 7 | WE
[9 empty] | 2035-12-16 | 12 | 2035 | 1 | WE
[9 empty] | 2035-12-17 | 12 | 2035 | 2 | WD
[9 empty] | 2035-12-18 | 12 | 2035 | 3 | WD
[9 empty] | 2035-12-19 | 12 | 2035 | 4 | WD
[9 empty] | 2035-12-20 | 12 | 2035 | 5 | WD
[9 empty] | 2035-12-21 | 12 | 2035 | 6 | WD
[9 empty] | 2035-12-22 | 12 | 2035 | 7 | WE
[9 empty] | 2035-12-23 | 12 | 2035 | 1 | WE
[9 empty] | 2035-12-24 | 12 | 2035 | 2 | WD
[9 empty] | 2035-12-25 | 12 | 2035 | 3 | WD
[9 empty] | 2035-12-26 | 12 | 2035 | 4 | WD
[9 empty] | 2035-12-27 | 12 | 2035 | 5 | WD
[9 empty] | 2035-12-28 | 12 | 2035 | 6 | WD
[9 empty] | 2035-12-29 | 12 | 2035 | 7 | WE
[9 empty] | 2035-12-30 | 12 | 2035 | 1 | WE
[9 empty] | 2035-12-31 | 12 | 2035 | 2 | WD
[9 empty] | 2036-01-01 | 1 | 2036 | 3 | WD
[9 empty] | 2036-01-02 | 1 | 2036 | 4 | WD
[9 empty] | 2036-01-03 | 1 | 2036 | 5 | WD
[9 empty] | 2036-01-04 | 1 | 2036 | 6 | WD
[9 empty] | 2036-01-05 | 1 | 2036 | 7 | WE
[9 empty] | 2036-01-06 | 1 | 2036 | 1 | WE
[9 empty] | 2036-01-07 | 1 | 2036 | 2 | WD
[9 empty] | 2036-01-08 | 1 | 2036 | 3 | WD
[9 empty] | 2036-01-09 | 1 | 2036 | 4 | WD
[9 empty] | 2036-01-10 | 1 | 2036 | 5 | WD
[9 empty] | 2036-01-11 | 1 | 2036 | 6 | WD
[9 empty] | 2036-01-12 | 1 | 2036 | 7 | WE
[9 empty] | 2036-01-13 | 1 | 2036 | 1 | WE
[9 empty] | 2036-01-14 | 1 | 2036 | 2 | WD
[9 empty] | 2036-01-15 | 1 | 2036 | 3 | WD
[9 empty] | 2036-01-16 | 1 | 2036 | 4 | WD
[9 empty] | 2036-01-17 | 1 | 2036 | 5 | WD
[9 empty] | 2036-01-18 | 1 | 2036 | 6 | WD
[9 empty] | 2036-01-19 | 1 | 2036 | 7 | WE
[9 empty] | 2036-01-20 | 1 | 2036 | 1 | WE
[9 empty] | 2036-01-21 | 1 | 2036 | 2 | WD
[9 empty] | 2036-01-22 | 1 | 2036 | 3 | WD
[9 empty] | 2036-01-23 | 1 | 2036 | 4 | WD
[9 empty] | 2036-01-24 | 1 | 2036 | 5 | WD
[9 empty] | 2036-01-25 | 1 | 2036 | 6 | WD
[9 empty] | 2036-01-26 | 1 | 2036 | 7 | WE
[9 empty] | 2036-01-27 | 1 | 2036 | 1 | WE
[9 empty] | 2036-01-28 | 1 | 2036 | 2 | WD
[9 empty] | 2036-01-29 | 1 | 2036 | 3 | WD
[9 empty] | 2036-01-30 | 1 | 2036 | 4 | WD
[9 empty] | 2036-01-31 | 1 | 2036 | 5 | WD
[9 empty] | 2036-02-01 | 2 | 2036 | 6 | WD
[9 empty] | 2036-02-02 | 2 | 2036 | 7 | WE
[9 empty] | 2036-02-03 | 2 | 2036 | 1 | WE
[9 empty] | 2036-02-04 | 2 | 2036 | 2 | WD
[9 empty] | 2036-02-05 | 2 | 2036 | 3 | WD
[9 empty] | 2036-02-06 | 2 | 2036 | 4 | WD
[9 empty] | 2036-02-07 | 2 | 2036 | 5 | WD
[9 empty] | 2036-02-08 | 2 | 2036 | 6 | WD
[9 empty] | 2036-02-09 | 2 | 2036 | 7 | WE
[9 empty] | 2036-02-10 | 2 | 2036 | 1 | WE
[9 empty] | 2036-02-11 | 2 | 2036 | 2 | WD
[9 empty] | 2036-02-12 | 2 | 2036 | 3 | WD
[9 empty] | 2036-02-13 | 2 | 2036 | 4 | WD
[9 empty] | 2036-02-14 | 2 | 2036 | 5 | WD
[9 empty] | 2036-02-15 | 2 | 2036 | 6 | WD
[9 empty] | 2036-02-16 | 2 | 2036 | 7 | WE
[9 empty] | 2036-02-17 | 2 | 2036 | 1 | WE
[9 empty] | 2036-02-18 | 2 | 2036 | 2 | WD
[9 empty] | 2036-02-19 | 2 | 2036 | 3 | WD
[9 empty] | 2036-02-20 | 2 | 2036 | 4 | WD
[9 empty] | 2036-02-21 | 2 | 2036 | 5 | WD
[9 empty] | 2036-02-22 | 2 | 2036 | 6 | WD
[9 empty] | 2036-02-23 | 2 | 2036 | 7 | WE
[9 empty] | 2036-02-24 | 2 | 2036 | 1 | WE
[9 empty] | 2036-02-25 | 2 | 2036 | 2 | WD
[9 empty] | 2036-02-26 | 2 | 2036 | 3 | WD
[9 empty] | 2036-02-27 | 2 | 2036 | 4 | WD
[9 empty] | 2036-02-28 | 2 | 2036 | 5 | WD
[9 empty] | 2036-02-29 | 2 | 2036 | 6 | WD
[9 empty] | 2036-03-01 | 3 | 2036 | 7 | WE
[9 empty] | 2036-03-02 | 3 | 2036 | 1 | WE
[9 empty] | 2036-03-03 | 3 | 2036 | 2 | WD
[9 empty] | 2036-03-04 | 3 | 2036 | 3 | WD
[9 empty] | 2036-03-05 | 3 | 2036 | 4 | WD
[9 empty] | 2036-03-06 | 3 | 2036 | 5 | WD
[9 empty] | 2036-03-07 | 3 | 2036 | 6 | WD
[9 empty] | 2036-03-08 | 3 | 2036 | 7 | WE
[9 empty] | 2036-03-09 | 3 | 2036 | 1 | WE
[9 empty] | 2036-03-10 | 3 | 2036 | 2 | WD
[9 empty] | 2036-03-11 | 3 | 2036 | 3 | WD
[9 empty] | 2036-03-12 | 3 | 2036 | 4 | WD
[9 empty] | 2036-03-13 | 3 | 2036 | 5 | WD
[9 empty] | 2036-03-14 | 3 | 2036 | 6 | WD
[9 empty] | 2036-03-15 | 3 | 2036 | 7 | WE
[9 empty] | 2036-03-16 | 3 | 2036 | 1 | WE
[9 empty] | 2036-03-17 | 3 | 2036 | 2 | WD
[9 empty] | 2036-03-18 | 3 | 2036 | 3 | WD
[9 empty] | 2036-03-19 | 3 | 2036 | 4 | WD
[9 empty] | 2036-03-20 | 3 | 2036 | 5 | WD
[9 empty] | 2036-03-21 | 3 | 2036 | 6 | WD
[9 empty] | 2036-03-22 | 3 | 2036 | 7 | WE
[9 empty] | 2036-03-23 | 3 | 2036 | 1 | WE
[9 empty] | 2036-03-24 | 3 | 2036 | 2 | WD
[9 empty] | 2036-03-25 | 3 | 2036 | 3 | WD
[9 empty] | 2036-03-26 | 3 | 2036 | 4 | WD
[9 empty] | 2036-03-27 | 3 | 2036 | 5 | WD
[9 empty] | 2036-03-28 | 3 | 2036 | 6 | WD
[9 empty] | 2036-03-29 | 3 | 2036 | 7 | WE
[9 empty] | 2036-03-30 | 3 | 2036 | 1 | WE
[9 empty] | 2036-03-31 | 3 | 2036 | 2 | WD
[9 empty] | 2036-04-01 | 4 | 2036 | 3 | WD
[9 empty] | 2036-04-02 | 4 | 2036 | 4 | WD
[9 empty] | 2036-04-03 | 4 | 2036 | 5 | WD
[9 empty] | 2036-04-04 | 4 | 2036 | 6 | WD
[9 empty] | 2036-04-05 | 4 | 2036 | 7 | WE
[9 empty] | 2036-04-06 | 4 | 2036 | 1 | WE
[9 empty] | 2036-04-07 | 4 | 2036 | 2 | WD
[9 empty] | 2036-04-08 | 4 | 2036 | 3 | WD
[9 empty] | 2036-04-09 | 4 | 2036 | 4 | WD
[9 empty] | 2036-04-10 | 4 | 2036 | 5 | WD
[9 empty] | 2036-04-11 | 4 | 2036 | 6 | WD
[9 empty] | 2036-04-12 | 4 | 2036 | 7 | WE
[9 empty] | 2036-04-13 | 4 | 2036 | 1 | WE
[9 empty] | 2036-04-14 | 4 | 2036 | 2 | WD
[9 empty] | 2036-04-15 | 4 | 2036 | 3 | WD
[9 empty] | 2036-04-16 | 4 | 2036 | 4 | WD
[9 empty] | 2036-04-17 | 4 | 2036 | 5 | WD
[9 empty] | 2036-04-18 | 4 | 2036 | 6 | WD
[9 empty] | 2036-04-19 | 4 | 2036 | 7 | WE
[9 empty] | 2036-04-20 | 4 | 2036 | 1 | WE
[9 empty] | 2036-04-21 | 4 | 2036 | 2 | WD
[9 empty] | 2036-04-22 | 4 | 2036 | 3 | WD
[9 empty] | 2036-04-23 | 4 | 2036 | 4 | WD
[9 empty] | 2036-04-24 | 4 | 2036 | 5 | WD
[9 empty] | 2036-04-25 | 4 | 2036 | 6 | WD
[9 empty] | 2036-04-26 | 4 | 2036 | 7 | WE
[9 empty] | 2036-04-27 | 4 | 2036 | 1 | WE
[9 empty] | 2036-04-28 | 4 | 2036 | 2 | WD
[9 empty] | 2036-04-29 | 4 | 2036 | 3 | WD
[9 empty] | 2036-04-30 | 4 | 2036 | 4 | WD
[9 empty] | 2036-05-01 | 5 | 2036 | 5 | WD
[9 empty] | 2036-05-02 | 5 | 2036 | 6 | WD
[9 empty] | 2036-05-03 | 5 | 2036 | 7 | WE
[9 empty] | 2036-05-04 | 5 | 2036 | 1 | WE
[9 empty] | 2036-05-05 | 5 | 2036 | 2 | WD
[9 empty] | 2036-05-06 | 5 | 2036 | 3 | WD
[9 empty] | 2036-05-07 | 5 | 2036 | 4 | WD
[9 empty] | 2036-05-08 | 5 | 2036 | 5 | WD
[9 empty] | 2036-05-09 | 5 | 2036 | 6 | WD
[9 empty] | 2036-05-10 | 5 | 2036 | 7 | WE
[9 empty] | 2036-05-11 | 5 | 2036 | 1 | WE
[9 empty] | 2036-05-12 | 5 | 2036 | 2 | WD
[9 empty] | 2036-05-13 | 5 | 2036 | 3 | WD
[9 empty] | 2036-05-14 | 5 | 2036 | 4 | WD
[9 empty] | 2036-05-15 | 5 | 2036 | 5 | WD
[9 empty] | 2036-05-16 | 5 | 2036 | 6 | WD
[9 empty] | 2036-05-17 | 5 | 2036 | 7 | WE
[9 empty] | 2036-05-18 | 5 | 2036 | 1 | WE
[9 empty] | 2036-05-19 | 5 | 2036 | 2 | WD
[9 empty] | 2036-05-20 | 5 | 2036 | 3 | WD
[9 empty] | 2036-05-21 | 5 | 2036 | 4 | WD
[9 empty] | 2036-05-22 | 5 | 2036 | 5 | WD
[9 empty] | 2036-05-23 | 5 | 2036 | 6 | WD
[9 empty] | 2036-05-24 | 5 | 2036 | 7 | WE
[9 empty] | 2036-05-25 | 5 | 2036 | 1 | WE
[9 empty] | 2036-05-26 | 5 | 2036 | 2 | WD
[9 empty] | 2036-05-27 | 5 | 2036 | 3 | WD
[9 empty] | 2036-05-28 | 5 | 2036 | 4 | WD
[9 empty] | 2036-05-29 | 5 | 2036 | 5 | WD
[9 empty] | 2036-05-30 | 5 | 2036 | 6 | WD
[9 empty] | 2036-05-31 | 5 | 2036 | 7 | WE
[9 empty] | 2036-06-01 | 6 | 2036 | 1 | WE
[9 empty] | 2036-06-02 | 6 | 2036 | 2 | WD
[9 empty] | 2036-06-03 | 6 | 2036 | 3 | WD
[9 empty] | 2036-06-04 | 6 | 2036 | 4 | WD
[9 empty] | 2036-06-05 | 6 | 2036 | 5 | WD
[9 empty] | 2036-06-06 | 6 | 2036 | 6 | WD
[9 empty] | 2036-06-07 | 6 | 2036 | 7 | WE
[9 empty] | 2036-06-08 | 6 | 2036 | 1 | WE
[9 empty] | 2036-06-09 | 6 | 2036 | 2 | WD
[9 empty] | 2036-06-10 | 6 | 2036 | 3 | WD
[9 empty] | 2036-06-11 | 6 | 2036 | 4 | WD
[9 empty] | 2036-06-12 | 6 | 2036 | 5 | WD
[9 empty] | 2036-06-13 | 6 | 2036 | 6 | WD
[9 empty] | 2036-06-14 | 6 | 2036 | 7 | WE
[9 empty] | 2036-06-15 | 6 | 2036 | 1 | WE
[9 empty] | 2036-06-16 | 6 | 2036 | 2 | WD
[9 empty] | 2036-06-17 | 6 | 2036 | 3 | WD
[9 empty] | 2036-06-18 | 6 | 2036 | 4 | WD
[9 empty] | 2036-06-19 | 6 | 2036 | 5 | WD
[9 empty] | 2036-06-20 | 6 | 2036 | 6 | WD
[9 empty] | 2036-06-21 | 6 | 2036 | 7 | WE
[9 empty] | 2036-06-22 | 6 | 2036 | 1 | WE
[9 empty] | 2036-06-23 | 6 | 2036 | 2 | WD
[9 empty] | 2036-06-24 | 6 | 2036 | 3 | WD
[9 empty] | 2036-06-25 | 6 | 2036 | 4 | WD
[9 empty] | 2036-06-26 | 6 | 2036 | 5 | WD
[9 empty] | 2036-06-27 | 6 | 2036 | 6 | WD
[9 empty] | 2036-06-28 | 6 | 2036 | 7 | WE
[9 empty] | 2036-06-29 | 6 | 2036 | 1 | WE
[9 empty] | 2036-06-30 | 6 | 2036 | 2 | WD
[9 empty] | 2036-07-01 | 7 | 2036 | 3 | WD
[9 empty] | 2036-07-02 | 7 | 2036 | 4 | WD
[9 empty] | 2036-07-03 | 7 | 2036 | 5 | WD
[9 empty] | 2036-07-04 | 7 | 2036 | 6 | WD
[9 empty] | 2036-07-05 | 7 | 2036 | 7 | WE
[9 empty] | 2036-07-06 | 7 | 2036 | 1 | WE
[9 empty] | 2036-07-07 | 7 | 2036 | 2 | WD
[9 empty] | 2036-07-08 | 7 | 2036 | 3 | WD
[9 empty] | 2036-07-09 | 7 | 2036 | 4 | WD
[9 empty] | 2036-07-10 | 7 | 2036 | 5 | WD
[9 empty] | 2036-07-11 | 7 | 2036 | 6 | WD
[9 empty] | 2036-07-12 | 7 | 2036 | 7 | WE
[9 empty] | 2036-07-13 | 7 | 2036 | 1 | WE
[9 empty] | 2036-07-14 | 7 | 2036 | 2 | WD
[9 empty] | 2036-07-15 | 7 | 2036 | 3 | WD
[9 empty] | 2036-07-16 | 7 | 2036 | 4 | WD
[9 empty] | 2036-07-17 | 7 | 2036 | 5 | WD
[9 empty] | 2036-07-18 | 7 | 2036 | 6 | WD
[9 empty] | 2036-07-19 | 7 | 2036 | 7 | WE
[9 empty] | 2036-07-20 | 7 | 2036 | 1 | WE
[9 empty] | 2036-07-21 | 7 | 2036 | 2 | WD
[9 empty] | 2036-07-22 | 7 | 2036 | 3 | WD
[9 empty] | 2036-07-23 | 7 | 2036 | 4 | WD
[9 empty] | 2036-07-24 | 7 | 2036 | 5 | WD
[9 empty] | 2036-07-25 | 7 | 2036 | 6 | WD
[9 empty] | 2036-07-26 | 7 | 2036 | 7 | WE
[9 empty] | 2036-07-27 | 7 | 2036 | 1 | WE
[9 empty] | 2036-07-28 | 7 | 2036 | 2 | WD
[9 empty] | 2036-07-29 | 7 | 2036 | 3 | WD
[9 empty] | 2036-07-30 | 7 | 2036 | 4 | WD
[9 empty] | 2036-07-31 | 7 | 2036 | 5 | WD
[9 empty] | 2036-08-01 | 8 | 2036 | 6 | WD
[9 empty] | 2036-08-02 | 8 | 2036 | 7 | WE
[9 empty] | 2036-08-03 | 8 | 2036 | 1 | WE
[9 empty] | 2036-08-04 | 8 | 2036 | 2 | WD
[9 empty] | 2036-08-05 | 8 | 2036 | 3 | WD
[9 empty] | 2036-08-06 | 8 | 2036 | 4 | WD
[9 empty] | 2036-08-07 | 8 | 2036 | 5 | WD
[9 empty] | 2036-08-08 | 8 | 2036 | 6 | WD
[9 empty] | 2036-08-09 | 8 | 2036 | 7 | WE
[9 empty] | 2036-08-10 | 8 | 2036 | 1 | WE
[9 empty] | 2036-08-11 | 8 | 2036 | 2 | WD
[9 empty] | 2036-08-12 | 8 | 2036 | 3 | WD
[9 empty] | 2036-08-13 | 8 | 2036 | 4 | WD
[9 empty] | 2036-08-14 | 8 | 2036 | 5 | WD
[9 empty] | 2036-08-15 | 8 | 2036 | 6 | WD
[9 empty] | 2036-08-16 | 8 | 2036 | 7 | WE
[9 empty] | 2036-08-17 | 8 | 2036 | 1 | WE
[9 empty] | 2036-08-18 | 8 | 2036 | 2 | WD
[9 empty] | 2036-08-19 | 8 | 2036 | 3 | WD
[9 empty] | 2036-08-20 | 8 | 2036 | 4 | WD
[9 empty] | 2036-08-21 | 8 | 2036 | 5 | WD
[9 empty] | 2036-08-22 | 8 | 2036 | 6 | WD
[9 empty] | 2036-08-23 | 8 | 2036 | 7 | WE
[9 empty] | 2036-08-24 | 8 | 2036 | 1 | WE
[9 empty] | 2036-08-25 | 8 | 2036 | 2 | WD
[9 empty] | 2036-08-26 | 8 | 2036 | 3 | WD
[9 empty] | 2036-08-27 | 8 | 2036 | 4 | WD
[9 empty] | 2036-08-28 | 8 | 2036 | 5 | WD
[9 empty] | 2036-08-29 | 8 | 2036 | 6 | WD
[9 empty] | 2036-08-30 | 8 | 2036 | 7 | WE
[9 empty] | 2036-08-31 | 8 | 2036 | 1 | WE
[9 empty] | 2036-09-01 | 9 | 2036 | 2 | WD
[9 empty] | 2036-09-02 | 9 | 2036 | 3 | WD
[9 empty] | 2036-09-03 | 9 | 2036 | 4 | WD
[9 empty] | 2036-09-04 | 9 | 2036 | 5 | WD
[9 empty] | 2036-09-05 | 9 | 2036 | 6 | WD
[9 empty] | 2036-09-06 | 9 | 2036 | 7 | WE
[9 empty] | 2036-09-07 | 9 | 2036 | 1 | WE
[9 empty] | 2036-09-08 | 9 | 2036 | 2 | WD
[9 empty] | 2036-09-09 | 9 | 2036 | 3 | WD
[9 empty] | 2036-09-10 | 9 | 2036 | 4 | WD
[9 empty] | 2036-09-11 | 9 | 2036 | 5 | WD
[9 empty] | 2036-09-12 | 9 | 2036 | 6 | WD
[9 empty] | 2036-09-13 | 9 | 2036 | 7 | WE
[9 empty] | 2036-09-14 | 9 | 2036 | 1 | WE
[9 empty] | 2036-09-15 | 9 | 2036 | 2 | WD
[9 empty] | 2036-09-16 | 9 | 2036 | 3 | WD
[9 empty] | 2036-09-17 | 9 | 2036 | 4 | WD
[9 empty] | 2036-09-18 | 9 | 2036 | 5 | WD
[9 empty] | 2036-09-19 | 9 | 2036 | 6 | WD
[9 empty] | 2036-09-20 | 9 | 2036 | 7 | WE
[9 empty] | 2036-09-21 | 9 | 2036 | 1 | WE
[9 empty] | 2036-09-22 | 9 | 2036 | 2 | WD
[9 empty] | 2036-09-23 | 9 | 2036 | 3 | WD
[9 empty] | 2036-09-24 | 9 | 2036 | 4 | WD
[9 empty] | 2036-09-25 | 9 | 2036 | 5 | WD
[9 empty] | 2036-09-26 | 9 | 2036 | 6 | WD
[9 empty] | 2036-09-27 | 9 | 2036 | 7 | WE
[9 empty] | 2036-09-28 | 9 | 2036 | 1 | WE
[9 empty] | 2036-09-29 | 9 | 2036 | 2 | WD
[9 empty] | 2036-09-30 | 9 | 2036 | 3 | WD
[9 empty] | 2036-10-01 | 10 | 2036 | 4 | WD
[9 empty] | 2036-10-02 | 10 | 2036 | 5 | WD
[9 empty] | 2036-10-03 | 10 | 2036 | 6 | WD
[9 empty] | 2036-10-04 | 10 | 2036 | 7 | WE
[9 empty] | 2036-10-05 | 10 | 2036 | 1 | WE
[9 empty] | 2036-10-06 | 10 | 2036 | 2 | WD
[9 empty] | 2036-10-07 | 10 | 2036 | 3 | WD
[9 empty] | 2036-10-08 | 10 | 2036 | 4 | WD
[9 empty] | 2036-10-09 | 10 | 2036 | 5 | WD
[9 empty] | 2036-10-10 | 10 | 2036 | 6 | WD
[9 empty] | 2036-10-11 | 10 | 2036 | 7 | WE
[9 empty] | 2036-10-12 | 10 | 2036 | 1 | WE
[9 empty] | 2036-10-13 | 10 | 2036 | 2 | WD
[9 empty] | 2036-10-14 | 10 | 2036 | 3 | WD
[9 empty] | 2036-10-15 | 10 | 2036 | 4 | WD
[9 empty] | 2036-10-16 | 10 | 2036 | 5 | WD
[9 empty] | 2036-10-17 | 10 | 2036 | 6 | WD
[9 empty] | 2036-10-18 | 10 | 2036 | 7 | WE
[9 empty] | 2036-10-19 | 10 | 2036 | 1 | WE
[9 empty] | 2036-10-20 | 10 | 2036 | 2 | WD
[9 empty] | 2036-10-21 | 10 | 2036 | 3 | WD
[9 empty] | 2036-10-22 | 10 | 2036 | 4 | WD
[9 empty] | 2036-10-23 | 10 | 2036 | 5 | WD
[9 empty] | 2036-10-24 | 10 | 2036 | 6 | WD
[9 empty] | 2036-10-25 | 10 | 2036 | 7 | WE
[9 empty] | 2036-10-26 | 10 | 2036 | 1 | WE
[9 empty] | 2036-10-27 | 10 | 2036 | 2 | WD
[9 empty] | 2036-10-28 | 10 | 2036 | 3 | WD
[9 empty] | 2036-10-29 | 10 | 2036 | 4 | WD
[9 empty] | 2036-10-30 | 10 | 2036 | 5 | WD
[9 empty] | 2036-10-31 | 10 | 2036 | 6 | WD
[9 empty] | 2036-11-01 | 11 | 2036 | 7 | WE
[9 empty] | 2036-11-02 | 11 | 2036 | 1 | WE
[9 empty] | 2036-11-03 | 11 | 2036 | 2 | WD
[9 empty] | 2036-11-04 | 11 | 2036 | 3 | WD
[9 empty] | 2036-11-05 | 11 | 2036 | 4 | WD
[9 empty] | 2036-11-06 | 11 | 2036 | 5 | WD
[9 empty] | 2036-11-07 | 11 | 2036 | 6 | WD
[9 empty] | 2036-11-08 | 11 | 2036 | 7 | WE
[9 empty] | 2036-11-09 | 11 | 2036 | 1 | WE
[9 empty] | 2036-11-10 | 11 | 2036 | 2 | WD
[9 empty] | 2036-11-11 | 11 | 2036 | 3 | WD
[9 empty] | 2036-11-12 | 11 | 2036 | 4 | WD
[9 empty] | 2036-11-13 | 11 | 2036 | 5 | WD
[9 empty] | 2036-11-14 | 11 | 2036 | 6 | WD
[9 empty] | 2036-11-15 | 11 | 2036 | 7 | WE
[9 empty] | 2036-11-16 | 11 | 2036 | 1 | WE
[9 empty] | 2036-11-17 | 11 | 2036 | 2 | WD
[9 empty] | 2036-11-18 | 11 | 2036 | 3 | WD
[9 empty] | 2036-11-19 | 11 | 2036 | 4 | WD
[9 empty] | 2036-11-20 | 11 | 2036 | 5 | WD
[9 empty] | 2036-11-21 | 11 | 2036 | 6 | WD
[9 empty] | 2036-11-22 | 11 | 2036 | 7 | WE
[9 empty] | 2036-11-23 | 11 | 2036 | 1 | WE
[9 empty] | 2036-11-24 | 11 | 2036 | 2 | WD
[9 empty] | 2036-11-25 | 11 | 2036 | 3 | WD
[9 empty] | 2036-11-26 | 11 | 2036 | 4 | WD
[9 empty] | 2036-11-27 | 11 | 2036 | 5 | WD
[9 empty] | 2036-11-28 | 11 | 2036 | 6 | WD
[9 empty] | 2036-11-29 | 11 | 2036 | 7 | WE
[9 empty] | 2036-11-30 | 11 | 2036 | 1 | WE
[9 empty] | 2036-12-01 | 12 | 2036 | 2 | WD
[9 empty] | 2036-12-02 | 12 | 2036 | 3 | WD
[9 empty] | 2036-12-03 | 12 | 2036 | 4 | WD
[9 empty] | 2036-12-04 | 12 | 2036 | 5 | WD
[9 empty] | 2036-12-05 | 12 | 2036 | 6 | WD
[9 empty] | 2036-12-06 | 12 | 2036 | 7 | WE
[9 empty] | 2036-12-07 | 12 | 2036 | 1 | WE
[9 empty] | 2036-12-08 | 12 | 2036 | 2 | WD
[9 empty] | 2036-12-09 | 12 | 2036 | 3 | WD
[9 empty] | 2036-12-10 | 12 | 2036 | 4 | WD
[9 empty] | 2036-12-11 | 12 | 2036 | 5 | WD
[9 empty] | 2036-12-12 | 12 | 2036 | 6 | WD
[9 empty] | 2036-12-13 | 12 | 2036 | 7 | WE
[9 empty] | 2036-12-14 | 12 | 2036 | 1 | WE
[9 empty] | 2036-12-15 | 12 | 2036 | 2 | WD
[9 empty] | 2036-12-16 | 12 | 2036 | 3 | WD
[9 empty] | 2036-12-17 | 12 | 2036 | 4 | WD
[9 empty] | 2036-12-18 | 12 | 2036 | 5 | WD
[9 empty] | 2036-12-19 | 12 | 2036 | 6 | WD
[9 empty] | 2036-12-20 | 12 | 2036 | 7 | WE
[9 empty] | 2036-12-21 | 12 | 2036 | 1 | WE
[9 empty] | 2036-12-22 | 12 | 2036 | 2 | WD
[9 empty] | 2036-12-23 | 12 | 2036 | 3 | WD
[9 empty] | 2036-12-24 | 12 | 2036 | 4 | WD
[9 empty] | 2036-12-25 | 12 | 2036 | 5 | WD
[9 empty] | 2036-12-26 | 12 | 2036 | 6 | WD
[9 empty] | 2036-12-27 | 12 | 2036 | 7 | WE
[9 empty] | 2036-12-28 | 12 | 2036 | 1 | WE
[9 empty] | 2036-12-29 | 12 | 2036 | 2 | WD
[9 empty] | 2036-12-30 | 12 | 2036 | 3 | WD
[9 empty] | 2036-12-31 | 12 | 2036 | 4 | WD
[9 empty] | 2037-01-01 | 1 | 2037 | 5 | WD
[9 empty] | 2037-01-02 | 1 | 2037 | 6 | WD
[9 empty] | 2037-01-03 | 1 | 2037 | 7 | WE
[9 empty] | 2037-01-04 | 1 | 2037 | 1 | WE
[9 empty] | 2037-01-05 | 1 | 2037 | 2 | WD
[9 empty] | 2037-01-06 | 1 | 2037 | 3 | WD
[9 empty] | 2037-01-07 | 1 | 2037 | 4 | WD
[9 empty] | 2037-01-08 | 1 | 2037 | 5 | WD
[9 empty] | 2037-01-09 | 1 | 2037 | 6 | WD
[9 empty] | 2037-01-10 | 1 | 2037 | 7 | WE
[9 empty] | 2037-01-11 | 1 | 2037 | 1 | WE
[9 empty] | 2037-01-12 | 1 | 2037 | 2 | WD
[9 empty] | 2037-01-13 | 1 | 2037 | 3 | WD
[9 empty] | 2037-01-14 | 1 | 2037 | 4 | WD
[9 empty] | 2037-01-15 | 1 | 2037 | 5 | WD
[9 empty] | 2037-01-16 | 1 | 2037 | 6 | WD
[9 empty] | 2037-01-17 | 1 | 2037 | 7 | WE
[9 empty] | 2037-01-18 | 1 | 2037 | 1 | WE
[9 empty] | 2037-01-19 | 1 | 2037 | 2 | WD
[9 empty] | 2037-01-20 | 1 | 2037 | 3 | WD
[9 empty] | 2037-01-21 | 1 | 2037 | 4 | WD
[9 empty] | 2037-01-22 | 1 | 2037 | 5 | WD
[9 empty] | 2037-01-23 | 1 | 2037 | 6 | WD
[9 empty] | 2037-01-24 | 1 | 2037 | 7 | WE
[9 empty] | 2037-01-25 | 1 | 2037 | 1 | WE
[9 empty] | 2037-01-26 | 1 | 2037 | 2 | WD
[9 empty] | 2037-01-27 | 1 | 2037 | 3 | WD
[9 empty] | 2037-01-28 | 1 | 2037 | 4 | WD
[9 empty] | 2037-01-29 | 1 | 2037 | 5 | WD
[9 empty] | 2037-01-30 | 1 | 2037 | 6 | WD
[9 empty] | 2037-01-31 | 1 | 2037 | 7 | WE
[9 empty] | 2037-02-01 | 2 | 2037 | 1 | WE
[9 empty] | 2037-02-02 | 2 | 2037 | 2 | WD
[9 empty] | 2037-02-03 | 2 | 2037 | 3 | WD
[9 empty] | 2037-02-04 | 2 | 2037 | 4 | WD
[9 empty] | 2037-02-05 | 2 | 2037 | 5 | WD
[9 empty] | 2037-02-06 | 2 | 2037 | 6 | WD
[9 empty] | 2037-02-07 | 2 | 2037 | 7 | WE
[9 empty] | 2037-02-08 | 2 | 2037 | 1 | WE
[9 empty] | 2037-02-09 | 2 | 2037 | 2 | WD
[9 empty] | 2037-02-10 | 2 | 2037 | 3 | WD
[9 empty] | 2037-02-11 | 2 | 2037 | 4 | WD
[9 empty] | 2037-02-12 | 2 | 2037 | 5 | WD
[9 empty] | 2037-02-13 | 2 | 2037 | 6 | WD
[9 empty] | 2037-02-14 | 2 | 2037 | 7 | WE
[9 empty] | 2037-02-15 | 2 | 2037 | 1 | WE
[9 empty] | 2037-02-16 | 2 | 2037 | 2 | WD
[9 empty] | 2037-02-17 | 2 | 2037 | 3 | WD
[9 empty] | 2037-02-18 | 2 | 2037 | 4 | WD
[9 empty] | 2037-02-19 | 2 | 2037 | 5 | WD
[9 empty] | 2037-02-20 | 2 | 2037 | 6 | WD
[9 empty] | 2037-02-21 | 2 | 2037 | 7 | WE
[9 empty] | 2037-02-22 | 2 | 2037 | 1 | WE
[9 empty] | 2037-02-23 | 2 | 2037 | 2 | WD
[9 empty] | 2037-02-24 | 2 | 2037 | 3 | WD
[9 empty] | 2037-02-25 | 2 | 2037 | 4 | WD
[9 empty] | 2037-02-26 | 2 | 2037 | 5 | WD
[9 empty] | 2037-02-27 | 2 | 2037 | 6 | WD
[9 empty] | 2037-02-28 | 2 | 2037 | 7 | WE
[9 empty] | 2037-03-01 | 3 | 2037 | 1 | WE
[9 empty] | 2037-03-02 | 3 | 2037 | 2 | WD
[9 empty] | 2037-03-03 | 3 | 2037 | 3 | WD
[9 empty] | 2037-03-04 | 3 | 2037 | 4 | WD
[9 empty] | 2037-03-05 | 3 | 2037 | 5 | WD
[9 empty] | 2037-03-06 | 3 | 2037 | 6 | WD
[9 empty] | 2037-03-07 | 3 | 2037 | 7 | WE
[9 empty] | 2037-03-08 | 3 | 2037 | 1 | WE
[9 empty] | 2037-03-09 | 3 | 2037 | 2 | WD
[9 empty] | 2037-03-10 | 3 | 2037 | 3 | WD
[9 empty] | 2037-03-11 | 3 | 2037 | 4 | WD
[9 empty] | 2037-03-12 | 3 | 2037 | 5 | WD
[9 empty] | 2037-03-13 | 3 | 2037 | 6 | WD
[9 empty] | 2037-03-14 | 3 | 2037 | 7 | WE
[9 empty] | 2037-03-15 | 3 | 2037 | 1 | WE
[9 empty] | 2037-03-16 | 3 | 2037 | 2 | WD
[9 empty] | 2037-03-17 | 3 | 2037 | 3 | WD
[9 empty] | 2037-03-18 | 3 | 2037 | 4 | WD
[9 empty] | 2037-03-19 | 3 | 2037 | 5 | WD
[9 empty] | 2037-03-20 | 3 | 2037 | 6 | WD
[9 empty] | 2037-03-21 | 3 | 2037 | 7 | WE
[9 empty] | 2037-03-22 | 3 | 2037 | 1 | WE
[9 empty] | 2037-03-23 | 3 | 2037 | 2 | WD
[9 empty] | 2037-03-24 | 3 | 2037 | 3 | WD
[9 empty] | 2037-03-25 | 3 | 2037 | 4 | WD
[9 empty] | 2037-03-26 | 3 | 2037 | 5 | WD
[9 empty] | 2037-03-27 | 3 | 2037 | 6 | WD
[9 empty] | 2037-03-28 | 3 | 2037 | 7 | WE
[9 empty] | 2037-03-29 | 3 | 2037 | 1 | WE
[9 empty] | 2037-03-30 | 3 | 2037 | 2 | WD
[9 empty] | 2037-03-31 | 3 | 2037 | 3 | WD
[9 empty] | 2037-04-01 | 4 | 2037 | 4 | WD
[9 empty] | 2037-04-02 | 4 | 2037 | 5 | WD
[9 empty] | 2037-04-03 | 4 | 2037 | 6 | WD
[9 empty] | 2037-04-04 | 4 | 2037 | 7 | WE
[9 empty] | 2037-04-05 | 4 | 2037 | 1 | WE
[9 empty] | 2037-04-06 | 4 | 2037 | 2 | WD
[9 empty] | 2037-04-07 | 4 | 2037 | 3 | WD
[9 empty] | 2037-04-08 | 4 | 2037 | 4 | WD
[9 empty] | 2037-04-09 | 4 | 2037 | 5 | WD
[9 empty] | 2037-04-10 | 4 | 2037 | 6 | WD
[9 empty] | 2037-04-11 | 4 | 2037 | 7 | WE
[9 empty] | 2037-04-12 | 4 | 2037 | 1 | WE
[9 empty] | 2037-04-13 | 4 | 2037 | 2 | WD
[9 empty] | 2037-04-14 | 4 | 2037 | 3 | WD
[9 empty] | 2037-04-15 | 4 | 2037 | 4 | WD
[9 empty] | 2037-04-16 | 4 | 2037 | 5 | WD
[9 empty] | 2037-04-17 | 4 | 2037 | 6 | WD
[9 empty] | 2037-04-18 | 4 | 2037 | 7 | WE
[9 empty] | 2037-04-19 | 4 | 2037 | 1 | WE
[9 empty] | 2037-04-20 | 4 | 2037 | 2 | WD
[9 empty] | 2037-04-21 | 4 | 2037 | 3 | WD
[9 empty] | 2037-04-22 | 4 | 2037 | 4 | WD
[9 empty] | 2037-04-23 | 4 | 2037 | 5 | WD
[9 empty] | 2037-04-24 | 4 | 2037 | 6 | WD
[9 empty] | 2037-04-25 | 4 | 2037 | 7 | WE
[9 empty] | 2037-04-26 | 4 | 2037 | 1 | WE
[9 empty] | 2037-04-27 | 4 | 2037 | 2 | WD
[9 empty] | 2037-04-28 | 4 | 2037 | 3 | WD
[9 empty] | 2037-04-29 | 4 | 2037 | 4 | WD
[9 empty] | 2037-04-30 | 4 | 2037 | 5 | WD
[9 empty] | 2037-05-01 | 5 | 2037 | 6 | WD
[9 empty] | 2037-05-02 | 5 | 2037 | 7 | WE
[9 empty] | 2037-05-03 | 5 | 2037 | 1 | WE
[9 empty] | 2037-05-04 | 5 | 2037 | 2 | WD
[9 empty] | 2037-05-05 | 5 | 2037 | 3 | WD
[9 empty] | 2037-05-06 | 5 | 2037 | 4 | WD
[9 empty] | 2037-05-07 | 5 | 2037 | 5 | WD
[9 empty] | 2037-05-08 | 5 | 2037 | 6 | WD
[9 empty] | 2037-05-09 | 5 | 2037 | 7 | WE
[9 empty] | 2037-05-10 | 5 | 2037 | 1 | WE
[9 empty] | 2037-05-11 | 5 | 2037 | 2 | WD
[9 empty] | 2037-05-12 | 5 | 2037 | 3 | WD
[9 empty] | 2037-05-13 | 5 | 2037 | 4 | WD
[9 empty] | 2037-05-14 | 5 | 2037 | 5 | WD
[9 empty] | 2037-05-15 | 5 | 2037 | 6 | WD
[9 empty] | 2037-05-16 | 5 | 2037 | 7 | WE
[9 empty] | 2037-05-17 | 5 | 2037 | 1 | WE
[9 empty] | 2037-05-18 | 5 | 2037 | 2 | WD
[9 empty] | 2037-05-19 | 5 | 2037 | 3 | WD
[9 empty] | 2037-05-20 | 5 | 2037 | 4 | WD
[9 empty] | 2037-05-21 | 5 | 2037 | 5 | WD
[9 empty] | 2037-05-22 | 5 | 2037 | 6 | WD
[9 empty] | 2037-05-23 | 5 | 2037 | 7 | WE
[9 empty] | 2037-05-24 | 5 | 2037 | 1 | WE
[9 empty] | 2037-05-25 | 5 | 2037 | 2 | WD
[9 empty] | 2037-05-26 | 5 | 2037 | 3 | WD
[9 empty] | 2037-05-27 | 5 | 2037 | 4 | WD
[9 empty] | 2037-05-28 | 5 | 2037 | 5 | WD
[9 empty] | 2037-05-29 | 5 | 2037 | 6 | WD
[9 empty] | 2037-05-30 | 5 | 2037 | 7 | WE
[9 empty] | 2037-05-31 | 5 | 2037 | 1 | WE
[9 empty] | 2037-06-01 | 6 | 2037 | 2 | WD
[9 empty] | 2037-06-02 | 6 | 2037 | 3 | WD
[9 empty] | 2037-06-03 | 6 | 2037 | 4 | WD
[9 empty] | 2037-06-04 | 6 | 2037 | 5 | WD
[9 empty] | 2037-06-05 | 6 | 2037 | 6 | WD
[9 empty] | 2037-06-06 | 6 | 2037 | 7 | WE
[9 empty] | 2037-06-07 | 6 | 2037 | 1 | WE
[9 empty] | 2037-06-08 | 6 | 2037 | 2 | WD
[9 empty] | 2037-06-09 | 6 | 2037 | 3 | WD
[9 empty] | 2037-06-10 | 6 | 2037 | 4 | WD
[9 empty] | 2037-06-11 | 6 | 2037 | 5 | WD
[9 empty] | 2037-06-12 | 6 | 2037 | 6 | WD
[9 empty] | 2037-06-13 | 6 | 2037 | 7 | WE
[9 empty] | 2037-06-14 | 6 | 2037 | 1 | WE
[9 empty] | 2037-06-15 | 6 | 2037 | 2 | WD
[9 empty] | 2037-06-16 | 6 | 2037 | 3 | WD
[9 empty] | 2037-06-17 | 6 | 2037 | 4 | WD
[9 empty] | 2037-06-18 | 6 | 2037 | 5 | WD
[9 empty] | 2037-06-19 | 6 | 2037 | 6 | WD
[9 empty] | 2037-06-20 | 6 | 2037 | 7 | WE
[9 empty] | 2037-06-21 | 6 | 2037 | 1 | WE
[9 empty] | 2037-06-22 | 6 | 2037 | 2 | WD
[9 empty] | 2037-06-23 | 6 | 2037 | 3 | WD
[9 empty] | 2037-06-24 | 6 | 2037 | 4 | WD
[9 empty] | 2037-06-25 | 6 | 2037 | 5 | WD
[9 empty] | 2037-06-26 | 6 | 2037 | 6 | WD
[9 empty] | 2037-06-27 | 6 | 2037 | 7 | WE
[9 empty] | 2037-06-28 | 6 | 2037 | 1 | WE
[9 empty] | 2037-06-29 | 6 | 2037 | 2 | WD
[9 empty] | 2037-06-30 | 6 | 2037 | 3 | WD
[9 empty] | 2037-07-01 | 7 | 2037 | 4 | WD
[9 empty] | 2037-07-02 | 7 | 2037 | 5 | WD
[9 empty] | 2037-07-03 | 7 | 2037 | 6 | WD
[9 empty] | 2037-07-04 | 7 | 2037 | 7 | WE
[9 empty] | 2037-07-05 | 7 | 2037 | 1 | WE
[9 empty] | 2037-07-06 | 7 | 2037 | 2 | WD
[9 empty] | 2037-07-07 | 7 | 2037 | 3 | WD
[9 empty] | 2037-07-08 | 7 | 2037 | 4 | WD
[9 empty] | 2037-07-09 | 7 | 2037 | 5 | WD
[9 empty] | 2037-07-10 | 7 | 2037 | 6 | WD
[9 empty] | 2037-07-11 | 7 | 2037 | 7 | WE
[9 empty] | 2037-07-12 | 7 | 2037 | 1 | WE
[9 empty] | 2037-07-13 | 7 | 2037 | 2 | WD
[9 empty] | 2037-07-14 | 7 | 2037 | 3 | WD
[9 empty] | 2037-07-15 | 7 | 2037 | 4 | WD
[9 empty] | 2037-07-16 | 7 | 2037 | 5 | WD
[9 empty] | 2037-07-17 | 7 | 2037 | 6 | WD
[9 empty] | 2037-07-18 | 7 | 2037 | 7 | WE
[9 empty] | 2037-07-19 | 7 | 2037 | 1 | WE
[9 empty] | 2037-07-20 | 7 | 2037 | 2 | WD
[9 empty] | 2037-07-21 | 7 | 2037 | 3 | WD
[9 empty] | 2037-07-22 | 7 | 2037 | 4 | WD
[9 empty] | 2037-07-23 | 7 | 2037 | 5 | WD
[9 empty] | 2037-07-24 | 7 | 2037 | 6 | WD
[9 empty] | 2037-07-25 | 7 | 2037 | 7 | WE
[9 empty] | 2037-07-26 | 7 | 2037 | 1 | WE
[9 empty] | 2037-07-27 | 7 | 2037 | 2 | WD
[9 empty] | 2037-07-28 | 7 | 2037 | 3 | WD
[9 empty] | 2037-07-29 | 7 | 2037 | 4 | WD
[9 empty] | 2037-07-30 | 7 | 2037 | 5 | WD
[9 empty] | 2037-07-31 | 7 | 2037 | 6 | WD
[9 empty] | 2037-08-01 | 8 | 2037 | 7 | WE
[9 empty] | 2037-08-02 | 8 | 2037 | 1 | WE
[9 empty] | 2037-08-03 | 8 | 2037 | 2 | WD
[9 empty] | 2037-08-04 | 8 | 2037 | 3 | WD
[9 empty] | 2037-08-05 | 8 | 2037 | 4 | WD
[9 empty] | 2037-08-06 | 8 | 2037 | 5 | WD
[9 empty] | 2037-08-07 | 8 | 2037 | 6 | WD
[9 empty] | 2037-08-08 | 8 | 2037 | 7 | WE
[9 empty] | 2037-08-09 | 8 | 2037 | 1 | WE
[9 empty] | 2037-08-10 | 8 | 2037 | 2 | WD
[9 empty] | 2037-08-11 | 8 | 2037 | 3 | WD
[9 empty] | 2037-08-12 | 8 | 2037 | 4 | WD
[9 empty] | 2037-08-13 | 8 | 2037 | 5 | WD
[9 empty] | 2037-08-14 | 8 | 2037 | 6 | WD
[9 empty] | 2037-08-15 | 8 | 2037 | 7 | WE
[9 empty] | 2037-08-16 | 8 | 2037 | 1 | WE
[9 empty] | 2037-08-17 | 8 | 2037 | 2 | WD
[9 empty] | 2037-08-18 | 8 | 2037 | 3 | WD
[9 empty] | 2037-08-19 | 8 | 2037 | 4 | WD
[9 empty] | 2037-08-20 | 8 | 2037 | 5 | WD
[9 empty] | 2037-08-21 | 8 | 2037 | 6 | WD
[9 empty] | 2037-08-22 | 8 | 2037 | 7 | WE
[9 empty] | 2037-08-23 | 8 | 2037 | 1 | WE
[9 empty] | 2037-08-24 | 8 | 2037 | 2 | WD
[9 empty] | 2037-08-25 | 8 | 2037 | 3 | WD
[9 empty] | 2037-08-26 | 8 | 2037 | 4 | WD
[9 empty] | 2037-08-27 | 8 | 2037 | 5 | WD
[9 empty] | 2037-08-28 | 8 | 2037 | 6 | WD
[9 empty] | 2037-08-29 | 8 | 2037 | 7 | WE
[9 empty] | 2037-08-30 | 8 | 2037 | 1 | WE
[9 empty] | 2037-08-31 | 8 | 2037 | 2 | WD
[9 empty] | 2037-09-01 | 9 | 2037 | 3 | WD
[9 empty] | 2037-09-02 | 9 | 2037 | 4 | WD
[9 empty] | 2037-09-03 | 9 | 2037 | 5 | WD
[9 empty] | 2037-09-04 | 9 | 2037 | 6 | WD
[9 empty] | 2037-09-05 | 9 | 2037 | 7 | WE
[9 empty] | 2037-09-06 | 9 | 2037 | 1 | WE
[9 empty] | 2037-09-07 | 9 | 2037 | 2 | WD
[9 empty] | 2037-09-08 | 9 | 2037 | 3 | WD
[9 empty] | 2037-09-09 | 9 | 2037 | 4 | WD
[9 empty] | 2037-09-10 | 9 | 2037 | 5 | WD
[9 empty] | 2037-09-11 | 9 | 2037 | 6 | WD
[9 empty] | 2037-09-12 | 9 | 2037 | 7 | WE
[9 empty] | 2037-09-13 | 9 | 2037 | 1 | WE
[9 empty] | 2037-09-14 | 9 | 2037 | 2 | WD
[9 empty] | 2037-09-15 | 9 | 2037 | 3 | WD
[9 empty] | 2037-09-16 | 9 | 2037 | 4 | WD
[9 empty] | 2037-09-17 | 9 | 2037 | 5 | WD
[9 empty] | 2037-09-18 | 9 | 2037 | 6 | WD
[9 empty] | 2037-09-19 | 9 | 2037 | 7 | WE
[9 empty] | 2037-09-20 | 9 | 2037 | 1 | WE
[9 empty] | 2037-09-21 | 9 | 2037 | 2 | WD
[9 empty] | 2037-09-22 | 9 | 2037 | 3 | WD
[9 empty] | 2037-09-23 | 9 | 2037 | 4 | WD
[9 empty] | 2037-09-24 | 9 | 2037 | 5 | WD
[9 empty] | 2037-09-25 | 9 | 2037 | 6 | WD
[9 empty] | 2037-09-26 | 9 | 2037 | 7 | WE
[9 empty] | 2037-09-27 | 9 | 2037 | 1 | WE
[9 empty] | 2037-09-28 | 9 | 2037 | 2 | WD
[9 empty] | 2037-09-29 | 9 | 2037 | 3 | WD
[9 empty] | 2037-09-30 | 9 | 2037 | 4 | WD
[9 empty] | 2037-10-01 | 10 | 2037 | 5 | WD
[9 empty] | 2037-10-02 | 10 | 2037 | 6 | WD
[9 empty] | 2037-10-03 | 10 | 2037 | 7 | WE
[9 empty] | 2037-10-04 | 10 | 2037 | 1 | WE
[9 empty] | 2037-10-05 | 10 | 2037 | 2 | WD
[9 empty] | 2037-10-06 | 10 | 2037 | 3 | WD
[9 empty] | 2037-10-07 | 10 | 2037 | 4 | WD
[9 empty] | 2037-10-08 | 10 | 2037 | 5 | WD
[9 empty] | 2037-10-09 | 10 | 2037 | 6 | WD
[9 empty] | 2037-10-10 | 10 | 2037 | 7 | WE
[9 empty] | 2037-10-11 | 10 | 2037 | 1 | WE
[9 empty] | 2037-10-12 | 10 | 2037 | 2 | WD
[9 empty] | 2037-10-13 | 10 | 2037 | 3 | WD
[9 empty] | 2037-10-14 | 10 | 2037 | 4 | WD
[9 empty] | 2037-10-15 | 10 | 2037 | 5 | WD
[9 empty] | 2037-10-16 | 10 | 2037 | 6 | WD
[9 empty] | 2037-10-17 | 10 | 2037 | 7 | WE
[9 empty] | 2037-10-18 | 10 | 2037 | 1 | WE
[9 empty] | 2037-10-19 | 10 | 2037 | 2 | WD
[9 empty] | 2037-10-20 | 10 | 2037 | 3 | WD
[9 empty] | 2037-10-21 | 10 | 2037 | 4 | WD
[9 empty] | 2037-10-22 | 10 | 2037 | 5 | WD
[9 empty] | 2037-10-23 | 10 | 2037 | 6 | WD
[9 empty] | 2037-10-24 | 10 | 2037 | 7 | WE
[9 empty] | 2037-10-25 | 10 | 2037 | 1 | WE
[9 empty] | 2037-10-26 | 10 | 2037 | 2 | WD
[9 empty] | 2037-10-27 | 10 | 2037 | 3 | WD
[9 empty] | 2037-10-28 | 10 | 2037 | 4 | WD
[9 empty] | 2037-10-29 | 10 | 2037 | 5 | WD
[9 empty] | 2037-10-30 | 10 | 2037 | 6 | WD
[9 empty] | 2037-10-31 | 10 | 2037 | 7 | WE
[9 empty] | 2037-11-01 | 11 | 2037 | 1 | WE
[9 empty] | 2037-11-02 | 11 | 2037 | 2 | WD
[9 empty] | 2037-11-03 | 11 | 2037 | 3 | WD
[9 empty] | 2037-11-04 | 11 | 2037 | 4 | WD
[9 empty] | 2037-11-05 | 11 | 2037 | 5 | WD
[9 empty] | 2037-11-06 | 11 | 2037 | 6 | WD
[9 empty] | 2037-11-07 | 11 | 2037 | 7 | WE
[9 empty] | 2037-11-08 | 11 | 2037 | 1 | WE
[9 empty] | 2037-11-09 | 11 | 2037 | 2 | WD
[9 empty] | 2037-11-10 | 11 | 2037 | 3 | WD
[9 empty] | 2037-11-11 | 11 | 2037 | 4 | WD
[9 empty] | 2037-11-12 | 11 | 2037 | 5 | WD
[9 empty] | 2037-11-13 | 11 | 2037 | 6 | WD
[9 empty] | 2037-11-14 | 11 | 2037 | 7 | WE
[9 empty] | 2037-11-15 | 11 | 2037 | 1 | WE
[9 empty] | 2037-11-16 | 11 | 2037 | 2 | WD
[9 empty] | 2037-11-17 | 11 | 2037 | 3 | WD
[9 empty] | 2037-11-18 | 11 | 2037 | 4 | WD
[9 empty] | 2037-11-19 | 11 | 2037 | 5 | WD
[9 empty] | 2037-11-20 | 11 | 2037 | 6 | WD
[9 empty] | 2037-11-21 | 11 | 2037 | 7 | WE
[9 empty] | 2037-11-22 | 11 | 2037 | 1 | WE
[9 empty] | 2037-11-23 | 11 | 2037 | 2 | WD
[9 empty] | 2037-11-24 | 11 | 2037 | 3 | WD
[9 empty] | 2037-11-25 | 11 | 2037 | 4 | WD
[9 empty] | 2037-11-26 | 11 | 2037 | 5 | WD
[9 empty] | 2037-11-27 | 11 | 2037 | 6 | WD
[9 empty] | 2037-11-28 | 11 | 2037 | 7 | WE
[9 empty] | 2037-11-29 | 11 | 2037 | 1 | WE
[9 empty] | 2037-11-30 | 11 | 2037 | 2 | WD
[9 empty] | 2037-12-01 | 12 | 2037 | 3 | WD
[9 empty] | 2037-12-02 | 12 | 2037 | 4 | WD
[9 empty] | 2037-12-03 | 12 | 2037 | 5 | WD
[9 empty] | 2037-12-04 | 12 | 2037 | 6 | WD
[9 empty] | 2037-12-05 | 12 | 2037 | 7 | WE
[9 empty] | 2037-12-06 | 12 | 2037 | 1 | WE
[9 empty] | 2037-12-07 | 12 | 2037 | 2 | WD
[9 empty] | 2037-12-08 | 12 | 2037 | 3 | WD
[9 empty] | 2037-12-09 | 12 | 2037 | 4 | WD
[9 empty] | 2037-12-10 | 12 | 2037 | 5 | WD
[9 empty] | 2037-12-11 | 12 | 2037 | 6 | WD
[9 empty] | 2037-12-12 | 12 | 2037 | 7 | WE
[9 empty] | 2037-12-13 | 12 | 2037 | 1 | WE
[9 empty] | 2037-12-14 | 12 | 2037 | 2 | WD
[9 empty] | 2037-12-15 | 12 | 2037 | 3 | WD
[9 empty] | 2037-12-16 | 12 | 2037 | 4 | WD
[9 empty] | 2037-12-17 | 12 | 2037 | 5 | WD
[9 empty] | 2037-12-18 | 12 | 2037 | 6 | WD
[9 empty] | 2037-12-19 | 12 | 2037 | 7 | WE
[9 empty] | 2037-12-20 | 12 | 2037 | 1 | WE
[9 empty] | 2037-12-21 | 12 | 2037 | 2 | WD
[9 empty] | 2037-12-22 | 12 | 2037 | 3 | WD
[9 empty] | 2037-12-23 | 12 | 2037 | 4 | WD
[9 empty] | 2037-12-24 | 12 | 2037 | 5 | WD
[9 empty] | 2037-12-25 | 12 | 2037 | 6 | WD
[9 empty] | 2037-12-26 | 12 | 2037 | 7 | WE
[9 empty] | 2037-12-27 | 12 | 2037 | 1 | WE
[9 empty] | 2037-12-28 | 12 | 2037 | 2 | WD
[9 empty] | 2037-12-29 | 12 | 2037 | 3 | WD
[9 empty] | 2037-12-30 | 12 | 2037 | 4 | WD
[9 empty] | 2037-12-31 | 12 | 2037 | 5 | WD
[9 empty] | 2038-01-01 | 1 | 2038 | 6 | WD
[9 empty] | 2038-01-02 | 1 | 2038 | 7 | WE
[9 empty] | 2038-01-03 | 1 | 2038 | 1 | WE
[9 empty] | 2038-01-04 | 1 | 2038 | 2 | WD
[9 empty] | 2038-01-05 | 1 | 2038 | 3 | WD
[9 empty] | 2038-01-06 | 1 | 2038 | 4 | WD
[9 empty] | 2038-01-07 | 1 | 2038 | 5 | WD
[9 empty] | 2038-01-08 | 1 | 2038 | 6 | WD
[9 empty] | 2038-01-09 | 1 | 2038 | 7 | WE
[9 empty] | 2038-01-10 | 1 | 2038 | 1 | WE
[9 empty] | 2038-01-11 | 1 | 2038 | 2 | WD
[9 empty] | 2038-01-12 | 1 | 2038 | 3 | WD
[9 empty] | 2038-01-13 | 1 | 2038 | 4 | WD
[9 empty] | 2038-01-14 | 1 | 2038 | 5 | WD
[9 empty] | 2038-01-15 | 1 | 2038 | 6 | WD
[9 empty] | 2038-01-16 | 1 | 2038 | 7 | WE
[9 empty] | 2038-01-17 | 1 | 2038 | 1 | WE
[9 empty] | 2038-01-18 | 1 | 2038 | 2 | WD
[9 empty] | 2038-01-19 | 1 | 2038 | 3 | WD
[9 empty] | 2038-01-20 | 1 | 2038 | 4 | WD
[9 empty] | 2038-01-21 | 1 | 2038 | 5 | WD
[9 empty] | 2038-01-22 | 1 | 2038 | 6 | WD
[9 empty] | 2038-01-23 | 1 | 2038 | 7 | WE
[9 empty] | 2038-01-24 | 1 | 2038 | 1 | WE
[9 empty] | 2038-01-25 | 1 | 2038 | 2 | WD
[9 empty] | 2038-01-26 | 1 | 2038 | 3 | WD
[9 empty] | 2038-01-27 | 1 | 2038 | 4 | WD
[9 empty] | 2038-01-28 | 1 | 2038 | 5 | WD
[9 empty] | 2038-01-29 | 1 | 2038 | 6 | WD
[9 empty] | 2038-01-30 | 1 | 2038 | 7 | WE
[9 empty] | 2038-01-31 | 1 | 2038 | 1 | WE
[9 empty] | 2038-02-01 | 2 | 2038 | 2 | WD
[9 empty] | 2038-02-02 | 2 | 2038 | 3 | WD
[9 empty] | 2038-02-03 | 2 | 2038 | 4 | WD
[9 empty] | 2038-02-04 | 2 | 2038 | 5 | WD
[9 empty] | 2038-02-05 | 2 | 2038 | 6 | WD
[9 empty] | 2038-02-06 | 2 | 2038 | 7 | WE
[9 empty] | 2038-02-07 | 2 | 2038 | 1 | WE
[9 empty] | 2038-02-08 | 2 | 2038 | 2 | WD
[9 empty] | 2038-02-09 | 2 | 2038 | 3 | WD
[9 empty] | 2038-02-10 | 2 | 2038 | 4 | WD
[9 empty] | 2038-02-11 | 2 | 2038 | 5 | WD
[9 empty] | 2038-02-12 | 2 | 2038 | 6 | WD
[9 empty] | 2038-02-13 | 2 | 2038 | 7 | WE
[9 empty] | 2038-02-14 | 2 | 2038 | 1 | WE
[9 empty] | 2038-02-15 | 2 | 2038 | 2 | WD
[9 empty] | 2038-02-16 | 2 | 2038 | 3 | WD
[9 empty] | 2038-02-17 | 2 | 2038 | 4 | WD
[9 empty] | 2038-02-18 | 2 | 2038 | 5 | WD
[9 empty] | 2038-02-19 | 2 | 2038 | 6 | WD
[9 empty] | 2038-02-20 | 2 | 2038 | 7 | WE
[9 empty] | 2038-02-21 | 2 | 2038 | 1 | WE
[9 empty] | 2038-02-22 | 2 | 2038 | 2 | WD
[9 empty] | 2038-02-23 | 2 | 2038 | 3 | WD
[9 empty] | 2038-02-24 | 2 | 2038 | 4 | WD
[9 empty] | 2038-02-25 | 2 | 2038 | 5 | WD
[9 empty] | 2038-02-26 | 2 | 2038 | 6 | WD
[9 empty] | 2038-02-27 | 2 | 2038 | 7 | WE
[9 empty] | 2038-02-28 | 2 | 2038 | 1 | WE
[9 empty] | 2038-03-01 | 3 | 2038 | 2 | WD
[9 empty] | 2038-03-02 | 3 | 2038 | 3 | WD
[9 empty] | 2038-03-03 | 3 | 2038 | 4 | WD
[9 empty] | 2038-03-04 | 3 | 2038 | 5 | WD
[9 empty] | 2038-03-05 | 3 | 2038 | 6 | WD
[9 empty] | 2038-03-06 | 3 | 2038 | 7 | WE
[9 empty] | 2038-03-07 | 3 | 2038 | 1 | WE
[9 empty] | 2038-03-08 | 3 | 2038 | 2 | WD
[9 empty] | 2038-03-09 | 3 | 2038 | 3 | WD
[9 empty] | 2038-03-10 | 3 | 2038 | 4 | WD
[9 empty] | 2038-03-11 | 3 | 2038 | 5 | WD
[9 empty] | 2038-03-12 | 3 | 2038 | 6 | WD
[9 empty] | 2038-03-13 | 3 | 2038 | 7 | WE
[9 empty] | 2038-03-14 | 3 | 2038 | 1 | WE
[9 empty] | 2038-03-15 | 3 | 2038 | 2 | WD
[9 empty] | 2038-03-16 | 3 | 2038 | 3 | WD
[9 empty] | 2038-03-17 | 3 | 2038 | 4 | WD
[9 empty] | 2038-03-18 | 3 | 2038 | 5 | WD
[9 empty] | 2038-03-19 | 3 | 2038 | 6 | WD
[9 empty] | 2038-03-20 | 3 | 2038 | 7 | WE
[9 empty] | 2038-03-21 | 3 | 2038 | 1 | WE
[9 empty] | 2038-03-22 | 3 | 2038 | 2 | WD
[9 empty] | 2038-03-23 | 3 | 2038 | 3 | WD
[9 empty] | 2038-03-24 | 3 | 2038 | 4 | WD
[9 empty] | 2038-03-25 | 3 | 2038 | 5 | WD
[9 empty] | 2038-03-26 | 3 | 2038 | 6 | WD
[9 empty] | 2038-03-27 | 3 | 2038 | 7 | WE
[9 empty] | 2038-03-28 | 3 | 2038 | 1 | WE
[9 empty] | 2038-03-29 | 3 | 2038 | 2 | WD
[9 empty] | 2038-03-30 | 3 | 2038 | 3 | WD
[9 empty] | 2038-03-31 | 3 | 2038 | 4 | WD
[9 empty] | 2038-04-01 | 4 | 2038 | 5 | WD
[9 empty] | 2038-04-02 | 4 | 2038 | 6 | WD
[9 empty] | 2038-04-03 | 4 | 2038 | 7 | WE
[9 empty] | 2038-04-04 | 4 | 2038 | 1 | WE
[9 empty] | 2038-04-05 | 4 | 2038 | 2 | WD
[9 empty] | 2038-04-06 | 4 | 2038 | 3 | WD
[9 empty] | 2038-04-07 | 4 | 2038 | 4 | WD
[9 empty] | 2038-04-08 | 4 | 2038 | 5 | WD
[9 empty] | 2038-04-09 | 4 | 2038 | 6 | WD
[9 empty] | 2038-04-10 | 4 | 2038 | 7 | WE
[9 empty] | 2038-04-11 | 4 | 2038 | 1 | WE
[9 empty] | 2038-04-12 | 4 | 2038 | 2 | WD
[9 empty] | 2038-04-13 | 4 | 2038 | 3 | WD
[9 empty] | 2038-04-14 | 4 | 2038 | 4 | WD
[9 empty] | 2038-04-15 | 4 | 2038 | 5 | WD
[9 empty] | 2038-04-16 | 4 | 2038 | 6 | WD
[9 empty] | 2038-04-17 | 4 | 2038 | 7 | WE
[9 empty] | 2038-04-18 | 4 | 2038 | 1 | WE
[9 empty] | 2038-04-19 | 4 | 2038 | 2 | WD
[9 empty] | 2038-04-20 | 4 | 2038 | 3 | WD
[9 empty] | 2038-04-21 | 4 | 2038 | 4 | WD
[9 empty] | 2038-04-22 | 4 | 2038 | 5 | WD
[9 empty] | 2038-04-23 | 4 | 2038 | 6 | WD
[9 empty] | 2038-04-24 | 4 | 2038 | 7 | WE
[9 empty] | 2038-04-25 | 4 | 2038 | 1 | WE
[9 empty] | 2038-04-26 | 4 | 2038 | 2 | WD
[9 empty] | 2038-04-27 | 4 | 2038 | 3 | WD
[9 empty] | 2038-04-28 | 4 | 2038 | 4 | WD
[9 empty] | 2038-04-29 | 4 | 2038 | 5 | WD
[9 empty] | 2038-04-30 | 4 | 2038 | 6 | WD
[9 empty] | 2038-05-01 | 5 | 2038 | 7 | WE
[9 empty] | 2038-05-02 | 5 | 2038 | 1 | WE
[9 empty] | 2038-05-03 | 5 | 2038 | 2 | WD
[9 empty] | 2038-05-04 | 5 | 2038 | 3 | WD
[9 empty] | 2038-05-05 | 5 | 2038 | 4 | WD
[9 empty] | 2038-05-06 | 5 | 2038 | 5 | WD
[9 empty] | 2038-05-07 | 5 | 2038 | 6 | WD
[9 empty] | 2038-05-08 | 5 | 2038 | 7 | WE
[9 empty] | 2038-05-09 | 5 | 2038 | 1 | WE
[9 empty] | 2038-05-10 | 5 | 2038 | 2 | WD
[9 empty] | 2038-05-11 | 5 | 2038 | 3 | WD
[9 empty] | 2038-05-12 | 5 | 2038 | 4 | WD
[9 empty] | 2038-05-13 | 5 | 2038 | 5 | WD
[9 empty] | 2038-05-14 | 5 | 2038 | 6 | WD
[9 empty] | 2038-05-15 | 5 | 2038 | 7 | WE
[9 empty] | 2038-05-16 | 5 | 2038 | 1 | WE
[9 empty] | 2038-05-17 | 5 | 2038 | 2 | WD
[9 empty] | 2038-05-18 | 5 | 2038 | 3 | WD
[9 empty] | 2038-05-19 | 5 | 2038 | 4 | WD
[9 empty] | 2038-05-20 | 5 | 2038 | 5 | WD
[9 empty] | 2038-05-21 | 5 | 2038 | 6 | WD
[9 empty] | 2038-05-22 | 5 | 2038 | 7 | WE
[9 empty] | 2038-05-23 | 5 | 2038 | 1 | WE
[9 empty] | 2038-05-24 | 5 | 2038 | 2 | WD
[9 empty] | 2038-05-25 | 5 | 2038 | 3 | WD
[9 empty] | 2038-05-26 | 5 | 2038 | 4 | WD
[9 empty] | 2038-05-27 | 5 | 2038 | 5 | WD
[9 empty] | 2038-05-28 | 5 | 2038 | 6 | WD
[9 empty] | 2038-05-29 | 5 | 2038 | 7 | WE
[9 empty] | 2038-05-30 | 5 | 2038 | 1 | WE
[9 empty] | 2038-05-31 | 5 | 2038 | 2 | WD
[9 empty] | 2038-06-01 | 6 | 2038 | 3 | WD
[9 empty] | 2038-06-02 | 6 | 2038 | 4 | WD
[9 empty] | 2038-06-03 | 6 | 2038 | 5 | WD
[9 empty] | 2038-06-04 | 6 | 2038 | 6 | WD
[9 empty] | 2038-06-05 | 6 | 2038 | 7 | WE
[9 empty] | 2038-06-06 | 6 | 2038 | 1 | WE
[9 empty] | 2038-06-07 | 6 | 2038 | 2 | WD
[9 empty] | 2038-06-08 | 6 | 2038 | 3 | WD
[9 empty] | 2038-06-09 | 6 | 2038 | 4 | WD
[9 empty] | 2038-06-10 | 6 | 2038 | 5 | WD
[9 empty] | 2038-06-11 | 6 | 2038 | 6 | WD
[9 empty] | 2038-06-12 | 6 | 2038 | 7 | WE
[9 empty] | 2038-06-13 | 6 | 2038 | 1 | WE
[9 empty] | 2038-06-14 | 6 | 2038 | 2 | WD
[9 empty] | 2038-06-15 | 6 | 2038 | 3 | WD
[9 empty] | 2038-06-16 | 6 | 2038 | 4 | WD
[9 empty] | 2038-06-17 | 6 | 2038 | 5 | WD
[9 empty] | 2038-06-18 | 6 | 2038 | 6 | WD
[9 empty] | 2038-06-19 | 6 | 2038 | 7 | WE
[9 empty] | 2038-06-20 | 6 | 2038 | 1 | WE
[9 empty] | 2038-06-21 | 6 | 2038 | 2 | WD
[9 empty] | 2038-06-22 | 6 | 2038 | 3 | WD
[9 empty] | 2038-06-23 | 6 | 2038 | 4 | WD
[9 empty] | 2038-06-24 | 6 | 2038 | 5 | WD
[9 empty] | 2038-06-25 | 6 | 2038 | 6 | WD
[9 empty] | 2038-06-26 | 6 | 2038 | 7 | WE
[9 empty] | 2038-06-27 | 6 | 2038 | 1 | WE
[9 empty] | 2038-06-28 | 6 | 2038 | 2 | WD
[9 empty] | 2038-06-29 | 6 | 2038 | 3 | WD
[9 empty] | 2038-06-30 | 6 | 2038 | 4 | WD
[9 empty] | 2038-07-01 | 7 | 2038 | 5 | WD
[9 empty] | 2038-07-02 | 7 | 2038 | 6 | WD
[9 empty] | 2038-07-03 | 7 | 2038 | 7 | WE
[9 empty] | 2038-07-04 | 7 | 2038 | 1 | WE
[9 empty] | 2038-07-05 | 7 | 2038 | 2 | WD
[9 empty] | 2038-07-06 | 7 | 2038 | 3 | WD
[9 empty] | 2038-07-07 | 7 | 2038 | 4 | WD
[9 empty] | 2038-07-08 | 7 | 2038 | 5 | WD
[9 empty] | 2038-07-09 | 7 | 2038 | 6 | WD
[9 empty] | 2038-07-10 | 7 | 2038 | 7 | WE
[9 empty] | 2038-07-11 | 7 | 2038 | 1 | WE
[9 empty] | 2038-07-12 | 7 | 2038 | 2 | WD
[9 empty] | 2038-07-13 | 7 | 2038 | 3 | WD
[9 empty] | 2038-07-14 | 7 | 2038 | 4 | WD
[9 empty] | 2038-07-15 | 7 | 2038 | 5 | WD
[9 empty] | 2038-07-16 | 7 | 2038 | 6 | WD
[9 empty] | 2038-07-17 | 7 | 2038 | 7 | WE
[9 empty] | 2038-07-18 | 7 | 2038 | 1 | WE
[9 empty] | 2038-07-19 | 7 | 2038 | 2 | WD
[9 empty] | 2038-07-20 | 7 | 2038 | 3 | WD
[9 empty] | 2038-07-21 | 7 | 2038 | 4 | WD
[9 empty] | 2038-07-22 | 7 | 2038 | 5 | WD
[9 empty] | 2038-07-23 | 7 | 2038 | 6 | WD
[9 empty] | 2038-07-24 | 7 | 2038 | 7 | WE
[9 empty] | 2038-07-25 | 7 | 2038 | 1 | WE
[9 empty] | 2038-07-26 | 7 | 2038 | 2 | WD
[9 empty] | 2038-07-27 | 7 | 2038 | 3 | WD
[9 empty] | 2038-07-28 | 7 | 2038 | 4 | WD
[9 empty] | 2038-07-29 | 7 | 2038 | 5 | WD
[9 empty] | 2038-07-30 | 7 | 2038 | 6 | WD
[9 empty] | 2038-07-31 | 7 | 2038 | 7 | WE
[9 empty] | 2038-08-01 | 8 | 2038 | 1 | WE
[9 empty] | 2038-08-02 | 8 | 2038 | 2 | WD
[9 empty] | 2038-08-03 | 8 | 2038 | 3 | WD
[9 empty] | 2038-08-04 | 8 | 2038 | 4 | WD
[9 empty] | 2038-08-05 | 8 | 2038 | 5 | WD
[9 empty] | 2038-08-06 | 8 | 2038 | 6 | WD
[9 empty] | 2038-08-07 | 8 | 2038 | 7 | WE
[9 empty] | 2038-08-08 | 8 | 2038 | 1 | WE
[9 empty] | 2038-08-09 | 8 | 2038 | 2 | WD
[9 empty] | 2038-08-10 | 8 | 2038 | 3 | WD
[9 empty] | 2038-08-11 | 8 | 2038 | 4 | WD
[9 empty] | 2038-08-12 | 8 | 2038 | 5 | WD
[9 empty] | 2038-08-13 | 8 | 2038 | 6 | WD
[9 empty] | 2038-08-14 | 8 | 2038 | 7 | WE
[9 empty] | 2038-08-15 | 8 | 2038 | 1 | WE
[9 empty] | 2038-08-16 | 8 | 2038 | 2 | WD
[9 empty] | 2038-08-17 | 8 | 2038 | 3 | WD
[9 empty] | 2038-08-18 | 8 | 2038 | 4 | WD
[9 empty] | 2038-08-19 | 8 | 2038 | 5 | WD
[9 empty] | 2038-08-20 | 8 | 2038 | 6 | WD
[9 empty] | 2038-08-21 | 8 | 2038 | 7 | WE
[9 empty] | 2038-08-22 | 8 | 2038 | 1 | WE
[9 empty] | 2038-08-23 | 8 | 2038 | 2 | WD
[9 empty] | 2038-08-24 | 8 | 2038 | 3 | WD
[9 empty] | 2038-08-25 | 8 | 2038 | 4 | WD
[9 empty] | 2038-08-26 | 8 | 2038 | 5 | WD
[9 empty] | 2038-08-27 | 8 | 2038 | 6 | WD
[9 empty] | 2038-08-28 | 8 | 2038 | 7 | WE
[9 empty] | 2038-08-29 | 8 | 2038 | 1 | WE
[9 empty] | 2038-08-30 | 8 | 2038 | 2 | WD
[9 empty] | 2038-08-31 | 8 | 2038 | 3 | WD
[9 empty] | 2038-09-01 | 9 | 2038 | 4 | WD
[9 empty] | 2038-09-02 | 9 | 2038 | 5 | WD
[9 empty] | 2038-09-03 | 9 | 2038 | 6 | WD
[9 empty] | 2038-09-04 | 9 | 2038 | 7 | WE
[9 empty] | 2038-09-05 | 9 | 2038 | 1 | WE
[9 empty] | 2038-09-06 | 9 | 2038 | 2 | WD
[9 empty] | 2038-09-07 | 9 | 2038 | 3 | WD
[9 empty] | 2038-09-08 | 9 | 2038 | 4 | WD
[9 empty] | 2038-09-09 | 9 | 2038 | 5 | WD
[9 empty] | 2038-09-10 | 9 | 2038 | 6 | WD
[9 empty] | 2038-09-11 | 9 | 2038 | 7 | WE
[9 empty] | 2038-09-12 | 9 | 2038 | 1 | WE
[9 empty] | 2038-09-13 | 9 | 2038 | 2 | WD
[9 empty] | 2038-09-14 | 9 | 2038 | 3 | WD
[9 empty] | 2038-09-15 | 9 | 2038 | 4 | WD
[9 empty] | 2038-09-16 | 9 | 2038 | 5 | WD
[9 empty] | 2038-09-17 | 9 | 2038 | 6 | WD
[9 empty] | 2038-09-18 | 9 | 2038 | 7 | WE
[9 empty] | 2038-09-19 | 9 | 2038 | 1 | WE
[9 empty] | 2038-09-20 | 9 | 2038 | 2 | WD
[9 empty] | 2038-09-21 | 9 | 2038 | 3 | WD
[9 empty] | 2038-09-22 | 9 | 2038 | 4 | WD
[9 empty] | 2038-09-23 | 9 | 2038 | 5 | WD
[9 empty] | 2038-09-24 | 9 | 2038 | 6 | WD
[9 empty] | 2038-09-25 | 9 | 2038 | 7 | WE
[9 empty] | 2038-09-26 | 9 | 2038 | 1 | WE
[9 empty] | 2038-09-27 | 9 | 2038 | 2 | WD
[9 empty] | 2038-09-28 | 9 | 2038 | 3 | WD
[9 empty] | 2038-09-29 | 9 | 2038 | 4 | WD
[9 empty] | 2038-09-30 | 9 | 2038 | 5 | WD
[9 empty] | 2038-10-01 | 10 | 2038 | 6 | WD
[9 empty] | 2038-10-02 | 10 | 2038 | 7 | WE
[9 empty] | 2038-10-03 | 10 | 2038 | 1 | WE
[9 empty] | 2038-10-04 | 10 | 2038 | 2 | WD
[9 empty] | 2038-10-05 | 10 | 2038 | 3 | WD
[9 empty] | 2038-10-06 | 10 | 2038 | 4 | WD
[9 empty] | 2038-10-07 | 10 | 2038 | 5 | WD
[9 empty] | 2038-10-08 | 10 | 2038 | 6 | WD
[9 empty] | 2038-10-09 | 10 | 2038 | 7 | WE
[9 empty] | 2038-10-10 | 10 | 2038 | 1 | WE
[9 empty] | 2038-10-11 | 10 | 2038 | 2 | WD
[9 empty] | 2038-10-12 | 10 | 2038 | 3 | WD
[9 empty] | 2038-10-13 | 10 | 2038 | 4 | WD
[9 empty] | 2038-10-14 | 10 | 2038 | 5 | WD
[9 empty] | 2038-10-15 | 10 | 2038 | 6 | WD
[9 empty] | 2038-10-16 | 10 | 2038 | 7 | WE
[9 empty] | 2038-10-17 | 10 | 2038 | 1 | WE
[9 empty] | 2038-10-18 | 10 | 2038 | 2 | WD
[9 empty] | 2038-10-19 | 10 | 2038 | 3 | WD
[9 empty] | 2038-10-20 | 10 | 2038 | 4 | WD
[9 empty] | 2038-10-21 | 10 | 2038 | 5 | WD
[9 empty] | 2038-10-22 | 10 | 2038 | 6 | WD
[9 empty] | 2038-10-23 | 10 | 2038 | 7 | WE
[9 empty] | 2038-10-24 | 10 | 2038 | 1 | WE
[9 empty] | 2038-10-25 | 10 | 2038 | 2 | WD
[9 empty] | 2038-10-26 | 10 | 2038 | 3 | WD
[9 empty] | 2038-10-27 | 10 | 2038 | 4 | WD
[9 empty] | 2038-10-28 | 10 | 2038 | 5 | WD
[9 empty] | 2038-10-29 | 10 | 2038 | 6 | WD
[9 empty] | 2038-10-30 | 10 | 2038 | 7 | WE
[9 empty] | 2038-10-31 | 10 | 2038 | 1 | WE
[9 empty] | 2038-11-01 | 11 | 2038 | 2 | WD
[9 empty] | 2038-11-02 | 11 | 2038 | 3 | WD
[9 empty] | 2038-11-03 | 11 | 2038 | 4 | WD
[9 empty] | 2038-11-04 | 11 | 2038 | 5 | WD
[9 empty] | 2038-11-05 | 11 | 2038 | 6 | WD
[9 empty] | 2038-11-06 | 11 | 2038 | 7 | WE
[9 empty] | 2038-11-07 | 11 | 2038 | 1 | WE
[9 empty] | 2038-11-08 | 11 | 2038 | 2 | WD
[9 empty] | 2038-11-09 | 11 | 2038 | 3 | WD
[9 empty] | 2038-11-10 | 11 | 2038 | 4 | WD
[9 empty] | 2038-11-11 | 11 | 2038 | 5 | WD
[9 empty] | 2038-11-12 | 11 | 2038 | 6 | WD
[9 empty] | 2038-11-13 | 11 | 2038 | 7 | WE
[9 empty] | 2038-11-14 | 11 | 2038 | 1 | WE
[9 empty] | 2038-11-15 | 11 | 2038 | 2 | WD
[9 empty] | 2038-11-16 | 11 | 2038 | 3 | WD
[9 empty] | 2038-11-17 | 11 | 2038 | 4 | WD
[9 empty] | 2038-11-18 | 11 | 2038 | 5 | WD
[9 empty] | 2038-11-19 | 11 | 2038 | 6 | WD
[9 empty] | 2038-11-20 | 11 | 2038 | 7 | WE
[9 empty] | 2038-11-21 | 11 | 2038 | 1 | WE
[9 empty] | 2038-11-22 | 11 | 2038 | 2 | WD
[9 empty] | 2038-11-23 | 11 | 2038 | 3 | WD
[9 empty] | 2038-11-24 | 11 | 2038 | 4 | WD
[9 empty] | 2038-11-25 | 11 | 2038 | 5 | WD
[9 empty] | 2038-11-26 | 11 | 2038 | 6 | WD
[9 empty] | 2038-11-27 | 11 | 2038 | 7 | WE
[9 empty] | 2038-11-28 | 11 | 2038 | 1 | WE
[9 empty] | 2038-11-29 | 11 | 2038 | 2 | WD
[9 empty] | 2038-11-30 | 11 | 2038 | 3 | WD
[9 empty] | 2038-12-01 | 12 | 2038 | 4 | WD
[9 empty] | 2038-12-02 | 12 | 2038 | 5 | WD
[9 empty] | 2038-12-03 | 12 | 2038 | 6 | WD
[9 empty] | 2038-12-04 | 12 | 2038 | 7 | WE
[9 empty] | 2038-12-05 | 12 | 2038 | 1 | WE
[9 empty] | 2038-12-06 | 12 | 2038 | 2 | WD
[9 empty] | 2038-12-07 | 12 | 2038 | 3 | WD
[9 empty] | 2038-12-08 | 12 | 2038 | 4 | WD
[9 empty] | 2038-12-09 | 12 | 2038 | 5 | WD
[9 empty] | 2038-12-10 | 12 | 2038 | 6 | WD
[9 empty] | 2038-12-11 | 12 | 2038 | 7 | WE
[9 empty] | 2038-12-12 | 12 | 2038 | 1 | WE
[9 empty] | 2038-12-13 | 12 | 2038 | 2 | WD
[9 empty] | 2038-12-14 | 12 | 2038 | 3 | WD
[9 empty] | 2038-12-15 | 12 | 2038 | 4 | WD
[9 empty] | 2038-12-16 | 12 | 2038 | 5 | WD
[9 empty] | 2038-12-17 | 12 | 2038 | 6 | WD
[9 empty] | 2038-12-18 | 12 | 2038 | 7 | WE
[9 empty] | 2038-12-19 | 12 | 2038 | 1 | WE
[9 empty] | 2038-12-20 | 12 | 2038 | 2 | WD
[9 empty] | 2038-12-21 | 12 | 2038 | 3 | WD
[9 empty] | 2038-12-22 | 12 | 2038 | 4 | WD
[9 empty] | 2038-12-23 | 12 | 2038 | 5 | WD
[9 empty] | 2038-12-24 | 12 | 2038 | 6 | WD
[9 empty] | 2038-12-25 | 12 | 2038 | 7 | WE
[9 empty] | 2038-12-26 | 12 | 2038 | 1 | WE
[9 empty] | 2038-12-27 | 12 | 2038 | 2 | WD
[9 empty] | 2038-12-28 | 12 | 2038 | 3 | WD
[9 empty] | 2038-12-29 | 12 | 2038 | 4 | WD
[9 empty] | 2038-12-30 | 12 | 2038 | 5 | WD
[9 empty] | 2038-12-31 | 12 | 2038 | 6 | WD
[9 empty] | 2039-01-01 | 1 | 2039 | 7 | WE
[9 empty] | 2039-01-02 | 1 | 2039 | 1 | WE
[9 empty] | 2039-01-03 | 1 | 2039 | 2 | WD
[9 empty] | 2039-01-04 | 1 | 2039 | 3 | WD
[9 empty] | 2039-01-05 | 1 | 2039 | 4 | WD
[9 empty] | 2039-01-06 | 1 | 2039 | 5 | WD
[9 empty] | 2039-01-07 | 1 | 2039 | 6 | WD
[9 empty] | 2039-01-08 | 1 | 2039 | 7 | WE
[9 empty] | 2039-01-09 | 1 | 2039 | 1 | WE
[9 empty] | 2039-01-10 | 1 | 2039 | 2 | WD
[9 empty] | 2039-01-11 | 1 | 2039 | 3 | WD
[9 empty] | 2039-01-12 | 1 | 2039 | 4 | WD
[9 empty] | 2039-01-13 | 1 | 2039 | 5 | WD
[9 empty] | 2039-01-14 | 1 | 2039 | 6 | WD
[9 empty] | 2039-01-15 | 1 | 2039 | 7 | WE
[9 empty] | 2039-01-16 | 1 | 2039 | 1 | WE
[9 empty] | 2039-01-17 | 1 | 2039 | 2 | WD
[9 empty] | 2039-01-18 | 1 | 2039 | 3 | WD
[9 empty] | 2039-01-19 | 1 | 2039 | 4 | WD
[9 empty] | 2039-01-20 | 1 | 2039 | 5 | WD
[9 empty] | 2039-01-21 | 1 | 2039 | 6 | WD
[9 empty] | 2039-01-22 | 1 | 2039 | 7 | WE
[9 empty] | 2039-01-23 | 1 | 2039 | 1 | WE
[9 empty] | 2039-01-24 | 1 | 2039 | 2 | WD
[9 empty] | 2039-01-25 | 1 | 2039 | 3 | WD
[9 empty] | 2039-01-26 | 1 | 2039 | 4 | WD
[9 empty] | 2039-01-27 | 1 | 2039 | 5 | WD
[9 empty] | 2039-01-28 | 1 | 2039 | 6 | WD
[9 empty] | 2039-01-29 | 1 | 2039 | 7 | WE
[9 empty] | 2039-01-30 | 1 | 2039 | 1 | WE
[9 empty] | 2039-01-31 | 1 | 2039 | 2 | WD
[9 empty] | 2039-02-01 | 2 | 2039 | 3 | WD
[9 empty] | 2039-02-02 | 2 | 2039 | 4 | WD
[9 empty] | 2039-02-03 | 2 | 2039 | 5 | WD
[9 empty] | 2039-02-04 | 2 | 2039 | 6 | WD
[9 empty] | 2039-02-05 | 2 | 2039 | 7 | WE
[9 empty] | 2039-02-06 | 2 | 2039 | 1 | WE
[9 empty] | 2039-02-07 | 2 | 2039 | 2 | WD
[9 empty] | 2039-02-08 | 2 | 2039 | 3 | WD
[9 empty] | 2039-02-09 | 2 | 2039 | 4 | WD
[9 empty] | 2039-02-10 | 2 | 2039 | 5 | WD
[9 empty] | 2039-02-11 | 2 | 2039 | 6 | WD
[9 empty] | 2039-02-12 | 2 | 2039 | 7 | WE
[9 empty] | 2039-02-13 | 2 | 2039 | 1 | WE
[9 empty] | 2039-02-14 | 2 | 2039 | 2 | WD
[9 empty] | 2039-02-15 | 2 | 2039 | 3 | WD
[9 empty] | 2039-02-16 | 2 | 2039 | 4 | WD
[9 empty] | 2039-02-17 | 2 | 2039 | 5 | WD
[9 empty] | 2039-02-18 | 2 | 2039 | 6 | WD
[9 empty] | 2039-02-19 | 2 | 2039 | 7 | WE
[9 empty] | 2039-02-20 | 2 | 2039 | 1 | WE
[9 empty] | 2039-02-21 | 2 | 2039 | 2 | WD
[9 empty] | 2039-02-22 | 2 | 2039 | 3 | WD
[9 empty] | 2039-02-23 | 2 | 2039 | 4 | WD
[9 empty] | 2039-02-24 | 2 | 2039 | 5 | WD
[9 empty] | 2039-02-25 | 2 | 2039 | 6 | WD
[9 empty] | 2039-02-26 | 2 | 2039 | 7 | WE
[9 empty] | 2039-02-27 | 2 | 2039 | 1 | WE
[9 empty] | 2039-02-28 | 2 | 2039 | 2 | WD
[9 empty] | 2039-03-01 | 3 | 2039 | 3 | WD
[9 empty] | 2039-03-02 | 3 | 2039 | 4 | WD
[9 empty] | 2039-03-03 | 3 | 2039 | 5 | WD
[9 empty] | 2039-03-04 | 3 | 2039 | 6 | WD
[9 empty] | 2039-03-05 | 3 | 2039 | 7 | WE
[9 empty] | 2039-03-06 | 3 | 2039 | 1 | WE
[9 empty] | 2039-03-07 | 3 | 2039 | 2 | WD
[9 empty] | 2039-03-08 | 3 | 2039 | 3 | WD
[9 empty] | 2039-03-09 | 3 | 2039 | 4 | WD
[9 empty] | 2039-03-10 | 3 | 2039 | 5 | WD
[9 empty] | 2039-03-11 | 3 | 2039 | 6 | WD
[9 empty] | 2039-03-12 | 3 | 2039 | 7 | WE
[9 empty] | 2039-03-13 | 3 | 2039 | 1 | WE
[9 empty] | 2039-03-14 | 3 | 2039 | 2 | WD
[9 empty] | 2039-03-15 | 3 | 2039 | 3 | WD
[9 empty] | 2039-03-16 | 3 | 2039 | 4 | WD
[9 empty] | 2039-03-17 | 3 | 2039 | 5 | WD
[9 empty] | 2039-03-18 | 3 | 2039 | 6 | WD
[9 empty] | 2039-03-19 | 3 | 2039 | 7 | WE
[9 empty] | 2039-03-20 | 3 | 2039 | 1 | WE
[9 empty] | 2039-03-21 | 3 | 2039 | 2 | WD
[9 empty] | 2039-03-22 | 3 | 2039 | 3 | WD
[9 empty] | 2039-03-23 | 3 | 2039 | 4 | WD
[9 empty] | 2039-03-24 | 3 | 2039 | 5 | WD
[9 empty] | 2039-03-25 | 3 | 2039 | 6 | WD
[9 empty] | 2039-03-26 | 3 | 2039 | 7 | WE
[9 empty] | 2039-03-27 | 3 | 2039 | 1 | WE
[9 empty] | 2039-03-28 | 3 | 2039 | 2 | WD
[9 empty] | 2039-03-29 | 3 | 2039 | 3 | WD
[9 empty] | 2039-03-30 | 3 | 2039 | 4 | WD
[9 empty] | 2039-03-31 | 3 | 2039 | 5 | WD
[9 empty] | 2039-04-01 | 4 | 2039 | 6 | WD
[9 empty] | 2039-04-02 | 4 | 2039 | 7 | WE
[9 empty] | 2039-04-03 | 4 | 2039 | 1 | WE
[9 empty] | 2039-04-04 | 4 | 2039 | 2 | WD
[9 empty] | 2039-04-05 | 4 | 2039 | 3 | WD
[9 empty] | 2039-04-06 | 4 | 2039 | 4 | WD
[9 empty] | 2039-04-07 | 4 | 2039 | 5 | WD
[9 empty] | 2039-04-08 | 4 | 2039 | 6 | WD
[9 empty] | 2039-04-09 | 4 | 2039 | 7 | WE
[9 empty] | 2039-04-10 | 4 | 2039 | 1 | WE
[9 empty] | 2039-04-11 | 4 | 2039 | 2 | WD
[9 empty] | 2039-04-12 | 4 | 2039 | 3 | WD
[9 empty] | 2039-04-13 | 4 | 2039 | 4 | WD
[9 empty] | 2039-04-14 | 4 | 2039 | 5 | WD
[9 empty] | 2039-04-15 | 4 | 2039 | 6 | WD
[9 empty] | 2039-04-16 | 4 | 2039 | 7 | WE
[9 empty] | 2039-04-17 | 4 | 2039 | 1 | WE
[9 empty] | 2039-04-18 | 4 | 2039 | 2 | WD
[9 empty] | 2039-04-19 | 4 | 2039 | 3 | WD
[9 empty] | 2039-04-20 | 4 | 2039 | 4 | WD
[9 empty] | 2039-04-21 | 4 | 2039 | 5 | WD
[9 empty] | 2039-04-22 | 4 | 2039 | 6 | WD
[9 empty] | 2039-04-23 | 4 | 2039 | 7 | WE
[9 empty] | 2039-04-24 | 4 | 2039 | 1 | WE
[9 empty] | 2039-04-25 | 4 | 2039 | 2 | WD
[9 empty] | 2039-04-26 | 4 | 2039 | 3 | WD
[9 empty] | 2039-04-27 | 4 | 2039 | 4 | WD
[9 empty] | 2039-04-28 | 4 | 2039 | 5 | WD
[9 empty] | 2039-04-29 | 4 | 2039 | 6 | WD
[9 empty] | 2039-04-30 | 4 | 2039 | 7 | WE
[9 empty] | 2039-05-01 | 5 | 2039 | 1 | WE
[9 empty] | 2039-05-02 | 5 | 2039 | 2 | WD
[9 empty] | 2039-05-03 | 5 | 2039 | 3 | WD
[9 empty] | 2039-05-04 | 5 | 2039 | 4 | WD
[9 empty] | 2039-05-05 | 5 | 2039 | 5 | WD
[9 empty] | 2039-05-06 | 5 | 2039 | 6 | WD
[9 empty] | 2039-05-07 | 5 | 2039 | 7 | WE
[9 empty] | 2039-05-08 | 5 | 2039 | 1 | WE
[9 empty] | 2039-05-09 | 5 | 2039 | 2 | WD
[9 empty] | 2039-05-10 | 5 | 2039 | 3 | WD
[9 empty] | 2039-05-11 | 5 | 2039 | 4 | WD
[9 empty] | 2039-05-12 | 5 | 2039 | 5 | WD
[9 empty] | 2039-05-13 | 5 | 2039 | 6 | WD
[9 empty] | 2039-05-14 | 5 | 2039 | 7 | WE
[9 empty] | 2039-05-15 | 5 | 2039 | 1 | WE
[9 empty] | 2039-05-16 | 5 | 2039 | 2 | WD
[9 empty] | 2039-05-17 | 5 | 2039 | 3 | WD
[9 empty] | 2039-05-18 | 5 | 2039 | 4 | WD
[9 empty] | 2039-05-19 | 5 | 2039 | 5 | WD
[9 empty] | 2039-05-20 | 5 | 2039 | 6 | WD
[9 empty] | 2039-05-21 | 5 | 2039 | 7 | WE
[9 empty] | 2039-05-22 | 5 | 2039 | 1 | WE
[9 empty] | 2039-05-23 | 5 | 2039 | 2 | WD
[9 empty] | 2039-05-24 | 5 | 2039 | 3 | WD
[9 empty] | 2039-05-25 | 5 | 2039 | 4 | WD
[9 empty] | 2039-05-26 | 5 | 2039 | 5 | WD
[9 empty] | 2039-05-27 | 5 | 2039 | 6 | WD
[9 empty] | 2039-05-28 | 5 | 2039 | 7 | WE
[9 empty] | 2039-05-29 | 5 | 2039 | 1 | WE
[9 empty] | 2039-05-30 | 5 | 2039 | 2 | WD
[9 empty] | 2039-05-31 | 5 | 2039 | 3 | WD
[9 empty] | 2039-06-01 | 6 | 2039 | 4 | WD
[9 empty] | 2039-06-02 | 6 | 2039 | 5 | WD
[9 empty] | 2039-06-03 | 6 | 2039 | 6 | WD
[9 empty] | 2039-06-04 | 6 | 2039 | 7 | WE
[9 empty] | 2039-06-05 | 6 | 2039 | 1 | WE
[9 empty] | 2039-06-06 | 6 | 2039 | 2 | WD
[9 empty] | 2039-06-07 | 6 | 2039 | 3 | WD
[9 empty] | 2039-06-08 | 6 | 2039 | 4 | WD
[9 empty] | 2039-06-09 | 6 | 2039 | 5 | WD
[9 empty] | 2039-06-10 | 6 | 2039 | 6 | WD
[9 empty] | 2039-06-11 | 6 | 2039 | 7 | WE
[9 empty] | 2039-06-12 | 6 | 2039 | 1 | WE
[9 empty] | 2039-06-13 | 6 | 2039 | 2 | WD
[9 empty] | 2039-06-14 | 6 | 2039 | 3 | WD
[9 empty] | 2039-06-15 | 6 | 2039 | 4 | WD
[9 empty] | 2039-06-16 | 6 | 2039 | 5 | WD
[9 empty] | 2039-06-17 | 6 | 2039 | 6 | WD
[9 empty] | 2039-06-18 | 6 | 2039 | 7 | WE
[9 empty] | 2039-06-19 | 6 | 2039 | 1 | WE
[9 empty] | 2039-06-20 | 6 | 2039 | 2 | WD
[9 empty] | 2039-06-21 | 6 | 2039 | 3 | WD
[9 empty] | 2039-06-22 | 6 | 2039 | 4 | WD
[9 empty] | 2039-06-23 | 6 | 2039 | 5 | WD
[9 empty] | 2039-06-24 | 6 | 2039 | 6 | WD
[9 empty] | 2039-06-25 | 6 | 2039 | 7 | WE
[9 empty] | 2039-06-26 | 6 | 2039 | 1 | WE
[9 empty] | 2039-06-27 | 6 | 2039 | 2 | WD
[9 empty] | 2039-06-28 | 6 | 2039 | 3 | WD
[9 empty] | 2039-06-29 | 6 | 2039 | 4 | WD
[9 empty] | 2039-06-30 | 6 | 2039 | 5 | WD
[9 empty] | 2039-07-01 | 7 | 2039 | 6 | WD
[9 empty] | 2039-07-02 | 7 | 2039 | 7 | WE
[9 empty] | 2039-07-03 | 7 | 2039 | 1 | WE
[9 empty] | 2039-07-04 | 7 | 2039 | 2 | WD
[9 empty] | 2039-07-05 | 7 | 2039 | 3 | WD
[9 empty] | 2039-07-06 | 7 | 2039 | 4 | WD
[9 empty] | 2039-07-07 | 7 | 2039 | 5 | WD
[9 empty] | 2039-07-08 | 7 | 2039 | 6 | WD
[9 empty] | 2039-07-09 | 7 | 2039 | 7 | WE
[9 empty] | 2039-07-10 | 7 | 2039 | 1 | WE
[9 empty] | 2039-07-11 | 7 | 2039 | 2 | WD
[9 empty] | 2039-07-12 | 7 | 2039 | 3 | WD
[9 empty] | 2039-07-13 | 7 | 2039 | 4 | WD
[9 empty] | 2039-07-14 | 7 | 2039 | 5 | WD
[9 empty] | 2039-07-15 | 7 | 2039 | 6 | WD
[9 empty] | 2039-07-16 | 7 | 2039 | 7 | WE
[9 empty] | 2039-07-17 | 7 | 2039 | 1 | WE
[9 empty] | 2039-07-18 | 7 | 2039 | 2 | WD
[9 empty] | 2039-07-19 | 7 | 2039 | 3 | WD
[9 empty] | 2039-07-20 | 7 | 2039 | 4 | WD
[9 empty] | 2039-07-21 | 7 | 2039 | 5 | WD
[9 empty] | 2039-07-22 | 7 | 2039 | 6 | WD
[9 empty] | 2039-07-23 | 7 | 2039 | 7 | WE
[9 empty] | 2039-07-24 | 7 | 2039 | 1 | WE
[9 empty] | 2039-07-25 | 7 | 2039 | 2 | WD
[9 empty] | 2039-07-26 | 7 | 2039 | 3 | WD
[9 empty] | 2039-07-27 | 7 | 2039 | 4 | WD
[9 empty] | 2039-07-28 | 7 | 2039 | 5 | WD
[9 empty] | 2039-07-29 | 7 | 2039 | 6 | WD
[9 empty] | 2039-07-30 | 7 | 2039 | 7 | WE
[9 empty] | 2039-07-31 | 7 | 2039 | 1 | WE
[9 empty] | 2039-08-01 | 8 | 2039 | 2 | WD
[9 empty] | 2039-08-02 | 8 | 2039 | 3 | WD
[9 empty] | 2039-08-03 | 8 | 2039 | 4 | WD
[9 empty] | 2039-08-04 | 8 | 2039 | 5 | WD
[9 empty] | 2039-08-05 | 8 | 2039 | 6 | WD
[9 empty] | 2039-08-06 | 8 | 2039 | 7 | WE
[9 empty] | 2039-08-07 | 8 | 2039 | 1 | WE
[9 empty] | 2039-08-08 | 8 | 2039 | 2 | WD
[9 empty] | 2039-08-09 | 8 | 2039 | 3 | WD
[9 empty] | 2039-08-10 | 8 | 2039 | 4 | WD
[9 empty] | 2039-08-11 | 8 | 2039 | 5 | WD
[9 empty] | 2039-08-12 | 8 | 2039 | 6 | WD
[9 empty] | 2039-08-13 | 8 | 2039 | 7 | WE
[9 empty] | 2039-08-14 | 8 | 2039 | 1 | WE
[9 empty] | 2039-08-15 | 8 | 2039 | 2 | WD
[9 empty] | 2039-08-16 | 8 | 2039 | 3 | WD
[9 empty] | 2039-08-17 | 8 | 2039 | 4 | WD
[9 empty] | 2039-08-18 | 8 | 2039 | 5 | WD
[9 empty] | 2039-08-19 | 8 | 2039 | 6 | WD
[9 empty] | 2039-08-20 | 8 | 2039 | 7 | WE
[9 empty] | 2039-08-21 | 8 | 2039 | 1 | WE
[9 empty] | 2039-08-22 | 8 | 2039 | 2 | WD
[9 empty] | 2039-08-23 | 8 | 2039 | 3 | WD
[9 empty] | 2039-08-24 | 8 | 2039 | 4 | WD
[9 empty] | 2039-08-25 | 8 | 2039 | 5 | WD
[9 empty] | 2039-08-26 | 8 | 2039 | 6 | WD
[9 empty] | 2039-08-27 | 8 | 2039 | 7 | WE
[9 empty] | 2039-08-28 | 8 | 2039 | 1 | WE
[9 empty] | 2039-08-29 | 8 | 2039 | 2 | WD
[9 empty] | 2039-08-30 | 8 | 2039 | 3 | WD
[9 empty] | 2039-08-31 | 8 | 2039 | 4 | WD
[9 empty] | 2039-09-01 | 9 | 2039 | 5 | WD
[9 empty] | 2039-09-02 | 9 | 2039 | 6 | WD
[9 empty] | 2039-09-03 | 9 | 2039 | 7 | WE
[9 empty] | 2039-09-04 | 9 | 2039 | 1 | WE
[9 empty] | 2039-09-05 | 9 | 2039 | 2 | WD
[9 empty] | 2039-09-06 | 9 | 2039 | 3 | WD
[9 empty] | 2039-09-07 | 9 | 2039 | 4 | WD
[9 empty] | 2039-09-08 | 9 | 2039 | 5 | WD
[9 empty] | 2039-09-09 | 9 | 2039 | 6 | WD
[9 empty] | 2039-09-10 | 9 | 2039 | 7 | WE
[9 empty] | 2039-09-11 | 9 | 2039 | 1 | WE
[9 empty] | 2039-09-12 | 9 | 2039 | 2 | WD
[9 empty] | 2039-09-13 | 9 | 2039 | 3 | WD
[9 empty] | 2039-09-14 | 9 | 2039 | 4 | WD
[9 empty] | 2039-09-15 | 9 | 2039 | 5 | WD
[9 empty] | 2039-09-16 | 9 | 2039 | 6 | WD
[9 empty] | 2039-09-17 | 9 | 2039 | 7 | WE
[9 empty] | 2039-09-18 | 9 | 2039 | 1 | WE
[9 empty] | 2039-09-19 | 9 | 2039 | 2 | WD
[9 empty] | 2039-09-20 | 9 | 2039 | 3 | WD
[9 empty] | 2039-09-21 | 9 | 2039 | 4 | WD
[9 empty] | 2039-09-22 | 9 | 2039 | 5 | WD
[9 empty] | 2039-09-23 | 9 | 2039 | 6 | WD
[9 empty] | 2039-09-24 | 9 | 2039 | 7 | WE
[9 empty] | 2039-09-25 | 9 | 2039 | 1 | WE
[9 empty] | 2039-09-26 | 9 | 2039 | 2 | WD
[9 empty] | 2039-09-27 | 9 | 2039 | 3 | WD
[9 empty] | 2039-09-28 | 9 | 2039 | 4 | WD
[9 empty] | 2039-09-29 | 9 | 2039 | 5 | WD
[9 empty] | 2039-09-30 | 9 | 2039 | 6 | WD
[9 empty] | 2039-10-01 | 10 | 2039 | 7 | WE
[9 empty] | 2039-10-02 | 10 | 2039 | 1 | WE
[9 empty] | 2039-10-03 | 10 | 2039 | 2 | WD
[9 empty] | 2039-10-04 | 10 | 2039 | 3 | WD
[9 empty] | 2039-10-05 | 10 | 2039 | 4 | WD
[9 empty] | 2039-10-06 | 10 | 2039 | 5 | WD
[9 empty] | 2039-10-07 | 10 | 2039 | 6 | WD
[9 empty] | 2039-10-08 | 10 | 2039 | 7 | WE
[9 empty] | 2039-10-09 | 10 | 2039 | 1 | WE
[9 empty] | 2039-10-10 | 10 | 2039 | 2 | WD
[9 empty] | 2039-10-11 | 10 | 2039 | 3 | WD
[9 empty] | 2039-10-12 | 10 | 2039 | 4 | WD
[9 empty] | 2039-10-13 | 10 | 2039 | 5 | WD
[9 empty] | 2039-10-14 | 10 | 2039 | 6 | WD
[9 empty] | 2039-10-15 | 10 | 2039 | 7 | WE
[9 empty] | 2039-10-16 | 10 | 2039 | 1 | WE
[9 empty] | 2039-10-17 | 10 | 2039 | 2 | WD
[9 empty] | 2039-10-18 | 10 | 2039 | 3 | WD
[9 empty] | 2039-10-19 | 10 | 2039 | 4 | WD
[9 empty] | 2039-10-20 | 10 | 2039 | 5 | WD
[9 empty] | 2039-10-21 | 10 | 2039 | 6 | WD
[9 empty] | 2039-10-22 | 10 | 2039 | 7 | WE
[9 empty] | 2039-10-23 | 10 | 2039 | 1 | WE
[9 empty] | 2039-10-24 | 10 | 2039 | 2 | WD
[9 empty] | 2039-10-25 | 10 | 2039 | 3 | WD
[9 empty] | 2039-10-26 | 10 | 2039 | 4 | WD
[9 empty] | 2039-10-27 | 10 | 2039 | 5 | WD
[9 empty] | 2039-10-28 | 10 | 2039 | 6 | WD
[9 empty] | 2039-10-29 | 10 | 2039 | 7 | WE
[9 empty] | 2039-10-30 | 10 | 2039 | 1 | WE
[9 empty] | 2039-10-31 | 10 | 2039 | 2 | WD
[9 empty] | 2039-11-01 | 11 | 2039 | 3 | WD
[9 empty] | 2039-11-02 | 11 | 2039 | 4 | WD
[9 empty] | 2039-11-03 | 11 | 2039 | 5 | WD
[9 empty] | 2039-11-04 | 11 | 2039 | 6 | WD
[9 empty] | 2039-11-05 | 11 | 2039 | 7 | WE
[9 empty] | 2039-11-06 | 11 | 2039 | 1 | WE
[9 empty] | 2039-11-07 | 11 | 2039 | 2 | WD
[9 empty] | 2039-11-08 | 11 | 2039 | 3 | WD
[9 empty] | 2039-11-09 | 11 | 2039 | 4 | WD
[9 empty] | 2039-11-10 | 11 | 2039 | 5 | WD
[9 empty] | 2039-11-11 | 11 | 2039 | 6 | WD
[9 empty] | 2039-11-12 | 11 | 2039 | 7 | WE
[9 empty] | 2039-11-13 | 11 | 2039 | 1 | WE
[9 empty] | 2039-11-14 | 11 | 2039 | 2 | WD
[9 empty] | 2039-11-15 | 11 | 2039 | 3 | WD
[9 empty] | 2039-11-16 | 11 | 2039 | 4 | WD
[9 empty] | 2039-11-17 | 11 | 2039 | 5 | WD
[9 empty] | 2039-11-18 | 11 | 2039 | 6 | WD
[9 empty] | 2039-11-19 | 11 | 2039 | 7 | WE
[9 empty] | 2039-11-20 | 11 | 2039 | 1 | WE
[9 empty] | 2039-11-21 | 11 | 2039 | 2 | WD
[9 empty] | 2039-11-22 | 11 | 2039 | 3 | WD
[9 empty] | 2039-11-23 | 11 | 2039 | 4 | WD
[9 empty] | 2039-11-24 | 11 | 2039 | 5 | WD
[9 empty] | 2039-11-25 | 11 | 2039 | 6 | WD
[9 empty] | 2039-11-26 | 11 | 2039 | 7 | WE
[9 empty] | 2039-11-27 | 11 | 2039 | 1 | WE
[9 empty] | 2039-11-28 | 11 | 2039 | 2 | WD
[9 empty] | 2039-11-29 | 11 | 2039 | 3 | WD
[9 empty] | 2039-11-30 | 11 | 2039 | 4 | WD
[9 empty] | 2039-12-01 | 12 | 2039 | 5 | WD
[9 empty] | 2039-12-02 | 12 | 2039 | 6 | WD
[9 empty] | 2039-12-03 | 12 | 2039 | 7 | WE
[9 empty] | 2039-12-04 | 12 | 2039 | 1 | WE
[9 empty] | 2039-12-05 | 12 | 2039 | 2 | WD
[9 empty] | 2039-12-06 | 12 | 2039 | 3 | WD
[9 empty] | 2039-12-07 | 12 | 2039 | 4 | WD
[9 empty] | 2039-12-08 | 12 | 2039 | 5 | WD
[9 empty] | 2039-12-09 | 12 | 2039 | 6 | WD
[9 empty] | 2039-12-10 | 12 | 2039 | 7 | WE
[9 empty] | 2039-12-11 | 12 | 2039 | 1 | WE
[9 empty] | 2039-12-12 | 12 | 2039 | 2 | WD
[9 empty] | 2039-12-13 | 12 | 2039 | 3 | WD
[9 empty] | 2039-12-14 | 12 | 2039 | 4 | WD
[9 empty] | 2039-12-15 | 12 | 2039 | 5 | WD
[9 empty] | 2039-12-16 | 12 | 2039 | 6 | WD
[9 empty] | 2039-12-17 | 12 | 2039 | 7 | WE
[9 empty] | 2039-12-18 | 12 | 2039 | 1 | WE
[9 empty] | 2039-12-19 | 12 | 2039 | 2 | WD
[9 empty] | 2039-12-20 | 12 | 2039 | 3 | WD
[9 empty] | 2039-12-21 | 12 | 2039 | 4 | WD
[9 empty] | 2039-12-22 | 12 | 2039 | 5 | WD
[9 empty] | 2039-12-23 | 12 | 2039 | 6 | WD
[9 empty] | 2039-12-24 | 12 | 2039 | 7 | WE
[9 empty] | 2039-12-25 | 12 | 2039 | 1 | WE
[9 empty] | 2039-12-26 | 12 | 2039 | 2 | WD
[9 empty] | 2039-12-27 | 12 | 2039 | 3 | WD
[9 empty] | 2039-12-28 | 12 | 2039 | 4 | WD
[9 empty] | 2039-12-29 | 12 | 2039 | 5 | WD
[9 empty] | 2039-12-30 | 12 | 2039 | 6 | WD
[9 empty] | 2039-12-31 | 12 | 2039 | 7 | WE
[9 empty] | 2040-01-01 | 1 | 2040 | 1 | WE
[9 empty] | 2040-01-02 | 1 | 2040 | 2 | WD
[9 empty] | 2040-01-03 | 1 | 2040 | 3 | WD
[9 empty] | 2040-01-04 | 1 | 2040 | 4 | WD
[9 empty] | 2040-01-05 | 1 | 2040 | 5 | WD
[9 empty] | 2040-01-06 | 1 | 2040 | 6 | WD
[9 empty] | 2040-01-07 | 1 | 2040 | 7 | WE
[9 empty] | 2040-01-08 | 1 | 2040 | 1 | WE
[9 empty] | 2040-01-09 | 1 | 2040 | 2 | WD
[9 empty] | 2040-01-10 | 1 | 2040 | 3 | WD
[9 empty] | 2040-01-11 | 1 | 2040 | 4 | WD
[9 empty] | 2040-01-12 | 1 | 2040 | 5 | WD
[9 empty] | 2040-01-13 | 1 | 2040 | 6 | WD
[9 empty] | 2040-01-14 | 1 | 2040 | 7 | WE
[9 empty] | 2040-01-15 | 1 | 2040 | 1 | WE
[9 empty] | 2040-01-16 | 1 | 2040 | 2 | WD
[9 empty] | 2040-01-17 | 1 | 2040 | 3 | WD
[9 empty] | 2040-01-18 | 1 | 2040 | 4 | WD
[9 empty] | 2040-01-19 | 1 | 2040 | 5 | WD
[9 empty] | 2040-01-20 | 1 | 2040 | 6 | WD
[9 empty] | 2040-01-21 | 1 | 2040 | 7 | WE
[9 empty] | 2040-01-22 | 1 | 2040 | 1 | WE
[9 empty] | 2040-01-23 | 1 | 2040 | 2 | WD
[9 empty] | 2040-01-24 | 1 | 2040 | 3 | WD
[9 empty] | 2040-01-25 | 1 | 2040 | 4 | WD
[9 empty] | 2040-01-26 | 1 | 2040 | 5 | WD
[9 empty] | 2040-01-27 | 1 | 2040 | 6 | WD
[9 empty] | 2040-01-28 | 1 | 2040 | 7 | WE
[9 empty] | 2040-01-29 | 1 | 2040 | 1 | WE
[9 empty] | 2040-01-30 | 1 | 2040 | 2 | WD
[9 empty] | 2040-01-31 | 1 | 2040 | 3 | WD
[9 empty] | 2040-02-01 | 2 | 2040 | 4 | WD
[9 empty] | 2040-02-02 | 2 | 2040 | 5 | WD
[9 empty] | 2040-02-03 | 2 | 2040 | 6 | WD
[9 empty] | 2040-02-04 | 2 | 2040 | 7 | WE
[9 empty] | 2040-02-05 | 2 | 2040 | 1 | WE
[9 empty] | 2040-02-06 | 2 | 2040 | 2 | WD
[9 empty] | 2040-02-07 | 2 | 2040 | 3 | WD
[9 empty] | 2040-02-08 | 2 | 2040 | 4 | WD
[9 empty] | 2040-02-09 | 2 | 2040 | 5 | WD
[9 empty] | 2040-02-10 | 2 | 2040 | 6 | WD
[9 empty] | 2040-02-11 | 2 | 2040 | 7 | WE
[9 empty] | 2040-02-12 | 2 | 2040 | 1 | WE
[9 empty] | 2040-02-13 | 2 | 2040 | 2 | WD
[9 empty] | 2040-02-14 | 2 | 2040 | 3 | WD
[9 empty] | 2040-02-15 | 2 | 2040 | 4 | WD
[9 empty] | 2040-02-16 | 2 | 2040 | 5 | WD
[9 empty] | 2040-02-17 | 2 | 2040 | 6 | WD
[9 empty] | 2040-02-18 | 2 | 2040 | 7 | WE
[9 empty] | 2040-02-19 | 2 | 2040 | 1 | WE
[9 empty] | 2040-02-20 | 2 | 2040 | 2 | WD
[9 empty] | 2040-02-21 | 2 | 2040 | 3 | WD
[9 empty] | 2040-02-22 | 2 | 2040 | 4 | WD
[9 empty] | 2040-02-23 | 2 | 2040 | 5 | WD
[9 empty] | 2040-02-24 | 2 | 2040 | 6 | WD
[9 empty] | 2040-02-25 | 2 | 2040 | 7 | WE
[9 empty] | 2040-02-26 | 2 | 2040 | 1 | WE
[9 empty] | 2040-02-27 | 2 | 2040 | 2 | WD
[9 empty] | 2040-02-28 | 2 | 2040 | 3 | WD
[9 empty] | 2040-02-29 | 2 | 2040 | 4 | WD
[9 empty] | 2040-03-01 | 3 | 2040 | 5 | WD
[9 empty] | 2040-03-02 | 3 | 2040 | 6 | WD
[9 empty] | 2040-03-03 | 3 | 2040 | 7 | WE
[9 empty] | 2040-03-04 | 3 | 2040 | 1 | WE
[9 empty] | 2040-03-05 | 3 | 2040 | 2 | WD
[9 empty] | 2040-03-06 | 3 | 2040 | 3 | WD
[9 empty] | 2040-03-07 | 3 | 2040 | 4 | WD
[9 empty] | 2040-03-08 | 3 | 2040 | 5 | WD
[9 empty] | 2040-03-09 | 3 | 2040 | 6 | WD
[9 empty] | 2040-03-10 | 3 | 2040 | 7 | WE
[9 empty] | 2040-03-11 | 3 | 2040 | 1 | WE
[9 empty] | 2040-03-12 | 3 | 2040 | 2 | WD
[9 empty] | 2040-03-13 | 3 | 2040 | 3 | WD
[9 empty] | 2040-03-14 | 3 | 2040 | 4 | WD
[9 empty] | 2040-03-15 | 3 | 2040 | 5 | WD
[9 empty] | 2040-03-16 | 3 | 2040 | 6 | WD
[9 empty] | 2040-03-17 | 3 | 2040 | 7 | WE
[9 empty] | 2040-03-18 | 3 | 2040 | 1 | WE
[9 empty] | 2040-03-19 | 3 | 2040 | 2 | WD
[9 empty] | 2040-03-20 | 3 | 2040 | 3 | WD
[9 empty] | 2040-03-21 | 3 | 2040 | 4 | WD
[9 empty] | 2040-03-22 | 3 | 2040 | 5 | WD
[9 empty] | 2040-03-23 | 3 | 2040 | 6 | WD
[9 empty] | 2040-03-24 | 3 | 2040 | 7 | WE
[9 empty] | 2040-03-25 | 3 | 2040 | 1 | WE
[9 empty] | 2040-03-26 | 3 | 2040 | 2 | WD
[9 empty] | 2040-03-27 | 3 | 2040 | 3 | WD
[9 empty] | 2040-03-28 | 3 | 2040 | 4 | WD
[9 empty] | 2040-03-29 | 3 | 2040 | 5 | WD
[9 empty] | 2040-03-30 | 3 | 2040 | 6 | WD
[9 empty] | 2040-03-31 | 3 | 2040 | 7 | WE
[9 empty] | 2040-04-01 | 4 | 2040 | 1 | WE
[9 empty] | 2040-04-02 | 4 | 2040 | 2 | WD
[9 empty] | 2040-04-03 | 4 | 2040 | 3 | WD
[9 empty] | 2040-04-04 | 4 | 2040 | 4 | WD
[9 empty] | 2040-04-05 | 4 | 2040 | 5 | WD
[9 empty] | 2040-04-06 | 4 | 2040 | 6 | WD
[9 empty] | 2040-04-07 | 4 | 2040 | 7 | WE
[9 empty] | 2040-04-08 | 4 | 2040 | 1 | WE
[9 empty] | 2040-04-09 | 4 | 2040 | 2 | WD
[9 empty] | 2040-04-10 | 4 | 2040 | 3 | WD
[9 empty] | 2040-04-11 | 4 | 2040 | 4 | WD
[9 empty] | 2040-04-12 | 4 | 2040 | 5 | WD
[9 empty] | 2040-04-13 | 4 | 2040 | 6 | WD
[9 empty] | 2040-04-14 | 4 | 2040 | 7 | WE
[9 empty] | 2040-04-15 | 4 | 2040 | 1 | WE
[9 empty] | 2040-04-16 | 4 | 2040 | 2 | WD
[9 empty] | 2040-04-17 | 4 | 2040 | 3 | WD
[9 empty] | 2040-04-18 | 4 | 2040 | 4 | WD
[9 empty] | 2040-04-19 | 4 | 2040 | 5 | WD
[9 empty] | 2040-04-20 | 4 | 2040 | 6 | WD
[9 empty] | 2040-04-21 | 4 | 2040 | 7 | WE
[9 empty] | 2040-04-22 | 4 | 2040 | 1 | WE
[9 empty] | 2040-04-23 | 4 | 2040 | 2 | WD
[9 empty] | 2040-04-24 | 4 | 2040 | 3 | WD
[9 empty] | 2040-04-25 | 4 | 2040 | 4 | WD
[9 empty] | 2040-04-26 | 4 | 2040 | 5 | WD
[9 empty] | 2040-04-27 | 4 | 2040 | 6 | WD
[9 empty] | 2040-04-28 | 4 | 2040 | 7 | WE
[9 empty] | 2040-04-29 | 4 | 2040 | 1 | WE
[9 empty] | 2040-04-30 | 4 | 2040 | 2 | WD
[9 empty] | 2040-05-01 | 5 | 2040 | 3 | WD
[9 empty] | 2040-05-02 | 5 | 2040 | 4 | WD
[9 empty] | 2040-05-03 | 5 | 2040 | 5 | WD
[9 empty] | 2040-05-04 | 5 | 2040 | 6 | WD
[9 empty] | 2040-05-05 | 5 | 2040 | 7 | WE
[9 empty] | 2040-05-06 | 5 | 2040 | 1 | WE
[9 empty] | 2040-05-07 | 5 | 2040 | 2 | WD
[9 empty] | 2040-05-08 | 5 | 2040 | 3 | WD
[9 empty] | 2040-05-09 | 5 | 2040 | 4 | WD
[9 empty] | 2040-05-10 | 5 | 2040 | 5 | WD
[9 empty] | 2040-05-11 | 5 | 2040 | 6 | WD
[9 empty] | 2040-05-12 | 5 | 2040 | 7 | WE
[9 empty] | 2040-05-13 | 5 | 2040 | 1 | WE
[9 empty] | 2040-05-14 | 5 | 2040 | 2 | WD
[9 empty] | 2040-05-15 | 5 | 2040 | 3 | WD
[9 empty] | 2040-05-16 | 5 | 2040 | 4 | WD
[9 empty] | 2040-05-17 | 5 | 2040 | 5 | WD
[9 empty] | 2040-05-18 | 5 | 2040 | 6 | WD
[9 empty] | 2040-05-19 | 5 | 2040 | 7 | WE
[9 empty] | 2040-05-20 | 5 | 2040 | 1 | WE
[9 empty] | 2040-05-21 | 5 | 2040 | 2 | WD
[9 empty] | 2040-05-22 | 5 | 2040 | 3 | WD
[9 empty] | 2040-05-23 | 5 | 2040 | 4 | WD
[9 empty] | 2040-05-24 | 5 | 2040 | 5 | WD
[9 empty] | 2040-05-25 | 5 | 2040 | 6 | WD
[9 empty] | 2040-05-26 | 5 | 2040 | 7 | WE
[9 empty] | 2040-05-27 | 5 | 2040 | 1 | WE
[9 empty] | 2040-05-28 | 5 | 2040 | 2 | WD
[9 empty] | 2040-05-29 | 5 | 2040 | 3 | WD
[9 empty] | 2040-05-30 | 5 | 2040 | 4 | WD
[9 empty] | 2040-05-31 | 5 | 2040 | 5 | WD
[9 empty] | 2040-06-01 | 6 | 2040 | 6 | WD
[9 empty] | 2040-06-02 | 6 | 2040 | 7 | WE
[9 empty] | 2040-06-03 | 6 | 2040 | 1 | WE
[9 empty] | 2040-06-04 | 6 | 2040 | 2 | WD
[9 empty] | 2040-06-05 | 6 | 2040 | 3 | WD
[9 empty] | 2040-06-06 | 6 | 2040 | 4 | WD
[9 empty] | 2040-06-07 | 6 | 2040 | 5 | WD
[9 empty] | 2040-06-08 | 6 | 2040 | 6 | WD
[9 empty] | 2040-06-09 | 6 | 2040 | 7 | WE
[9 empty] | 2040-06-10 | 6 | 2040 | 1 | WE
[9 empty] | 2040-06-11 | 6 | 2040 | 2 | WD
[9 empty] | 2040-06-12 | 6 | 2040 | 3 | WD
[9 empty] | 2040-06-13 | 6 | 2040 | 4 | WD
[9 empty] | 2040-06-14 | 6 | 2040 | 5 | WD
[9 empty] | 2040-06-15 | 6 | 2040 | 6 | WD
[9 empty] | 2040-06-16 | 6 | 2040 | 7 | WE
[9 empty] | 2040-06-17 | 6 | 2040 | 1 | WE
[9 empty] | 2040-06-18 | 6 | 2040 | 2 | WD
[9 empty] | 2040-06-19 | 6 | 2040 | 3 | WD
[9 empty] | 2040-06-20 | 6 | 2040 | 4 | WD
[9 empty] | 2040-06-21 | 6 | 2040 | 5 | WD
[9 empty] | 2040-06-22 | 6 | 2040 | 6 | WD
[9 empty] | 2040-06-23 | 6 | 2040 | 7 | WE
[9 empty] | 2040-06-24 | 6 | 2040 | 1 | WE
[9 empty] | 2040-06-25 | 6 | 2040 | 2 | WD
[9 empty] | 2040-06-26 | 6 | 2040 | 3 | WD
[9 empty] | 2040-06-27 | 6 | 2040 | 4 | WD
[9 empty] | 2040-06-28 | 6 | 2040 | 5 | WD
[9 empty] | 2040-06-29 | 6 | 2040 | 6 | WD
[9 empty] | 2040-06-30 | 6 | 2040 | 7 | WE
[9 empty] | 2040-07-01 | 7 | 2040 | 1 | WE
[9 empty] | 2040-07-02 | 7 | 2040 | 2 | WD
[9 empty] | 2040-07-03 | 7 | 2040 | 3 | WD
[9 empty] | 2040-07-04 | 7 | 2040 | 4 | WD
[9 empty] | 2040-07-05 | 7 | 2040 | 5 | WD
[9 empty] | 2040-07-06 | 7 | 2040 | 6 | WD
[9 empty] | 2040-07-07 | 7 | 2040 | 7 | WE
[9 empty] | 2040-07-08 | 7 | 2040 | 1 | WE
[9 empty] | 2040-07-09 | 7 | 2040 | 2 | WD
[9 empty] | 2040-07-10 | 7 | 2040 | 3 | WD
[9 empty] | 2040-07-11 | 7 | 2040 | 4 | WD
[9 empty] | 2040-07-12 | 7 | 2040 | 5 | WD
[9 empty] | 2040-07-13 | 7 | 2040 | 6 | WD
[9 empty] | 2040-07-14 | 7 | 2040 | 7 | WE
[9 empty] | 2040-07-15 | 7 | 2040 | 1 | WE
[9 empty] | 2040-07-16 | 7 | 2040 | 2 | WD
[9 empty] | 2040-07-17 | 7 | 2040 | 3 | WD
[9 empty] | 2040-07-18 | 7 | 2040 | 4 | WD
[9 empty] | 2040-07-19 | 7 | 2040 | 5 | WD
[9 empty] | 2040-07-20 | 7 | 2040 | 6 | WD
[9 empty] | 2040-07-21 | 7 | 2040 | 7 | WE
[9 empty] | 2040-07-22 | 7 | 2040 | 1 | WE
[9 empty] | 2040-07-23 | 7 | 2040 | 2 | WD
[9 empty] | 2040-07-24 | 7 | 2040 | 3 | WD
[9 empty] | 2040-07-25 | 7 | 2040 | 4 | WD
[9 empty] | 2040-07-26 | 7 | 2040 | 5 | WD
[9 empty] | 2040-07-27 | 7 | 2040 | 6 | WD
[9 empty] | 2040-07-28 | 7 | 2040 | 7 | WE
[9 empty] | 2040-07-29 | 7 | 2040 | 1 | WE
[9 empty] | 2040-07-30 | 7 | 2040 | 2 | WD
[9 empty] | 2040-07-31 | 7 | 2040 | 3 | WD
[9 empty] | 2040-08-01 | 8 | 2040 | 4 | WD
[9 empty] | 2040-08-02 | 8 | 2040 | 5 | WD
[9 empty] | 2040-08-03 | 8 | 2040 | 6 | WD
[9 empty] | 2040-08-04 | 8 | 2040 | 7 | WE
[9 empty] | 2040-08-05 | 8 | 2040 | 1 | WE
[9 empty] | 2040-08-06 | 8 | 2040 | 2 | WD
[9 empty] | 2040-08-07 | 8 | 2040 | 3 | WD
[9 empty] | 2040-08-08 | 8 | 2040 | 4 | WD
[9 empty] | 2040-08-09 | 8 | 2040 | 5 | WD
[9 empty] | 2040-08-10 | 8 | 2040 | 6 | WD
[9 empty] | 2040-08-11 | 8 | 2040 | 7 | WE
[9 empty] | 2040-08-12 | 8 | 2040 | 1 | WE
[9 empty] | 2040-08-13 | 8 | 2040 | 2 | WD
[9 empty] | 2040-08-14 | 8 | 2040 | 3 | WD
[9 empty] | 2040-08-15 | 8 | 2040 | 4 | WD
[9 empty] | 2040-08-16 | 8 | 2040 | 5 | WD
[9 empty] | 2040-08-17 | 8 | 2040 | 6 | WD
[9 empty] | 2040-08-18 | 8 | 2040 | 7 | WE
[9 empty] | 2040-08-19 | 8 | 2040 | 1 | WE
[9 empty] | 2040-08-20 | 8 | 2040 | 2 | WD
[9 empty] | 2040-08-21 | 8 | 2040 | 3 | WD
[9 empty] | 2040-08-22 | 8 | 2040 | 4 | WD
[9 empty] | 2040-08-23 | 8 | 2040 | 5 | WD
[9 empty] | 2040-08-24 | 8 | 2040 | 6 | WD
[9 empty] | 2040-08-25 | 8 | 2040 | 7 | WE
[9 empty] | 2040-08-26 | 8 | 2040 | 1 | WE
[9 empty] | 2040-08-27 | 8 | 2040 | 2 | WD
[9 empty] | 2040-08-28 | 8 | 2040 | 3 | WD
[9 empty] | 2040-08-29 | 8 | 2040 | 4 | WD
[9 empty] | 2040-08-30 | 8 | 2040 | 5 | WD
[9 empty] | 2040-08-31 | 8 | 2040 | 6 | WD
[9 empty] | 2040-09-01 | 9 | 2040 | 7 | WE
[9 empty] | 2040-09-02 | 9 | 2040 | 1 | WE
[9 empty] | 2040-09-03 | 9 | 2040 | 2 | WD
[9 empty] | 2040-09-04 | 9 | 2040 | 3 | WD
[9 empty] | 2040-09-05 | 9 | 2040 | 4 | WD
[9 empty] | 2040-09-06 | 9 | 2040 | 5 | WD
[9 empty] | 2040-09-07 | 9 | 2040 | 6 | WD
[9 empty] | 2040-09-08 | 9 | 2040 | 7 | WE
[9 empty] | 2040-09-09 | 9 | 2040 | 1 | WE
[9 empty] | 2040-09-10 | 9 | 2040 | 2 | WD
[9 empty] | 2040-09-11 | 9 | 2040 | 3 | WD
[9 empty] | 2040-09-12 | 9 | 2040 | 4 | WD
[9 empty] | 2040-09-13 | 9 | 2040 | 5 | WD
[9 empty] | 2040-09-14 | 9 | 2040 | 6 | WD
[9 empty] | 2040-09-15 | 9 | 2040 | 7 | WE
[9 empty] | 2040-09-16 | 9 | 2040 | 1 | WE
[9 empty] | 2040-09-17 | 9 | 2040 | 2 | WD
[9 empty] | 2040-09-18 | 9 | 2040 | 3 | WD
[9 empty] | 2040-09-19 | 9 | 2040 | 4 | WD
[9 empty] | 2040-09-20 | 9 | 2040 | 5 | WD
[9 empty] | 2040-09-21 | 9 | 2040 | 6 | WD
[9 empty] | 2040-09-22 | 9 | 2040 | 7 | WE
[9 empty] | 2040-09-23 | 9 | 2040 | 1 | WE
[9 empty] | 2040-09-24 | 9 | 2040 | 2 | WD
[9 empty] | 2040-09-25 | 9 | 2040 | 3 | WD
[9 empty] | 2040-09-26 | 9 | 2040 | 4 | WD
[9 empty] | 2040-09-27 | 9 | 2040 | 5 | WD
[9 empty] | 2040-09-28 | 9 | 2040 | 6 | WD
[9 empty] | 2040-09-29 | 9 | 2040 | 7 | WE
[9 empty] | 2040-09-30 | 9 | 2040 | 1 | WE
[9 empty] | 2040-10-01 | 10 | 2040 | 2 | WD
[9 empty] | 2040-10-02 | 10 | 2040 | 3 | WD
[9 empty] | 2040-10-03 | 10 | 2040 | 4 | WD
[9 empty] | 2040-10-04 | 10 | 2040 | 5 | WD
[9 empty] | 2040-10-05 | 10 | 2040 | 6 | WD
[9 empty] | 2040-10-06 | 10 | 2040 | 7 | WE
[9 empty] | 2040-10-07 | 10 | 2040 | 1 | WE
[9 empty] | 2040-10-08 | 10 | 2040 | 2 | WD
[9 empty] | 2040-10-09 | 10 | 2040 | 3 | WD
[9 empty] | 2040-10-10 | 10 | 2040 | 4 | WD
[9 empty] | 2040-10-11 | 10 | 2040 | 5 | WD
[9 empty] | 2040-10-12 | 10 | 2040 | 6 | WD
[9 empty] | 2040-10-13 | 10 | 2040 | 7 | WE
[9 empty] | 2040-10-14 | 10 | 2040 | 1 | WE
[9 empty] | 2040-10-15 | 10 | 2040 | 2 | WD
[9 empty] | 2040-10-16 | 10 | 2040 | 3 | WD
[9 empty] | 2040-10-17 | 10 | 2040 | 4 | WD
[9 empty] | 2040-10-18 | 10 | 2040 | 5 | WD
[9 empty] | 2040-10-19 | 10 | 2040 | 6 | WD
[9 empty] | 2040-10-20 | 10 | 2040 | 7 | WE
[9 empty] | 2040-10-21 | 10 | 2040 | 1 | WE
[9 empty] | 2040-10-22 | 10 | 2040 | 2 | WD
[9 empty] | 2040-10-23 | 10 | 2040 | 3 | WD
[9 empty] | 2040-10-24 | 10 | 2040 | 4 | WD
[9 empty] | 2040-10-25 | 10 | 2040 | 5 | WD
[9 empty] | 2040-10-26 | 10 | 2040 | 6 | WD
[9 empty] | 2040-10-27 | 10 | 2040 | 7 | WE
[9 empty] | 2040-10-28 | 10 | 2040 | 1 | WE
[9 empty] | 2040-10-29 | 10 | 2040 | 2 | WD
[9 empty] | 2040-10-30 | 10 | 2040 | 3 | WD
[9 empty] | 2040-10-31 | 10 | 2040 | 4 | WD
[9 empty] | 2040-11-01 | 11 | 2040 | 5 | WD
[9 empty] | 2040-11-02 | 11 | 2040 | 6 | WD
[9 empty] | 2040-11-03 | 11 | 2040 | 7 | WE
[9 empty] | 2040-11-04 | 11 | 2040 | 1 | WE
[9 empty] | 2040-11-05 | 11 | 2040 | 2 | WD
[9 empty] | 2040-11-06 | 11 | 2040 | 3 | WD
[9 empty] | 2040-11-07 | 11 | 2040 | 4 | WD
[9 empty] | 2040-11-08 | 11 | 2040 | 5 | WD
[9 empty] | 2040-11-09 | 11 | 2040 | 6 | WD
[9 empty] | 2040-11-10 | 11 | 2040 | 7 | WE
[9 empty] | 2040-11-11 | 11 | 2040 | 1 | WE
[9 empty] | 2040-11-12 | 11 | 2040 | 2 | WD
[9 empty] | 2040-11-13 | 11 | 2040 | 3 | WD
[9 empty] | 2040-11-14 | 11 | 2040 | 4 | WD
[9 empty] | 2040-11-15 | 11 | 2040 | 5 | WD
[9 empty] | 2040-11-16 | 11 | 2040 | 6 | WD
[9 empty] | 2040-11-17 | 11 | 2040 | 7 | WE
[9 empty] | 2040-11-18 | 11 | 2040 | 1 | WE
[9 empty] | 2040-11-19 | 11 | 2040 | 2 | WD
[9 empty] | 2040-11-20 | 11 | 2040 | 3 | WD
[9 empty] | 2040-11-21 | 11 | 2040 | 4 | WD
[9 empty] | 2040-11-22 | 11 | 2040 | 5 | WD
[9 empty] | 2040-11-23 | 11 | 2040 | 6 | WD
[9 empty] | 2040-11-24 | 11 | 2040 | 7 | WE
[9 empty] | 2040-11-25 | 11 | 2040 | 1 | WE
[9 empty] | 2040-11-26 | 11 | 2040 | 2 | WD
[9 empty] | 2040-11-27 | 11 | 2040 | 3 | WD
[9 empty] | 2040-11-28 | 11 | 2040 | 4 | WD
[9 empty] | 2040-11-29 | 11 | 2040 | 5 | WD
[9 empty] | 2040-11-30 | 11 | 2040 | 6 | WD
[9 empty] | 2040-12-01 | 12 | 2040 | 7 | WE
[9 empty] | 2040-12-02 | 12 | 2040 | 1 | WE
[9 empty] | 2040-12-03 | 12 | 2040 | 2 | WD
[9 empty] | 2040-12-04 | 12 | 2040 | 3 | WD
[9 empty] | 2040-12-05 | 12 | 2040 | 4 | WD
[9 empty] | 2040-12-06 | 12 | 2040 | 5 | WD
[9 empty] | 2040-12-07 | 12 | 2040 | 6 | WD
[9 empty] | 2040-12-08 | 12 | 2040 | 7 | WE
[9 empty] | 2040-12-09 | 12 | 2040 | 1 | WE
[9 empty] | 2040-12-10 | 12 | 2040 | 2 | WD
[9 empty] | 2040-12-11 | 12 | 2040 | 3 | WD
[9 empty] | 2040-12-12 | 12 | 2040 | 4 | WD
[9 empty] | 2040-12-13 | 12 | 2040 | 5 | WD
[9 empty] | 2040-12-14 | 12 | 2040 | 6 | WD
[9 empty] | 2040-12-15 | 12 | 2040 | 7 | WE
[9 empty] | 2040-12-16 | 12 | 2040 | 1 | WE
[9 empty] | 2040-12-17 | 12 | 2040 | 2 | WD
[9 empty] | 2040-12-18 | 12 | 2040 | 3 | WD
[9 empty] | 2040-12-19 | 12 | 2040 | 4 | WD
[9 empty] | 2040-12-20 | 12 | 2040 | 5 | WD
[9 empty] | 2040-12-21 | 12 | 2040 | 6 | WD
[9 empty] | 2040-12-22 | 12 | 2040 | 7 | WE
[9 empty] | 2040-12-23 | 12 | 2040 | 1 | WE
[9 empty] | 2040-12-24 | 12 | 2040 | 2 | WD
[9 empty] | 2040-12-25 | 12 | 2040 | 3 | WD
[9 empty] | 2040-12-26 | 12 | 2040 | 4 | WD
[9 empty] | 2040-12-27 | 12 | 2040 | 5 | WD
[9 empty] | 2040-12-28 | 12 | 2040 | 6 | WD
[9 empty] | 2040-12-29 | 12 | 2040 | 7 | WE
[9 empty] | 2040-12-30 | 12 | 2040 | 1 | WE
[9 empty] | 2040-12-31 | 12 | 2040 | 2 | WD
Formulas:
Date = +[Date, row above]+1

## Winter Park
FPL 000594 OCEC NEED | NEL | Billed Sales | Delivered Sales | CP | NCP
2014-01-01 | 16537 | 0 | 16537 | 23 | 23 |  | NO CHANGE FROM 2014 TYSP
2014-02-01 | 15456 | 16537 | 15456 | 22 | 23 |  | CONTINUE TO USE
2014-03-01 | 16997 | 15456 | 16997 | 23 | 23
2014-04-01 | 15387 | 16997 | 15387 | 23 | 23
2014-05-01 | 16790 | 15387 | 16790 | 23 | 23
2014-06-01 | 16560 | 16790 | 16560 | 22 | 23
2014-07-01 | 17112 | 16560 | 17112 | 13 | 23 | JULY | 744 | 17112
2014-08-01 | 17112 | 17112 | 16386.4512 | 13 | 13 | AUG | 744 | 17112
2014-09-01 | 16560 | 17112 | 15857.856 | 13 | 13 | SEP | 720 | 16560
2014-10-01 | 17112 | 16560 | 16386.4512 | 13 | 13 | OCT | 744 | 17112
2014-11-01 | 16560 | 17112 | 15857.856 | 13 | 13 | NOV | 720 | 16560
2014-12-01 | 17112 | 16560 | 16386.4512 | 13 | 13 | DEC | 744 | 17112
2015-01-01 | 19158.0707 | 17112 | 18345.7685 | 63.3688 | 63.3688
2015-02-01 | 17525.3609 | 19158.0707 | 16782.2856 | 27.0937 | 60.838
2015-03-01 | 18348.2085 | 17525.3609 | 17570.2444 | 27.9373 | 43.9659
2015-04-01 | 18832.6094 | 18348.2085 | 18034.1068 | 42.2787 | 47.3403
2015-05-01 | 24239.1127 | 18832.6094 | 23211.3743 | 34.6862 | 65.056
2015-06-01 | 27847.3885 | 24239.1127 | 26666.6592 | 58.3072 | 66.7432
2015-07-01 | 27951.8249 | 27847.3885 | 26766.6675 | 39.7478 | 64.2124
2015-08-01 | 28556.6907 | 27951.8249 | 27345.887 | 39.7478 | 71.8049
2015-09-01 | 27811.957 | 28556.6907 | 26632.73 | 57.4636 | 62.5252
2015-10-01 | 23220.036 | 27811.957 | 22235.5065 | 46.4967 | 60.838
2015-11-01 | 17586.6026 | 23220.036 | 16840.9306 | 32.1554 | 43.1223
2015-12-01 | 18631.6603 | 17586.6026 | 17841.6779 | 40.5914 | 43.1223
2016-01-01 | 19158.0707 | 18631.6603 | 18345.7685 | 63.3688 | 63.3688
2016-02-01 | 18016.1691 | 19158.0707 | 17252.2835 | 27.0937 | 60.838
2016-03-01 | 18348.2085 | 18016.1691 | 17570.2444 | 27.9373 | 43.9659
2016-04-01 | 18832.6094 | 18348.2085 | 18034.1068 | 42.2787 | 47.3403
2016-05-01 | 24239.1127 | 18832.6094 | 23211.3743 | 34.6862 | 65.056
2016-06-01 | 27847.3885 | 24239.1127 | 26666.6592 | 58.3072 | 66.7432
2016-07-01 | 27951.8249 | 27847.3885 | 26766.6675 | 39.7478 | 64.2124
2016-08-01 | 28556.6907 | 27951.8249 | 27345.887 | 39.7478 | 71.8049
2016-09-01 | 27811.957 | 28556.6907 | 26632.73 | 57.4636 | 62.5252
2016-10-01 | 23220.036 | 27811.957 | 22235.5065 | 46.4967 | 60.838
2016-11-01 | 17586.6026 | 23220.036 | 16840.9306 | 32.1554 | 43.1223
2016-12-01 | 18631.6603 | 17586.6026 | 17841.6779 | 40.5914 | 43.1223
2017-01-01 |  | 18631.6603

## Sem PT
This pivot table was to count the number of weekdays per month. | [5 empty] | FPL 000595 OCEC NEED
Count of Weekday |  | Weekday
Year | Month | WD | WE | Year | Month | WD
2014 | 6 | 21 | 9 | 2014 | 6 | 21
| 7 | 23 | 8 |  | 7 | 23
| 8 | 21 | 10 |  | 8 | 21
| 9 | 22 | 8 |  | 9 | 22
| 10 | 23 | 8 |  | 10 | 23
| 11 | 20 | 10 |  | 11 | 20
| 12 | 23 | 8 |  | 12 | 23
2014 Total |  | 153 | 61 | 2015 | 1 | 22
2015 | 1 | 22 | 9 |  | 2 | 20
| 2 | 20 | 8 |  | 3 | 22
| 3 | 22 | 9 |  | 4 | 22
| 4 | 22 | 8 |  | 5 | 21
| 5 | 21 | 10 |  | 6 | 22
| 6 | 22 | 8 |  | 7 | 23
| 7 | 23 | 8 |  | 8 | 21
| 8 | 21 | 10 |  | 9 | 22
| 9 | 22 | 8 |  | 10 | 22
| 10 | 22 | 9 |  | 11 | 21
| 11 | 21 | 9 |  | 12 | 23
| 12 | 23 | 8 | 2016 | 1 | 21
2015 Total |  | 261 | 104 |  | 2 | 21
2016 | 1 | 21 | 10 |  | 3 | 23
| 2 | 21 | 8 |  | 4 | 21
| 3 | 23 | 8 |  | 5 | 22
| 4 | 21 | 9 |  | 6 | 22
| 5 | 22 | 9 |  | 7 | 21
| 6 | 22 | 8 |  | 8 | 23
| 7 | 21 | 10 |  | 9 | 22
| 8 | 23 | 8 |  | 10 | 21
| 9 | 22 | 8 |  | 11 | 22
| 10 | 21 | 10 |  | 12 | 22
| 11 | 22 | 8 | 2017 | 1 | 22
| 12 | 22 | 9 |  | 2 | 20
2016 Total |  | 261 | 105 |  | 3 | 23
2017 | 1 | 22 | 9 |  | 4 | 20
| 2 | 20 | 8 |  | 5 | 23
| 3 | 23 | 8 |  | 6 | 22
| 4 | 20 | 10 |  | 7 | 21
| 5 | 23 | 8 |  | 8 | 23
| 6 | 22 | 8 |  | 9 | 21
| 7 | 21 | 10 |  | 10 | 22
| 8 | 23 | 8 |  | 11 | 22
| 9 | 21 | 9 |  | 12 | 21
| 10 | 22 | 9 | 2018 | 1 | 23
| 11 | 22 | 8 |  | 2 | 20
| 12 | 21 | 10 |  | 3 | 22
2017 Total |  | 260 | 105 |  | 4 | 21
2018 | 1 | 23 | 8 |  | 5 | 23
| 2 | 20 | 8 |  | 6 | 21
| 3 | 22 | 9 |  | 7 | 22
| 4 | 21 | 9 |  | 8 | 23
| 5 | 23 | 8 |  | 9 | 20
| 6 | 21 | 9 |  | 10 | 23
| 7 | 22 | 9 |  | 11 | 22
| 8 | 23 | 8 |  | 12 | 21
| 9 | 20 | 10 | 2019 | 1 | 23
| 10 | 23 | 8 |  | 2 | 20
| 11 | 22 | 8 |  | 3 | 21
| 12 | 21 | 10 |  | 4 | 22
2018 Total |  | 261 | 104 |  | 5 | 23
2019 | 1 | 23 | 8 |  | 6 | 20
| 2 | 20 | 8 |  | 7 | 23
| 3 | 21 | 10 |  | 8 | 22
| 4 | 22 | 8 |  | 9 | 21
| 5 | 23 | 8 |  | 10 | 23
| 6 | 20 | 10 |  | 11 | 21
| 7 | 23 | 8 |  | 12 | 22
| 8 | 22 | 9 | 2020 | 1 | 23
| 9 | 21 | 9 |  | 2 | 20
| 10 | 23 | 8 |  | 3 | 22
| 11 | 21 | 9 |  | 4 | 22
| 12 | 22 | 9 |  | 5 | 21
2019 Total |  | 261 | 104 |  | 6 | 22
2020 | 1 | 23 | 8 |  | 7 | 23
| 2 | 20 | 9 |  | 8 | 21
| 3 | 22 | 9 |  | 9 | 22
| 4 | 22 | 8 |  | 10 | 22
| 5 | 21 | 10 |  | 11 | 21
| 6 | 22 | 8 |  | 12 | 23
| 7 | 23 | 8 | 2021 | 1 | 21
| 8 | 21 | 10 |  | 2 | 20
| 9 | 22 | 8 |  | 3 | 23
| 10 | 22 | 9 |  | 4 | 22
| 11 | 21 | 9 |  | 5 | 21
| 12 | 23 | 8 |  | 6 | 22
2020 Total |  | 262 | 104 |  | 7 | 22
2021 | 1 | 21 | 10 |  | 8 | 22
| 2 | 20 | 8 |  | 9 | 22
| 3 | 23 | 8 |  | 10 | 21
| 4 | 22 | 8 |  | 11 | 22
| 5 | 21 | 10 |  | 12 | 23
| 6 | 22 | 8 | 2022 | 1 | 21
| 7 | 22 | 9 |  | 2 | 20
| 8 | 22 | 9 |  | 3 | 23
| 9 | 22 | 8 |  | 4 | 21
| 10 | 21 | 10 |  | 5 | 22
| 11 | 22 | 8 |  | 6 | 22
| 12 | 23 | 8 |  | 7 | 21
2021 Total |  | 261 | 104 |  | 8 | 23
2022 | 1 | 21 | 10 |  | 9 | 22
| 2 | 20 | 8 |  | 10 | 21
| 3 | 23 | 8 |  | 11 | 22
| 4 | 21 | 9 |  | 12 | 22
| 5 | 22 | 9 | 2023 | 1 | 22
| 6 | 22 | 8 |  | 2 | 20
| 7 | 21 | 10 |  | 3 | 23
| 8 | 23 | 8 |  | 4 | 20
| 9 | 22 | 8 |  | 5 | 23
| 10 | 21 | 10 |  | 6 | 22
| 11 | 22 | 8 |  | 7 | 21
| 12 | 22 | 9 |  | 8 | 23
2022 Total |  | 260 | 105 |  | 9 | 21
2023 | 1 | 22 | 9 |  | 10 | 22
| 2 | 20 | 8 |  | 11 | 22
| 3 | 23 | 8 |  | 12 | 21
| 4 | 20 | 10 | 2024 | 1 | 23
| 5 | 23 | 8 |  | 2 | 21
| 6 | 22 | 8 |  | 3 | 21
| 7 | 21 | 10 |  | 4 | 22
| 8 | 23 | 8 |  | 5 | 23
| 9 | 21 | 9 |  | 6 | 20
| 10 | 22 | 9 |  | 7 | 23
| 11 | 22 | 8 |  | 8 | 22
| 12 | 21 | 10 |  | 9 | 21
2023 Total |  | 260 | 105 |  | 10 | 23
2024 | 1 | 23 | 8 |  | 11 | 21
| 2 | 21 | 8 |  | 12 | 22
| 3 | 21 | 10 | 2025 | 1 | 23
| 4 | 22 | 8 |  | 2 | 20
| 5 | 23 | 8 |  | 3 | 21
| 6 | 20 | 10 |  | 4 | 22
| 7 | 23 | 8 |  | 5 | 22
| 8 | 22 | 9 |  | 6 | 21
| 9 | 21 | 9 |  | 7 | 23
| 10 | 23 | 8 |  | 8 | 21
| 11 | 21 | 9 |  | 9 | 22
| 12 | 22 | 9 |  | 10 | 23
2024 Total |  | 262 | 104 |  | 11 | 20
2025 | 1 | 23 | 8 |  | 12 | 23
| 2 | 20 | 8 | 2026 | 1 | 22
| 3 | 21 | 10 |  | 2 | 20
| 4 | 22 | 8 |  | 3 | 22
| 5 | 22 | 9 |  | 4 | 22
| 6 | 21 | 9 |  | 5 | 21
| 7 | 23 | 8 |  | 6 | 22
| 8 | 21 | 10 |  | 7 | 23
| 9 | 22 | 8 |  | 8 | 21
| 10 | 23 | 8 |  | 9 | 22
| 11 | 20 | 10 |  | 10 | 22
| 12 | 23 | 8 |  | 11 | 21
2025 Total |  | 261 | 104 |  | 12 | 23
2026 | 1 | 22 | 9 | 2027 | 1 | 21
| 2 | 20 | 8 |  | 2 | 20
| 3 | 22 | 9 |  | 3 | 23
| 4 | 22 | 8 |  | 4 | 22
| 5 | 21 | 10 |  | 5 | 21
| 6 | 22 | 8 |  | 6 | 22
| 7 | 23 | 8 |  | 7 | 22
| 8 | 21 | 10 |  | 8 | 22
| 9 | 22 | 8 |  | 9 | 22
| 10 | 22 | 9 |  | 10 | 21
| 11 | 21 | 9 |  | 11 | 22
| 12 | 23 | 8 |  | 12 | 23
2026 Total |  | 261 | 104 | 2028 | 1 | 21
2027 | 1 | 21 | 10 |  | 2 | 21
| 2 | 20 | 8 |  | 3 | 23
| 3 | 23 | 8 |  | 4 | 20
| 4 | 22 | 8 |  | 5 | 23
| 5 | 21 | 10 |  | 6 | 22
| 6 | 22 | 8 |  | 7 | 21
| 7 | 22 | 9 |  | 8 | 23
| 8 | 22 | 9 |  | 9 | 21
| 9 | 22 | 8 |  | 10 | 22
| 10 | 21 | 10 |  | 11 | 22
| 11 | 22 | 8 |  | 12 | 21
| 12 | 23 | 8 | 2029 | 1 | 23
2027 Total |  | 261 | 104 |  | 2 | 20
2028 | 1 | 21 | 10 |  | 3 | 22
| 2 | 21 | 8 |  | 4 | 21
| 3 | 23 | 8 |  | 5 | 23
| 4 | 20 | 10 |  | 6 | 21
| 5 | 23 | 8 |  | 7 | 22
| 6 | 22 | 8 |  | 8 | 23
| 7 | 21 | 10 |  | 9 | 20
| 8 | 23 | 8 |  | 10 | 23
| 9 | 21 | 9 |  | 11 | 22
| 10 | 22 | 9 |  | 12 | 21
| 11 | 22 | 8 | 2030 | 1 | 23
| 12 | 21 | 10 |  | 2 | 20
2028 Total |  | 260 | 106 |  | 3 | 21
2029 | 1 | 23 | 8 |  | 4 | 22
| 2 | 20 | 8 |  | 5 | 23
| 3 | 22 | 9 |  | 6 | 20
| 4 | 21 | 9 |  | 7 | 23
| 5 | 23 | 8 |  | 8 | 22
| 6 | 21 | 9 |  | 9 | 21
| 7 | 22 | 9 |  | 10 | 23
| 8 | 23 | 8 |  | 11 | 21
| 9 | 20 | 10 |  | 12 | 22
| 10 | 23 | 8 | 2031 | 1 | 23
| 11 | 22 | 8 |  | 2 | 20
| 12 | 21 | 10 |  | 3 | 21
2029 Total |  | 261 | 104 |  | 4 | 22
2030 | 1 | 23 | 8 |  | 5 | 22
| 2 | 20 | 8 |  | 6 | 21
| 3 | 21 | 10 |  | 7 | 23
| 4 | 22 | 8 |  | 8 | 21
| 5 | 23 | 8 |  | 9 | 22
| 6 | 20 | 10 |  | 10 | 23
| 7 | 23 | 8 |  | 11 | 20
| 8 | 22 | 9 |  | 12 | 23
| 9 | 21 | 9 | 2032 | 1 | 22
| 10 | 23 | 8 |  | 2 | 20
| 11 | 21 | 9 |  | 3 | 23
| 12 | 22 | 9 |  | 4 | 22
2030 Total |  | 261 | 104 |  | 5 | 21
2031 | 1 | 23 | 8 |  | 6 | 22
| 2 | 20 | 8 |  | 7 | 22
| 3 | 21 | 10 |  | 8 | 22
| 4 | 22 | 8 |  | 9 | 22
| 5 | 22 | 9 |  | 10 | 21
| 6 | 21 | 9 |  | 11 | 22
| 7 | 23 | 8 |  | 12 | 23
| 8 | 21 | 10 | 2033 | 1 | 21
| 9 | 22 | 8 |  | 2 | 20
| 10 | 23 | 8 |  | 3 | 23
| 11 | 20 | 10 |  | 4 | 21
| 12 | 23 | 8 |  | 5 | 22
2031 Total |  | 261 | 104 |  | 6 | 22
2032 | 1 | 22 | 9 |  | 7 | 21
| 2 | 20 | 9 |  | 8 | 23
| 3 | 23 | 8 |  | 9 | 22
| 4 | 22 | 8 |  | 10 | 21
| 5 | 21 | 10 |  | 11 | 22
| 6 | 22 | 8 |  | 12 | 22
| 7 | 22 | 9 | 2034 | 1 | 22
| 8 | 22 | 9 |  | 2 | 20
| 9 | 22 | 8 |  | 3 | 23
| 10 | 21 | 10 |  | 4 | 20
| 11 | 22 | 8 |  | 5 | 23
| 12 | 23 | 8 |  | 6 | 22
2032 Total |  | 262 | 104 |  | 7 | 21
2033 | 1 | 21 | 10 |  | 8 | 23
| 2 | 20 | 8 |  | 9 | 21
| 3 | 23 | 8 |  | 10 | 22
| 4 | 21 | 9 |  | 11 | 22
| 5 | 22 | 9 |  | 12 | 21
| 6 | 22 | 8 | 2035 | 1 | 23
| 7 | 21 | 10 |  | 2 | 20
| 8 | 23 | 8 |  | 3 | 22
| 9 | 22 | 8 |  | 4 | 21
| 10 | 21 | 10 |  | 5 | 23
| 11 | 22 | 8 |  | 6 | 21
| 12 | 22 | 9 |  | 7 | 22
2033 Total |  | 260 | 105 |  | 8 | 23
2034 | 1 | 22 | 9 |  | 9 | 20
| 2 | 20 | 8 |  | 10 | 23
| 3 | 23 | 8 |  | 11 | 22
| 4 | 20 | 10 |  | 12 | 21
| 5 | 23 | 8 | 2036 | 1 | 23
| 6 | 22 | 8 |  | 2 | 21
| 7 | 21 | 10 |  | 3 | 21
| 8 | 23 | 8 |  | 4 | 22
| 9 | 21 | 9 |  | 5 | 22
| 10 | 22 | 9 |  | 6 | 21
| 11 | 22 | 8 |  | 7 | 23
| 12 | 21 | 10 |  | 8 | 21
2034 Total |  | 260 | 105 |  | 9 | 22
2035 | 1 | 23 | 8 |  | 10 | 23
| 2 | 20 | 8 |  | 11 | 20
| 3 | 22 | 9 |  | 12 | 23
| 4 | 21 | 9 | 2037 | 1 | 22
| 5 | 23 | 8 |  | 2 | 20
| 6 | 21 | 9 |  | 3 | 22
| 7 | 22 | 9 |  | 4 | 22
| 8 | 23 | 8 |  | 5 | 21
| 9 | 20 | 10 |  | 6 | 22
| 10 | 23 | 8 |  | 7 | 23
| 11 | 22 | 8 |  | 8 | 21
| 12 | 21 | 10 |  | 9 | 22
2035 Total |  | 261 | 104 |  | 10 | 22
2036 | 1 | 23 | 8 |  | 11 | 21
| 2 | 21 | 8 |  | 12 | 23
| 3 | 21 | 10 | 2038 | 1 | 21
| 4 | 22 | 8 |  | 2 | 20
| 5 | 22 | 9 |  | 3 | 23
| 6 | 21 | 9 |  | 4 | 22
| 7 | 23 | 8 |  | 5 | 21
| 8 | 21 | 10 |  | 6 | 22
| 9 | 22 | 8 |  | 7 | 22
| 10 | 23 | 8 |  | 8 | 22
| 11 | 20 | 10 |  | 9 | 22
| 12 | 23 | 8 |  | 10 | 21
2036 Total |  | 262 | 104 |  | 11 | 22
2037 | 1 | 22 | 9 |  | 12 | 23
| 2 | 20 | 8 | 2039 | 1 | 21
| 3 | 22 | 9 |  | 2 | 20
| 4 | 22 | 8 |  | 3 | 23
| 5 | 21 | 10 |  | 4 | 21
| 6 | 22 | 8 |  | 5 | 22
| 7 | 23 | 8 |  | 6 | 22
| 8 | 21 | 10 |  | 7 | 21
| 9 | 22 | 8 |  | 8 | 23
| 10 | 22 | 9 |  | 9 | 22
| 11 | 21 | 9 |  | 10 | 21
| 12 | 23 | 8 |  | 11 | 22
2037 Total |  | 261 | 104 |  | 12 | 22
2038 | 1 | 21 | 10 | 2040 | 1 | 22
| 2 | 20 | 8 |  | 2 | 21
| 3 | 23 | 8 |  | 3 | 22
| 4 | 22 | 8 |  | 4 | 21
| 5 | 21 | 10 |  | 5 | 23
| 6 | 22 | 8 |  | 6 | 21
| 7 | 22 | 9 |  | 7 | 22
| 8 | 22 | 9 |  | 8 | 23
| 9 | 22 | 8 |  | 9 | 20
| 10 | 21 | 10 |  | 10 | 23
| 11 | 22 | 8 |  | 11 | 22
| 12 | 23 | 8 |  | 12 | 21
2038 Total |  | 261 | 104
2039 | 1 | 21 | 10
| 2 | 20 | 8
| 3 | 23 | 8
| 4 | 21 | 9
| 5 | 22 | 9
| 6 | 22 | 8
| 7 | 21 | 10
| 8 | 23 | 8
| 9 | 22 | 8
| 10 | 21 | 10
| 11 | 22 | 8
| 12 | 22 | 9
2039 Total |  | 260 | 105
2040 | 1 | 22 | 9
| 2 | 21 | 8
| 3 | 22 | 9
| 4 | 21 | 9
| 5 | 23 | 8
| 6 | 21 | 9
| 7 | 22 | 9
| 8 | 23 | 8
| 9 | 20 | 10
| 10 | 23 | 8
| 11 | 22 | 8
| 12 | 21 | 10
2040 Total |  | 261 | 105

## Florida Keys Sep 2010 Letter
September 15, 2010 Letter (Florida Keys) |  |  |  | Growth Rates |  |  |  |  | FPL 000596 OCEC NEED
| Florida Keys Forecast of their Load | Estimated Purchase from FPL |  | Florida Keys Forecast of their Load | Estimated Purchase from FPL |  | Difference - (Opt 3 Average) |  |  |  | Used Option 1 | Generating Capacity | Difference | FPL Calc of Base Demand
| MW | MW |  |  |  |  | MW |  |  |  | MW | MW | MW | MW
2011 | 142.81 | 107.743 |  |  |  |  | 35.067 |  |  | 2011 | 35.068 | 36.8 | 1.732 | 107.742
2012 | 143.667 | 107.964 |  | 0.6001% | 0.2051% |  | 35.703 |  |  | 2012 | 35.703 | 36.8 | 1.097 | 107.964
2013 | 144.529 | 108.612 |  | 0.6% | 0.6002% |  | 35.917 |  |  | 2013 | 35.917 | 36.8 | 0.883 | 108.612
2014 | 145.396 | 108.596 |  | 0.5999% | -0.01473% |  | 36.8 |  |  | 2014 | 36.132 | 36.8 | 0.668 | 108.596
2015 | 146.268 | 109.468 |  | 0.5997% | 0.803% |  | 36.8 |  |  | 2015 | 36.349 | 36.8 | 0.451 | 109.468
|  | 2011 | 2012 | 2013 | 2014 | 2015 | 2016 | 2017 | 2018 | 2019 | 2020 | 2021 | 2022 | 2023 | 2024 | 2025 | 2026 | 2027 | 2028 | 2029 | 2030 | 2031 | 2032 | 2033 | 2034 | 2035 | 2036 | 2037 | 2038 | 2039 | 2040
Annual Peak |  | 142.81 | 143.667 | 144.529 | 145.396 | 146.268 | 147.1452 | 148.0277 | 148.9155 | 149.8086 | 150.7071 | 151.6109 | 152.5202 | 153.4349 | 154.3551 | 155.2809 | 156.2122 | 157.149 | 158.0915 | 159.0397 | 159.9935 | 160.953 | 161.9183 | 162.8894 | 163.8663 | 164.8491 | 165.8378 | 166.8324 | 167.8329 | 168.8395 | 169.8521
January |  | 113.699 | 114.381 | 115.068 | 115.758 | 115.758 | 116.4522 | 117.1507 | 117.8533 | 118.5601 | 119.2711 | 119.9864 | 120.7061 | 121.43 | 122.1582 | 122.8909 | 123.6279 | 124.3694 | 125.1153 | 125.8656 | 126.6205 | 127.3799 | 128.1438 | 128.9124 | 129.6855 | 130.4633 | 131.2457 | 132.0329 | 132.8247 | 133.6213 | 134.4227
February |  | 109.158 | 109.813 | 110.472 | 111.135 | 111.135 | 111.8015 | 112.472 | 113.1466 | 113.8252 | 114.5078 | 115.1946 | 115.8854 | 116.5805 | 117.2796 | 117.983 | 118.6906 | 119.4024 | 120.1186 | 120.839 | 121.5637 | 122.2927 | 123.0262 | 123.764 | 124.5063 | 125.253 | 126.0042 | 126.7599 | 127.5201 | 128.2849 | 129.0543
March |  | 116.931 | 117.633 | 118.339 | 119.049 | 119.049 | 119.763 | 120.4813 | 121.2038 | 121.9307 | 122.662 | 123.3977 | 124.1377 | 124.8822 | 125.6312 | 126.3847 | 127.1427 | 127.9052 | 128.6723 | 129.444 | 130.2203 | 131.0013 | 131.787 | 132.5773 | 133.3725 | 134.1724 | 134.977 | 135.7866 | 136.6009 | 137.4202 | 138.2443
April |  | 120.856 | 121.581 | 122.311 | 123.044 | 123.044 | 123.7819 | 124.5243 | 125.2711 | 126.0224 | 126.7783 | 127.5386 | 128.3035 | 129.073 | 129.8471 | 130.6258 | 131.4093 | 132.1974 | 132.9902 | 133.7878 | 134.5902 | 135.3974 | 136.2094 | 137.0263 | 137.8481 | 138.6749 | 139.5065 | 140.3432 | 141.1849 | 142.0317 | 142.8835
May |  | 132.912 | 133.709 | 134.511 | 135.319 | 135.319 | 136.1306 | 136.947 | 137.7683 | 138.5946 | 139.4258 | 140.262 | 141.1032 | 141.9494 | 142.8008 | 143.6572 | 144.5188 | 145.3855 | 146.2575 | 147.1346 | 148.0171 | 148.9048 | 149.7978 | 150.6962 | 151.6 | 152.5092 | 153.4239 | 154.344 | 155.2697 | 156.2009 | 157.1377
June |  | 135.902 | 136.718 | 137.538 | 138.363 | 138.363 | 139.1928 | 140.0276 | 140.8674 | 141.7123 | 142.5622 | 143.4172 | 144.2773 | 145.1426 | 146.0131 | 146.8888 | 147.7697 | 148.656 | 149.5475 | 150.4444 | 151.3467 | 152.2544 | 153.1675 | 154.0861 | 155.0102 | 155.9399 | 156.8751 | 157.816 | 158.7625 | 159.7146 | 160.6725
July |  | 141.607 | 142.456 | 143.311 | 144.171 | 144.171 | 145.0357 | 145.9055 | 146.7805 | 147.6609 | 148.5464 | 149.4373 | 150.3336 | 151.2352 | 152.1422 | 153.0547 | 153.9726 | 154.896 | 155.825 | 156.7596 | 157.6997 | 158.6455 | 159.597 | 160.5541 | 161.517 | 162.4857 | 163.4602 | 164.4406 | 165.4268 | 166.4189 | 167.417
August |  | 142.81 | 143.667 | 144.529 | 145.396 | 145.396 | 146.268 | 147.1452 | 148.0277 | 148.9155 | 149.8086 | 150.7071 | 151.6109 | 152.5202 | 153.4349 | 154.3551 | 155.2809 | 156.2122 | 157.149 | 158.0915 | 159.0397 | 159.9935 | 160.953 | 161.9183 | 162.8894 | 163.8663 | 164.8491 | 165.8378 | 166.8324 | 167.8329 | 168.8395
September |  | 133.519 | 134.32 | 135.126 | 135.936 | 135.936 | 136.7513 | 137.5714 | 138.3965 | 139.2265 | 140.0615 | 140.9015 | 141.7466 | 142.5967 | 143.4519 | 144.3122 | 145.1777 | 146.0484 | 146.9243 | 147.8055 | 148.6919 | 149.5837 | 150.4808 | 151.3833 | 152.2912 | 153.2046 | 154.1234 | 155.0478 | 155.9776 | 156.9131 | 157.8542
October |  | 122.776 | 123.513 | 124.254 | 124.999 | 124.999 | 125.7487 | 126.5028 | 127.2615 | 128.0248 | 128.7926 | 129.565 | 130.3421 | 131.1238 | 131.9102 | 132.7013 | 133.4972 | 134.2978 | 135.1032 | 135.9135 | 136.7286 | 137.5487 | 138.3736 | 139.2035 | 140.0383 | 140.8782 | 141.7231 | 142.5731 | 143.4282 | 144.2884 | 145.1537
November |  | 108.194 | 108.844 | 109.497 | 110.154 | 110.154 | 110.8146 | 111.4792 | 112.1478 | 112.8204 | 113.4971 | 114.1777 | 114.8625 | 115.5514 | 116.2444 | 116.9416 | 117.6429 | 118.3485 | 119.0583 | 119.7723 | 120.4906 | 121.2133 | 121.9402 | 122.6715 | 123.4073 | 124.1474 | 124.8919 | 125.641 | 126.3945 | 127.1525 | 127.9151
December |  | 111.922 | 112.594 | 113.269 | 113.949 | 113.949 | 114.6324 | 115.3199 | 116.0115 | 116.7073 | 117.4072 | 118.1114 | 118.8197 | 119.5323 | 120.2492 | 120.9704 | 121.6959 | 122.4258 | 123.16 | 123.8987 | 124.6417 | 125.3893 | 126.1413 | 126.8978 | 127.6589 | 128.4245 | 129.1947 | 129.9695 | 130.749 | 131.5332 | 132.322
FPL |  | 2011 | 2012 | 2013 | 2014 | 2015 | 2016 | 2017 | 2018 | 2019 | 2020 | 2021 | 2022 | 2023 | 2024 | 2025 | 2026 | 2027 | 2028 | 2029 | 2030 | 2031 | 2032 | 2033 | 2034 | 2035 | 2036 | 2037 | 2038 | 2039 | 2040
Annual Peak |  | 107.743 | 107.964 | 108.612 | 108.596 | 109.468 | 110.3452 | 111.2277 | 112.1155 | 113.0086 | 113.9071 | 114.8109 | 115.7202 | 116.6349 | 117.5551 | 118.4809 | 119.4122 | 120.349 | 121.2915 | 122.2397 | 123.1935 | 124.153 | 125.1183 | 126.0894 | 127.0663 | 128.0491 | 129.0378 | 130.0324 | 131.0329 | 132.0395 | 133.0521
January |  | 85.7802 | 85.9559 | 86.4724 | 86.4594 | 86.6341 | 87.3284 | 88.0268 | 88.7294 | 89.4362 | 90.1472 | 90.8626 | 91.5822 | 92.3061 | 93.0343 | 93.767 | 94.504 | 95.2455 | 95.9914 | 96.7417 | 97.4966 | 98.256 | 99.0199 | 99.7885 | 100.5616 | 101.3394 | 102.1218 | 102.909 | 103.7008 | 104.4974 | 105.2988
February |  | 82.3542 | 82.5231 | 83.0185 | 83.0065 | 83.1742 | 83.8407 | 84.5113 | 85.1858 | 85.8644 | 86.547 | 87.2338 | 87.9247 | 88.6197 | 89.3189 | 90.0222 | 90.7298 | 91.4417 | 92.1578 | 92.8782 | 93.6029 | 94.332 | 95.0654 | 95.8032 | 96.5455 | 97.2922 | 98.0434 | 98.7991 | 99.5593 | 100.3241 | 101.0935
March |  | 88.2186 | 88.3998 | 88.9305 | 88.9175 | 89.0971 | 89.8111 | 90.5294 | 91.2519 | 91.9788 | 92.7101 | 93.4458 | 94.1858 | 94.9303 | 95.6793 | 96.4328 | 97.1908 | 97.9533 | 98.7204 | 99.4921 | 100.2684 | 101.0494 | 101.8351 | 102.6255 | 103.4206 | 104.2205 | 105.0251 | 105.8347 | 106.649 | 107.4683 | 108.2924
April |  | 91.1798 | 91.3666 | 91.9154 | 91.9013 | 92.087 | 92.8249 | 93.5673 | 94.3141 | 95.0654 | 95.8212 | 96.5816 | 97.3465 | 98.116 | 98.8901 | 99.6688 | 100.4522 | 101.2404 | 102.0332 | 102.8308 | 103.6332 | 104.4404 | 105.2524 | 106.0693 | 106.8911 | 107.7179 | 108.5495 | 109.3862 | 110.2279 | 111.0747 | 111.9265
May |  | 100.2755 | 100.4807 | 101.0836 | 101.0695 | 101.2737 | 102.0853 | 102.9017 | 103.723 | 104.5493 | 105.3805 | 106.2167 | 107.0579 | 107.9041 | 108.7555 | 109.6119 | 110.4735 | 111.3402 | 112.2121 | 113.0893 | 113.9717 | 114.8595 | 115.7525 | 116.6509 | 117.5547 | 118.4639 | 119.3786 | 120.2987 | 121.2244 | 122.1556 | 123.0924
June |  | 102.5313 | 102.7419 | 103.3583 | 103.3431 | 103.5518 | 104.3817 | 105.2165 | 106.0563 | 106.9011 | 107.751 | 108.606 | 109.4661 | 110.3314 | 111.2019 | 112.0776 | 112.9586 | 113.8448 | 114.7364 | 115.6333 | 116.5355 | 117.4432 | 118.3564 | 119.275 | 120.1991 | 121.1287 | 122.064 | 123.0048 | 123.9513 | 124.9035 | 125.8614
July |  | 106.8354 | 107.0539 | 107.6967 | 107.681 | 107.8986 | 108.7632 | 109.6331 | 110.5081 | 111.3884 | 112.274 | 113.1649 | 114.0612 | 114.9628 | 115.8698 | 116.7822 | 117.7002 | 118.6236 | 119.5526 | 120.4871 | 121.4273 | 122.3731 | 123.3245 | 124.2817 | 125.2446 | 126.2133 | 127.1878 | 128.1681 | 129.1544 | 130.1465 | 131.1446
August |  | 107.743 | 107.964 | 108.612 | 108.596 | 108.8154 | 109.6874 | 110.5646 | 111.4471 | 112.3349 | 113.228 | 114.1265 | 115.0303 | 115.9396 | 116.8543 | 117.7745 | 118.7003 | 119.6315 | 120.5684 | 121.5109 | 122.459 | 123.4129 | 124.3724 | 125.3377 | 126.3088 | 127.2857 | 128.2685 | 129.2572 | 130.2518 | 131.2523 | 132.2589
September |  | 100.7334 | 100.9398 | 101.5457 | 101.5303 | 101.7355 | 102.5507 | 103.3709 | 104.1959 | 105.026 | 105.861 | 106.701 | 107.546 | 108.3961 | 109.2513 | 110.1117 | 110.9772 | 111.8479 | 112.7238 | 113.605 | 114.4914 | 115.3832 | 116.2803 | 117.1828 | 118.0907 | 119.004 | 119.9229 | 120.8472 | 121.7771 | 122.7126 | 123.6536
October |  | 92.6283 | 92.8185 | 93.3756 | 93.3615 | 93.5501 | 94.2998 | 95.054 | 95.8127 | 96.5759 | 97.3437 | 98.1161 | 98.8932 | 99.6749 | 100.4613 | 101.2524 | 102.0483 | 102.8489 | 103.6544 | 104.4646 | 105.2798 | 106.0998 | 106.9247 | 107.7546 | 108.5895 | 109.4293 | 110.2742 | 111.1242 | 111.9793 | 112.8395 | 113.7048
November |  | 81.627 | 81.7949 | 82.2858 | 82.2738 | 82.44 | 83.1007 | 83.7653 | 84.4339 | 85.1065 | 85.7831 | 86.4638 | 87.1485 | 87.8374 | 88.5304 | 89.2276 | 89.9289 | 90.6345 | 91.3443 | 92.0583 | 92.7766 | 93.4993 | 94.2262 | 94.9576 | 95.6933 | 96.4334 | 97.178 | 97.927 | 98.6805 | 99.4386 | 100.2011
December |  | 84.4395 | 84.613 | 85.1204 | 85.1083 | 85.2802 | 85.9636 | 86.6511 | 87.3428 | 88.0385 | 88.7385 | 89.4426 | 90.151 | 90.8636 | 91.5805 | 92.3016 | 93.0272 | 93.757 | 94.4913 | 95.2299 | 95.973 | 96.7205 | 97.4725 | 98.229 | 98.9901 | 99.7557 | 100.5259 | 101.3008 | 102.0802 | 102.8644 | 103.6533

## FL Keys Sep 2012 Letter
FKEC 10 Year Load Forecast Without Load Management (KW) Including Keys Energy Losses | [11 empty] | FKEC 10 Year Load Forecast Without Load Management (MW) Including Keys Energy Losses
FPL 000597 OCEC NEED | 2014 | 2015 | 2016 | 2017 | 2018 | 2019 | 2020 | 2021 | 2022 | 2023 |  | 2014 | 2015 | 2016 | 2017 | 2018 | 2019 | 2020 | 2021 | 2022 | 2023 | 2024 | 2025 | 2026 | 2027 | 2028 | 2029 | 2030 | 2031 | 2032 | 2033 | 2034 | 2035 | 2036 | 2037 | 2038 | 2039 | 2040
Annual Peak | 145893.565 | 146155.5997 | 146418.1051 | 146681.082 | 146944.5312 | 147208.4536 | 147472.85 | 147737.7213 | 148003.0683 | 148268.8919 | Annual Peak | 145.8936 | 146.1556 | 146.4181 | 146.6811 | 146.9445 | 147.2085 | 147.4729 | 147.7377 | 148.0031 | 148.2689 | 148.5352 | 148.802 | 149.0692 | 149.337 | 149.6052 | 149.8739 | 150.1431 | 150.4127 | 150.6829 | 150.9535 | 151.2247 | 151.4963 | 151.7684 | 152.0409 | 152.314 | 152.5876 | 152.8616
January | 102728.6158 | 102913.1234 | 103097.9624 | 103283.1333 | 103468.6369 | 103654.4736 | 103840.6441 | 104027.1489 | 104213.9888 | 104401.1642 | January | 102.7286 | 102.9131 | 103.098 | 103.2831 | 103.4686 | 103.6545 | 103.8406 | 104.0271 | 104.214 | 104.4012 | 104.5887 | 104.7765 | 104.9647 | 105.1532 | 105.3421 | 105.5313 | 105.7208 | 105.9107 | 106.1009 | 106.2915 | 106.4824 | 106.6737 | 106.8653 | 107.0572 | 107.2495 | 107.4421 | 107.6351
February | 112806.439 | 113009.047 | 113212.019 | 113415.3555 | 113619.0572 | 113823.1247 | 114027.5588 | 114232.36 | 114437.5291 | 114643.0667 | February | 112.8064 | 113.009 | 113.212 | 113.4154 | 113.6191 | 113.8231 | 114.0276 | 114.2324 | 114.4375 | 114.6431 | 114.849 | 115.0553 | 115.2619 | 115.4689 | 115.6763 | 115.8841 | 116.0922 | 116.3007 | 116.5096 | 116.7189 | 116.9285 | 117.1385 | 117.3489 | 117.5597 | 117.7708 | 117.9823 | 118.1942
March | 124255.2646 | 124478.4355 | 124702.0072 | 124925.9805 | 125150.3561 | 125375.1346 | 125600.3169 | 125825.9036 | 126051.8955 | 126278.2933 | March | 124.2553 | 124.4784 | 124.702 | 124.926 | 125.1504 | 125.3751 | 125.6003 | 125.8259 | 126.0519 | 126.2783 | 126.5051 | 126.7323 | 126.9599 | 127.188 | 127.4164 | 127.6452 | 127.8745 | 128.1042 | 128.3343 | 128.5648 | 128.7957 | 129.027 | 129.2587 | 129.4909 | 129.7235 | 129.9565 | 130.1899
April | 125000.6151 | 125225.1247 | 125450.0375 | 125675.3543 | 125901.0758 | 126127.2027 | 126353.7358 | 126580.6757 | 126808.0232 | 127035.779 | April | 125.0006 | 125.2251 | 125.45 | 125.6754 | 125.9011 | 126.1272 | 126.3537 | 126.5807 | 126.808 | 127.0358 | 127.2639 | 127.4925 | 127.7215 | 127.9509 | 128.1807 | 128.4109 | 128.6416 | 128.8726 | 129.1041 | 129.336 | 129.5683 | 129.801 | 130.0341 | 130.2676 | 130.5016 | 130.736 | 130.9708
May | 137164.615 | 137410.972 | 137657.7715 | 137905.0142 | 138152.701 | 138400.8326 | 138649.4099 | 138898.4337 | 139147.9048 | 139397.8239 | May | 137.1646 | 137.411 | 137.6578 | 137.905 | 138.1527 | 138.4008 | 138.6494 | 138.8984 | 139.1479 | 139.3978 | 139.6482 | 139.899 | 140.1503 | 140.402 | 140.6542 | 140.9068 | 141.1599 | 141.4134 | 141.6674 | 141.9218 | 142.1767 | 142.4321 | 142.6879 | 142.9442 | 143.2009 | 143.4581 | 143.7158
June | 139725.563 | 139976.5196 | 140227.927 | 140479.7859 | 140732.0971 | 140984.8616 | 141238.08 | 141491.7532 | 141745.882 | 142000.4672 | June | 139.7256 | 139.9765 | 140.2279 | 140.4798 | 140.7321 | 140.9849 | 141.2381 | 141.4918 | 141.7459 | 142.0005 | 142.2555 | 142.511 | 142.767 | 143.0234 | 143.2803 | 143.5376 | 143.7954 | 144.0537 | 144.3124 | 144.5716 | 144.8313 | 145.0914 | 145.352 | 145.613 | 145.8746 | 146.1366 | 146.3991
July | 145893.565 | 146155.5997 | 146418.1051 | 146681.082 | 146944.5312 | 147208.4536 | 147472.85 | 147737.7213 | 148003.0683 | 148268.8919 | July | 145.8936 | 146.1556 | 146.4181 | 146.6811 | 146.9445 | 147.2085 | 147.4729 | 147.7377 | 148.0031 | 148.2689 | 148.5352 | 148.802 | 149.0692 | 149.337 | 149.6052 | 149.8739 | 150.1431 | 150.4127 | 150.6829 | 150.9535 | 151.2247 | 151.4963 | 151.7684 | 152.0409 | 152.314 | 152.5876 | 152.8616
August | 144717.2337 | 144977.1557 | 145237.5445 | 145498.401 | 145759.726 | 146021.5204 | 146283.785 | 146546.5206 | 146809.7282 | 147073.4084 | August | 144.7172 | 144.9772 | 145.2375 | 145.4984 | 145.7597 | 146.0215 | 146.2838 | 146.5465 | 146.8097 | 147.0734 | 147.3376 | 147.6022 | 147.8673 | 148.1329 | 148.3989 | 148.6655 | 148.9325 | 149.2 | 149.4679 | 149.7364 | 150.0053 | 150.2748 | 150.5447 | 150.815 | 151.0859 | 151.3573 | 151.6291
September | 136321.3588 | 136566.2012 | 136811.4834 | 137057.2061 | 137303.3702 | 137549.9764 | 137797.0255 | 138044.5183 | 138292.4557 | 138540.8383 | September | 136.3214 | 136.5662 | 136.8115 | 137.0572 | 137.3034 | 137.55 | 137.797 | 138.0445 | 138.2925 | 138.5408 | 138.7897 | 139.0389 | 139.2887 | 139.5388 | 139.7895 | 140.0405 | 140.2921 | 140.544 | 140.7965 | 141.0493 | 141.3027 | 141.5565 | 141.8107 | 142.0654 | 142.3206 | 142.5762 | 142.8323
October | 123845.8856 | 124068.3213 | 124291.1564 | 124514.3918 | 124738.0281 | 124962.0661 | 125186.5065 | 125411.3499 | 125636.5973 | 125862.2491 | October | 123.8459 | 124.0683 | 124.2912 | 124.5144 | 124.738 | 124.9621 | 125.1865 | 125.4113 | 125.6366 | 125.8622 | 126.0883 | 126.3148 | 126.5416 | 126.7689 | 126.9966 | 127.2247 | 127.4532 | 127.6821 | 127.9114 | 128.1412 | 128.3713 | 128.6019 | 128.8329 | 129.0643 | 129.2961 | 129.5283 | 129.7609
November | 109855.0951 | 110052.4023 | 110250.0639 | 110448.0805 | 110646.4528 | 110845.1814 | 111044.2669 | 111243.7099 | 111443.5112 | 111643.6713 | November | 109.8551 | 110.0524 | 110.2501 | 110.4481 | 110.6465 | 110.8452 | 111.0443 | 111.2437 | 111.4435 | 111.6437 | 111.8442 | 112.0451 | 112.2463 | 112.4479 | 112.6499 | 112.8522 | 113.0549 | 113.2579 | 113.4614 | 113.6652 | 113.8693 | 114.0738 | 114.2787 | 114.484 | 114.6896 | 114.8956 | 115.1019
December | 114504.2128 | 114709.8702 | 114915.8969 | 115122.2937 | 115329.0612 | 115536.2 | 115743.7109 | 115951.5945 | 116159.8514 | 116368.4824 | December | 114.5042 | 114.7099 | 114.9159 | 115.1223 | 115.3291 | 115.5362 | 115.7437 | 115.9516 | 116.1599 | 116.3685 | 116.5775 | 116.7869 | 116.9966 | 117.2068 | 117.4173 | 117.6282 | 117.8394 | 118.0511 | 118.2631 | 118.4755 | 118.6883 | 118.9015 | 119.115 | 119.329 | 119.5433 | 119.758 | 119.9731
FKEC Total Purchases Including Keys Energy Losses | [11 empty] | FKEC 10 Year Load Forecast Without Load Management (MW) Including Keys Energy Losses 2014: FKEC Total Purchases Including Keys Energy Losses
| 2014 | 2015 | 2016 | 2017 | 2018 | 2019 | 2020 | 2021 | 2022 | 2023 |  | 2014 | 2015 | 2016 | 2017 | 2018 | 2019 | 2020 | 2021 | 2022 | 2023 | 2024 | 2025 | 2026 | 2027 | 2028 | 2029 | 2030 | 2031 | 2032 | 2033 | 2034 | 2035 | 2036 | 2037 | 2038 | 2039 | 2040
Annual Purchases | 742452656.7474 | 743598928.4943 | 744746969.9688 | 745896783.903 | 747048373.0336 | 748201740.1013 | 749356887.8509 | 750513819.0318 | 751672536.3972 | 752833042.705 | Annual Purchases | 742452.6567 | 743598.9285 | 744746.97 | 745896.7839 | 747048.373 | 748201.7401 | 749356.8879 | 750513.819 | 751672.5364 | 752833.0427 | 753995.3407 | 755159.4332 | 756325.3229 | 757493.0127 | 758662.5052 | 759833.8033 | 761006.9098 | 762181.8274 | 763358.559 | 764537.1074 | 765717.4753 | 766899.6655 | 768083.681 | 769269.5244 | 770457.1987 | 771646.7066 | 772838.051
January | 52228253.4674 | 52308888.6039 | 52389648.2329 | 52470532.5466 | 52551541.7375 | 52632675.9984 | 52713935.5224 | 52795320.5028 | 52876831.1335 | 52958467.6082 | January | 52228.2535 | 52308.8886 | 52389.6482 | 52470.5325 | 52551.5417 | 52632.676 | 52713.9355 | 52795.3205 | 52876.8311 | 52958.4676 | 53040.2301 | 53122.1189 | 53204.134 | 53286.2758 | 53368.5445 | 53450.9401 | 53533.4629 | 53616.1132 | 53698.891 | 53781.7967 | 53864.8303 | 53947.9922 | 54031.2824 | 54114.7012 | 54198.2489 | 54281.9255 | 54365.7313
February | 49082022.1011 | 49157799.7749 | 49233694.4417 | 49309706.2823 | 49385835.4774 | 49462082.2082 | 49538446.6563 | 49614929.0034 | 49691529.4315 | 49768248.1229 | February | 49082.0221 | 49157.7998 | 49233.6944 | 49309.7063 | 49385.8355 | 49462.0822 | 49538.4467 | 49614.929 | 49691.5294 | 49768.2481 | 49845.0853 | 49922.041 | 49999.1156 | 50076.3092 | 50153.6219 | 50231.054 | 50308.6057 | 50386.2771 | 50464.0684 | 50541.9798 | 50620.0115 | 50698.1637 | 50776.4365 | 50854.8302 | 50933.3449 | 51011.9809 | 51090.7382
March | 55536793.7316 | 55622536.9193 | 55708412.4859 | 55794420.6357 | 55880561.5733 | 55966835.5039 | 56053242.6326 | 56139783.1652 | 56226457.3077 | 56313265.2662 | March | 55536.7937 | 55622.5369 | 55708.4125 | 55794.4206 | 55880.5616 | 55966.8355 | 56053.2426 | 56139.7832 | 56226.4573 | 56313.2653 | 56400.2072 | 56487.2835 | 56574.4941 | 56661.8394 | 56749.3195 | 56836.9347 | 56924.6852 | 57012.5712 | 57100.5928 | 57188.7503 | 57277.044 | 57365.4739 | 57454.0404 | 57542.7437 | 57631.5838 | 57720.5612 | 57809.6759
April | 58087165.9995 | 58176846.7039 | 58266665.8663 | 58356623.7003 | 58446720.4201 | 58536956.2401 | 58627331.3751 | 58717846.0402 | 58808500.4508 | 58899294.8225 | April | 58087.166 | 58176.8467 | 58266.6659 | 58356.6237 | 58446.7204 | 58536.9562 | 58627.3314 | 58717.846 | 58808.5005 | 58899.2948 | 58990.2294 | 59081.3043 | 59172.5199 | 59263.8762 | 59355.3737 | 59447.0124 | 59538.7925 | 59630.7144 | 59722.7782 | 59814.9841 | 59907.3324 | 59999.8233 | 60092.4569 | 60185.2336 | 60278.1535 | 60371.2169 | 60464.4239
May | 66729311.1636 | 66832334.4654 | 66935516.8246 | 67038858.487 | 67142359.6985 | 67246020.7054 | 67349841.7543 | 67453823.0925 | 67557964.9673 | 67662267.6266 | May | 66729.3112 | 66832.3345 | 66935.5168 | 67038.8585 | 67142.3597 | 67246.0207 | 67349.8418 | 67453.8231 | 67557.965 | 67662.2676 | 67766.7313 | 67871.3563 | 67976.1428 | 68081.0911 | 68186.2014 | 68291.474 | 68396.9091 | 68502.507 | 68608.2679 | 68714.1922 | 68820.2799 | 68926.5315 | 69032.9471 | 69139.5269 | 69246.2714 | 69353.1806 | 69460.2549
June | 72785713.0289 | 72898086.802 | 73010634.0689 | 73123355.0974 | 73236250.1557 | 73349319.5126 | 73462563.4371 | 73575982.1987 | 73689576.0675 | 73803345.3137 | June | 72785.713 | 72898.0868 | 73010.6341 | 73123.3551 | 73236.2502 | 73349.3195 | 73462.5634 | 73575.9822 | 73689.5761 | 73803.3453 | 73917.2902 | 74031.411 | 74145.708 | 74260.1815 | 74374.8317 | 74489.6589 | 74604.6634 | 74719.8455 | 74835.2053 | 74950.7433 | 75066.4597 | 75182.3547 | 75298.4286 | 75414.6818 | 75531.1144 | 75647.7268 | 75764.5192
July | 79121441.2619 | 79243596.7581 | 79365940.85 | 79488473.8288 | 79611195.9862 | 79734107.6141 | 79857209.0051 | 79980500.4522 | 80103982.2489 | 80227654.6889 | July | 79121.4413 | 79243.5968 | 79365.9409 | 79488.4738 | 79611.196 | 79734.1076 | 79857.209 | 79980.5005 | 80103.9822 | 80227.6547 | 80351.5181 | 80475.5727 | 80599.8188 | 80724.2568 | 80848.8869 | 80973.7094 | 81098.7246 | 81223.9328 | 81349.3343 | 81474.9295 | 81600.7185 | 81726.7017 | 81852.8795 | 81979.2521 | 82105.8197 | 82232.5828 | 82359.5416
August | 78163707.8183 | 78284384.671 | 78405247.8366 | 78526297.6026 | 78647534.2573 | 78768958.089 | 78890569.3869 | 79012368.4403 | 79134355.5391 | 79256530.9737 | August | 78163.7078 | 78284.3847 | 78405.2478 | 78526.2976 | 78647.5343 | 78768.9581 | 78890.5694 | 79012.3684 | 79134.3555 | 79256.531 | 79378.895 | 79501.448 | 79624.1902 | 79747.1219 | 79870.2434 | 79993.5549 | 80117.0569 | 80240.7495 | 80364.6331 | 80488.708 | 80612.9744 | 80737.4327 | 80862.0831 | 80986.926 | 81111.9616 | 81237.1902 | 81362.6122
September | 67326908.1355 | 67430854.0664 | 67534960.4794 | 67639227.6221 | 67743655.7427 | 67848245.0898 | 67952995.9123 | 68057908.4594 | 68162982.9809 | 68268219.7267 | September | 67326.9081 | 67430.8541 | 67534.9605 | 67639.2276 | 67743.6557 | 67848.2451 | 67952.9959 | 68057.9085 | 68162.983 | 68268.2197 | 68373.6189 | 68479.1809 | 68584.9058 | 68690.794 | 68796.8456 | 68903.061 | 69009.4403 | 69115.9839 | 69222.692 | 69329.5648 | 69436.6027 | 69543.8057 | 69651.1743 | 69758.7087 | 69866.4091 | 69974.2757 | 70082.3089
October | 61597805.4987 | 61692906.2751 | 61788153.8775 | 61883548.5325 | 61979090.4673 | 62074779.9091 | 62170617.0857 | 62266602.2253 | 62362735.5561 | 62459017.3071 | October | 61597.8055 | 61692.9063 | 61788.1539 | 61883.5485 | 61979.0905 | 62074.7799 | 62170.6171 | 62266.6022 | 62362.7356 | 62459.0173 | 62555.4477 | 62652.027 | 62748.7554 | 62845.6331 | 62942.6604 | 63039.8375 | 63137.1646 | 63234.642 | 63332.2699 | 63430.0485 | 63527.9781 | 63626.0589 | 63724.291 | 63822.6749 | 63921.2107 | 64019.8985 | 64118.7388
November | 49859155.5724 | 49936133.0616 | 50013229.3962 | 50090444.7598 | 50167779.3361 | 50245233.3091 | 50322806.8632 | 50400500.1831 | 50478313.4536 | 50556246.8598 | November | 49859.1556 | 49936.1331 | 50013.2294 | 50090.4448 | 50167.7793 | 50245.2333 | 50322.8069 | 50400.5002 | 50478.3135 | 50556.2469 | 50634.3006 | 50712.4748 | 50790.7697 | 50869.1856 | 50947.7224 | 51026.3806 | 51105.1601 | 51184.0613 | 51263.0843 | 51342.2293 | 51421.4965 | 51500.8861 | 51580.3983 | 51660.0332 | 51739.7911 | 51819.6721 | 51899.6764
December | 51934378.9686 | 52014560.3926 | 52094865.6087 | 52175294.8079 | 52255848.1816 | 52336525.9215 | 52417328.2198 | 52498255.2686 | 52579307.2605 | 52660484.3886 | December | 51934.379 | 52014.5604 | 52094.8656 | 52175.2948 | 52255.8482 | 52336.5259 | 52417.3282 | 52498.2553 | 52579.3073 | 52660.4844 | 52741.7868 | 52823.2148 | 52904.7685 | 52986.4481 | 53068.2538 | 53150.1859 | 53232.2444 | 53314.4296 | 53396.7416 | 53479.1808 | 53561.7472 | 53644.4412 | 53727.2627 | 53810.2122 | 53893.2897 | 53976.4955 | 54059.8298
Note* FKEC has approximately 3MW of load management available. | [10 empty] | FKEC Generation | FKEC Total Purchases Including Keys Energy Losses 2014: 36.8; FKEC Total Purchases Including Keys Energy Losses 2015: 36.8; FKEC Total Purchases Including Keys Energy Losses 2016: this is from the 2012 letter
PR Forecast
[12 empty] | 2014 | 2015 | 2016 | 2017 | 2018 | 2019 | 2020 | 2021 | 2022 | 2023 | 2024 | 2025 | 2026 | 2027 | 2028 | 2029 | 2030 | 2031 | 2032 | 2033 | 2034 | 2035 | 2036 | 2037 | 2038 | 2039 | 2040
[11 empty] | Annual Peak | 109.0936 | 109.3556 | 109.6181 | 109.8811 | 110.1445 | 110.4085 | 110.6729 | 110.9377 | 111.2031 | 111.4689 | 111.7354 | 112.0024 | 112.2702 | 112.5386 | 112.8076 | 113.0772 | 113.3475 | 113.6185 | 113.8901 | 114.1623 | 114.4352 | 114.7088 | 114.983 | 115.2578 | 115.5334 | 115.8095 | 116.0864
[11 empty] | January | 76.8165 | 77.001 | 77.1858 | 77.371 | 77.5565 | 77.7423 | 77.9285 | 78.115 | 78.3019 | 78.489 | 78.6767 | 78.8647 | 79.0532 | 79.2422 | 79.4316 | 79.6215 | 79.8118 | 80.0026 | 80.1939 | 80.3856 | 80.5777 | 80.7703 | 80.9634 | 81.157 | 81.351 | 81.5454 | 81.7404
[11 empty] | February | 84.3523 | 84.5549 | 84.7579 | 84.9612 | 85.1649 | 85.369 | 85.5734 | 85.7782 | 85.9834 | 86.1889 | 86.3949 | 86.6015 | 86.8085 | 87.016 | 87.224 | 87.4325 | 87.6415 | 87.851 | 88.061 | 88.2715 | 88.4825 | 88.694 | 88.906 | 89.1186 | 89.3316 | 89.5451 | 89.7592
[11 empty] | March | 92.9133 | 93.1365 | 93.36 | 93.584 | 93.8084 | 94.0332 | 94.2583 | 94.4839 | 94.7099 | 94.9363 | 95.1632 | 95.3907 | 95.6188 | 95.8473 | 96.0764 | 96.3061 | 96.5363 | 96.7671 | 96.9984 | 97.2303 | 97.4627 | 97.6957 | 97.9292 | 98.1633 | 98.3979 | 98.6332 | 98.8689
[11 empty] | April | 93.4706 | 93.6951 | 93.92 | 94.1454 | 94.3711 | 94.5972 | 94.8237 | 95.0507 | 95.278 | 95.5058 | 95.7341 | 95.9629 | 96.1923 | 96.4223 | 96.6528 | 96.8838 | 97.1154 | 97.3475 | 97.5802 | 97.8135 | 98.0473 | 98.2817 | 98.5166 | 98.7521 | 98.9882 | 99.2248 | 99.462
[11 empty] | May | 102.5664 | 102.8128 | 103.0596 | 103.3068 | 103.5545 | 103.8026 | 104.0512 | 104.3002 | 104.5497 | 104.7996 | 105.0501 | 105.3012 | 105.553 | 105.8053 | 106.0582 | 106.3117 | 106.5658 | 106.8206 | 107.0759 | 107.3319 | 107.5885 | 107.8456 | 108.1034 | 108.3619 | 108.6209 | 108.8805 | 109.1408
[11 empty] | June | 104.4814 | 104.7323 | 104.9837 | 105.2356 | 105.4879 | 105.7407 | 105.9939 | 106.2476 | 106.5017 | 106.7563 | 107.0115 | 107.2673 | 107.5237 | 107.7807 | 108.0384 | 108.2966 | 108.5555 | 108.815 | 109.0751 | 109.3358 | 109.5972 | 109.8592 | 110.1218 | 110.385 | 110.6489 | 110.9134 | 111.1785
[11 empty] | July | 109.0936 | 109.3556 | 109.6181 | 109.8811 | 110.1445 | 110.4085 | 110.6729 | 110.9377 | 111.2031 | 111.4689 | 111.7354 | 112.0024 | 112.2702 | 112.5386 | 112.8076 | 113.0772 | 113.3475 | 113.6185 | 113.8901 | 114.1623 | 114.4352 | 114.7088 | 114.983 | 115.2578 | 115.5334 | 115.8095 | 116.0864
[11 empty] | August | 108.2139 | 108.4739 | 108.7343 | 108.9951 | 109.2564 | 109.5182 | 109.7805 | 110.0432 | 110.3064 | 110.5701 | 110.8344 | 111.0994 | 111.365 | 111.6312 | 111.898 | 112.1655 | 112.4336 | 112.7024 | 112.9718 | 113.2418 | 113.5125 | 113.7839 | 114.0559 | 114.3285 | 114.6018 | 114.8758 | 115.1504
[11 empty] | September | 101.9358 | 102.1807 | 102.426 | 102.6717 | 102.9179 | 103.1645 | 103.4115 | 103.659 | 103.9069 | 104.1553 | 104.4043 | 104.6539 | 104.904 | 105.1548 | 105.4062 | 105.6581 | 105.9107 | 106.1639 | 106.4177 | 106.672 | 106.927 | 107.1826 | 107.4388 | 107.6957 | 107.9531 | 108.2112 | 108.4698
[11 empty] | October | 92.6072 | 92.8296 | 93.0524 | 93.2757 | 93.4993 | 93.7233 | 93.9478 | 94.1726 | 94.3979 | 94.6235 | 94.8497 | 95.0764 | 95.3037 | 95.5315 | 95.7599 | 95.9888 | 96.2183 | 96.4483 | 96.6788 | 96.9099 | 97.1416 | 97.3738 | 97.6066 | 97.8399 | 98.0738 | 98.3082 | 98.5432
[11 empty] | November | 82.1454 | 82.3427 | 82.5404 | 82.7384 | 82.9367 | 83.1355 | 83.3346 | 83.534 | 83.7338 | 83.934 | 84.1346 | 84.3357 | 84.5373 | 84.7394 | 84.942 | 85.145 | 85.3485 | 85.5526 | 85.7571 | 85.9621 | 86.1676 | 86.3735 | 86.58 | 86.787 | 86.9944 | 87.2024 | 87.4108
[11 empty] | December | 85.6218 | 85.8275 | 86.0335 | 86.2399 | 86.4467 | 86.6538 | 86.8613 | 87.0692 | 87.2775 | 87.4861 | 87.6952 | 87.9049 | 88.115 | 88.3256 | 88.5368 | 88.7484 | 88.9605 | 89.1732 | 89.3864 | 89.6 | 89.8142 | 90.0289 | 90.2441 | 90.4598 | 90.6761 | 90.8928 | 91.1101