College and University | Existing | Hot Water Pipe Insulation | 1.5475 | 1.5475 |  | 13555.9203 | 13 |  | 1800 | 3 | linear ft | 600 | 301.551 | FAIL | FAIL | College and University_Existing_Hot Water Pipe Insulation_RIM | 0 | 0 | 0 | 0 | 0 | 0 | 0 | 0 | 0 | 0 | 0 | 0 | 0 | 0 | 0 | 0 | 0 | 0 | 0 | 0 | College and University_Existing_Hot Water Pipe Insulation_TRC | 0 | 0 | 0 | 0 | 0 | 0 | 0 | 0 | 0 | 0 | 0 | 0 | 0 | 0 | 0 | 0 | 0 | 0 | 0 | 0
Grocery | Existing | Hot Water Pipe Insulation | 0.10667 | 0.18442 |  | 1355.592 | 13 |  | 180 | 3 | linear ft | 60 | 30.1551 | FAIL | FAIL | Grocery_Existing_Hot Water Pipe Insulation_RIM | 0 | 0 | 0 | 0 | 0 | 0 | 0 | 0 | 0 | 0 | 0 | 0 | 0 | 0 | 0 | 0 | 0 | 0 | 0 | 0 | Grocery_Existing_Hot Water Pipe Insulation_TRC | 0 | 0 | 0 | 0 | 0 | 0 | 0 | 0 | 0 | 0 | 0 | 0 | 0 | 0 | 0 | 0 | 0 | 0 | 0 | 0
Healthcare | Existing | Hot Water Pipe Insulation | 0.15144 | 0.1702 |  | 1355.592 | 13 |  | 180 | 3 | linear ft | 60 | 30.1551 | FAIL | FAIL | Healthcare_Existing_Hot Water Pipe Insulation_RIM | 0 | 0 | 0 | 0 | 0 | 0 | 0 | 0 | 0 | 0 | 0 | 0 | 0 | 0 | 0 | 0 | 0 | 0 | 0 | 0 | Healthcare_Existing_Hot Water Pipe Insulation_TRC | 0 | 0 | 0 | 0 | 0 | 0 | 0 | 0 | 0 | 0 | 0 | 0 | 0 | 0 | 0 | 0 | 0 | 0 | 0 | 0
Hospitals | Existing | Hot Water Pipe Insulation | 2.3212 | 2.3212 |  | 20333.8804 | 13 |  | 2700 | 3 | linear ft | 900 | 452.3265 | FAIL | FAIL | Hospitals_Existing_Hot Water Pipe Insulation_RIM | 0 | 0 | 0 | 0 | 0 | 0 | 0 | 0 | 0 | 0 | 0 | 0 | 0 | 0 | 0 | 0 | 0 | 0 | 0 | 0 | Hospitals_Existing_Hot Water Pipe Insulation_TRC | 0 | 0 | 0 | 0 | 0 | 0 | 0 | 0 | 0 | 0 | 0 | 0 | 0 | 0 | 0 | 0 | 0 | 0 | 0 | 0
Institutional | Existing | Hot Water Pipe Insulation | 3.786 | 4.255 |  | 33889.8007 | 13 |  | 4500 | 3 | linear ft | 1500 | 753.8775 | FAIL | FAIL | Institutional_Existing_Hot Water Pipe Insulation_RIM | 0 | 0 | 0 | 0 | 0 | 0 | 0 | 0 | 0 | 0 | 0 | 0 | 0 | 0 | 0 | 0 | 0 | 0 | 0 | 0 | Institutional_Existing_Hot Water Pipe Insulation_TRC | 0 | 0 | 0 | 0 | 0 | 0 | 0 | 0 | 0 | 0 | 0 | 0 | 0 | 0 | 0 | 0 | 0 | 0 | 0 | 0
Lodging/Hospitality | Existing | Hot Water Pipe Insulation | 0.32002 | 0.55325 |  | 4066.7761 | 13 |  | 540 | 3 | linear ft | 180 | 90.4653 | FAIL | FAIL | Lodging/Hospitality_Existing_Hot Water Pipe Insulation_RIM | 0 | 0 | 0 | 0 | 0 | 0 | 0 | 0 | 0 | 0 | 0 | 0 | 0 | 0 | 0 | 0 | 0 | 0 | 0 | 0 | Lodging/Hospitality_Existing_Hot Water Pipe Insulation_TRC | 0 | 0 | 0 | 0 | 0 | 0 | 0 | 0 | 0 | 0 | 0 | 0 | 0 | 0 | 0 | 0 | 0 | 0 | 0 | 0
Miscellaneous | Existing | Hot Water Pipe Insulation | 3.0288 | 3.404 |  | 27111.8406 | 13 |  | 3600 | 3 | linear ft | 1200 | 603.102 | FAIL | FAIL | Miscellaneous_Existing_Hot Water Pipe Insulation_RIM | 0 | 0 | 0 | 0 | 0 | 0 | 0 | 0 | 0 | 0 | 0 | 0 | 0 | 0 | 0 | 0 | 0 | 0 | 0 | 0 | Miscellaneous_Existing_Hot Water Pipe Insulation_TRC | 0 | 0 | 0 | 0 | 0 | 0 | 0 | 0 | 0 | 0 | 0 | 0 | 0 | 0 | 0 | 0 | 0 | 0 | 0 | 0
Offices | Existing | Hot Water Pipe Insulation | 0.45432 | 0.51059 |  | 4066.7761 | 13 |  | 540 | 3 | linear ft | 180 | 90.4653 | FAIL | FAIL | Offices_Existing_Hot Water Pipe Insulation_RIM | 0 | 0 | 0 | 0 | 0 | 0 | 0 | 0 | 0 | 0 | 0 | 0 | 0 | 0 | 0 | 0 | 0 | 0 | 0 | 0 | Offices_Existing_Hot Water Pipe Insulation_TRC | 0 | 0 | 0 | 0 | 0 | 0 | 0 | 0 | 0 | 0 | 0 | 0 | 0 | 0 | 0 | 0 | 0 | 0 | 0 | 0
Restaurants | Existing | Hot Water Pipe Insulation | 0.21335 | 0.36883 |  | 2711.1841 | 13 |  | 360 | 3 | linear ft | 120 | 60.3102 | FAIL | FAIL | Restaurants_Existing_Hot Water Pipe Insulation_RIM | 0 | 0 | 0 | 0 | 0 | 0 | 0 | 0 | 0 | 0 | 0 | 0 | 0 | 0 | 0 | 0 | 0 | 0 | 0 | 0 | Restaurants_Existing_Hot Water Pipe Insulation_TRC | 0 | 0 | 0 | 0 | 0 | 0 | 0 | 0 | 0 | 0 | 0 | 0 | 0 | 0 | 0 | 0 | 0 | 0 | 0 | 0
Retail | Existing | Hot Water Pipe Insulation | 0.32002 | 0.55325 |  | 4066.7761 | 13 |  | 540 | 3 | linear ft | 180 | 90.4653 | FAIL | FAIL | Retail_Existing_Hot Water Pipe Insulation_RIM | 0 | 0 | 0 | 0 | 0 | 0 | 0 | 0 | 0 | 0 | 0 | 0 | 0 | 0 | 0 | 0 | 0 | 0 | 0 | 0 | Retail_Existing_Hot Water Pipe Insulation_TRC | 0 | 0 | 0 | 0 | 0 | 0 | 0 | 0 | 0 | 0 | 0 | 0 | 0 | 0 | 0 | 0 | 0 | 0 | 0 | 0
Schools K-12 | Existing | Hot Water Pipe Insulation | 0.15144 | 0.1702 |  | 1355.592 | 13 |  | 180 | 3 | linear ft | 60 | 30.1551 | FAIL | FAIL | Schools K-12_Existing_Hot Water Pipe Insulation_RIM | 0 | 0 | 0 | 0 | 0 | 0 | 0 | 0 | 0 | 0 | 0 | 0 | 0 | 0 | 0 | 0 | 0 | 0 | 0 | 0 | Schools K-12_Existing_Hot Water Pipe Insulation_TRC | 0 | 0 | 0 | 0 | 0 | 0 | 0 | 0 | 0 | 0 | 0 | 0 | 0 | 0 | 0 | 0 | 0 | 0 | 0 | 0
Warehouse | Existing | Hot Water Pipe Insulation | 0.15144 | 0.1702 |  | 1355.592 | 13 |  | 180 | 3 | linear ft | 60 | 30.1551 | FAIL | FAIL | Warehouse_Existing_Hot Water Pipe Insulation_RIM | 0 | 0 | 0 | 0 | 0 | 0 | 0 | 0 | 0 | 0 | 0 | 0 | 0 | 0 | 0 | 0 | 0 | 0 | 0 | 0 | Warehouse_Existing_Hot Water Pipe Insulation_TRC | 0 | 0 | 0 | 0 | 0 | 0 | 0 | 0 | 0 | 0 | 0 | 0 | 0 | 0 | 0 | 0 | 0 | 0 | 0 | 0
Assembly | New | Hot Water Pipe Insulation | 0.15144 | 0.1702 |  | 1355.592 | 13 |  | 180 | 3 | linear ft | 60 | 30.1551 | FAIL | FAIL | Assembly_New_Hot Water Pipe Insulation_RIM | 0 | 0 | 0 | 0 | 0 | 0 | 0 | 0 | 0 | 0 | 0 | 0 | 0 | 0 | 0 | 0 | 0 | 0 | 0 | 0 | Assembly_New_Hot Water Pipe Insulation_TRC | 0 | 0 | 0 | 0 | 0 | 0 | 0 | 0 | 0 | 0 | 0 | 0 | 0 | 0 | 0 | 0 | 0 | 0 | 0 | 0
College and University | New | Hot Water Pipe Insulation | 1.5475 | 1.5475 |  | 13555.9203 | 13 |  | 1800 | 3 | linear ft | 600 | 301.551 | FAIL | FAIL | College and University_New_Hot Water Pipe Insulation_RIM | 0 | 0 | 0 | 0 | 0 | 0 | 0 | 0 | 0 | 0 | 0 | 0 | 0 | 0 | 0 | 0 | 0 | 0 | 0 | 0 | College and University_New_Hot Water Pipe Insulation_TRC | 0 | 0 | 0 | 0 | 0 | 0 | 0 | 0 | 0 | 0 | 0 | 0 | 0 | 0 | 0 | 0 | 0 | 0 | 0 | 0
Grocery | New | Hot Water Pipe Insulation | 0.10667 | 0.18442 |  | 1355.592 | 13 |  | 180 | 3 | linear ft | 60 | 30.1551 | FAIL | FAIL | Grocery_New_Hot Water Pipe Insulation_RIM | 0 | 0 | 0 | 0 | 0 | 0 | 0 | 0 | 0 | 0 | 0 | 0 | 0 | 0 | 0 | 0 | 0 | 0 | 0 | 0 | Grocery_New_Hot Water Pipe Insulation_TRC | 0 | 0 | 0 | 0 | 0 | 0 | 0 | 0 | 0 | 0 | 0 | 0 | 0 | 0 | 0 | 0 | 0 | 0 | 0 | 0
Healthcare | New | Hot Water Pipe Insulation | 0.15144 | 0.1702 |  | 1355.592 | 13 |  | 180 | 3 | linear ft | 60 | 30.1551 | FAIL | FAIL | Healthcare_New_Hot Water Pipe Insulation_RIM | 0 | 0 | 0 | 0 | 0 | 0 | 0 | 0 | 0 | 0 | 0 | 0 | 0 | 0 | 0 | 0 | 0 | 0 | 0 | 0 | Healthcare_New_Hot Water Pipe Insulation_TRC | 0 | 0 | 0 | 0 | 0 | 0 | 0 | 0 | 0 | 0 | 0 | 0 | 0 | 0 | 0 | 0 | 0 | 0 | 0 | 0
Hospitals | New | Hot Water Pipe Insulation | 2.3212 | 2.3212 |  | 20333.8804 | 13 |  | 2700 | 3 | linear ft | 900 | 452.3265 | FAIL | FAIL | Hospitals_New_Hot Water Pipe Insulation_RIM | 0 | 0 | 0 | 0 | 0 | 0 | 0 | 0 | 0 | 0 | 0 | 0 | 0 | 0 | 0 | 0 | 0 | 0 | 0 | 0 | Hospitals_New_Hot Water Pipe Insulation_TRC | 0 | 0 | 0 | 0 | 0 | 0 | 0 | 0 | 0 | 0 | 0 | 0 | 0 | 0 | 0 | 0 | 0 | 0 | 0 | 0
Institutional | New | Hot Water Pipe Insulation | 3.786 | 4.255 |  | 33889.8007 | 13 |  | 4500 | 3 | linear ft | 1500 | 753.8775 | FAIL | FAIL | Institutional_New_Hot Water Pipe Insulation_RIM | 0 | 0 | 0 | 0 | 0 | 0 | 0 | 0 | 0 | 0 | 0 | 0 | 0 | 0 | 0 | 0 | 0 | 0 | 0 | 0 | Institutional_New_Hot Water Pipe Insulation_TRC | 0 | 0 | 0 | 0 | 0 | 0 | 0 | 0 | 0 | 0 | 0 | 0 | 0 | 0 | 0 | 0 | 0 | 0 | 0 | 0
Lodging/Hospitality | New | Hot Water Pipe Insulation | 0.32002 | 0.55325 |  | 4066.7761 | 13 |  | 540 | 3 | linear ft | 180 | 90.4653 | FAIL | FAIL | Lodging/Hospitality_New_Hot Water Pipe Insulation_RIM | 0 | 0 | 0 | 0 | 0 | 0 | 0 | 0 | 0 | 0 | 0 | 0 | 0 | 0 | 0 | 0 | 0 | 0 | 0 | 0 | Lodging/Hospitality_New_Hot Water Pipe Insulation_TRC | 0 | 0 | 0 | 0 | 0 | 0 | 0 | 0 | 0 | 0 | 0 | 0 | 0 | 0 | 0 | 0 | 0 | 0 | 0 | 0
Miscellaneous | New | Hot Water Pipe Insulation | 3.0288 | 3.404 |  | 27111.8406 | 13 |  | 3600 | 3 | linear ft | 1200 | 603.102 | FAIL | FAIL | Miscellaneous_New_Hot Water Pipe Insulation_RIM | 0 | 0 | 0 | 0 | 0 | 0 | 0 | 0 | 0 | 0 | 0 | 0 | 0 | 0 | 0 | 0 | 0 | 0 | 0 | 0 | Miscellaneous_New_Hot Water Pipe Insulation_TRC | 0 | 0 | 0 | 0 | 0 | 0 | 0 | 0 | 0 | 0 | 0 | 0 | 0 | 0 | 0 | 0 | 0 | 0 | 0 | 0
Offices | New | Hot Water Pipe Insulation | 0.45432 | 0.51059 |  | 4066.7761 | 13 |  | 540 | 3 | linear ft | 180 | 90.4653 | FAIL | FAIL | Offices_New_Hot Water Pipe Insulation_RIM | 0 | 0 | 0 | 0 | 0 | 0 | 0 | 0 | 0 | 0 | 0 | 0 | 0 | 0 | 0 | 0 | 0 | 0 | 0 | 0 | Offices_New_Hot Water Pipe Insulation_TRC | 0 | 0 | 0 | 0 | 0 | 0 | 0 | 0 | 0 | 0 | 0 | 0 | 0 | 0 | 0 | 0 | 0 | 0 | 0 | 0
Restaurants | New | Hot Water Pipe Insulation | 0.21335 | 0.36883 |  | 2711.1841 | 13 |  | 360 | 3 | linear ft | 120 | 60.3102 | FAIL | FAIL | Restaurants_New_Hot Water Pipe Insulation_RIM | 0 | 0 | 0 | 0 | 0 | 0 | 0 | 0 | 0 | 0 | 0 | 0 | 0 | 0 | 0 | 0 | 0 | 0 | 0 | 0 | Restaurants_New_Hot Water Pipe Insulation_TRC | 0 | 0 | 0 | 0 | 0 | 0 | 0 | 0 | 0 | 0 | 0 | 0 | 0 | 0 | 0 | 0 | 0 | 0 | 0 | 0
Retail | New | Hot Water Pipe Insulation | 0.32002 | 0.55325 |  | 4066.7761 | 13 |  | 540 | 3 | linear ft | 180 | 90.4653 | FAIL | FAIL | Retail_New_Hot Water Pipe Insulation_RIM | 0 | 0 | 0 | 0 | 0 | 0 | 0 | 0 | 0 | 0 | 0 | 0 | 0 | 0 | 0 | 0 | 0 | 0 | 0 | 0 | Retail_New_Hot Water Pipe Insulation_TRC | 0 | 0 | 0 | 0 | 0 | 0 | 0 | 0 | 0 | 0 | 0 | 0 | 0 | 0 | 0 | 0 | 0 | 0 | 0 | 0
Schools K-12 | New | Hot Water Pipe Insulation | 0.15144 | 0.1702 |  | 1355.592 | 13 |  | 180 | 3 | linear ft | 60 | 30.1551 | FAIL | FAIL | Schools K-12_New_Hot Water Pipe Insulation_RIM | 0 | 0 | 0 | 0 | 0 | 0 | 0 | 0 | 0 | 0 | 0 | 0 | 0 | 0 | 0 | 0 | 0 | 0 | 0 | 0 | Schools K-12_New_Hot Water Pipe Insulation_TRC | 0 | 0 | 0 | 0 | 0 | 0 | 0 | 0 | 0 | 0 | 0 | 0 | 0 | 0 | 0 | 0 | 0 | 0 | 0 | 0
Warehouse | New | Hot Water Pipe Insulation | 0.15144 | 0.1702 |  | 1355.592 | 13 |  | 180 | 3 | linear ft | 60 | 30.1551 | FAIL | FAIL | Warehouse_New_Hot Water Pipe Insulation_RIM | 0 | 0 | 0 | 0 | 0 | 0 | 0 | 0 | 0 | 0 | 0 | 0 | 0 | 0 | 0 | 0 | 0 | 0 | 0 | 0 | Warehouse_New_Hot Water Pipe Insulation_TRC | 0 | 0 | 0 | 0 | 0 | 0 | 0 | 0 | 0 | 0 | 0 | 0 | 0 | 0 | 0 | 0 | 0 | 0 | 0 | 0
Assembly | Existing | Low Flow Shower Head | 0.029366 | 0.019532 |  | 173.768 | 10 |  | 12 | 12 | shower head | 1 | 3.8655 | FAIL | FAIL | Assembly_Existing_Low Flow Shower Head_RIM | 0 | 0 | 0 | 0 | 0 | 0 | 0 | 0 | 0 | 0 | 0 | 0 | 0 | 0 | 0 | 0 | 0 | 0 | 0 | 0 | Assembly_Existing_Low Flow Shower Head_TRC | 0 | 0 | 0 | 0 | 0 | 0 | 0 | 0 | 0 | 0 | 0 | 0 | 0 | 0 | 0 | 0 | 0 | 0 | 0 | 0
College and University | Existing | Low Flow Shower Head | 0.47547 | 2.4944 |  | 6776.952 | 10 |  | 468 | 12 | shower head | 39 | 150.7531 | FAIL | FAIL | College and University_Existing_Low Flow Shower Head_RIM | 0 | 0 | 0 | 0 | 0 | 0 | 0 | 0 | 0 | 0 | 0 | 0 | 0 | 0 | 0 | 0 | 0 | 0 | 0 | 0 | College and University_Existing_Low Flow Shower Head_TRC | 0 | 0 | 0 | 0 | 0 | 0 | 0 | 0 | 0 | 0 | 0 | 0 | 0 | 0 | 0 | 0 | 0 | 0 | 0 | 0
Grocery | Existing | Low Flow Shower Head | 0.012191 | 0.063959 |  | 173.768 | 10 |  | 12 | 12 | shower head | 1 | 3.8655 | FAIL | FAIL | Grocery_Existing_Low Flow Shower Head_RIM | 0 | 0 | 0 | 0 | 0 | 0 | 0 | 0 | 0 | 0 | 0 | 0 | 0 | 0 | 0 | 0 | 0 | 0 | 0 | 0 | Grocery_Existing_Low Flow Shower Head_TRC | 0 | 0 | 0 | 0 | 0 | 0 | 0 | 0 | 0 | 0 | 0 | 0 | 0 | 0 | 0 | 0 | 0 | 0 | 0 | 0
Healthcare | Existing | Low Flow Shower Head | 0.01602 | 0.041877 |  | 173.768 | 10 |  | 12 | 12 | shower head | 1 | 3.8655 | FAIL | FAIL | Healthcare_Existing_Low Flow Shower Head_RIM | 0 | 0 | 0 | 0 | 0 | 0 | 0 | 0 | 0 | 0 | 0 | 0 | 0 | 0 | 0 | 0 | 0 | 0 | 0 | 0 | Healthcare_Existing_Low Flow Shower Head_TRC | 0 | 0 | 0 | 0 | 0 | 0 | 0 | 0 | 0 | 0 | 0 | 0 | 0 | 0 | 0 | 0 | 0 | 0 | 0 | 0
Hospitals | Existing | Low Flow Shower Head | 0.41651 | 1.0888 |  | 4517.968 | 10 |  | 312 | 12 | shower head | 26 | 100.502 | FAIL | FAIL | Hospitals_Existing_Low Flow Shower Head_RIM | 0 | 0 | 0 | 0 | 0 | 0 | 0 | 0 | 0 | 0 | 0 | 0 | 0 | 0 | 0 | 0 | 0 | 0 | 0 | 0 | Hospitals_Existing_Low Flow Shower Head_TRC | 0 | 0 | 0 | 0 | 0 | 0 | 0 | 0 | 0 | 0 | 0 | 0 | 0 | 0 | 0 | 0 | 0 | 0 | 0 | 0
Institutional | Existing | Low Flow Shower Head | 0.64604 | 0.4297 |  | 3822.896 | 10 |  | 264 | 12 | shower head | 22 | 85.0402 | FAIL | FAIL | Institutional_Existing_Low Flow Shower Head_RIM | 0 | 0 | 0 | 0 | 0 | 0 | 0 | 0 | 0 | 0 | 0 | 0 | 0 | 0 | 0 | 0 | 0 | 0 | 0 | 0 | Institutional_Existing_Low Flow Shower Head_TRC | 0 | 0 | 0 | 0 | 0 | 0 | 0 | 0 | 0 | 0 | 0 | 0 | 0 | 0 | 0 | 0 | 0 | 0 | 0 | 0
Lodging/Hospitality | Existing | Low Flow Shower Head | 0.10115 | 0.86313 |  | 1911.448 | 10 |  | 132 | 12 | shower head | 11 | 42.5201 | FAIL | FAIL | Lodging/Hospitality_Existing_Low Flow Shower Head_RIM | 0 | 0 | 0 | 0 | 0 | 0 | 0 | 0 | 0 | 0 | 0 | 0 | 0 | 0 | 0 | 0 | 0 | 0 | 0 | 0 | Lodging/Hospitality_Existing_Low Flow Shower Head_TRC | 0 | 0 | 0 | 0 | 0 | 0 | 0 | 0 | 0 | 0 | 0 | 0 | 0 | 0 | 0 | 0 | 0 | 0 | 0 | 0
Miscellaneous | Existing | Low Flow Shower Head | 0.49922 | 0.33204 |  | 2954.056 | 10 |  | 204 | 12 | shower head | 17 | 65.7129 | FAIL | FAIL | Miscellaneous_Existing_Low Flow Shower Head_RIM | 0 | 0 | 0 | 0 | 0 | 0 | 0 | 0 | 0 | 0 | 0 | 0 | 0 | 0 | 0 | 0 | 0 | 0 | 0 | 0 | Miscellaneous_Existing_Low Flow Shower Head_TRC | 0 | 0 | 0 | 0 | 0 | 0 | 0 | 0 | 0 | 0 | 0 | 0 | 0 | 0 | 0 | 0 | 0 | 0 | 0 | 0
Offices | Existing | Low Flow Shower Head | 0.058731 | 0.039063 |  | 347.536 | 10 |  | 24 | 12 | shower head | 2 | 7.7309 | FAIL | FAIL | Offices_Existing_Low Flow Shower Head_RIM | 0 | 0 | 0 | 0 | 0 | 0 | 0 | 0 | 0 | 0 | 0 | 0 | 0 | 0 | 0 | 0 | 0 | 0 | 0 | 0 | Offices_Existing_Low Flow Shower Head_TRC | 0 | 0 | 0 | 0 | 0 | 0 | 0 | 0 | 0 | 0 | 0 | 0 | 0 | 0 | 0 | 0 | 0 | 0 | 0 | 0
Restaurants | Existing | Low Flow Shower Head | 0.012191 | 0.063959 |  | 173.768 | 10 |  | 12 | 12 | shower head | 1 | 3.8655 | FAIL | FAIL | Restaurants_Existing_Low Flow Shower Head_RIM | 0 | 0 | 0 | 0 | 0 | 0 | 0 | 0 | 0 | 0 | 0 | 0 | 0 | 0 | 0 | 0 | 0 | 0 | 0 | 0 | Restaurants_Existing_Low Flow Shower Head_TRC | 0 | 0 | 0 | 0 | 0 | 0 | 0 | 0 | 0 | 0 | 0 | 0 | 0 | 0 | 0 | 0 | 0 | 0 | 0 | 0
Retail | Existing | Low Flow Shower Head | 0.024383 | 0.12792 |  | 347.536 | 10 |  | 24 | 12 | shower head | 2 | 7.7309 | FAIL | FAIL | Retail_Existing_Low Flow Shower Head_RIM | 0 | 0 | 0 | 0 | 0 | 0 | 0 | 0 | 0 | 0 | 0 | 0 | 0 | 0 | 0 | 0 | 0 | 0 | 0 | 0 | Retail_Existing_Low Flow Shower Head_TRC | 0 | 0 | 0 | 0 | 0 | 0 | 0 | 0 | 0 | 0 | 0 | 0 | 0 | 0 | 0 | 0 | 0 | 0 | 0 | 0
Schools K-12 | Existing | Low Flow Shower Head | 0.029366 | 0.019532 |  | 173.768 | 10 |  | 12 | 12 | shower head | 1 | 3.8655 | FAIL | FAIL | Schools K-12_Existing_Low Flow Shower Head_RIM | 0 | 0 | 0 | 0 | 0 | 0 | 0 | 0 | 0 | 0 | 0 | 0 | 0 | 0 | 0 | 0 | 0 | 0 | 0 | 0 | Schools K-12_Existing_Low Flow Shower Head_TRC | 0 | 0 | 0 | 0 | 0 | 0 | 0 | 0 | 0 | 0 | 0 | 0 | 0 | 0 | 0 | 0 | 0 | 0 | 0 | 0
Warehouse | Existing | Low Flow Shower Head | 0.029366 | 0.019532 |  | 173.768 | 10 |  | 12 | 12 | shower head | 1 | 3.8655 | FAIL | FAIL | Warehouse_Existing_Low Flow Shower Head_RIM | 0 | 0 | 0 | 0 | 0 | 0 | 0 | 0 | 0 | 0 | 0 | 0 | 0 | 0 | 0 | 0 | 0 | 0 | 0 | 0 | Warehouse_Existing_Low Flow Shower Head_TRC | 0 | 0 | 0 | 0 | 0 | 0 | 0 | 0 | 0 | 0 | 0 | 0 | 0 | 0 | 0 | 0 | 0 | 0 | 0 | 0
Assembly | New | Low Flow Shower Head | 0.029366 | 0.019532 |  | 173.768 | 10 |  | 12 | 12 | shower head | 1 | 3.8655 | FAIL | FAIL | Assembly_New_Low Flow Shower Head_RIM | 0 | 0 | 0 | 0 | 0 | 0 | 0 | 0 | 0 | 0 | 0 | 0 | 0 | 0 | 0 | 0 | 0 | 0 | 0 | 0 | Assembly_New_Low Flow Shower Head_TRC | 0 | 0 | 0 | 0 | 0 | 0 | 0 | 0 | 0 | 0 | 0 | 0 | 0 | 0 | 0 | 0 | 0 | 0 | 0 | 0
College and University | New | Low Flow Shower Head | 0.47547 | 2.4944 |  | 6776.952 | 10 |  | 468 | 12 | shower head | 39 | 150.7531 | FAIL | FAIL | College and University_New_Low Flow Shower Head_RIM | 0 | 0 | 0 | 0 | 0 | 0 | 0 | 0 | 0 | 0 | 0 | 0 | 0 | 0 | 0 | 0 | 0 | 0 | 0 | 0 | College and University_New_Low Flow Shower Head_TRC | 0 | 0 | 0 | 0 | 0 | 0 | 0 | 0 | 0 | 0 | 0 | 0 | 0 | 0 | 0 | 0 | 0 | 0 | 0 | 0
Grocery | New | Low Flow Shower Head | 0.012191 | 0.063959 |  | 173.768 | 10 |  | 12 | 12 | shower head | 1 | 3.8655 | FAIL | FAIL | Grocery_New_Low Flow Shower Head_RIM | 0 | 0 | 0 | 0 | 0 | 0 | 0 | 0 | 0 | 0 | 0 | 0 | 0 | 0 | 0 | 0 | 0 | 0 | 0 | 0 | Grocery_New_Low Flow Shower Head_TRC | 0 | 0 | 0 | 0 | 0 | 0 | 0 | 0 | 0 | 0 | 0 | 0 | 0 | 0 | 0 | 0 | 0 | 0 | 0 | 0
Healthcare | New | Low Flow Shower Head | 0.01602 | 0.041877 |  | 173.768 | 10 |  | 12 | 12 | shower head | 1 | 3.8655 | FAIL | FAIL | Healthcare_New_Low Flow Shower Head_RIM | 0 | 0 | 0 | 0 | 0 | 0 | 0 | 0 | 0 | 0 | 0 | 0 | 0 | 0 | 0 | 0 | 0 | 0 | 0 | 0 | Healthcare_New_Low Flow Shower Head_TRC | 0 | 0 | 0 | 0 | 0 | 0 | 0 | 0 | 0 | 0 | 0 | 0 | 0 | 0 | 0 | 0 | 0 | 0 | 0 | 0
Hospitals | New | Low Flow Shower Head | 0.41651 | 1.0888 |  | 4517.968 | 10 |  | 312 | 12 | shower head | 26 | 100.502 | FAIL | FAIL | Hospitals_New_Low Flow Shower Head_RIM | 0 | 0 | 0 | 0 | 0 | 0 | 0 | 0 | 0 | 0 | 0 | 0 | 0 | 0 | 0 | 0 | 0 | 0 | 0 | 0 | Hospitals_New_Low Flow Shower Head_TRC | 0 | 0 | 0 | 0 | 0 | 0 | 0 | 0 | 0 | 0 | 0 | 0 | 0 | 0 | 0 | 0 | 0 | 0 | 0 | 0
Institutional | New | Low Flow Shower Head | 0.64604 | 0.4297 |  | 3822.896 | 10 |  | 264 | 12 | shower head | 22 | 85.0402 | FAIL | FAIL | Institutional_New_Low Flow Shower Head_RIM | 0 | 0 | 0 | 0 | 0 | 0 | 0 | 0 | 0 | 0 | 0 | 0 | 0 | 0 | 0 | 0 | 0 | 0 | 0 | 0 | Institutional_New_Low Flow Shower Head_TRC | 0 | 0 | 0 | 0 | 0 | 0 | 0 | 0 | 0 | 0 | 0 | 0 | 0 | 0 | 0 | 0 | 0 | 0 | 0 | 0
Lodging/Hospitality | New | Low Flow Shower Head | 0.10115 | 0.86313 |  | 1911.448 | 10 |  | 132 | 12 | shower head | 11 | 42.5201 | FAIL | FAIL | Lodging/Hospitality_New_Low Flow Shower Head_RIM | 0 | 0 | 0 | 0 | 0 | 0 | 0 | 0 | 0 | 0 | 0 | 0 | 0 | 0 | 0 | 0 | 0 | 0 | 0 | 0 | Lodging/Hospitality_New_Low Flow Shower Head_TRC | 0 | 0 | 0 | 0 | 0 | 0 | 0 | 0 | 0 | 0 | 0 | 0 | 0 | 0 | 0 | 0 | 0 | 0 | 0 | 0
Miscellaneous | New | Low Flow Shower Head | 0.49922 | 0.33204 |  | 2954.056 | 10 |  | 204 | 12 | shower head | 17 | 65.7129 | FAIL | FAIL | Miscellaneous_New_Low Flow Shower Head_RIM | 0 | 0 | 0 | 0 | 0 | 0 | 0 | 0 | 0 | 0 | 0 | 0 | 0 | 0 | 0 | 0 | 0 | 0 | 0 | 0 | Miscellaneous_New_Low Flow Shower Head_TRC | 0 | 0 | 0 | 0 | 0 | 0 | 0 | 0 | 0 | 0 | 0 | 0 | 0 | 0 | 0 | 0 | 0 | 0 | 0 | 0
Offices | New | Low Flow Shower Head | 0.058731 | 0.039063 |  | 347.536 | 10 |  | 24 | 12 | shower head | 2 | 7.7309 | FAIL | FAIL | Offices_New_Low Flow Shower Head_RIM | 0 | 0 | 0 | 0 | 0 | 0 | 0 | 0 | 0 | 0 | 0 | 0 | 0 | 0 | 0 | 0 | 0 | 0 | 0 | 0 | Offices_New_Low Flow Shower Head_TRC | 0 | 0 | 0 | 0 | 0 | 0 | 0 | 0 | 0 | 0 | 0 | 0 | 0 | 0 | 0 | 0 | 0 | 0 | 0 | 0
Restaurants | New | Low Flow Shower Head | 0.012191 | 0.063959 |  | 173.768 | 10 |  | 12 | 12 | shower head | 1 | 3.8655 | FAIL | FAIL | Restaurants_New_Low Flow Shower Head_RIM | 0 | 0 | 0 | 0 | 0 | 0 | 0 | 0 | 0 | 0 | 0 | 0 | 0 | 0 | 0 | 0 | 0 | 0 | 0 | 0 | Restaurants_New_Low Flow Shower Head_TRC | 0 | 0 | 0 | 0 | 0 | 0 | 0 | 0 | 0 | 0 | 0 | 0 | 0 | 0 | 0 | 0 | 0 | 0 | 0 | 0
Retail | New | Low Flow Shower Head | 0.024383 | 0.12792 |  | 347.536 | 10 |  | 24 | 12 | shower head | 2 | 7.7309 | FAIL | FAIL | Retail_New_Low Flow Shower Head_RIM | 0 | 0 | 0 | 0 | 0 | 0 | 0 | 0 | 0 | 0 | 0 | 0 | 0 | 0 | 0 | 0 | 0 | 0 | 0 | 0 | Retail_New_Low Flow Shower Head_TRC | 0 | 0 | 0 | 0 | 0 | 0 | 0 | 0 | 0 | 0 | 0 | 0 | 0 | 0 | 0 | 0 | 0 | 0 | 0 | 0
Schools K-12 | New | Low Flow Shower Head | 0.029366 | 0.019532 |  | 173.768 | 10 |  | 12 | 12 | shower head | 1 | 3.8655 | FAIL | FAIL | Schools K-12_New_Low Flow Shower Head_RIM | 0 | 0 | 0 | 0 | 0 | 0 | 0 | 0 | 0 | 0 | 0 | 0 | 0 | 0 | 0 | 0 | 0 | 0 | 0 | 0 | Schools K-12_New_Low Flow Shower Head_TRC | 0 | 0 | 0 | 0 | 0 | 0 | 0 | 0 | 0 | 0 | 0 | 0 | 0 | 0 | 0 | 0 | 0 | 0 | 0 | 0
Warehouse | New | Low Flow Shower Head | 0.029366 | 0.019532 |  | 173.768 | 10 |  | 12 | 12 | shower head | 1 | 3.8655 | FAIL | FAIL | Warehouse_New_Low Flow Shower Head_RIM | 0 | 0 | 0 | 0 | 0 | 0 | 0 | 0 | 0 | 0 | 0 | 0 | 0 | 0 | 0 | 0 | 0 | 0 | 0 | 0 | Warehouse_New_Low Flow Shower Head_TRC | 0 | 0 | 0 | 0 | 0 | 0 | 0 | 0 | 0 | 0 | 0 | 0 | 0 | 0 | 0 | 0 | 0 | 0 | 0 | 0
Assembly | Existing | Low-Flow Pre-Rinse Sprayers | 0.20853 | 0.54512 |  | 2261.9741 | 5 |  | 185.8 | 92.9 | sprayer | 2 | 50.3175 | FAIL | FAIL | Assembly_Existing_Low-Flow Pre-Rinse Sprayers_RIM | 0 | 0 | 0 | 0 | 0 | 0 | 0 | 0 | 0 | 0 | 0 | 0 | 0 | 0 | 0 | 0 | 0 | 0 | 0 | 0 | Assembly_Existing_Low-Flow Pre-Rinse Sprayers_TRC | 0 | 0 | 0 | 0 | 0 | 0 | 0 | 0 | 0 | 0 | 0 | 0 | 0 | 0 | 0 | 0 | 0 | 0 | 0 | 0
College and University | Existing | Low-Flow Pre-Rinse Sprayers | 0.20853 | 0.54512 |  | 2261.9741 | 5 |  | 185.8 | 92.9 | sprayer | 2 | 50.3175 | FAIL | FAIL | College and University_Existing_Low-Flow Pre-Rinse Sprayers_RIM | 0 | 0 | 0 | 0 | 0 | 0 | 0 | 0 | 0 | 0 | 0 | 0 | 0 | 0 | 0 | 0 | 0 | 0 | 0 | 0 | College and University_Existing_Low-Flow Pre-Rinse Sprayers_TRC | 0 | 0 | 0 | 0 | 0 | 0 | 0 | 0 | 0 | 0 | 0 | 0 | 0 | 0 | 0 | 0 | 0 | 0 | 0 | 0
Grocery | Existing | Low-Flow Pre-Rinse Sprayers | 0.20853 | 0.54512 |  | 2261.9741 | 5 |  | 185.8 | 92.9 | sprayer | 2 | 50.3175 | FAIL | FAIL | Grocery_Existing_Low-Flow Pre-Rinse Sprayers_RIM | 0 | 0 | 0 | 0 | 0 | 0 | 0 | 0 | 0 | 0 | 0 | 0 | 0 | 0 | 0 | 0 | 0 | 0 | 0 | 0 | Grocery_Existing_Low-Flow Pre-Rinse Sprayers_TRC | 0 | 0 | 0 | 0 | 0 | 0 | 0 | 0 | 0 | 0 | 0 | 0 | 0 | 0 | 0 | 0 | 0 | 0 | 0 | 0
Healthcare | Existing | Low-Flow Pre-Rinse Sprayers | 0.20853 | 0.54512 |  | 2261.9741 | 5 |  | 185.8 | 92.9 | sprayer | 2 | 50.3175 | FAIL | FAIL | Healthcare_Existing_Low-Flow Pre-Rinse Sprayers_RIM | 0 | 0 | 0 | 0 | 0 | 0 | 0 | 0 | 0 | 0 | 0 | 0 | 0 | 0 | 0 | 0 | 0 | 0 | 0 | 0 | Healthcare_Existing_Low-Flow Pre-Rinse Sprayers_TRC | 0 | 0 | 0 | 0 | 0 | 0 | 0 | 0 | 0 | 0 | 0 | 0 | 0 | 0 | 0 | 0 | 0 | 0 | 0 | 0
Hospitals | Existing | Low-Flow Pre-Rinse Sprayers | 0.20853 | 0.54512 |  | 2261.9741 | 5 |  | 185.8 | 92.9 | sprayer | 2 | 50.3175 | FAIL | FAIL | Hospitals_Existing_Low-Flow Pre-Rinse Sprayers_RIM | 0 | 0 | 0 | 0 | 0 | 0 | 0 | 0 | 0 | 0 | 0 | 0 | 0 | 0 | 0 | 0 | 0 | 0 | 0 | 0 | Hospitals_Existing_Low-Flow Pre-Rinse Sprayers_TRC | 0 | 0 | 0 | 0 | 0 | 0 | 0 | 0 | 0 | 0 | 0 | 0 | 0 | 0 | 0 | 0 | 0 | 0 | 0 | 0
Institutional | Existing | Low-Flow Pre-Rinse Sprayers | 0.20853 | 0.54512 |  | 2261.9741 | 5 |  | 185.8 | 92.9 | sprayer | 2 | 50.3175 | FAIL | FAIL | Institutional_Existing_Low-Flow Pre-Rinse Sprayers_RIM | 0 | 0 | 0 | 0 | 0 | 0 | 0 | 0 | 0 | 0 | 0 | 0 | 0 | 0 | 0 | 0 | 0 | 0 | 0 | 0 | Institutional_Existing_Low-Flow Pre-Rinse Sprayers_TRC | 0 | 0 | 0 | 0 | 0 | 0 | 0 | 0 | 0 | 0 | 0 | 0 | 0 | 0 | 0 | 0 | 0 | 0 | 0 | 0
Lodging/Hospitality | Existing | Low-Flow Pre-Rinse Sprayers | 0.12005 | 1.0244 |  | 2261.9741 | 5 |  | 185.8 | 92.9 | sprayer | 2 | 50.3175 | FAIL | FAIL | Lodging/Hospitality_Existing_Low-Flow Pre-Rinse Sprayers_RIM | 0 | 0 | 0 | 0 | 0 | 0 | 0 | 0 | 0 | 0 | 0 | 0 | 0 | 0 | 0 | 0 | 0 | 0 | 0 | 0 | Lodging/Hospitality_Existing_Low-Flow Pre-Rinse Sprayers_TRC | 0 | 0 | 0 | 0 | 0 | 0 | 0 | 0 | 0 | 0 | 0 | 0 | 0 | 0 | 0 | 0 | 0 | 0 | 0 | 0
Miscellaneous | Existing | Low-Flow Pre-Rinse Sprayers | 0.20853 | 0.54512 |  | 2261.9741 | 5 |  | 185.8 | 92.9 | sprayer | 2 | 50.3175 | FAIL | FAIL | Miscellaneous_Existing_Low-Flow Pre-Rinse Sprayers_RIM | 0 | 0 | 0 | 0 | 0 | 0 | 0 | 0 | 0 | 0 | 0 | 0 | 0 | 0 | 0 | 0 | 0 | 0 | 0 | 0 | Miscellaneous_Existing_Low-Flow Pre-Rinse Sprayers_TRC | 0 | 0 | 0 | 0 | 0 | 0 | 0 | 0 | 0 | 0 | 0 | 0 | 0 | 0 | 0 | 0 | 0 | 0 | 0 | 0
Offices | Existing | Low-Flow Pre-Rinse Sprayers | 0.20853 | 0.54512 |  | 2261.9741 | 5 |  | 185.8 | 92.9 | sprayer | 2 | 50.3175 | FAIL | FAIL | Offices_Existing_Low-Flow Pre-Rinse Sprayers_RIM | 0 | 0 | 0 | 0 | 0 | 0 | 0 | 0 | 0 | 0 | 0 | 0 | 0 | 0 | 0 | 0 | 0 | 0 | 0 | 0 | Offices_Existing_Low-Flow Pre-Rinse Sprayers_TRC | 0 | 0 | 0 | 0 | 0 | 0 | 0 | 0 | 0 | 0 | 0 | 0 | 0 | 0 | 0 | 0 | 0 | 0 | 0 | 0
Restaurants | Existing | Low-Flow Pre-Rinse Sprayers | 0.35603 | 0.19768 |  | 2261.9741 | 5 |  | 185.8 | 92.9 | sprayer | 2 | 50.3175 | FAIL | FAIL | Restaurants_Existing_Low-Flow Pre-Rinse Sprayers_RIM | 0 | 0 | 0 | 0 | 0 | 0 | 0 | 0 | 0 | 0 | 0 | 0 | 0 | 0 | 0 | 0 | 0 | 0 | 0 | 0 | Restaurants_Existing_Low-Flow Pre-Rinse Sprayers_TRC | 0 | 0 | 0 | 0 | 0 | 0 | 0 | 0 | 0 | 0 | 0 | 0 | 0 | 0 | 0 | 0 | 0 | 0 | 0 | 0
Retail | Existing | Low-Flow Pre-Rinse Sprayers | 0.20853 | 0.54512 |  | 2261.9741 | 5 |  | 185.8 | 92.9 | sprayer | 2 | 50.3175 | FAIL | FAIL | Retail_Existing_Low-Flow Pre-Rinse Sprayers_RIM | 0 | 0 | 0 | 0 | 0 | 0 | 0 | 0 | 0 | 0 | 0 | 0 | 0 | 0 | 0 | 0 | 0 | 0 | 0 | 0 | Retail_Existing_Low-Flow Pre-Rinse Sprayers_TRC | 0 | 0 | 0 | 0 | 0 | 0 | 0 | 0 | 0 | 0 | 0 | 0 | 0 | 0 | 0 | 0 | 0 | 0 | 0 | 0
Schools K-12 | Existing | Low-Flow Pre-Rinse Sprayers | 0.10427 | 0.27256 |  | 1130.987 | 5 |  | 92.9 | 92.9 | sprayer | 1 | 25.1588 | FAIL | FAIL | Schools K-12_Existing_Low-Flow Pre-Rinse Sprayers_RIM | 0 | 0 | 0 | 0 | 0 | 0 | 0 | 0 | 0 | 0 | 0 | 0 | 0 | 0 | 0 | 0 | 0 | 0 | 0 | 0 | Schools K-12_Existing_Low-Flow Pre-Rinse Sprayers_TRC | 0 | 0 | 0 | 0 | 0 | 0 | 0 | 0 | 0 | 0 | 0 | 0 | 0 | 0 | 0 | 0 | 0 | 0 | 0 | 0
Warehouse | Existing | Low-Flow Pre-Rinse Sprayers | 0.20853 | 0.54512 |  | 2261.9741 | 5 |  | 185.8 | 92.9 | sprayer | 2 | 50.3175 | FAIL | FAIL | Warehouse_Existing_Low-Flow Pre-Rinse Sprayers_RIM | 0 | 0 | 0 | 0 | 0 | 0 | 0 | 0 | 0 | 0 | 0 | 0 | 0 | 0 | 0 | 0 | 0 | 0 | 0 | 0 | Warehouse_Existing_Low-Flow Pre-Rinse Sprayers_TRC | 0 | 0 | 0 | 0 | 0 | 0 | 0 | 0 | 0 | 0 | 0 | 0 | 0 | 0 | 0 | 0 | 0 | 0 | 0 | 0
Assembly | New | Low-Flow Pre-Rinse Sprayers | 0.20853 | 0.54512 |  | 2261.9741 | 5 |  | 185.8 | 92.9 | sprayer | 2 | 50.3175 | FAIL | FAIL | Assembly_New_Low-Flow Pre-Rinse Sprayers_RIM | 0 | 0 | 0 | 0 | 0 | 0 | 0 | 0 | 0 | 0 | 0 | 0 | 0 | 0 | 0 | 0 | 0 | 0 | 0 | 0 | Assembly_New_Low-Flow Pre-Rinse Sprayers_TRC | 0 | 0 | 0 | 0 | 0 | 0 | 0 | 0 | 0 | 0 | 0 | 0 | 0 | 0 | 0 | 0 | 0 | 0 | 0 | 0
College and University | New | Low-Flow Pre-Rinse Sprayers | 0.20853 | 0.54512 |  | 2261.9741 | 5 |  | 185.8 | 92.9 | sprayer | 2 | 50.3175 | FAIL | FAIL | College and University_New_Low-Flow Pre-Rinse Sprayers_RIM | 0 | 0 | 0 | 0 | 0 | 0 | 0 | 0 | 0 | 0 | 0 | 0 | 0 | 0 | 0 | 0 | 0 | 0 | 0 | 0 | College and University_New_Low-Flow Pre-Rinse Sprayers_TRC | 0 | 0 | 0 | 0 | 0 | 0 | 0 | 0 | 0 | 0 | 0 | 0 | 0 | 0 | 0 | 0 | 0 | 0 | 0 | 0
Grocery | New | Low-Flow Pre-Rinse Sprayers | 0.20853 | 0.54512 |  | 2261.9741 | 5 |  | 185.8 | 92.9 | sprayer | 2 | 50.3175 | FAIL | FAIL | Grocery_New_Low-Flow Pre-Rinse Sprayers_RIM | 0 | 0 | 0 | 0 | 0 | 0 | 0 | 0 | 0 | 0 | 0 | 0 | 0 | 0 | 0 | 0 | 0 | 0 | 0 | 0 | Grocery_New_Low-Flow Pre-Rinse Sprayers_TRC | 0 | 0 | 0 | 0 | 0 | 0 | 0 | 0 | 0 | 0 | 0 | 0 | 0 | 0 | 0 | 0 | 0 | 0 | 0 | 0
Healthcare | New | Low-Flow Pre-Rinse Sprayers | 0.20853 | 0.54512 |  | 2261.9741 | 5 |  | 185.8 | 92.9 | sprayer | 2 | 50.3175 | FAIL | FAIL | Healthcare_New_Low-Flow Pre-Rinse Sprayers_RIM | 0 | 0 | 0 | 0 | 0 | 0 | 0 | 0 | 0 | 0 | 0 | 0 | 0 | 0 | 0 | 0 | 0 | 0 | 0 | 0 | Healthcare_New_Low-Flow Pre-Rinse Sprayers_TRC | 0 | 0 | 0 | 0 | 0 | 0 | 0 | 0 | 0 | 0 | 0 | 0 | 0 | 0 | 0 | 0 | 0 | 0 | 0 | 0
Hospitals | New | Low-Flow Pre-Rinse Sprayers | 0.20853 | 0.54512 |  | 2261.9741 | 5 |  | 185.8 | 92.9 | sprayer | 2 | 50.3175 | FAIL | FAIL | Hospitals_New_Low-Flow Pre-Rinse Sprayers_RIM | 0 | 0 | 0 | 0 | 0 | 0 | 0 | 0 | 0 | 0 | 0 | 0 | 0 | 0 | 0 | 0 | 0 | 0 | 0 | 0 | Hospitals_New_Low-Flow Pre-Rinse Sprayers_TRC | 0 | 0 | 0 | 0 | 0 | 0 | 0 | 0 | 0 | 0 | 0 | 0 | 0 | 0 | 0 | 0 | 0 | 0 | 0 | 0
Institutional | New | Low-Flow Pre-Rinse Sprayers | 0.20853 | 0.54512 |  | 2261.9741 | 5 |  | 185.8 | 92.9 | sprayer | 2 | 50.3175 | FAIL | FAIL | Institutional_New_Low-Flow Pre-Rinse Sprayers_RIM | 0 | 0 | 0 | 0 | 0 | 0 | 0 | 0 | 0 | 0 | 0 | 0 | 0 | 0 | 0 | 0 | 0 | 0 | 0 | 0 | Institutional_New_Low-Flow Pre-Rinse Sprayers_TRC | 0 | 0 | 0 | 0 | 0 | 0 | 0 | 0 | 0 | 0 | 0 | 0 | 0 | 0 | 0 | 0 | 0 | 0 | 0 | 0
Lodging/Hospitality | New | Low-Flow Pre-Rinse Sprayers | 0.12005 | 1.0244 |  | 2261.9741 | 5 |  | 185.8 | 92.9 | sprayer | 2 | 50.3175 | FAIL | FAIL | Lodging/Hospitality_New_Low-Flow Pre-Rinse Sprayers_RIM | 0 | 0 | 0 | 0 | 0 | 0 | 0 | 0 | 0 | 0 | 0 | 0 | 0 | 0 | 0 | 0 | 0 | 0 | 0 | 0 | Lodging/Hospitality_New_Low-Flow Pre-Rinse Sprayers_TRC | 0 | 0 | 0 | 0 | 0 | 0 | 0 | 0 | 0 | 0 | 0 | 0 | 0 | 0 | 0 | 0 | 0 | 0 | 0 | 0
Miscellaneous | New | Low-Flow Pre-Rinse Sprayers | 0.20853 | 0.54512 |  | 2261.9741 | 5 |  | 185.8 | 92.9 | sprayer | 2 | 50.3175 | FAIL | FAIL | Miscellaneous_New_Low-Flow Pre-Rinse Sprayers_RIM | 0 | 0 | 0 | 0 | 0 | 0 | 0 | 0 | 0 | 0 | 0 | 0 | 0 | 0 | 0 | 0 | 0 | 0 | 0 | 0 | Miscellaneous_New_Low-Flow Pre-Rinse Sprayers_TRC | 0 | 0 | 0 | 0 | 0 | 0 | 0 | 0 | 0 | 0 | 0 | 0 | 0 | 0 | 0 | 0 | 0 | 0 | 0 | 0
Offices | New | Low-Flow Pre-Rinse Sprayers | 0.20853 | 0.54512 |  | 2261.9741 | 5 |  | 185.8 | 92.9 | sprayer | 2 | 50.3175 | FAIL | FAIL | Offices_New_Low-Flow Pre-Rinse Sprayers_RIM | 0 | 0 | 0 | 0 | 0 | 0 | 0 | 0 | 0 | 0 | 0 | 0 | 0 | 0 | 0 | 0 | 0 | 0 | 0 | 0 | Offices_New_Low-Flow Pre-Rinse Sprayers_TRC | 0 | 0 | 0 | 0 | 0 | 0 | 0 | 0 | 0 | 0 | 0 | 0 | 0 | 0 | 0 | 0 | 0 | 0 | 0 | 0
Restaurants | New | Low-Flow Pre-Rinse Sprayers | 0.35603 | 0.19768 |  | 2261.9741 | 5 |  | 185.8 | 92.9 | sprayer | 2 | 50.3175 | FAIL | FAIL | Restaurants_New_Low-Flow Pre-Rinse Sprayers_RIM | 0 | 0 | 0 | 0 | 0 | 0 | 0 | 0 | 0 | 0 | 0 | 0 | 0 | 0 | 0 | 0 | 0 | 0 | 0 | 0 | Restaurants_New_Low-Flow Pre-Rinse Sprayers_TRC | 0 | 0 | 0 | 0 | 0 | 0 | 0 | 0 | 0 | 0 | 0 | 0 | 0 | 0 | 0 | 0 | 0 | 0 | 0 | 0
Retail | New | Low-Flow Pre-Rinse Sprayers | 0.20853 | 0.54512 |  | 2261.9741 | 5 |  | 185.8 | 92.9 | sprayer | 2 | 50.3175 | FAIL | FAIL | Retail_New_Low-Flow Pre-Rinse Sprayers_RIM | 0 | 0 | 0 | 0 | 0 | 0 | 0 | 0 | 0 | 0 | 0 | 0 | 0 | 0 | 0 | 0 | 0 | 0 | 0 | 0 | Retail_New_Low-Flow Pre-Rinse Sprayers_TRC | 0 | 0 | 0 | 0 | 0 | 0 | 0 | 0 | 0 | 0 | 0 | 0 | 0 | 0 | 0 | 0 | 0 | 0 | 0 | 0
Schools K-12 | New | Low-Flow Pre-Rinse Sprayers | 0.10427 | 0.27256 |  | 1130.987 | 5 |  | 92.9 | 92.9 | sprayer | 1 | 25.1588 | FAIL | FAIL | Schools K-12_New_Low-Flow Pre-Rinse Sprayers_RIM | 0 | 0 | 0 | 0 | 0 | 0 | 0 | 0 | 0 | 0 | 0 | 0 | 0 | 0 | 0 | 0 | 0 | 0 | 0 | 0 | Schools K-12_New_Low-Flow Pre-Rinse Sprayers_TRC | 0 | 0 | 0 | 0 | 0 | 0 | 0 | 0 | 0 | 0 | 0 | 0 | 0 | 0 | 0 | 0 | 0 | 0 | 0 | 0
Warehouse | New | Low-Flow Pre-Rinse Sprayers | 0.20853 | 0.54512 |  | 2261.9741 | 5 |  | 185.8 | 92.9 | sprayer | 2 | 50.3175 | FAIL | FAIL | Warehouse_New_Low-Flow Pre-Rinse Sprayers_RIM | 0 | 0 | 0 | 0 | 0 | 0 | 0 | 0 | 0 | 0 | 0 | 0 | 0 | 0 | 0 | 0 | 0 | 0 | 0 | 0 | Warehouse_New_Low-Flow Pre-Rinse Sprayers_TRC | 0 | 0 | 0 | 0 | 0 | 0 | 0 | 0 | 0 | 0 | 0 | 0 | 0 | 0 | 0 | 0 | 0 | 0 | 0 | 0
Assembly | Existing | Tank Wrap on Water Heater | 0.026439 | 0.026975 |  | 263.9459 | 7 |  | 167.92 | 167.92 | blanket | 1 | 5.8715 | FAIL | 116.6904 | Assembly_Existing_Tank Wrap on Water Heater_RIM | 0 | 0 | 0 | 0 | 0 | 0 | 0 | 0 | 0 | 0 | 0 | 0 | 0 | 0 | 0 | 0 | 0 | 0 | 0 | 0 | Assembly_Existing_Tank Wrap on Water Heater_TRC | 0.02176 | 0.036814 | 0.060232 | 0.098745 | 0.16116 | 0.25917 | 0.40865 | 0.62219 | 0.8991 | 1.1974 | 5.7436 | 9.7168 | 15.898 | 26.0633 | 42.5367 | 68.4077 | 107.8602 | 164.224 | 237.3141 | 316.0465 |  | 69.49%
College and University | Existing | Tank Wrap on Water Heater | 0.26439 | 0.26975 |  | 2639.4593 | 7 |  | 1679.2 | 167.92 | blanket | 10 | 58.7147 | FAIL | 1166.9039 | College and University_Existing_Tank Wrap on Water Heater_RIM | 0 | 0 | 0 | 0 | 0 | 0 | 0 | 0 | 0 | 0 | 0 | 0 | 0 | 0 | 0 | 0 | 0 | 0 | 0 | 0 | College and University_Existing_Tank Wrap on Water Heater_TRC | 0 | 0 | 0 | 0 | 0 | 0 | 0 | 0 | 0 | 0 | 0 | 0 | 0 | 0 | 0 | 0 | 0 | 0 | 0 | 0 |  | 69.49%
Grocery | Existing | Tank Wrap on Water Heater | 0.026439 | 0.026975 |  | 263.9459 | 7 |  | 167.92 | 167.92 | blanket | 1 | 5.8715 | FAIL | 116.6904 | Grocery_Existing_Tank Wrap on Water Heater_RIM | 0 | 0 | 0 | 0 | 0 | 0 | 0 | 0 | 0 | 0 | 0 | 0 | 0 | 0 | 0 | 0 | 0 | 0 | 0 | 0 | Grocery_Existing_Tank Wrap on Water Heater_TRC | 0.046462 | 0.079119 | 0.12955 | 0.21221 | 0.34549 | 0.55455 | 0.8731 | 1.3276 | 1.9166 | 2.5497 | 12.2636 | 20.8831 | 34.1938 | 56.0107 | 91.1897 | 146.3703 | 230.4511 | 350.4275 | 505.8877 | 672.9953 |  | 69.49%
Healthcare | Existing | Tank Wrap on Water Heater | 0.026439 | 0.026975 |  | 263.9459 | 7 |  | 167.92 | 167.92 | blanket | 1 | 5.8715 | FAIL | 116.6904 | Healthcare_Existing_Tank Wrap on Water Heater_RIM | 0 | 0 | 0 | 0 | 0 | 0 | 0 | 0 | 0 | 0 | 0 | 0 | 0 | 0 | 0 | 0 | 0 | 0 | 0 | 0 | Healthcare_Existing_Tank Wrap on Water Heater_TRC | 0.24564 | 0.41467 | 0.67429 | 1.095 | 1.7642 | 2.8021 | 4.3655 | 6.5686 | 9.3838 | 12.3539 | 64.8365 | 109.45 | 177.9756 | 289.0118 | 465.6514 | 739.6023 | 1152.2438 | 1733.7589 | 2476.8035 | 3260.7553 |  | 69.49%
Hospitals | Existing | Tank Wrap on Water Heater | 0.39659 | 0.40463 |  | 3959.189 | 7 |  | 2518.8 | 167.92 | blanket | 15 | 88.072 | FAIL | 1750.3558 | Hospitals_Existing_Tank Wrap on Water Heater_RIM | 0 | 0 | 0 | 0 | 0 | 0 | 0 | 0 | 0 | 0 | 0 | 0 | 0 | 0 | 0 | 0 | 0 | 0 | 0 | 0 | Hospitals_Existing_Tank Wrap on Water Heater_TRC | 0.0038373 | 0.0064777 | 0.010533 | 0.017105 | 0.027559 | 0.043773 | 0.068194 | 0.10261 | 0.14659 | 0.19298 | 15.1925 | 25.6464 | 41.7033 | 67.7214 | 109.1117 | 173.304 | 269.9944 | 406.2553 | 580.3658 | 764.0618 |  | 69.49%
Institutional | Existing | Tank Wrap on Water Heater | 0.66098 | 0.67439 |  | 6598.6483 | 7 |  | 4198 | 167.92 | blanket | 25 | 146.7867 | FAIL | 2917.2597 | Institutional_Existing_Tank Wrap on Water Heater_RIM | 0 | 0 | 0 | 0 | 0 | 0 | 0 | 0 | 0 | 0 | 0 | 0 | 0 | 0 | 0 | 0 | 0 | 0 | 0 | 0 | Institutional_Existing_Tank Wrap on Water Heater_TRC | 0.041643 | 0.070356 | 0.11463 | 0.18672 | 0.30207 | 0.48188 | 0.75411 | 1.1399 | 1.6358 | 2.1632 | 274.7843 | 464.2534 | 756.4264 | 1232.0944 | 1993.2718 | 3179.7631 | 4976.1328 | 7521.5901 | 10793.9842 | 14274.3131 |  | 69.49%
Lodging/Hospitality | Existing | Tank Wrap on Water Heater | 0.079318 | 0.080926 |  | 791.8378 | 7 |  | 503.76 | 167.92 | blanket | 3 | 17.6144 | FAIL | 350.0712 | Lodging/Hospitality_Existing_Tank Wrap on Water Heater_RIM | 0 | 0 | 0 | 0 | 0 | 0 | 0 | 0 | 0 | 0 | 0 | 0 | 0 | 0 | 0 | 0 | 0 | 0 | 0 | 0 | Lodging/Hospitality_Existing_Tank Wrap on Water Heater_TRC | 0.093949 | 0.16282 | 0.2671 | 0.43641 | 0.70553 | 1.1237 | 1.7547 | 2.645 | 3.7838 | 4.9867 | 74.3927 | 128.9249 | 211.5033 | 345.5653 | 558.6662 | 889.827 | 1389.4448 | 2094.4058 | 2996.1472 | 3948.6773 |  | 69.49%
Miscellaneous | Existing | Tank Wrap on Water Heater | 0.52878 | 0.53951 |  | 5278.9187 | 7 |  | 3358.4 | 167.92 | blanket | 20 | 117.4294 | FAIL | 2333.8078 | Miscellaneous_Existing_Tank Wrap on Water Heater_RIM | 0 | 0 | 0 | 0 | 0 | 0 | 0 | 0 | 0 | 0 | 0 | 0 | 0 | 0 | 0 | 0 | 0 | 0 | 0 | 0 | Miscellaneous_Existing_Tank Wrap on Water Heater_TRC | 0.00025173 | 0.00039189 | 0.00061175 | 0.00095374 | 0.0014754 | 0.0022508 | 0.0033689 | 0.0048715 | 0.0066897 | 0.008468 | 1.3288 | 2.0688 | 3.2294 | 5.0347 | 7.7885 | 11.8816 | 17.7841 | 25.7163 | 35.3145 | 44.7016 |  | 69.49%
Offices | Existing | Tank Wrap on Water Heater | 0.079318 | 0.080926 |  | 791.8378 | 7 |  | 503.76 | 167.92 | blanket | 3 | 17.6144 | FAIL | 350.0712 | Offices_Existing_Tank Wrap on Water Heater_RIM | 0 | 0 | 0 | 0 | 0 | 0 | 0 | 0 | 0 | 0 | 0 | 0 | 0 | 0 | 0 | 0 | 0 | 0 | 0 | 0 | Offices_Existing_Tank Wrap on Water Heater_TRC | 0.077902 | 0.13367 | 0.21811 | 0.35431 | 0.56928 | 0.9016 | 1.4005 | 2.1008 | 2.9918 | 3.9264 | 61.6858 | 105.8483 | 172.7106 | 280.556 | 450.7762 | 713.9179 | 1108.935 | 1663.4969 | 2369.0252 | 3109.0576 |  | 69.49%
Restaurants | Existing | Tank Wrap on Water Heater | 0.052878 | 0.053951 |  | 527.8919 | 7 |  | 335.84 | 167.92 | blanket | 2 | 11.7429 | FAIL | 233.3808 | Restaurants_Existing_Tank Wrap on Water Heater_RIM | 0 | 0 | 0 | 0 | 0 | 0 | 0 | 0 | 0 | 0 | 0 | 0 | 0 | 0 | 0 | 0 | 0 | 0 | 0 | 0 | Restaurants_Existing_Tank Wrap on Water Heater_TRC | 0.4724 | 0.80467 | 1.3184 | 2.1615 | 3.5233 | 5.6586 | 8.9096 | 13.5458 | 19.5464 | 25.9933 | 249.3756 | 424.7787 | 695.9491 | 1141.0233 | 1859.9099 | 2987.1146 | 4703.2858 | 7150.7299 | 10318.3683 | 13721.6754 |  | 69.49%
Retail | Existing | Tank Wrap on Water Heater | 0.079318 | 0.080926 |  | 791.8378 | 7 |  | 503.76 | 167.92 | blanket | 3 | 17.6144 | FAIL | 350.0712 | Retail_Existing_Tank Wrap on Water Heater_RIM | 0 | 0 | 0 | 0 | 0 | 0 | 0 | 0 | 0 | 0 | 0 | 0 | 0 | 0 | 0 | 0 | 0 | 0 | 0 | 0 | Retail_Existing_Tank Wrap on Water Heater_TRC | 0.06383 | 0.10798 | 0.17594 | 0.28648 | 0.46313 | 0.73743 | 1.1509 | 1.7336 | 2.4779 | 3.2627 | 50.543 | 85.4992 | 139.3137 | 226.8432 | 366.7223 | 583.9222 | 911.2997 | 1372.6913 | 1962.0745 | 2583.5463 |  | 69.49%
Schools K-12 | Existing | Tank Wrap on Water Heater | 0.026439 | 0.026975 |  | 263.9459 | 7 |  | 167.92 | 167.92 | blanket | 1 | 5.8715 | FAIL | 116.6904 | Schools K-12_Existing_Tank Wrap on Water Heater_RIM | 0 | 0 | 0 | 0 | 0 | 0 | 0 | 0 | 0 | 0 | 0 | 0 | 0 | 0 | 0 | 0 | 0 | 0 | 0 | 0 | Schools K-12_Existing_Tank Wrap on Water Heater_TRC | 0 | 0 | 0 | 0 | 0 | 0 | 0 | 0 | 0 | 0 | 0 | 0 | 0 | 0 | 0 | 0 | 0 | 0 | 0 | 0 |  | 69.49%
Warehouse | Existing | Tank Wrap on Water Heater | 0.026439 | 0.026975 |  | 263.9459 | 7 |  | 167.92 | 167.92 | blanket | 1 | 5.8715 | FAIL | 116.6904 | Warehouse_Existing_Tank Wrap on Water Heater_RIM | 0 | 0 | 0 | 0 | 0 | 0 | 0 | 0 | 0 | 0 | 0 | 0 | 0 | 0 | 0 | 0 | 0 | 0 | 0 | 0 | Warehouse_Existing_Tank Wrap on Water Heater_TRC | 0.030126 | 0.05057 | 0.082077 | 0.13312 | 0.21434 | 0.34005 | 0.52896 | 0.7944 | 1.1324 | 1.4873 | 7.9517 | 13.3478 | 21.6639 | 35.1353 | 56.5735 | 89.7551 | 139.617 | 209.6794 | 298.8914 | 392.5699 |  | 69.49%
Assembly | New | Tank Wrap on Water Heater | 0.025292 | 0.025805 |  | 252.4943 | 7 |  | 167.92 | 167.92 | blanket | 1 | 5.6167 | FAIL | 118.913 | Assembly_New_Tank Wrap on Water Heater_RIM | 0 | 0 | 0 | 0 | 0 | 0 | 0 | 0 | 0 | 0 | 0 | 0 | 0 | 0 | 0 | 0 | 0 | 0 | 0 | 0 | Assembly_New_Tank Wrap on Water Heater_TRC | 0.0021191 | 0.004434 | 0.009277 | 0.018444 | 0.035175 | 0.053849 | 0.080183 | 0.11577 | 0.15597 | 0.19687 | 0.53505 | 1.1196 | 2.3424 | 4.657 | 8.8814 | 13.5967 | 20.2457 | 29.2318 | 39.3808 | 49.7093 |  | 70.82%
College and University | New | Tank Wrap on Water Heater | 0.25292 | 0.25805 |  | 2524.9431 | 7 |  | 1679.2 | 167.92 | blanket | 10 | 56.1673 | FAIL | 1189.1305 | College and University_New_Tank Wrap on Water Heater_RIM | 0 | 0 | 0 | 0 | 0 | 0 | 0 | 0 | 0 | 0 | 0 | 0 | 0 | 0 | 0 | 0 | 0 | 0 | 0 | 0 | College and University_New_Tank Wrap on Water Heater_TRC | 0 | 0 | 0 | 0 | 0 | 0 | 0 | 0 | 0 | 0 | 0 | 0 | 0 | 0 | 0 | 0 | 0 | 0 | 0 | 0 |  | 70.82%
Grocery | New | Tank Wrap on Water Heater | 0.025292 | 0.025805 |  | 252.4943 | 7 |  | 167.92 | 167.92 | blanket | 1 | 5.6167 | FAIL | 118.913 | Grocery_New_Tank Wrap on Water Heater_RIM | 0 | 0 | 0 | 0 | 0 | 0 | 0 | 0 | 0 | 0 | 0 | 0 | 0 | 0 | 0 | 0 | 0 | 0 | 0 | 0 | Grocery_New_Tank Wrap on Water Heater_TRC | 0.0068094 | 0.011525 | 0.021103 | 0.038205 | 0.068093 | 0.10782 | 0.16711 | 0.24999 | 0.35462 | 0.46394 | 1.7193 | 2.9099 | 5.3284 | 9.6465 | 17.1932 | 27.2242 | 42.1935 | 63.1214 | 89.54 | 117.1411 |  | 70.82%
Healthcare | New | Tank Wrap on Water Heater | 0.025292 | 0.025805 |  | 252.4943 | 7 |  | 167.92 | 167.92 | blanket | 1 | 5.6167 | FAIL | 118.913 | Healthcare_New_Tank Wrap on Water Heater_RIM | 0 | 0 | 0 | 0 | 0 | 0 | 0 | 0 | 0 | 0 | 0 | 0 | 0 | 0 | 0 | 0 | 0 | 0 | 0 | 0 | Healthcare_New_Tank Wrap on Water Heater_TRC | 0.025748 | 0.038216 | 0.061644 | 0.099293 | 0.15867 | 0.24231 | 0.36391 | 0.52896 | 0.73124 | 0.93292 | 6.5013 | 9.6493 | 15.5647 | 25.0709 | 40.0631 | 61.1812 | 91.8846 | 133.5585 | 184.6336 | 235.5575 |  | 70.82%
Hospitals | New | Tank Wrap on Water Heater | 0.37938 | 0.38708 |  | 3787.4147 | 7 |  | 2518.8 | 167.92 | blanket | 15 | 84.2509 | FAIL | 1783.6957 | Hospitals_New_Tank Wrap on Water Heater_RIM | 0 | 0 | 0 | 0 | 0 | 0 | 0 | 0 | 0 | 0 | 0 | 0 | 0 | 0 | 0 | 0 | 0 | 0 | 0 | 0 | Hospitals_New_Tank Wrap on Water Heater_TRC | 0.00040205 | 0.00059658 | 0.0009619 | 0.0015484 | 0.0024717 | 0.0037684 | 0.0056459 | 0.0081786 | 0.011258 | 0.014298 | 1.5227 | 2.2595 | 3.6431 | 5.8643 | 9.3612 | 14.2725 | 21.3832 | 30.9759 | 42.6372 | 54.1511 |  | 70.82%
Institutional | New | Tank Wrap on Water Heater | 0.6323 | 0.64513 |  | 6312.3578 | 7 |  | 4198 | 167.92 | blanket | 25 | 140.4182 | FAIL | 2972.8262 | Institutional_New_Tank Wrap on Water Heater_RIM | 0 | 0 | 0 | 0 | 0 | 0 | 0 | 0 | 0 | 0 | 0 | 0 | 0 | 0 | 0 | 0 | 0 | 0 | 0 | 0 | Institutional_New_Tank Wrap on Water Heater_TRC | 0.0043104 | 0.007154 | 0.012789 | 0.022651 | 0.039522 | 0.062348 | 0.095582 | 0.14042 | 0.19465 | 0.24784 | 27.2089 | 45.1586 | 80.73 | 142.9785 | 249.4801 | 393.5638 | 603.3474 | 886.3984 | 1228.6925 | 1564.4459 |  | 70.82%
Lodging/Hospitality | New | Tank Wrap on Water Heater | 0.075876 | 0.077415 |  | 757.4829 | 7 |  | 503.76 | 167.92 | blanket | 3 | 16.8502 | FAIL | 356.7391 | Lodging/Hospitality_New_Tank Wrap on Water Heater_RIM | 0 | 0 | 0 | 0 | 0 | 0 | 0 | 0 | 0 | 0 | 0 | 0 | 0 | 0 | 0 | 0 | 0 | 0 | 0 | 0 | Lodging/Hospitality_New_Tank Wrap on Water Heater_TRC | 0.026263 | 0.034406 | 0.04876 | 0.067041 | 0.087857 | 0.12875 | 0.18553 | 0.25757 | 0.34105 | 0.41898 | 19.8938 | 26.0616 | 36.935 | 50.7824 | 66.55 | 97.5295 | 140.5334 | 195.1074 | 258.3409 | 317.373 |  | 70.82%
Miscellaneous | New | Tank Wrap on Water Heater | 0.50584 | 0.5161 |  | 5049.8862 | 7 |  | 3358.4 | 167.92 | blanket | 20 | 112.3345 | FAIL | 2378.261 | Miscellaneous_New_Tank Wrap on Water Heater_RIM | 0 | 0 | 0 | 0 | 0 | 0 | 0 | 0 | 0 | 0 | 0 | 0 | 0 | 0 | 0 | 0 | 0 | 0 | 0 | 0 | Miscellaneous_New_Tank Wrap on Water Heater_TRC | 0 | 0 | 0 | 0 | 0 | 0 | 0 | 0 | 0 | 0 | 0 | 0 | 0 | 0 | 0 | 0 | 0 | 0 | 0 | 0 |  | 70.82%
Offices | New | Tank Wrap on Water Heater | 0.075876 | 0.077415 |  | 757.4829 | 7 |  | 503.76 | 167.92 | blanket | 3 | 16.8502 | FAIL | 356.7391 | Offices_New_Tank Wrap on Water Heater_RIM | 0 | 0 | 0 | 0 | 0 | 0 | 0 | 0 | 0 | 0 | 0 | 0 | 0 | 0 | 0 | 0 | 0 | 0 | 0 | 0 | Offices_New_Tank Wrap on Water Heater_TRC | 0.017224 | 0.021336 | 0.027654 | 0.033218 | 0.034462 | 0.050303 | 0.072196 | 0.09981 | 0.13162 | 0.1611 | 13.0468 | 16.1618 | 20.9473 | 25.1619 | 26.1043 | 38.104 | 54.6875 | 75.604 | 99.6977 | 122.0289 |  | 70.82%
Restaurants | New | Tank Wrap on Water Heater | 0.050584 | 0.05161 |  | 504.9886 | 7 |  | 335.84 | 167.92 | blanket | 2 | 11.2335 | FAIL | 237.8261 | Restaurants_New_Tank Wrap on Water Heater_RIM | 0 | 0 | 0 | 0 | 0 | 0 | 0 | 0 | 0 | 0 | 0 | 0 | 0 | 0 | 0 | 0 | 0 | 0 | 0 | 0 | Restaurants_New_Tank Wrap on Water Heater_TRC | 0.069234 | 0.11973 | 0.22295 | 0.40921 | 0.73782 | 1.1337 | 1.7096 | 2.5271 | 3.5249 | 4.628 | 34.9622 | 60.4599 | 112.5862 | 206.6473 | 372.5883 | 572.5073 | 863.3508 | 1276.1703 | 1780.0174 | 2337.0886 |  | 70.82%
Retail | New | Tank Wrap on Water Heater | 0.075876 | 0.077415 |  | 757.4829 | 7 |  | 503.76 | 167.92 | blanket | 3 | 16.8502 | FAIL | 356.7391 | Retail_New_Tank Wrap on Water Heater_RIM | 0 | 0 | 0 | 0 | 0 | 0 | 0 | 0 | 0 | 0 | 0 | 0 | 0 | 0 | 0 | 0 | 0 | 0 | 0 | 0 | Retail_New_Tank Wrap on Water Heater_TRC | 0.0072219 | 0.011485 | 0.019782 | 0.033948 | 0.057684 | 0.082437 | 0.11618 | 0.15782 | 0.20548 | 0.24956 | 5.4705 | 8.6994 | 14.9847 | 25.7151 | 43.6944 | 62.4449 | 88.0015 | 119.5464 | 155.6471 | 189.0357 |  | 70.82%
Schools K-12 | New | Tank Wrap on Water Heater | 0.025292 | 0.025805 |  | 252.4943 | 7 |  | 167.92 | 167.92 | blanket | 1 | 5.6167 | FAIL | 118.913 | Schools K-12_New_Tank Wrap on Water Heater_RIM | 0 | 0 | 0 | 0 | 0 | 0 | 0 | 0 | 0 | 0 | 0 | 0 | 0 | 0 | 0 | 0 | 0 | 0 | 0 | 0 | Schools K-12_New_Tank Wrap on Water Heater_TRC | 0 | 0 | 0 | 0 | 0 | 0 | 0 | 0 | 0 | 0 | 0 | 0 | 0 | 0 | 0 | 0 | 0 | 0 | 0 | 0 |  | 70.82%
Warehouse | New | Tank Wrap on Water Heater | 0.025292 | 0.025805 |  | 252.4943 | 7 |  | 167.92 | 167.92 | blanket | 1 | 5.6167 | FAIL | 118.913 | Warehouse_New_Tank Wrap on Water Heater_RIM | 0 | 0 | 0 | 0 | 0 | 0 | 0 | 0 | 0 | 0 | 0 | 0 | 0 | 0 | 0 | 0 | 0 | 0 | 0 | 0 | Warehouse_New_Tank Wrap on Water Heater_TRC | 0.0020522 | 0.0033344 | 0.0058821 | 0.010302 | 0.017813 | 0.025308 | 0.035467 | 0.04791 | 0.06207 | 0.075089 | 0.51816 | 0.84192 | 1.4852 | 2.6011 | 4.4977 | 6.3901 | 8.9553 | 12.097 | 15.6724 | 18.9595 |  | 70.82%
Assembly | Existing | Thermostatic Shower Restriction Valve | 0.14494 | 0.096401 |  | 857.6505 | 10 |  | 29.95 | 29.95 | unit | 1 | 19.0784 | FAIL | FAIL | Assembly_Existing_Thermostatic Shower Restriction Valve_RIM | 0 | 0 | 0 | 0 | 0 | 0 | 0 | 0 | 0 | 0 | 0 | 0 | 0 | 0 | 0 | 0 | 0 | 0 | 0 | 0 | Assembly_Existing_Thermostatic Shower Restriction Valve_TRC | 0 | 0 | 0 | 0 | 0 | 0 | 0 | 0 | 0 | 0 | 0 | 0 | 0 | 0 | 0 | 0 | 0 | 0 | 0 | 0
College and University | Existing | Thermostatic Shower Restriction Valve | 2.3467 | 12.3114 |  | 33448.368 | 10 |  | 1168.05 | 29.95 | unit | 39 | 744.0578 | FAIL | FAIL | College and University_Existing_Thermostatic Shower Restriction Valve_RIM | 0 | 0 | 0 | 0 | 0 | 0 | 0 | 0 | 0 | 0 | 0 | 0 | 0 | 0 | 0 | 0 | 0 | 0 | 0 | 0 | College and University_Existing_Thermostatic Shower Restriction Valve_TRC | 0 | 0 | 0 | 0 | 0 | 0 | 0 | 0 | 0 | 0 | 0 | 0 | 0 | 0 | 0 | 0 | 0 | 0 | 0 | 0
Grocery | Existing | Thermostatic Shower Restriction Valve | 0.060172 | 0.31568 |  | 857.6505 | 10 |  | 29.95 | 29.95 | unit | 1 | 19.0784 | FAIL | FAIL | Grocery_Existing_Thermostatic Shower Restriction Valve_RIM | 0 | 0 | 0 | 0 | 0 | 0 | 0 | 0 | 0 | 0 | 0 | 0 | 0 | 0 | 0 | 0 | 0 | 0 | 0 | 0 | Grocery_Existing_Thermostatic Shower Restriction Valve_TRC | 0 | 0 | 0 | 0 | 0 | 0 | 0 | 0 | 0 | 0 | 0 | 0 | 0 | 0 | 0 | 0 | 0 | 0 | 0 | 0
Healthcare | Existing | Thermostatic Shower Restriction Valve | 0.079067 | 0.20669 |  | 857.6505 | 10 |  | 29.95 | 29.95 | unit | 1 | 19.0784 | FAIL | FAIL | Healthcare_Existing_Thermostatic Shower Restriction Valve_RIM | 0 | 0 | 0 | 0 | 0 | 0 | 0 | 0 | 0 | 0 | 0 | 0 | 0 | 0 | 0 | 0 | 0 | 0 | 0 | 0 | Healthcare_Existing_Thermostatic Shower Restriction Valve_TRC | 0 | 0 | 0 | 0 | 0 | 0 | 0 | 0 | 0 | 0 | 0 | 0 | 0 | 0 | 0 | 0 | 0 | 0 | 0 | 0
Hospitals | Existing | Thermostatic Shower Restriction Valve | 2.0558 | 5.3739 |  | 22298.912 | 10 |  | 778.7 | 29.95 | unit | 26 | 496.0385 | FAIL | FAIL | Hospitals_Existing_Thermostatic Shower Restriction Valve_RIM | 0 | 0 | 0 | 0 | 0 | 0 | 0 | 0 | 0 | 0 | 0 | 0 | 0 | 0 | 0 | 0 | 0 | 0 | 0 | 0 | Hospitals_Existing_Thermostatic Shower Restriction Valve_TRC | 0 | 0 | 0 | 0 | 0 | 0 | 0 | 0 | 0 | 0 | 0 | 0 | 0 | 0 | 0 | 0 | 0 | 0 | 0 | 0
Institutional | Existing | Thermostatic Shower Restriction Valve | 3.1886 | 2.1208 |  | 18868.3101 | 10 |  | 658.9 | 29.95 | unit | 22 | 419.7249 | FAIL | FAIL | Institutional_Existing_Thermostatic Shower Restriction Valve_RIM | 0 | 0 | 0 | 0 | 0 | 0 | 0 | 0 | 0 | 0 | 0 | 0 | 0 | 0 | 0 | 0 | 0 | 0 | 0 | 0 | Institutional_Existing_Thermostatic Shower Restriction Valve_TRC | 0 | 0 | 0 | 0 | 0 | 0 | 0 | 0 | 0 | 0 | 0 | 0 | 0 | 0 | 0 | 0 | 0 | 0 | 0 | 0
Lodging/Hospitality | Existing | Thermostatic Shower Restriction Valve | 0.49923 | 4.2601 |  | 9434.1551 | 10 |  | 329.45 | 29.95 | unit | 11 | 209.8625 | FAIL | FAIL | Lodging/Hospitality_Existing_Thermostatic Shower Restriction Valve_RIM | 0 | 0 | 0 | 0 | 0 | 0 | 0 | 0 | 0 | 0 | 0 | 0 | 0 | 0 | 0 | 0 | 0 | 0 | 0 | 0 | Lodging/Hospitality_Existing_Thermostatic Shower Restriction Valve_TRC | 0 | 0 | 0 | 0 | 0 | 0 | 0 | 0 | 0 | 0 | 0 | 0 | 0 | 0 | 0 | 0 | 0 | 0 | 0 | 0
Miscellaneous | Existing | Thermostatic Shower Restriction Valve | 2.4639 | 1.6388 |  | 14580.0578 | 10 |  | 509.15 | 29.95 | unit | 17 | 324.3329 | FAIL | FAIL | Miscellaneous_Existing_Thermostatic Shower Restriction Valve_RIM | 0 | 0 | 0 | 0 | 0 | 0 | 0 | 0 | 0 | 0 | 0 | 0 | 0 | 0 | 0 | 0 | 0 | 0 | 0 | 0 | Miscellaneous_Existing_Thermostatic Shower Restriction Valve_TRC | 0 | 0 | 0 | 0 | 0 | 0 | 0 | 0 | 0 | 0 | 0 | 0 | 0 | 0 | 0 | 0 | 0 | 0 | 0 | 0
Offices | Existing | Thermostatic Shower Restriction Valve | 0.28987 | 0.1928 |  | 1715.3009 | 10 |  | 59.9 | 29.95 | unit | 2 | 38.1568 | FAIL | FAIL | Offices_Existing_Thermostatic Shower Restriction Valve_RIM | 0 | 0 | 0 | 0 | 0 | 0 | 0 | 0 | 0 | 0 | 0 | 0 | 0 | 0 | 0 | 0 | 0 | 0 | 0 | 0 | Offices_Existing_Thermostatic Shower Restriction Valve_TRC | 0 | 0 | 0 | 0 | 0 | 0 | 0 | 0 | 0 | 0 | 0 | 0 | 0 | 0 | 0 | 0 | 0 | 0 | 0 | 0
Restaurants | Existing | Thermostatic Shower Restriction Valve | 0.060172 | 0.31568 |  | 857.6505 | 10 |  | 29.95 | 29.95 | unit | 1 | 19.0784 | FAIL | FAIL | Restaurants_Existing_Thermostatic Shower Restriction Valve_RIM | 0 | 0 | 0 | 0 | 0 | 0 | 0 | 0 | 0 | 0 | 0 | 0 | 0 | 0 | 0 | 0 | 0 | 0 | 0 | 0 | Restaurants_Existing_Thermostatic Shower Restriction Valve_TRC | 0 | 0 | 0 | 0 | 0 | 0 | 0 | 0 | 0 | 0 | 0 | 0 | 0 | 0 | 0 | 0 | 0 | 0 | 0 | 0
Retail | Existing | Thermostatic Shower Restriction Valve | 0.12034 | 0.63135 |  | 1715.3009 | 10 |  | 59.9 | 29.95 | unit | 2 | 38.1568 | FAIL | FAIL | Retail_Existing_Thermostatic Shower Restriction Valve_RIM | 0 | 0 | 0 | 0 | 0 | 0 | 0 | 0 | 0 | 0 | 0 | 0 | 0 | 0 | 0 | 0 | 0 | 0 | 0 | 0 | Retail_Existing_Thermostatic Shower Restriction Valve_TRC | 0 | 0 | 0 | 0 | 0 | 0 | 0 | 0 | 0 | 0 | 0 | 0 | 0 | 0 | 0 | 0 | 0 | 0 | 0 | 0
Schools K-12 | Existing | Thermostatic Shower Restriction Valve | 0.14494 | 0.096401 |  | 857.6505 | 10 |  | 29.95 | 29.95 | unit | 1 | 19.0784 | FAIL | FAIL | Schools K-12_Existing_Thermostatic Shower Restriction Valve_RIM | 0 | 0 | 0 | 0 | 0 | 0 | 0 | 0 | 0 | 0 | 0 | 0 | 0 | 0 | 0 | 0 | 0 | 0 | 0 | 0 | Schools K-12_Existing_Thermostatic Shower Restriction Valve_TRC | 0 | 0 | 0 | 0 | 0 | 0 | 0 | 0 | 0 | 0 | 0 | 0 | 0 | 0 | 0 | 0 | 0 | 0 | 0 | 0
Warehouse | Existing | Thermostatic Shower Restriction Valve | 0.14494 | 0.096401 |  | 857.6505 | 10 |  | 29.95 | 29.95 | unit | 1 | 19.0784 | FAIL | FAIL | Warehouse_Existing_Thermostatic Shower Restriction Valve_RIM | 0 | 0 | 0 | 0 | 0 | 0 | 0 | 0 | 0 | 0 | 0 | 0 | 0 | 0 | 0 | 0 | 0 | 0 | 0 | 0 | Warehouse_Existing_Thermostatic Shower Restriction Valve_TRC | 0 | 0 | 0 | 0 | 0 | 0 | 0 | 0 | 0 | 0 | 0 | 0 | 0 | 0 | 0 | 0 | 0 | 0 | 0 | 0
Assembly | New | Thermostatic Shower Restriction Valve | 0.14494 | 0.096401 |  | 857.6505 | 10 |  | 29.95 | 29.95 | unit | 1 | 19.0784 | FAIL | FAIL | Assembly_New_Thermostatic Shower Restriction Valve_RIM | 0 | 0 | 0 | 0 | 0 | 0 | 0 | 0 | 0 | 0 | 0 | 0 | 0 | 0 | 0 | 0 | 0 | 0 | 0 | 0 | Assembly_New_Thermostatic Shower Restriction Valve_TRC | 0 | 0 | 0 | 0 | 0 | 0 | 0 | 0 | 0 | 0 | 0 | 0 | 0 | 0 | 0 | 0 | 0 | 0 | 0 | 0
College and University | New | Thermostatic Shower Restriction Valve | 2.3467 | 12.3114 |  | 33448.368 | 10 |  | 1168.05 | 29.95 | unit | 39 | 744.0578 | FAIL | FAIL | College and University_New_Thermostatic Shower Restriction Valve_RIM | 0 | 0 | 0 | 0 | 0 | 0 | 0 | 0 | 0 | 0 | 0 | 0 | 0 | 0 | 0 | 0 | 0 | 0 | 0 | 0 | College and University_New_Thermostatic Shower Restriction Valve_TRC | 0 | 0 | 0 | 0 | 0 | 0 | 0 | 0 | 0 | 0 | 0 | 0 | 0 | 0 | 0 | 0 | 0 | 0 | 0 | 0
Grocery | New | Thermostatic Shower Restriction Valve | 0.060172 | 0.31568 |  | 857.6505 | 10 |  | 29.95 | 29.95 | unit | 1 | 19.0784 | FAIL | FAIL | Grocery_New_Thermostatic Shower Restriction Valve_RIM | 0 | 0 | 0 | 0 | 0 | 0 | 0 | 0 | 0 | 0 | 0 | 0 | 0 | 0 | 0 | 0 | 0 | 0 | 0 | 0 | Grocery_New_Thermostatic Shower Restriction Valve_TRC | 0 | 0 | 0 | 0 | 0 | 0 | 0 | 0 | 0 | 0 | 0 | 0 | 0 | 0 | 0 | 0 | 0 | 0 | 0 | 0
Healthcare | New | Thermostatic Shower Restriction Valve | 0.079067 | 0.20669 |  | 857.6505 | 10 |  | 29.95 | 29.95 | unit | 1 | 19.0784 | FAIL | FAIL | Healthcare_New_Thermostatic Shower Restriction Valve_RIM | 0 | 0 | 0 | 0 | 0 | 0 | 0 | 0 | 0 | 0 | 0 | 0 | 0 | 0 | 0 | 0 | 0 | 0 | 0 | 0 | Healthcare_New_Thermostatic Shower Restriction Valve_TRC | 0 | 0 | 0 | 0 | 0 | 0 | 0 | 0 | 0 | 0 | 0 | 0 | 0 | 0 | 0 | 0 | 0 | 0 | 0 | 0
Hospitals | New | Thermostatic Shower Restriction Valve | 2.0558 | 5.3739 |  | 22298.912 | 10 |  | 778.7 | 29.95 | unit | 26 | 496.0385 | FAIL | FAIL | Hospitals_New_Thermostatic Shower Restriction Valve_RIM | 0 | 0 | 0 | 0 | 0 | 0 | 0 | 0 | 0 | 0 | 0 | 0 | 0 | 0 | 0 | 0 | 0 | 0 | 0 | 0 | Hospitals_New_Thermostatic Shower Restriction Valve_TRC | 0 | 0 | 0 | 0 | 0 | 0 | 0 | 0 | 0 | 0 | 0 | 0 | 0 | 0 | 0 | 0 | 0 | 0 | 0 | 0
Institutional | New | Thermostatic Shower Restriction Valve | 3.1886 | 2.1208 |  | 18868.3101 | 10 |  | 658.9 | 29.95 | unit | 22 | 419.7249 | FAIL | FAIL | Institutional_New_Thermostatic Shower Restriction Valve_RIM | 0 | 0 | 0 | 0 | 0 | 0 | 0 | 0 | 0 | 0 | 0 | 0 | 0 | 0 | 0 | 0 | 0 | 0 | 0 | 0 | Institutional_New_Thermostatic Shower Restriction Valve_TRC | 0 | 0 | 0 | 0 | 0 | 0 | 0 | 0 | 0 | 0 | 0 | 0 | 0 | 0 | 0 | 0 | 0 | 0 | 0 | 0
Lodging/Hospitality | New | Thermostatic Shower Restriction Valve | 0.49923 | 4.2601 |  | 9434.1551 | 10 |  | 329.45 | 29.95 | unit | 11 | 209.8625 | FAIL | FAIL | Lodging/Hospitality_New_Thermostatic Shower Restriction Valve_RIM | 0 | 0 | 0 | 0 | 0 | 0 | 0 | 0 | 0 | 0 | 0 | 0 | 0 | 0 | 0 | 0 | 0 | 0 | 0 | 0 | Lodging/Hospitality_New_Thermostatic Shower Restriction Valve_TRC | 0 | 0 | 0 | 0 | 0 | 0 | 0 | 0 | 0 | 0 | 0 | 0 | 0 | 0 | 0 | 0 | 0 | 0 | 0 | 0
Miscellaneous | New | Thermostatic Shower Restriction Valve | 2.4639 | 1.6388 |  | 14580.0578 | 10 |  | 509.15 | 29.95 | unit | 17 | 324.3329 | FAIL | FAIL | Miscellaneous_New_Thermostatic Shower Restriction Valve_RIM | 0 | 0 | 0 | 0 | 0 | 0 | 0 | 0 | 0 | 0 | 0 | 0 | 0 | 0 | 0 | 0 | 0 | 0 | 0 | 0 | Miscellaneous_New_Thermostatic Shower Restriction Valve_TRC | 0 | 0 | 0 | 0 | 0 | 0 | 0 | 0 | 0 | 0 | 0 | 0 | 0 | 0 | 0 | 0 | 0 | 0 | 0 | 0
Offices | New | Thermostatic Shower Restriction Valve | 0.28987 | 0.1928 |  | 1715.3009 | 10 |  | 59.9 | 29.95 | unit | 2 | 38.1568 | FAIL | FAIL | Offices_New_Thermostatic Shower Restriction Valve_RIM | 0 | 0 | 0 | 0 | 0 | 0 | 0 | 0 | 0 | 0 | 0 | 0 | 0 | 0 | 0 | 0 | 0 | 0 | 0 | 0 | Offices_New_Thermostatic Shower Restriction Valve_TRC | 0 | 0 | 0 | 0 | 0 | 0 | 0 | 0 | 0 | 0 | 0 | 0 | 0 | 0 | 0 | 0 | 0 | 0 | 0 | 0
Restaurants | New | Thermostatic Shower Restriction Valve | 0.060172 | 0.31568 |  | 857.6505 | 10 |  | 29.95 | 29.95 | unit | 1 | 19.0784 | FAIL | FAIL | Restaurants_New_Thermostatic Shower Restriction Valve_RIM | 0 | 0 | 0 | 0 | 0 | 0 | 0 | 0 | 0 | 0 | 0 | 0 | 0 | 0 | 0 | 0 | 0 | 0 | 0 | 0 | Restaurants_New_Thermostatic Shower Restriction Valve_TRC | 0 | 0 | 0 | 0 | 0 | 0 | 0 | 0 | 0 | 0 | 0 | 0 | 0 | 0 | 0 | 0 | 0 | 0 | 0 | 0
Retail | New | Thermostatic Shower Restriction Valve | 0.12034 | 0.63135 |  | 1715.3009 | 10 |  | 59.9 | 29.95 | unit | 2 | 38.1568 | FAIL | FAIL | Retail_New_Thermostatic Shower Restriction Valve_RIM | 0 | 0 | 0 | 0 | 0 | 0 | 0 | 0 | 0 | 0 | 0 | 0 | 0 | 0 | 0 | 0 | 0 | 0 | 0 | 0 | Retail_New_Thermostatic Shower Restriction Valve_TRC | 0 | 0 | 0 | 0 | 0 | 0 | 0 | 0 | 0 | 0 | 0 | 0 | 0 | 0 | 0 | 0 | 0 | 0 | 0 | 0
Schools K-12 | New | Thermostatic Shower Restriction Valve | 0.14494 | 0.096401 |  | 857.6505 | 10 |  | 29.95 | 29.95 | unit | 1 | 19.0784 | FAIL | FAIL | Schools K-12_New_Thermostatic Shower Restriction Valve_RIM | 0 | 0 | 0 | 0 | 0 | 0 | 0 | 0 | 0 | 0 | 0 | 0 | 0 | 0 | 0 | 0 | 0 | 0 | 0 | 0 | Schools K-12_New_Thermostatic Shower Restriction Valve_TRC | 0 | 0 | 0 | 0 | 0 | 0 | 0 | 0 | 0 | 0 | 0 | 0 | 0 | 0 | 0 | 0 | 0 | 0 | 0 | 0
Warehouse | New | Thermostatic Shower Restriction Valve | 0.14494 | 0.096401 |  | 857.6505 | 10 |  | 29.95 | 29.95 | unit | 1 | 19.0784 | FAIL | FAIL | Warehouse_New_Thermostatic Shower Restriction Valve_RIM | 0 | 0 | 0 | 0 | 0 | 0 | 0 | 0 | 0 | 0 | 0 | 0 | 0 | 0 | 0 | 0 | 0 | 0 | 0 | 0 | Warehouse_New_Thermostatic Shower Restriction Valve_TRC | 0 | 0 | 0 | 0 | 0 | 0 | 0 | 0 | 0 | 0 | 0 | 0 | 0 | 0 | 0 | 0 | 0 | 0 | 0 | 0
Assembly | Existing | Bi-Level Lighting Control (Exterior) | 0 | 0 |  | 1357.8 | 9 |  | 399 | 399 | 500-watts controlled |  | 30.2042 | FAIL | 135.4628 | Assembly_Existing_Bi-Level Lighting Control (Exterior)_RIM | 0 | 0 | 0 | 0 | 0 | 0 | 0 | 0 | 0 | 0 | 0 | 0 | 0 | 0 | 0 | 0 | 0 | 0 | 0 | 0 | Assembly_Existing_Bi-Level Lighting Control (Exterior)_TRC | 0.40852 | 0.61348 | 0.902 | 1.2457 | 1.5574 | 1.6765 | 1.477 | 1.0235 | 0.55991 | 0.25501 | 554.6871 | 832.9851 | 1224.7324 | 1691.3702 | 2114.6842 | 2276.3101 | 2005.4491 | 1389.7177 | 760.2416 | 346.2495 |  | 33.95%
College and University | Existing | Bi-Level Lighting Control (Exterior) | 0 | 0 |  | 1357.8 | 9 |  | 399 | 399 | 500-watts controlled |  | 30.2042 | FAIL | 135.4628 | College and University_Existing_Bi-Level Lighting Control (Exterior)_RIM | 0 | 0 | 0 | 0 | 0 | 0 | 0 | 0 | 0 | 0 | 0 | 0 | 0 | 0 | 0 | 0 | 0 | 0 | 0 | 0 | College and University_Existing_Bi-Level Lighting Control (Exterior)_TRC | 1.8633 | 2.7842 | 4.0641 | 5.5545 | 6.8513 | 7.2778 | 6.3304 | 4.333 | 2.3418 | 1.0537 | 2529.9546 | 3780.399 | 5518.1977 | 7541.9043 | 9302.7098 | 9881.7594 | 8595.4308 | 5883.3369 | 3179.6893 | 1430.6661 |  | 33.95%
Grocery | Existing | Bi-Level Lighting Control (Exterior) | 0 | 0 |  | 1357.8 | 9 |  | 399 | 399 | 500-watts controlled |  | 30.2042 | FAIL | 135.4628 | Grocery_Existing_Bi-Level Lighting Control (Exterior)_RIM | 0 | 0 | 0 | 0 | 0 | 0 | 0 | 0 | 0 | 0 | 0 | 0 | 0 | 0 | 0 | 0 | 0 | 0 | 0 | 0 | Grocery_Existing_Bi-Level Lighting Control (Exterior)_TRC | 1.3676 | 2.0672 | 3.0417 | 4.1972 | 5.2348 | 5.6241 | 4.9477 | 3.4242 | 1.8714 | 0.85139 | 1856.9257 | 2806.8562 | 4130.0862 | 5698.9177 | 7107.8705 | 7636.4465 | 6718.0165 | 4649.4338 | 2540.9373 | 1156.0114 |  | 33.95%
Healthcare | Existing | Bi-Level Lighting Control (Exterior) | 0 | 0 |  | 1357.8 | 9 |  | 399 | 399 | 500-watts controlled |  | 30.2042 | FAIL | 135.4628 | Healthcare_Existing_Bi-Level Lighting Control (Exterior)_RIM | 0 | 0 | 0 | 0 | 0 | 0 | 0 | 0 | 0 | 0 | 0 | 0 | 0 | 0 | 0 | 0 | 0 | 0 | 0 | 0 | Healthcare_Existing_Bi-Level Lighting Control (Exterior)_TRC | 2.129 | 3.1901 | 4.6617 | 6.3768 | 7.8709 | 8.3677 | 7.2841 | 4.9884 | 2.6977 | 1.2146 | 2890.6911 | 4331.577 | 6329.6141 | 8658.4793 | 10687.0945 | 11361.6557 | 9890.3488 | 6773.2255 | 3662.9954 | 1649.1998 |  | 33.95%
Hospitals | Existing | Bi-Level Lighting Control (Exterior) | 0 | 0 |  | 1357.8 | 9 |  | 399 | 399 | 500-watts controlled |  | 30.2042 | FAIL | 135.4628 | Hospitals_Existing_Bi-Level Lighting Control (Exterior)_RIM | 0 | 0 | 0 | 0 | 0 | 0 | 0 | 0 | 0 | 0 | 0 | 0 | 0 | 0 | 0 | 0 | 0 | 0 | 0 | 0 | Hospitals_Existing_Bi-Level Lighting Control (Exterior)_TRC | 2.1053 | 3.157 | 4.6176 | 6.3234 | 7.8121 | 8.3075 | 7.2264 | 4.9416 | 2.6686 | 1.2004 | 2858.6211 | 4286.5622 | 6269.7556 | 8585.8966 | 10607.3121 | 11279.9318 | 9812.0068 | 6709.6747 | 3623.3988 | 1629.8726 |  | 33.95%
Institutional | Existing | Bi-Level Lighting Control (Exterior) | 0 | 0 |  | 1357.8 | 9 |  | 399 | 399 | 500-watts controlled |  | 30.2042 | FAIL | 135.4628 | Institutional_Existing_Bi-Level Lighting Control (Exterior)_RIM | 0 | 0 | 0 | 0 | 0 | 0 | 0 | 0 | 0 | 0 | 0 | 0 | 0 | 0 | 0 | 0 | 0 | 0 | 0 | 0 | Institutional_Existing_Bi-Level Lighting Control (Exterior)_TRC | 4.3951 | 6.5915 | 9.6512 | 13.2424 | 16.4121 | 17.5241 | 15.3235 | 10.5418 | 5.727 | 2.5901 | 5967.7138 | 8949.9259 | 13104.4081 | 17980.5908 | 22284.3071 | 23794.2506 | 20806.215 | 14313.6501 | 7776.0763 | 3516.7718 |  | 33.95%
Lodging/Hospitality | Existing | Bi-Level Lighting Control (Exterior) | 0 | 0 |  | 1357.8 | 9 |  | 399 | 399 | 500-watts controlled |  | 30.2042 | FAIL | 135.4628 | Lodging/Hospitality_Existing_Bi-Level Lighting Control (Exterior)_RIM | 0 | 0 | 0 | 0 | 0 | 0 | 0 | 0 | 0 | 0 | 0 | 0 | 0 | 0 | 0 | 0 | 0 | 0 | 0 | 0 | Lodging/Hospitality_Existing_Bi-Level Lighting Control (Exterior)_TRC | 1.6617 | 2.558 | 3.7747 | 5.2008 | 6.4472 | 6.8752 | 5.9942 | 4.1063 | 2.2206 | 0.99991 | 2256.1981 | 3473.2832 | 5125.275 | 7061.7121 | 8753.9994 | 9335.1983 | 8138.8769 | 5575.4937 | 3015.0706 | 1357.6782 |  | 33.95%
Miscellaneous | Existing | Bi-Level Lighting Control (Exterior) | 0 | 0 |  | 1357.8 | 9 |  | 399 | 399 | 500-watts controlled |  | 30.2042 | FAIL | 135.4628 | Miscellaneous_Existing_Bi-Level Lighting Control (Exterior)_RIM | 0 | 0 | 0 | 0 | 0 | 0 | 0 | 0 | 0 | 0 | 0 | 0 | 0 | 0 | 0 | 0 | 0 | 0 | 0 | 0 | Miscellaneous_Existing_Bi-Level Lighting Control (Exterior)_TRC | 6.6382 | 9.18 | 12.89 | 16.9468 | 20.102 | 20.5315 | 17.1587 | 11.2761 | 5.8535 | 2.5316 | 9013.3975 | 12464.6435 | 17502.0046 | 23010.3307 | 27294.5467 | 27877.7183 | 23298.1064 | 15310.7507 | 7947.9159 | 3437.4372 |  | 33.95%
Offices | Existing | Bi-Level Lighting Control (Exterior) | 0 | 0 |  | 1357.8 | 9 |  | 399 | 399 | 500-watts controlled |  | 30.2042 | FAIL | 135.4628 | Offices_Existing_Bi-Level Lighting Control (Exterior)_RIM | 0 | 0 | 0 | 0 | 0 | 0 | 0 | 0 | 0 | 0 | 0 | 0 | 0 | 0 | 0 | 0 | 0 | 0 | 0 | 0 | Offices_Existing_Bi-Level Lighting Control (Exterior)_TRC | 10.7449 | 16.3663 | 23.9978 | 32.8384 | 40.42 | 42.8477 | 37.1886 | 25.3901 | 13.6883 | 6.1436 | 14589.4641 | 22222.1579 | 32584.2628 | 44587.9679 | 54882.2297 | 58178.6597 | 50494.6512 | 34474.7329 | 18586.0281 | 8341.7258 |  | 33.95%
Restaurants | Existing | Bi-Level Lighting Control (Exterior) | 0 | 0 |  | 1357.8 | 9 |  | 399 | 399 | 500-watts controlled |  | 30.2042 | FAIL | 135.4628 | Restaurants_Existing_Bi-Level Lighting Control (Exterior)_RIM | 0 | 0 | 0 | 0 | 0 | 0 | 0 | 0 | 0 | 0 | 0 | 0 | 0 | 0 | 0 | 0 | 0 | 0 | 0 | 0 | Restaurants_Existing_Bi-Level Lighting Control (Exterior)_TRC | 0.53058 | 0.80224 | 1.1812 | 1.6313 | 2.0371 | 2.1898 | 1.9266 | 1.3331 | 0.72823 | 0.33119 | 720.4173 | 1089.2844 | 1603.7712 | 2214.9742 | 2765.9143 | 2973.3316 | 2615.8732 | 1810.1114 | 988.7898 | 449.687 |  | 33.95%
Retail | Existing | Bi-Level Lighting Control (Exterior) | 0 | 0 |  | 1357.8 | 9 |  | 399 | 399 | 500-watts controlled |  | 30.2042 | FAIL | 135.4628 | Retail_Existing_Bi-Level Lighting Control (Exterior)_RIM | 0 | 0 | 0 | 0 | 0 | 0 | 0 | 0 | 0 | 0 | 0 | 0 | 0 | 0 | 0 | 0 | 0 | 0 | 0 | 0 | Retail_Existing_Bi-Level Lighting Control (Exterior)_TRC | 15.6577 | 23.5279 | 34.4836 | 47.3505 | 58.6962 | 62.5737 | 54.5259 | 37.3262 | 20.1683 | 9.0736 | 21259.9751 | 31946.2364 | 46821.8378 | 64292.4856 | 79697.7417 | 84962.5388 | 74035.3235 | 50681.5529 | 27384.4715 | 12320.1497 |  | 33.95%
Schools K-12 | Existing | Bi-Level Lighting Control (Exterior) | 0 | 0 |  | 1357.8 | 9 |  | 399 | 399 | 500-watts controlled |  | 30.2042 | FAIL | 135.4628 | Schools K-12_Existing_Bi-Level Lighting Control (Exterior)_RIM | 0 | 0 | 0 | 0 | 0 | 0 | 0 | 0 | 0 | 0 | 0 | 0 | 0 | 0 | 0 | 0 | 0 | 0 | 0 | 0 | Schools K-12_Existing_Bi-Level Lighting Control (Exterior)_TRC | 2.6035 | 3.8903 | 5.6786 | 7.7611 | 9.5731 | 10.169 | 8.8453 | 6.0544 | 3.2721 | 1.4723 | 3535.0303 | 5282.239 | 7710.4133 | 10538.0783 | 12998.3993 | 13807.4881 | 12010.1394 | 8220.6115 | 4442.8852 | 1999.0271 |  | 33.95%
Warehouse | Existing | Bi-Level Lighting Control (Exterior) | 0 | 0 |  | 1357.8 | 9 |  | 399 | 399 | 500-watts controlled |  | 30.2042 | FAIL | 135.4628 | Warehouse_Existing_Bi-Level Lighting Control (Exterior)_RIM | 0 | 0 | 0 | 0 | 0 | 0 | 0 | 0 | 0 | 0 | 0 | 0 | 0 | 0 | 0 | 0 | 0 | 0 | 0 | 0 | Warehouse_Existing_Bi-Level Lighting Control (Exterior)_TRC | 1.9207 | 2.8619 | 4.1741 | 5.7028 | 7.0344 | 7.4699 | 6.4926 | 4.4379 | 2.3948 | 1.0757 | 2607.92 | 3885.8998 | 5667.6584 | 7743.197 | 9551.2884 | 10142.6736 | 8815.6808 | 6025.7734 | 3251.6843 | 1460.5696 |  | 33.95%
Assembly | New | Bi-Level Lighting Control (Exterior) | 0 | 0 |  | 1357.8 | 9 |  | 399 | 399 | 500-watts controlled |  | 30.2042 | FAIL | 135.4628 | Assembly_New_Bi-Level Lighting Control (Exterior)_RIM | 0 | 0 | 0 | 0 | 0 | 0 | 0 | 0 | 0 | 0 | 0 | 0 | 0 | 0 | 0 | 0 | 0 | 0 | 0 | 0 | Assembly_New_Bi-Level Lighting Control (Exterior)_TRC | 0.028693 | 0.055639 | 0.10404 | 0.17348 | 0.25346 | 0.26229 | 0.22363 | 0.15282 | 0.081794 | 0.03705 | 38.9587 | 75.5469 | 141.2635 | 235.546 | 344.1529 | 356.1319 | 303.6441 | 207.498 | 111.0594 | 50.3064 |  | 33.95%
College and University | New | Bi-Level Lighting Control (Exterior) | 0 | 0 |  | 1357.8 | 9 |  | 399 | 399 | 500-watts controlled |  | 30.2042 | FAIL | 135.4628 | College and University_New_Bi-Level Lighting Control (Exterior)_RIM | 0 | 0 | 0 | 0 | 0 | 0 | 0 | 0 | 0 | 0 | 0 | 0 | 0 | 0 | 0 | 0 | 0 | 0 | 0 | 0 | College and University_New_Bi-Level Lighting Control (Exterior)_TRC | 0.11657 | 0.16393 | 0.24137 | 0.33229 | 0.4132 | 0.40999 | 0.3455 | 0.23769 | 0.12277 | 0.0535 | 158.2811 | 222.5845 | 327.7266 | 451.19 | 561.0487 | 556.6902 | 469.1263 | 322.7321 | 166.6956 | 72.6426 |  | 33.95%
Grocery | New | Bi-Level Lighting Control (Exterior) | 0 | 0 |  | 1357.8 | 9 |  | 399 | 399 | 500-watts controlled |  | 30.2042 | FAIL | 135.4628 | Grocery_New_Bi-Level Lighting Control (Exterior)_RIM | 0 | 0 | 0 | 0 | 0 | 0 | 0 | 0 | 0 | 0 | 0 | 0 | 0 | 0 | 0 | 0 | 0 | 0 | 0 | 0 | Grocery_New_Bi-Level Lighting Control (Exterior)_TRC | 0.14405 | 0.22544 | 0.36762 | 0.555 | 0.75099 | 0.79252 | 0.68841 | 0.47265 | 0.25585 | 0.11495 | 195.5904 | 306.0992 | 499.1562 | 753.5726 | 1019.6954 | 1076.0807 | 934.7245 | 641.7707 | 347.399 | 156.083 |  | 33.95%
Healthcare | New | Bi-Level Lighting Control (Exterior) | 0 | 0 |  | 1357.8 | 9 |  | 399 | 399 | 500-watts controlled |  | 30.2042 | FAIL | 135.4628 | Healthcare_New_Bi-Level Lighting Control (Exterior)_RIM | 0 | 0 | 0 | 0 | 0 | 0 | 0 | 0 | 0 | 0 | 0 | 0 | 0 | 0 | 0 | 0 | 0 | 0 | 0 | 0 | Healthcare_New_Bi-Level Lighting Control (Exterior)_TRC | 0.16038 | 0.22011 | 0.31619 | 0.42471 | 0.51526 | 0.52442 | 0.44142 | 0.29447 | 0.15534 | 0.068063 | 217.7643 | 298.8707 | 429.3213 | 576.6759 | 699.621 | 712.0544 | 599.3574 | 399.8342 | 210.9246 | 92.4162 |  | 33.95%
Hospitals | New | Bi-Level Lighting Control (Exterior) | 0 | 0 |  | 1357.8 | 9 |  | 399 | 399 | 500-watts controlled |  | 30.2042 | FAIL | 135.4628 | Hospitals_New_Bi-Level Lighting Control (Exterior)_RIM | 0 | 0 | 0 | 0 | 0 | 0 | 0 | 0 | 0 | 0 | 0 | 0 | 0 | 0 | 0 | 0 | 0 | 0 | 0 | 0 | Hospitals_New_Bi-Level Lighting Control (Exterior)_TRC | 0.1586 | 0.21767 | 0.31268 | 0.42 | 0.50954 | 0.5186 | 0.43652 | 0.29121 | 0.15362 | 0.067308 | 215.3483 | 295.555 | 424.5583 | 570.2782 | 691.8592 | 704.1547 | 592.708 | 395.3983 | 208.5846 | 91.3909 |  | 33.95%
Institutional | New | Bi-Level Lighting Control (Exterior) | 0 | 0 |  | 1357.8 | 9 |  | 399 | 399 | 500-watts controlled |  | 30.2042 | FAIL | 135.4628 | Institutional_New_Bi-Level Lighting Control (Exterior)_RIM | 0 | 0 | 0 | 0 | 0 | 0 | 0 | 0 | 0 | 0 | 0 | 0 | 0 | 0 | 0 | 0 | 0 | 0 | 0 | 0 | Institutional_New_Bi-Level Lighting Control (Exterior)_TRC | 0.32735 | 0.50275 | 0.80133 | 1.1857 | 1.5754 | 1.6639 | 1.4395 | 0.98002 | 0.52484 | 0.23252 | 444.4693 | 682.6313 | 1088.04 | 1609.9588 | 2139.0587 | 2259.2513 | 1954.532 | 1330.6672 | 712.6254 | 315.7161 |  | 33.95%
Lodging/Hospitality | New | Bi-Level Lighting Control (Exterior) | 0 | 0 |  | 1357.8 | 9 |  | 399 | 399 | 500-watts controlled |  | 30.2042 | FAIL | 135.4628 | Lodging/Hospitality_New_Bi-Level Lighting Control (Exterior)_RIM | 0 | 0 | 0 | 0 | 0 | 0 | 0 | 0 | 0 | 0 | 0 | 0 | 0 | 0 | 0 | 0 | 0 | 0 | 0 | 0 | Lodging/Hospitality_New_Bi-Level Lighting Control (Exterior)_TRC | 0.334 | 0.40473 | 0.51107 | 0.58644 | 0.5842 | 0.57171 | 0.46305 | 0.29625 | 0.15047 | 0.063831 | 453.512 | 549.5486 | 693.9306 | 796.2676 | 793.2318 | 776.2658 | 628.7333 | 402.2548 | 204.3073 | 86.6692 |  | 33.95%
Miscellaneous | New | Bi-Level Lighting Control (Exterior) | 0 | 0 |  | 1357.8 | 9 |  | 399 | 399 | 500-watts controlled |  | 30.2042 | FAIL | 135.4628 | Miscellaneous_New_Bi-Level Lighting Control (Exterior)_RIM | 0 | 0 | 0 | 0 | 0 | 0 | 0 | 0 | 0 | 0 | 0 | 0 | 0 | 0 | 0 | 0 | 0 | 0 | 0 | 0 | Miscellaneous_New_Bi-Level Lighting Control (Exterior)_TRC | 0 | 0 | 0 | 0 | 0 | 0 | 0 | 0 | 0 | 0 | 0 | 0 | 0 | 0 | 0 | 0 | 0 | 0 | 0 | 0 |  | 33.95%
Offices | New | Bi-Level Lighting Control (Exterior) | 0 | 0 |  | 1357.8 | 9 |  | 399 | 399 | 500-watts controlled |  | 30.2042 | FAIL | 135.4628 | Offices_New_Bi-Level Lighting Control (Exterior)_RIM | 0 | 0 | 0 | 0 | 0 | 0 | 0 | 0 | 0 | 0 | 0 | 0 | 0 | 0 | 0 | 0 | 0 | 0 | 0 | 0 | Offices_New_Bi-Level Lighting Control (Exterior)_TRC | 1.7084 | 1.9576 | 2.2609 | 2.2668 | 1.7881 | 1.7434 | 1.4072 | 0.8971 | 0.45418 | 0.19214 | 2319.6295 | 2658.028 | 3069.7988 | 3077.8708 | 2427.8212 | 2367.2236 | 1910.6554 | 1218.088 | 616.6865 | 260.8859 |  | 33.95%
Restaurants | New | Bi-Level Lighting Control (Exterior) | 0 | 0 |  | 1357.8 | 9 |  | 399 | 399 | 500-watts controlled |  | 30.2042 | FAIL | 135.4628 | Restaurants_New_Bi-Level Lighting Control (Exterior)_RIM | 0 | 0 | 0 | 0 | 0 | 0 | 0 | 0 | 0 | 0 | 0 | 0 | 0 | 0 | 0 | 0 | 0 | 0 | 0 | 0 | Restaurants_New_Bi-Level Lighting Control (Exterior)_TRC | 0.055886 | 0.089365 | 0.1482 | 0.22683 | 0.3105 | 0.31797 | 0.26875 | 0.18232 | 0.09704 | 0.043756 | 75.8817 | 121.3395 | 201.2222 | 307.9926 | 421.5956 | 431.7421 | 364.9037 | 247.5512 | 131.7616 | 59.4121 |  | 33.95%
Retail | New | Bi-Level Lighting Control (Exterior) | 0 | 0 |  | 1357.8 | 9 |  | 399 | 399 | 500-watts controlled |  | 30.2042 | FAIL | 135.4628 | Retail_New_Bi-Level Lighting Control (Exterior)_RIM | 0 | 0 | 0 | 0 | 0 | 0 | 0 | 0 | 0 | 0 | 0 | 0 | 0 | 0 | 0 | 0 | 0 | 0 | 0 | 0 | Retail_New_Bi-Level Lighting Control (Exterior)_TRC | 1.2732 | 1.8722 | 2.8719 | 4.1099 | 5.3019 | 5.0498 | 3.9886 | 2.4867 | 1.2355 | 0.51532 | 1728.7642 | 2542.1219 | 3899.5104 | 5580.4544 | 7198.8607 | 6856.6362 | 5415.6707 | 3376.478 | 1677.5542 | 699.704 |  | 33.95%
Schools K-12 | New | Bi-Level Lighting Control (Exterior) | 0 | 0 |  | 1357.8 | 9 |  | 399 | 399 | 500-watts controlled |  | 30.2042 | FAIL | 135.4628 | Schools K-12_New_Bi-Level Lighting Control (Exterior)_RIM | 0 | 0 | 0 | 0 | 0 | 0 | 0 | 0 | 0 | 0 | 0 | 0 | 0 | 0 | 0 | 0 | 0 | 0 | 0 | 0 | Schools K-12_New_Bi-Level Lighting Control (Exterior)_TRC | 0.16288 | 0.22905 | 0.33725 | 0.46431 | 0.57736 | 0.57287 | 0.48276 | 0.33211 | 0.17154 | 0.074754 | 221.1615 | 311.0106 | 457.9226 | 630.4344 | 783.9367 | 777.8467 | 655.4962 | 450.944 | 232.9187 | 101.5013 |  | 33.95%
Warehouse | New | Bi-Level Lighting Control (Exterior) | 0 | 0 |  | 1357.8 | 9 |  | 399 | 399 | 500-watts controlled |  | 30.2042 | FAIL | 135.4628 | Warehouse_New_Bi-Level Lighting Control (Exterior)_RIM | 0 | 0 | 0 | 0 | 0 | 0 | 0 | 0 | 0 | 0 | 0 | 0 | 0 | 0 | 0 | 0 | 0 | 0 | 0 | 0 | Warehouse_New_Bi-Level Lighting Control (Exterior)_TRC | 0.094031 | 0.14128 | 0.22194 | 0.32414 | 0.42553 | 0.40292 | 0.31647 | 0.1962 | 0.096999 | 0.040299 | 127.6755 | 191.8258 | 301.3514 | 440.1191 | 577.7781 | 547.08 | 429.7077 | 266.402 | 131.705 | 54.7179 |  | 33.95%
Assembly | Existing | Outdoor Lighting Controls | 0 | 0 |  | 562.52 | 8 |  | 130 | 130 | 500-watts controlled |  | 12.5132 | FAIL | 20.8198 | Assembly_Existing_Outdoor Lighting Controls_RIM | 0 | 0 | 0 | 0 | 0 | 0 | 0 | 0 | 0 | 0 | 0 | 0 | 0 | 0 | 0 | 0 | 0 | 0 | 0 | 0 | Assembly_Existing_Outdoor Lighting Controls_TRC | 2.9679 | 4.4602 | 6.564 | 9.0747 | 11.3564 | 12.2278 | 10.7649 | 7.4488 | 4.069 | 1.8515 | 1669.522 | 2508.9356 | 3692.3577 | 5104.7194 | 6388.2277 | 6878.3687 | 6055.4589 | 4190.074 | 2288.8672 | 1041.4988 |  | 16.02%
College and University | Existing | Outdoor Lighting Controls | 0 | 0 |  | 562.52 | 8 |  | 130 | 130 | 500-watts controlled |  | 12.5132 | FAIL | 20.8198 | College and University_Existing_Outdoor Lighting Controls_RIM | 0 | 0 | 0 | 0 | 0 | 0 | 0 | 0 | 0 | 0 | 0 | 0 | 0 | 0 | 0 | 0 | 0 | 0 | 0 | 0 | College and University_Existing_Outdoor Lighting Controls_TRC | 8.4436 | 12.6259 | 18.4473 | 25.2399 | 31.1614 | 33.1101 | 28.779 | 19.6694 | 10.6152 | 4.7718 | 4749.7133 | 7102.3238 | 10376.9653 | 14197.9219 | 17528.9096 | 18625.1105 | 16188.7612 | 11064.4387 | 5971.2354 | 2684.2218 |  | 16.02%
Grocery | Existing | Outdoor Lighting Controls | 0 | 0 |  | 562.52 | 8 |  | 130 | 130 | 500-watts controlled |  | 12.5132 | FAIL | 20.8198 | Grocery_Existing_Outdoor Lighting Controls_RIM | 0 | 0 | 0 | 0 | 0 | 0 | 0 | 0 | 0 | 0 | 0 | 0 | 0 | 0 | 0 | 0 | 0 | 0 | 0 | 0 | Grocery_Existing_Outdoor Lighting Controls_TRC | 9.9357 | 15.0292 | 22.1352 | 30.5765 | 38.1713 | 41.0211 | 36.0611 | 24.9205 | 13.5996 | 6.1815 | 5589.058 | 8454.1982 | 12451.4998 | 17199.8869 | 21472.093 | 23075.1927 | 20285.0685 | 14018.2944 | 7650.0255 | 3477.2162 |  | 16.02%
Healthcare | Existing | Outdoor Lighting Controls | 0 | 0 |  | 562.52 | 8 |  | 130 | 130 | 500-watts controlled |  | 12.5132 | FAIL | 20.8198 | Healthcare_Existing_Outdoor Lighting Controls_RIM | 0 | 0 | 0 | 0 | 0 | 0 | 0 | 0 | 0 | 0 | 0 | 0 | 0 | 0 | 0 | 0 | 0 | 0 | 0 | 0 | Healthcare_Existing_Outdoor Lighting Controls_TRC | 9.6476 | 14.4667 | 21.1598 | 28.9766 | 35.7987 | 38.0687 | 33.1146 | 22.6445 | 12.2286 | 5.5007 | 5426.9564 | 8137.8347 | 11902.833 | 16299.9168 | 20137.4781 | 21414.4146 | 18627.6288 | 12737.9987 | 6878.8505 | 3094.2357 |  | 16.02%
Hospitals | Existing | Outdoor Lighting Controls | 0 | 0 |  | 562.52 | 8 |  | 130 | 130 | 500-watts controlled |  | 12.5132 | FAIL | 20.8198 | Hospitals_Existing_Outdoor Lighting Controls_RIM | 0 | 0 | 0 | 0 | 0 | 0 | 0 | 0 | 0 | 0 | 0 | 0 | 0 | 0 | 0 | 0 | 0 | 0 | 0 | 0 | Hospitals_Existing_Outdoor Lighting Controls_TRC | 9.5405 | 9.4383 | 9.5032 | 9.5895 | 9.6765 | 9.7599 | 9.8467 | 9.9247 | 10.0025 | 10.0693 | 5366.7487 | 5309.207 | 5345.7557 | 5394.2983 | 5443.2074 | 5490.1312 | 5538.959 | 5582.8701 | 5626.624 | 5664.1794 |  | 16.02%
Institutional | Existing | Outdoor Lighting Controls | 0 | 0 |  | 562.52 | 8 |  | 130 | 130 | 500-watts controlled |  | 12.5132 | FAIL | 20.8198 | Institutional_Existing_Outdoor Lighting Controls_RIM | 0 | 0 | 0 | 0 | 0 | 0 | 0 | 0 | 0 | 0 | 0 | 0 | 0 | 0 | 0 | 0 | 0 | 0 | 0 | 0 | Institutional_Existing_Outdoor Lighting Controls_TRC | 31.9311 | 47.9219 | 70.2331 | 96.4715 | 119.673 | 127.8168 | 111.6839 | 76.7198 | 41.619 | 18.8051 | 17961.8921 | 26957.009 | 39507.5375 | 54267.1687 | 67318.4342 | 71899.5307 | 62824.4207 | 43156.4293 | 23411.5115 | 10578.2482 |  | 16.02%
Lodging/Hospitality | Existing | Outdoor Lighting Controls | 0 | 0 |  | 562.52 | 8 |  | 130 | 130 | 500-watts controlled |  | 12.5132 | FAIL | 20.8198 | Lodging/Hospitality_Existing_Outdoor Lighting Controls_RIM | 0 | 0 | 0 | 0 | 0 | 0 | 0 | 0 | 0 | 0 | 0 | 0 | 0 | 0 | 0 | 0 | 0 | 0 | 0 | 0 | Lodging/Hospitality_Existing_Outdoor Lighting Controls_TRC | 7.53 | 7.6476 | 7.7685 | 7.8872 | 7.9858 | 8.0772 | 8.1676 | 8.2471 | 8.3232 | 8.3877 | 4235.7652 | 4301.9041 | 4369.9419 | 4436.6923 | 4492.1686 | 4543.5969 | 4594.4633 | 4639.1603 | 4681.9766 | 4718.2416 |  | 16.02%
Miscellaneous | Existing | Outdoor Lighting Controls | 0 | 0 |  | 562.52 | 8 |  | 130 | 130 | 500-watts controlled |  | 12.5132 | FAIL | 20.8198 | Miscellaneous_Existing_Outdoor Lighting Controls_RIM | 0 | 0 | 0 | 0 | 0 | 0 | 0 | 0 | 0 | 0 | 0 | 0 | 0 | 0 | 0 | 0 | 0 | 0 | 0 | 0 | Miscellaneous_Existing_Outdoor Lighting Controls_TRC | 48.2275 | 43.9999 | 42.5302 | 41.2025 | 39.9187 | 38.671 | 37.4837 | 36.3081 | 35.1752 | 34.0463 | 27128.9272 | 24750.8336 | 23924.1067 | 23177.2341 | 22455.0933 | 21753.1881 | 21085.3287 | 20424.0554 | 19786.7496 | 19151.7097 |  | 16.02%
Offices | Existing | Outdoor Lighting Controls | 0 | 0 |  | 562.52 | 8 |  | 130 | 130 | 500-watts controlled |  | 12.5132 | FAIL | 20.8198 | Offices_Existing_Outdoor Lighting Controls_RIM | 0 | 0 | 0 | 0 | 0 | 0 | 0 | 0 | 0 | 0 | 0 | 0 | 0 | 0 | 0 | 0 | 0 | 0 | 0 | 0 | Offices_Existing_Outdoor Lighting Controls_TRC | 48.6918 | 74.2183 | 108.9289 | 149.2188 | 183.8397 | 194.9352 | 169.0649 | 115.2573 | 62.048 | 27.8226 | 27390.1239 | 41749.2861 | 61274.674 | 83938.5466 | 103413.4856 | 109654.9634 | 95102.3713 | 64834.5613 | 34903.2678 | 15650.7818 |  | 16.02%
Restaurants | Existing | Outdoor Lighting Controls | 0 | 0 |  | 562.52 | 8 |  | 130 | 130 | 500-watts controlled |  | 12.5132 | FAIL | 20.8198 | Restaurants_Existing_Outdoor Lighting Controls_RIM | 0 | 0 | 0 | 0 | 0 | 0 | 0 | 0 | 0 | 0 | 0 | 0 | 0 | 0 | 0 | 0 | 0 | 0 | 0 | 0 | Restaurants_Existing_Outdoor Lighting Controls_TRC | 9.6175 | 14.5521 | 21.4456 | 29.6507 | 37.0601 | 39.8501 | 35.0336 | 24.2066 | 13.204 | 5.9995 | 5410.019 | 8185.8557 | 12063.5606 | 16679.093 | 20847.0274 | 22416.5059 | 19707.0971 | 13616.6717 | 7427.5135 | 3374.8185 |  | 16.02%
Retail | Existing | Outdoor Lighting Controls | 0 | 0 |  | 562.52 | 8 |  | 130 | 130 | 500-watts controlled |  | 12.5132 | FAIL | 20.8198 | Retail_Existing_Outdoor Lighting Controls_RIM | 0 | 0 | 0 | 0 | 0 | 0 | 0 | 0 | 0 | 0 | 0 | 0 | 0 | 0 | 0 | 0 | 0 | 0 | 0 | 0 | Retail_Existing_Outdoor Lighting Controls_TRC | 70.9544 | 70.34 | 70.969 | 71.8078 | 72.7039 | 73.5133 | 74.297 | 74.9666 | 75.5959 | 76.1134 | 39913.279 | 39567.6474 | 39921.5093 | 40393.3173 | 40897.3863 | 41352.6865 | 41793.5525 | 42170.2296 | 42524.1967 | 42815.3326 |  | 16.02%
Schools K-12 | Existing | Outdoor Lighting Controls | 0 | 0 |  | 562.52 | 8 |  | 130 | 130 | 500-watts controlled |  | 12.5132 | FAIL | 20.8198 | Schools K-12_Existing_Outdoor Lighting Controls_RIM | 0 | 0 | 0 | 0 | 0 | 0 | 0 | 0 | 0 | 0 | 0 | 0 | 0 | 0 | 0 | 0 | 0 | 0 | 0 | 0 | Schools K-12_Existing_Outdoor Lighting Controls_TRC | 18.9147 | 28.2834 | 41.324 | 56.5401 | 69.805 | 74.1704 | 64.4682 | 44.0617 | 23.7791 | 10.6893 | 10639.8924 | 15910.0047 | 23245.5704 | 31804.9434 | 39266.7308 | 41722.3442 | 36264.6475 | 24785.5883 | 13376.2394 | 6012.959 |  | 16.02%
Warehouse | Existing | Outdoor Lighting Controls | 0 | 0 |  | 562.52 | 8 |  | 130 | 130 | 500-watts controlled |  | 12.5132 | FAIL | 20.8198 | Warehouse_Existing_Outdoor Lighting Controls_RIM | 0 | 0 | 0 | 0 | 0 | 0 | 0 | 0 | 0 | 0 | 0 | 0 | 0 | 0 | 0 | 0 | 0 | 0 | 0 | 0 | Warehouse_Existing_Outdoor Lighting Controls_TRC | 8.7038 | 12.9783 | 18.9469 | 25.9135 | 31.9941 | 33.9844 | 29.5164 | 20.1456 | 10.8555 | 4.8715 | 4896.0847 | 7300.5306 | 10658.026 | 14576.8631 | 17997.3014 | 19116.8807 | 16603.5833 | 11332.3104 | 6106.4368 | 2740.3269 |  | 16.02%
Assembly | New | Outdoor Lighting Controls | 0 | 0 |  | 562.52 | 8 |  | 130 | 130 | 500-watts controlled |  | 12.5132 | FAIL | 20.8198 | Assembly_New_Outdoor Lighting Controls_RIM | 0 | 0 | 0 | 0 | 0 | 0 | 0 | 0 | 0 | 0 | 0 | 0 | 0 | 0 | 0 | 0 | 0 | 0 | 0 | 0 | Assembly_New_Outdoor Lighting Controls_TRC | 0.21048 | 0.41051 | 0.77353 | 1.3013 | 1.9159 | 1.9871 | 1.684 | 1.1369 | 0.60141 | 0.27041 | 118.3996 | 230.918 | 435.1241 | 732.0162 | 1077.7458 | 1117.802 | 947.2798 | 639.5332 | 338.3063 | 152.1093 |  | 16.02%
College and University | New | Outdoor Lighting Controls | 0 | 0 |  | 562.52 | 8 |  | 130 | 130 | 500-watts controlled |  | 12.5132 | FAIL | 20.8198 | College and University_New_Outdoor Lighting Controls_RIM | 0 | 0 | 0 | 0 | 0 | 0 | 0 | 0 | 0 | 0 | 0 | 0 | 0 | 0 | 0 | 0 | 0 | 0 | 0 | 0 | College and University_New_Outdoor Lighting Controls_TRC | 0.53339 | 0.75441 | 1.1194 | 1.5548 | 1.9482 | 1.9375 | 1.6228 | 1.103 | 0.56306 | 0.24355 | 300.044 | 424.3715 | 629.6588 | 874.6112 | 1095.9128 | 1089.8787 | 912.8802 | 620.4431 | 316.7301 | 137.0044 |  | 16.02%
Grocery | New | Outdoor Lighting Controls | 0 | 0 |  | 562.52 | 8 |  | 130 | 130 | 500-watts controlled |  | 12.5132 | FAIL | 20.8198 | Grocery_New_Outdoor Lighting Controls_RIM | 0 | 0 | 0 | 0 | 0 | 0 | 0 | 0 | 0 | 0 | 0 | 0 | 0 | 0 | 0 | 0 | 0 | 0 | 0 | 0 | Grocery_New_Outdoor Lighting Controls_TRC | 1.0567 | 1.6633 | 2.7333 | 4.1632 | 5.6767 | 6.0043 | 5.1839 | 3.5163 | 1.8812 | 0.83898 | 594.4191 | 935.6277 | 1537.5153 | 2341.9094 | 3193.2676 | 3377.5271 | 2916.0644 | 1978.0128 | 1058.2378 | 471.9417 |  | 16.02%
Healthcare | New | Outdoor Lighting Controls | 0 | 0 |  | 562.52 | 8 |  | 130 | 130 | 500-watts controlled |  | 12.5132 | FAIL | 20.8198 | Healthcare_New_Outdoor Lighting Controls_RIM | 0 | 0 | 0 | 0 | 0 | 0 | 0 | 0 | 0 | 0 | 0 | 0 | 0 | 0 | 0 | 0 | 0 | 0 | 0 | 0 | Healthcare_New_Outdoor Lighting Controls_TRC | 0.73385 | 1.013 | 1.4664 | 1.9872 | 2.4294 | 2.4782 | 2.0733 | 1.3665 | 0.71245 | 0.30985 | 412.8026 | 569.8162 | 824.8519 | 1117.8599 | 1366.59 | 1394.048 | 1166.2989 | 768.6695 | 400.7675 | 174.2976 |  | 16.02%
Hospitals | New | Outdoor Lighting Controls | 0 | 0 |  | 562.52 | 8 |  | 130 | 130 | 500-watts controlled |  | 12.5132 | FAIL | 20.8198 | Hospitals_New_Outdoor Lighting Controls_RIM | 0 | 0 | 0 | 0 | 0 | 0 | 0 | 0 | 0 | 0 | 0 | 0 | 0 | 0 | 0 | 0 | 0 | 0 | 0 | 0 | Hospitals_New_Outdoor Lighting Controls_TRC | 0.7257 | 1.0017 | 1.4501 | 1.9652 | 2.4025 | 2.4507 | 2.0503 | 1.3513 | 0.70455 | 0.30641 | 408.2229 | 563.4946 | 815.7008 | 1105.4581 | 1351.4288 | 1378.5822 | 1153.3598 | 760.1417 | 396.3213 | 172.3639 |  | 16.02%
Institutional | New | Outdoor Lighting Controls | 0 | 0 |  | 562.52 | 8 |  | 130 | 130 | 500-watts controlled |  | 12.5132 | FAIL | 20.8198 | Institutional_New_Outdoor Lighting Controls_RIM | 0 | 0 | 0 | 0 | 0 | 0 | 0 | 0 | 0 | 0 | 0 | 0 | 0 | 0 | 0 | 0 | 0 | 0 | 0 | 0 | Institutional_New_Outdoor Lighting Controls_TRC | 2.4013 | 3.7093 | 5.9579 | 8.8945 | 11.9083 | 12.6061 | 10.8397 | 7.2909 | 3.859 | 1.697 | 1350.7875 | 2086.5416 | 3351.4126 | 5003.3369 | 6698.6545 | 7091.1808 | 6097.5624 | 4101.2727 | 2170.781 | 954.6174 |  | 16.02%
Lodging/Hospitality | New | Outdoor Lighting Controls | 0 | 0 |  | 562.52 | 8 |  | 130 | 130 | 500-watts controlled |  | 12.5132 | FAIL | 20.8198 | Lodging/Hospitality_New_Outdoor Lighting Controls_RIM | 0 | 0 | 0 | 0 | 0 | 0 | 0 | 0 | 0 | 0 | 0 | 0 | 0 | 0 | 0 | 0 | 0 | 0 | 0 | 0 | Lodging/Hospitality_New_Outdoor Lighting Controls_TRC | 1.5283 | 1.8626 | 2.3701 | 2.744 | 2.7545 | 2.7017 | 2.175 | 1.3747 | 0.6901 | 0.29058 | 859.6954 | 1047.7495 | 1333.2439 | 1543.5283 | 1549.4428 | 1519.7601 | 1223.4621 | 773.3231 | 388.1943 | 163.4587 |  | 16.02%
Miscellaneous | New | Outdoor Lighting Controls | 0 | 0 |  | 562.52 | 8 |  | 130 | 130 | 500-watts controlled |  | 12.5132 | FAIL | 20.8198 | Miscellaneous_New_Outdoor Lighting Controls_RIM | 0 | 0 | 0 | 0 | 0 | 0 | 0 | 0 | 0 | 0 | 0 | 0 | 0 | 0 | 0 | 0 | 0 | 0 | 0 | 0 | Miscellaneous_New_Outdoor Lighting Controls_TRC | 0 | 0 | 0 | 0 | 0 | 0 | 0 | 0 | 0 | 0 | 0 | 0 | 0 | 0 | 0 | 0 | 0 | 0 | 0 | 0 |  | 16.02%
Offices | New | Outdoor Lighting Controls | 0 | 0 |  | 562.52 | 8 |  | 130 | 130 | 500-watts controlled |  | 12.5132 | FAIL | 20.8198 | Offices_New_Outdoor Lighting Controls_RIM | 0 | 0 | 0 | 0 | 0 | 0 | 0 | 0 | 0 | 0 | 0 | 0 | 0 | 0 | 0 | 0 | 0 | 0 | 0 | 0 | Offices_New_Outdoor Lighting Controls_TRC | 7.8169 | 9.0089 | 10.4849 | 10.6064 | 8.4305 | 8.2388 | 6.6095 | 4.1629 | 2.083 | 0.87469 | 4397.1822 | 5067.7007 | 5897.9827 | 5966.3116 | 4742.3338 | 4634.5104 | 3717.9744 | 2341.7387 | 1171.736 | 492.0326 |  | 16.02%
Restaurants | New | Outdoor Lighting Controls | 0 | 0 |  | 562.52 | 8 |  | 130 | 130 | 500-watts controlled |  | 12.5132 | FAIL | 20.8198 | Restaurants_New_Outdoor Lighting Controls_RIM | 0 | 0 | 0 | 0 | 0 | 0 | 0 | 0 | 0 | 0 | 0 | 0 | 0 | 0 | 0 | 0 | 0 | 0 | 0 | 0 | Restaurants_New_Outdoor Lighting Controls_TRC | 1.0229 | 1.645 | 2.7491 | 4.2454 | 5.8559 | 6.0105 | 5.0492 | 3.3841 | 1.7802 | 0.79678 | 575.3776 | 925.3658 | 1546.4274 | 2388.1179 | 3294.0596 | 3381.0298 | 2840.2878 | 1903.64 | 1001.4151 | 448.2061 |  | 16.02%
Retail | New | Outdoor Lighting Controls | 0 | 0 |  | 562.52 | 8 |  | 130 | 130 | 500-watts controlled |  | 12.5132 | FAIL | 20.8198 | Retail_New_Outdoor Lighting Controls_RIM | 0 | 0 | 0 | 0 | 0 | 0 | 0 | 0 | 0 | 0 | 0 | 0 | 0 | 0 | 0 | 0 | 0 | 0 | 0 | 0 | Retail_New_Outdoor Lighting Controls_TRC | 5.8258 | 8.6161 | 13.3188 | 19.2303 | 24.9978 | 23.8637 | 18.7343 | 11.5395 | 5.6664 | 2.346 | 3277.1142 | 4846.7182 | 7492.1018 | 10817.4554 | 14061.7444 | 13423.8064 | 10538.4389 | 6491.1805 | 3187.439 | 1319.6464 |  | 16.02%
Schools K-12 | New | Outdoor Lighting Controls | 0 | 0 |  | 562.52 | 8 |  | 130 | 130 | 500-watts controlled |  | 12.5132 | FAIL | 20.8198 | Schools K-12_New_Outdoor Lighting Controls_RIM | 0 | 0 | 0 | 0 | 0 | 0 | 0 | 0 | 0 | 0 | 0 | 0 | 0 | 0 | 0 | 0 | 0 | 0 | 0 | 0 | Schools K-12_New_Outdoor Lighting Controls_TRC | 1.1949 | 1.69 | 2.5075 | 3.4829 | 4.3642 | 4.3402 | 3.6353 | 2.4708 | 1.2613 | 0.54559 | 672.1324 | 950.64 | 1410.5066 | 1959.2276 | 2454.9681 | 2441.451 | 2044.9544 | 1389.8625 | 709.5111 | 306.9053 |  | 16.02%
Warehouse | New | Outdoor Lighting Controls | 0 | 0 |  | 562.52 | 8 |  | 130 | 130 | 500-watts controlled |  | 12.5132 | FAIL | 20.8198 | Warehouse_New_Outdoor Lighting Controls_RIM | 0 | 0 | 0 | 0 | 0 | 0 | 0 | 0 | 0 | 0 | 0 | 0 | 0 | 0 | 0 | 0 | 0 | 0 | 0 | 0 | Warehouse_New_Outdoor Lighting Controls_TRC | 0.43025 | 0.65016 | 1.0293 | 1.5167 | 2.0063 | 1.904 | 1.4865 | 0.91046 | 0.44487 | 0.18346 | 242.0267 | 365.7282 | 578.9844 | 853.1508 | 1128.5907 | 1071.0639 | 836.175 | 512.15 | 250.2463 | 103.1983 |  | 16.02%
Assembly | Existing | Air Curtains | 0.011723 | 0.0032285 |  | 81.081 | 8 |  | 3600 | 3600 | door |  | 3.5732 | FAIL | FAIL | Assembly_Existing_Air Curtains_RIM | 0 | 0 | 0 | 0 | 0 | 0 | 0 | 0 | 0 | 0 | 0 | 0 | 0 | 0 | 0 | 0 | 0 | 0 | 0 | 0 | Assembly_Existing_Air Curtains_TRC | 0 | 0 | 0 | 0 | 0 | 0 | 0 | 0 | 0 | 0 | 0 | 0 | 0 | 0 | 0 | 0 | 0 | 0 | 0 | 0
College and University | Existing | Air Curtains | 0.010513 | 0.0088056 |  | 81.081 | 8 |  | 3600 | 3600 | door |  | 3.5732 | FAIL | FAIL | College and University_Existing_Air Curtains_RIM | 0 | 0 | 0 | 0 | 0 | 0 | 0 | 0 | 0 | 0 | 0 | 0 | 0 | 0 | 0 | 0 | 0 | 0 | 0 | 0 | College and University_Existing_Air Curtains_TRC | 0 | 0 | 0 | 0 | 0 | 0 | 0 | 0 | 0 | 0 | 0 | 0 | 0 | 0 | 0 | 0 | 0 | 0 | 0 | 0
Grocery | Existing | Air Curtains | 0.011723 | 0.0032285 |  | 81.081 | 8 |  | 3600 | 3600 | door |  | 3.5732 | FAIL | FAIL | Grocery_Existing_Air Curtains_RIM | 0 | 0 | 0 | 0 | 0 | 0 | 0 | 0 | 0 | 0 | 0 | 0 | 0 | 0 | 0 | 0 | 0 | 0 | 0 | 0 | Grocery_Existing_Air Curtains_TRC | 0 | 0 | 0 | 0 | 0 | 0 | 0 | 0 | 0 | 0 | 0 | 0 | 0 | 0 | 0 | 0 | 0 | 0 | 0 | 0
Healthcare | Existing | Air Curtains | 0.010513 | 0.0088056 |  | 81.081 | 8 |  | 3600 | 3600 | door |  | 3.5732 | FAIL | FAIL | Healthcare_Existing_Air Curtains_RIM | 0 | 0 | 0 | 0 | 0 | 0 | 0 | 0 | 0 | 0 | 0 | 0 | 0 | 0 | 0 | 0 | 0 | 0 | 0 | 0 | Healthcare_Existing_Air Curtains_TRC | 0 | 0 | 0 | 0 | 0 | 0 | 0 | 0 | 0 | 0 | 0 | 0 | 0 | 0 | 0 | 0 | 0 | 0 | 0 | 0
Hospitals | Existing | Air Curtains | 0.010513 | 0.0088056 |  | 81.081 | 8 |  | 3600 | 3600 | door |  | 3.5732 | FAIL | FAIL | Hospitals_Existing_Air Curtains_RIM | 0 | 0 | 0 | 0 | 0 | 0 | 0 | 0 | 0 | 0 | 0 | 0 | 0 | 0 | 0 | 0 | 0 | 0 | 0 | 0 | Hospitals_Existing_Air Curtains_TRC | 0 | 0 | 0 | 0 | 0 | 0 | 0 | 0 | 0 | 0 | 0 | 0 | 0 | 0 | 0 | 0 | 0 | 0 | 0 | 0
Institutional | Existing | Air Curtains | 0.011723 | 0.0032285 |  | 81.081 | 8 |  | 3600 | 3600 | door |  | 3.5732 | FAIL | FAIL | Institutional_Existing_Air Curtains_RIM | 0 | 0 | 0 | 0 | 0 | 0 | 0 | 0 | 0 | 0 | 0 | 0 | 0 | 0 | 0 | 0 | 0 | 0 | 0 | 0 | Institutional_Existing_Air Curtains_TRC | 0 | 0 | 0 | 0 | 0 | 0 | 0 | 0 | 0 | 0 | 0 | 0 | 0 | 0 | 0 | 0 | 0 | 0 | 0 | 0
Lodging/Hospitality | Existing | Air Curtains | 0.010513 | 0.0088056 |  | 81.081 | 8 |  | 3600 | 3600 | door |  | 3.5732 | FAIL | FAIL | Lodging/Hospitality_Existing_Air Curtains_RIM | 0 | 0 | 0 | 0 | 0 | 0 | 0 | 0 | 0 | 0 | 0 | 0 | 0 | 0 | 0 | 0 | 0 | 0 | 0 | 0 | Lodging/Hospitality_Existing_Air Curtains_TRC | 0 | 0 | 0 | 0 | 0 | 0 | 0 | 0 | 0 | 0 | 0 | 0 | 0 | 0 | 0 | 0 | 0 | 0 | 0 | 0
Miscellaneous | Existing | Air Curtains | 0.011723 | 0.0032285 |  | 81.081 | 8 |  | 3600 | 3600 | door |  | 3.5732 | FAIL | FAIL | Miscellaneous_Existing_Air Curtains_RIM | 0 | 0 | 0 | 0 | 0 | 0 | 0 | 0 | 0 | 0 | 0 | 0 | 0 | 0 | 0 | 0 | 0 | 0 | 0 | 0 | Miscellaneous_Existing_Air Curtains_TRC | 0 | 0 | 0 | 0 | 0 | 0 | 0 | 0 | 0 | 0 | 0 | 0 | 0 | 0 | 0 | 0 | 0 | 0 | 0 | 0
Offices | Existing | Air Curtains | 0.011723 | 0.0032285 |  | 81.081 | 8 |  | 3600 | 3600 | door |  | 3.5732 | FAIL | FAIL | Offices_Existing_Air Curtains_RIM | 0 | 0 | 0 | 0 | 0 | 0 | 0 | 0 | 0 | 0 | 0 | 0 | 0 | 0 | 0 | 0 | 0 | 0 | 0 | 0 | Offices_Existing_Air Curtains_TRC | 0 | 0 | 0 | 0 | 0 | 0 | 0 | 0 | 0 | 0 | 0 | 0 | 0 | 0 | 0 | 0 | 0 | 0 | 0 | 0
Restaurants | Existing | Air Curtains | 0.010513 | 0.0088056 |  | 81.081 | 8 |  | 3600 | 3600 | door |  | 3.5732 | FAIL | FAIL | Restaurants_Existing_Air Curtains_RIM | 0 | 0 | 0 | 0 | 0 | 0 | 0 | 0 | 0 | 0 | 0 | 0 | 0 | 0 | 0 | 0 | 0 | 0 | 0 | 0 | Restaurants_Existing_Air Curtains_TRC | 0 | 0 | 0 | 0 | 0 | 0 | 0 | 0 | 0 | 0 | 0 | 0 | 0 | 0 | 0 | 0 | 0 | 0 | 0 | 0
Retail | Existing | Air Curtains | 0.011723 | 0.0032285 |  | 81.081 | 8 |  | 3600 | 3600 | door |  | 3.5732 | FAIL | FAIL | Retail_Existing_Air Curtains_RIM | 0 | 0 | 0 | 0 | 0 | 0 | 0 | 0 | 0 | 0 | 0 | 0 | 0 | 0 | 0 | 0 | 0 | 0 | 0 | 0 | Retail_Existing_Air Curtains_TRC | 0 | 0 | 0 | 0 | 0 | 0 | 0 | 0 | 0 | 0 | 0 | 0 | 0 | 0 | 0 | 0 | 0 | 0 | 0 | 0
Schools K-12 | Existing | Air Curtains | 0.010513 | 0.0088056 |  | 81.081 | 8 |  | 3600 | 3600 | door |  | 3.5732 | FAIL | FAIL | Schools K-12_Existing_Air Curtains_RIM | 0 | 0 | 0 | 0 | 0 | 0 | 0 | 0 | 0 | 0 | 0 | 0 | 0 | 0 | 0 | 0 | 0 | 0 | 0 | 0 | Schools K-12_Existing_Air Curtains_TRC | 0 | 0 | 0 | 0 | 0 | 0 | 0 | 0 | 0 | 0 | 0 | 0 | 0 | 0 | 0 | 0 | 0 | 0 | 0 | 0
Warehouse | Existing | Air Curtains | 0.011723 | 0.0032285 |  | 81.081 | 8 |  | 3600 | 3600 | door |  | 3.5732 | FAIL | FAIL | Warehouse_Existing_Air Curtains_RIM | 0 | 0 | 0 | 0 | 0 | 0 | 0 | 0 | 0 | 0 | 0 | 0 | 0 | 0 | 0 | 0 | 0 | 0 | 0 | 0 | Warehouse_Existing_Air Curtains_TRC | 0 | 0 | 0 | 0 | 0 | 0 | 0 | 0 | 0 | 0 | 0 | 0 | 0 | 0 | 0 | 0 | 0 | 0 | 0 | 0
Assembly | New | Air Curtains | 0.011723 | 0.0032285 |  | 81.081 | 8 |  | 3600 | 3600 | door |  | 3.5732 | FAIL | FAIL | Assembly_New_Air Curtains_RIM | 0 | 0 | 0 | 0 | 0 | 0 | 0 | 0 | 0 | 0 | 0 | 0 | 0 | 0 | 0 | 0 | 0 | 0 | 0 | 0 | Assembly_New_Air Curtains_TRC | 0 | 0 | 0 | 0 | 0 | 0 | 0 | 0 | 0 | 0 | 0 | 0 | 0 | 0 | 0 | 0 | 0 | 0 | 0 | 0
College and University | New | Air Curtains | 0.010513 | 0.0088056 |  | 81.081 | 8 |  | 3600 | 3600 | door |  | 3.5732 | FAIL | FAIL | College and University_New_Air Curtains_RIM | 0 | 0 | 0 | 0 | 0 | 0 | 0 | 0 | 0 | 0 | 0 | 0 | 0 | 0 | 0 | 0 | 0 | 0 | 0 | 0 | College and University_New_Air Curtains_TRC | 0 | 0 | 0 | 0 | 0 | 0 | 0 | 0 | 0 | 0 | 0 | 0 | 0 | 0 | 0 | 0 | 0 | 0 | 0 | 0
Grocery | New | Air Curtains | 0.011723 | 0.0032285 |  | 81.081 | 8 |  | 3600 | 3600 | door |  | 3.5732 | FAIL | FAIL | Grocery_New_Air Curtains_RIM | 0 | 0 | 0 | 0 | 0 | 0 | 0 | 0 | 0 | 0 | 0 | 0 | 0 | 0 | 0 | 0 | 0 | 0 | 0 | 0 | Grocery_New_Air Curtains_TRC | 0 | 0 | 0 | 0 | 0 | 0 | 0 | 0 | 0 | 0 | 0 | 0 | 0 | 0 | 0 | 0 | 0 | 0 | 0 | 0
Healthcare | New | Air Curtains | 0.010513 | 0.0088056 |  | 81.081 | 8 |  | 3600 | 3600 | door |  | 3.5732 | FAIL | FAIL | Healthcare_New_Air Curtains_RIM | 0 | 0 | 0 | 0 | 0 | 0 | 0 | 0 | 0 | 0 | 0 | 0 | 0 | 0 | 0 | 0 | 0 | 0 | 0 | 0 | Healthcare_New_Air Curtains_TRC | 0 | 0 | 0 | 0 | 0 | 0 | 0 | 0 | 0 | 0 | 0 | 0 | 0 | 0 | 0 | 0 | 0 | 0 | 0 | 0
Hospitals | New | Air Curtains | 0.010513 | 0.0088056 |  | 81.081 | 8 |  | 3600 | 3600 | door |  | 3.5732 | FAIL | FAIL | Hospitals_New_Air Curtains_RIM | 0 | 0 | 0 | 0 | 0 | 0 | 0 | 0 | 0 | 0 | 0 | 0 | 0 | 0 | 0 | 0 | 0 | 0 | 0 | 0 | Hospitals_New_Air Curtains_TRC | 0 | 0 | 0 | 0 | 0 | 0 | 0 | 0 | 0 | 0 | 0 | 0 | 0 | 0 | 0 | 0 | 0 | 0 | 0 | 0
Institutional | New | Air Curtains | 0.011723 | 0.0032285 |  | 81.081 | 8 |  | 3600 | 3600 | door |  | 3.5732 | FAIL | FAIL | Institutional_New_Air Curtains_RIM | 0 | 0 | 0 | 0 | 0 | 0 | 0 | 0 | 0 | 0 | 0 | 0 | 0 | 0 | 0 | 0 | 0 | 0 | 0 | 0 | Institutional_New_Air Curtains_TRC | 0 | 0 | 0 | 0 | 0 | 0 | 0 | 0 | 0 | 0 | 0 | 0 | 0 | 0 | 0 | 0 | 0 | 0 | 0 | 0
Lodging/Hospitality | New | Air Curtains | 0.010513 | 0.0088056 |  | 81.081 | 8 |  | 3600 | 3600 | door |  | 3.5732 | FAIL | FAIL | Lodging/Hospitality_New_Air Curtains_RIM | 0 | 0 | 0 | 0 | 0 | 0 | 0 | 0 | 0 | 0 | 0 | 0 | 0 | 0 | 0 | 0 | 0 | 0 | 0 | 0 | Lodging/Hospitality_New_Air Curtains_TRC | 0 | 0 | 0 | 0 | 0 | 0 | 0 | 0 | 0 | 0 | 0 | 0 | 0 | 0 | 0 | 0 | 0 | 0 | 0 | 0
Miscellaneous | New | Air Curtains | 0.011723 | 0.0032285 |  | 81.081 | 8 |  | 3600 | 3600 | door |  | 3.5732 | FAIL | FAIL | Miscellaneous_New_Air Curtains_RIM | 0 | 0 | 0 | 0 | 0 | 0 | 0 | 0 | 0 | 0 | 0 | 0 | 0 | 0 | 0 | 0 | 0 | 0 | 0 | 0 | Miscellaneous_New_Air Curtains_TRC | 0 | 0 | 0 | 0 | 0 | 0 | 0 | 0 | 0 | 0 | 0 | 0 | 0 | 0 | 0 | 0 | 0 | 0 | 0 | 0
Offices | New | Air Curtains | 0.011723 | 0.0032285 |  | 81.081 | 8 |  | 3600 | 3600 | door |  | 3.5732 | FAIL | FAIL | Offices_New_Air Curtains_RIM | 0 | 0 | 0 | 0 | 0 | 0 | 0 | 0 | 0 | 0 | 0 | 0 | 0 | 0 | 0 | 0 | 0 | 0 | 0 | 0 | Offices_New_Air Curtains_TRC | 0 | 0 | 0 | 0 | 0 | 0 | 0 | 0 | 0 | 0 | 0 | 0 | 0 | 0 | 0 | 0 | 0 | 0 | 0 | 0
Restaurants | New | Air Curtains | 0.010513 | 0.0088056 |  | 81.081 | 8 |  | 3600 | 3600 | door |  | 3.5732 | FAIL | FAIL | Restaurants_New_Air Curtains_RIM | 0 | 0 | 0 | 0 | 0 | 0 | 0 | 0 | 0 | 0 | 0 | 0 | 0 | 0 | 0 | 0 | 0 | 0 | 0 | 0 | Restaurants_New_Air Curtains_TRC | 0 | 0 | 0 | 0 | 0 | 0 | 0 | 0 | 0 | 0 | 0 | 0 | 0 | 0 | 0 | 0 | 0 | 0 | 0 | 0
Retail | New | Air Curtains | 0.011723 | 0.0032285 |  | 81.081 | 8 |  | 3600 | 3600 | door |  | 3.5732 | FAIL | FAIL | Retail_New_Air Curtains_RIM | 0 | 0 | 0 | 0 | 0 | 0 | 0 | 0 | 0 | 0 | 0 | 0 | 0 | 0 | 0 | 0 | 0 | 0 | 0 | 0 | Retail_New_Air Curtains_TRC | 0 | 0 | 0 | 0 | 0 | 0 | 0 | 0 | 0 | 0 | 0 | 0 | 0 | 0 | 0 | 0 | 0 | 0 | 0 | 0
Schools K-12 | New | Air Curtains | 0.010513 | 0.0088056 |  | 81.081 | 8 |  | 3600 | 3600 | door |  | 3.5732 | FAIL | FAIL | Schools K-12_New_Air Curtains_RIM | 0 | 0 | 0 | 0 | 0 | 0 | 0 | 0 | 0 | 0 | 0 | 0 | 0 | 0 | 0 | 0 | 0 | 0 | 0 | 0 | Schools K-12_New_Air Curtains_TRC | 0 | 0 | 0 | 0 | 0 | 0 | 0 | 0 | 0 | 0 | 0 | 0 | 0 | 0 | 0 | 0 | 0 | 0 | 0 | 0
Warehouse | New | Air Curtains | 0.011723 | 0.0032285 |  | 81.081 | 8 |  | 3600 | 3600 | door |  | 3.5732 | FAIL | FAIL | Warehouse_New_Air Curtains_RIM | 0 | 0 | 0 | 0 | 0 | 0 | 0 | 0 | 0 | 0 | 0 | 0 | 0 | 0 | 0 | 0 | 0 | 0 | 0 | 0 | Warehouse_New_Air Curtains_TRC | 0 | 0 | 0 | 0 | 0 | 0 | 0 | 0 | 0 | 0 | 0 | 0 | 0 | 0 | 0 | 0 | 0 | 0 | 0 | 0
Assembly | Existing | Airside Economizer | -0.46324 | 2.0439e-05 |  | 2253.2313 | 10 |  | 55.8035 | 144.6333 | ton | 0.38583 | 99.2999 | FAIL | FAIL | Assembly_Existing_Airside Economizer_RIM | 0 | 0 | 0 | 0 | 0 | 0 | 0 | 0 | 0 | 0 | 0 | 0 | 0 | 0 | 0 | 0 | 0 | 0 | 0 | 0 | Assembly_Existing_Airside Economizer_TRC | 0 | 0 | 0 | 0 | 0 | 0 | 0 | 0 | 0 | 0 | 0 | 0 | 0 | 0 | 0 | 0 | 0 | 0 | 0 | 0
College and University | Existing | Airside Economizer | -1.6012 | 1.8007 |  | 13457.661 | 10 |  | 333.2922 | 144.6333 | ton | 2.3044 | 593.0789 | FAIL | FAIL | College and University_Existing_Airside Economizer_RIM | 0 | 0 | 0 | 0 | 0 | 0 | 0 | 0 | 0 | 0 | 0 | 0 | 0 | 0 | 0 | 0 | 0 | 0 | 0 | 0 | College and University_Existing_Airside Economizer_TRC | 0 | 0 | 0 | 0 | 0 | 0 | 0 | 0 | 0 | 0 | 0 | 0 | 0 | 0 | 0 | 0 | 0 | 0 | 0 | 0
Grocery | Existing | Airside Economizer | -1.2116 | 0.036509 |  | 5424.8726 | 10 |  | 134.3523 | 144.6333 | ton | 0.92892 | 239.074 | FAIL | FAIL | Grocery_Existing_Airside Economizer_RIM | 0 | 0 | 0 | 0 | 0 | 0 | 0 | 0 | 0 | 0 | 0 | 0 | 0 | 0 | 0 | 0 | 0 | 0 | 0 | 0 | Grocery_Existing_Airside Economizer_TRC | 0 | 0 | 0 | 0 | 0 | 0 | 0 | 0 | 0 | 0 | 0 | 0 | 0 | 0 | 0 | 0 | 0 | 0 | 0 | 0
Healthcare | Existing | Airside Economizer | -1.9468 | 8.5893e-05 |  | 9469.1388 | 10 |  | 234.5125 | 144.6333 | ton | 1.6214 | 417.3048 | FAIL | FAIL | Healthcare_Existing_Airside Economizer_RIM | 0 | 0 | 0 | 0 | 0 | 0 | 0 | 0 | 0 | 0 | 0 | 0 | 0 | 0 | 0 | 0 | 0 | 0 | 0 | 0 | Healthcare_Existing_Airside Economizer_TRC | 0 | 0 | 0 | 0 | 0 | 0 | 0 | 0 | 0 | 0 | 0 | 0 | 0 | 0 | 0 | 0 | 0 | 0 | 0 | 0
Hospitals | Existing | Airside Economizer | -11.7391 | 13.202 |  | 98666.9364 | 10 |  | 2443.5835 | 144.6333 | ton | 16.895 | 4348.2499 | FAIL | FAIL | Hospitals_Existing_Airside Economizer_RIM | 0 | 0 | 0 | 0 | 0 | 0 | 0 | 0 | 0 | 0 | 0 | 0 | 0 | 0 | 0 | 0 | 0 | 0 | 0 | 0 | Hospitals_Existing_Airside Economizer_TRC | 0 | 0 | 0 | 0 | 0 | 0 | 0 | 0 | 0 | 0 | 0 | 0 | 0 | 0 | 0 | 0 | 0 | 0 | 0 | 0
Institutional | Existing | Airside Economizer | -2.2505 | 9.9293e-05 |  | 10946.4253 | 10 |  | 271.099 | 144.6333 | ton | 1.8744 | 482.4087 | FAIL | FAIL | Institutional_Existing_Airside Economizer_RIM | 0 | 0 | 0 | 0 | 0 | 0 | 0 | 0 | 0 | 0 | 0 | 0 | 0 | 0 | 0 | 0 | 0 | 0 | 0 | 0 | Institutional_Existing_Airside Economizer_TRC | 0 | 0 | 0 | 0 | 0 | 0 | 0 | 0 | 0 | 0 | 0 | 0 | 0 | 0 | 0 | 0 | 0 | 0 | 0 | 0
Lodging/Hospitality | Existing | Airside Economizer | -2.0055 | 0.060432 |  | 8979.6145 | 10 |  | 222.389 | 144.6333 | ton | 1.5376 | 395.7314 | FAIL | FAIL | Lodging/Hospitality_Existing_Airside Economizer_RIM | 0 | 0 | 0 | 0 | 0 | 0 | 0 | 0 | 0 | 0 | 0 | 0 | 0 | 0 | 0 | 0 | 0 | 0 | 0 | 0 | Lodging/Hospitality_Existing_Airside Economizer_TRC | 0 | 0 | 0 | 0 | 0 | 0 | 0 | 0 | 0 | 0 | 0 | 0 | 0 | 0 | 0 | 0 | 0 | 0 | 0 | 0
Miscellaneous | Existing | Airside Economizer | -21.4554 | 0.00094663 |  | 104359.7599 | 10 |  | 2584.5719 | 144.6333 | ton | 17.8698 | 4599.1325 | FAIL | FAIL | Miscellaneous_Existing_Airside Economizer_RIM | 0 | 0 | 0 | 0 | 0 | 0 | 0 | 0 | 0 | 0 | 0 | 0 | 0 | 0 | 0 | 0 | 0 | 0 | 0 | 0 | Miscellaneous_Existing_Airside Economizer_TRC | 0 | 0 | 0 | 0 | 0 | 0 | 0 | 0 | 0 | 0 | 0 | 0 | 0 | 0 | 0 | 0 | 0 | 0 | 0 | 0
Offices | Existing | Airside Economizer | -1.6038 | 7.0761e-05 |  | 7800.9322 | 10 |  | 193.1977 | 144.6333 | ton | 1.3358 | 343.7869 | FAIL | FAIL | Offices_Existing_Airside Economizer_RIM | 0 | 0 | 0 | 0 | 0 | 0 | 0 | 0 | 0 | 0 | 0 | 0 | 0 | 0 | 0 | 0 | 0 | 0 | 0 | 0 | Offices_Existing_Airside Economizer_TRC | 0 | 0 | 0 | 0 | 0 | 0 | 0 | 0 | 0 | 0 | 0 | 0 | 0 | 0 | 0 | 0 | 0 | 0 | 0 | 0
Restaurants | Existing | Airside Economizer | -1.2625 | 0.038043 |  | 5652.7504 | 10 |  | 139.9959 | 144.6333 | ton | 0.96794 | 249.1166 | FAIL | FAIL | Restaurants_Existing_Airside Economizer_RIM | 0 | 0 | 0 | 0 | 0 | 0 | 0 | 0 | 0 | 0 | 0 | 0 | 0 | 0 | 0 | 0 | 0 | 0 | 0 | 0 | Restaurants_Existing_Airside Economizer_TRC | 0 | 0 | 0 | 0 | 0 | 0 | 0 | 0 | 0 | 0 | 0 | 0 | 0 | 0 | 0 | 0 | 0 | 0 | 0 | 0
Retail | Existing | Airside Economizer | -0.55142 | 0.016616 |  | 2468.9837 | 10 |  | 61.1468 | 144.6333 | ton | 0.42277 | 108.8081 | FAIL | FAIL | Retail_Existing_Airside Economizer_RIM | 0 | 0 | 0 | 0 | 0 | 0 | 0 | 0 | 0 | 0 | 0 | 0 | 0 | 0 | 0 | 0 | 0 | 0 | 0 | 0 | Retail_Existing_Airside Economizer_TRC | 0 | 0 | 0 | 0 | 0 | 0 | 0 | 0 | 0 | 0 | 0 | 0 | 0 | 0 | 0 | 0 | 0 | 0 | 0 | 0
Schools K-12 | Existing | Airside Economizer | -1.8969 | 8.3695e-05 |  | 9226.8228 | 10 |  | 228.5113 | 144.6333 | ton | 1.5799 | 406.6259 | FAIL | FAIL | Schools K-12_Existing_Airside Economizer_RIM | 0 | 0 | 0 | 0 | 0 | 0 | 0 | 0 | 0 | 0 | 0 | 0 | 0 | 0 | 0 | 0 | 0 | 0 | 0 | 0 | Schools K-12_Existing_Airside Economizer_TRC | 0 | 0 | 0 | 0 | 0 | 0 | 0 | 0 | 0 | 0 | 0 | 0 | 0 | 0 | 0 | 0 | 0 | 0 | 0 | 0
Warehouse | Existing | Airside Economizer | -0.18844 | 8.3143e-06 |  | 916.5961 | 10 |  | 22.7004 | 144.6333 | ton | 0.15695 | 40.3944 | FAIL | FAIL | Warehouse_Existing_Airside Economizer_RIM | 0 | 0 | 0 | 0 | 0 | 0 | 0 | 0 | 0 | 0 | 0 | 0 | 0 | 0 | 0 | 0 | 0 | 0 | 0 | 0 | Warehouse_Existing_Airside Economizer_TRC | 0 | 0 | 0 | 0 | 0 | 0 | 0 | 0 | 0 | 0 | 0 | 0 | 0 | 0 | 0 | 0 | 0 | 0 | 0 | 0
Assembly | New | Airside Economizer | -0.46324 | 2.0439e-05 |  | 2253.2313 | 10 |  | 55.8035 | 144.6333 | ton | 0.38583 | 99.2999 | FAIL | FAIL | Assembly_New_Airside Economizer_RIM | 0 | 0 | 0 | 0 | 0 | 0 | 0 | 0 | 0 | 0 | 0 | 0 | 0 | 0 | 0 | 0 | 0 | 0 | 0 | 0 | Assembly_New_Airside Economizer_TRC | 0 | 0 | 0 | 0 | 0 | 0 | 0 | 0 | 0 | 0 | 0 | 0 | 0 | 0 | 0 | 0 | 0 | 0 | 0 | 0
College and University | New | Airside Economizer | -1.6012 | 1.8007 |  | 13457.661 | 10 |  | 333.2922 | 144.6333 | ton | 2.3044 | 593.0789 | FAIL | FAIL | College and University_New_Airside Economizer_RIM | 0 | 0 | 0 | 0 | 0 | 0 | 0 | 0 | 0 | 0 | 0 | 0 | 0 | 0 | 0 | 0 | 0 | 0 | 0 | 0 | College and University_New_Airside Economizer_TRC | 0 | 0 | 0 | 0 | 0 | 0 | 0 | 0 | 0 | 0 | 0 | 0 | 0 | 0 | 0 | 0 | 0 | 0 | 0 | 0
Grocery | New | Airside Economizer | -1.2116 | 0.036509 |  | 5424.8726 | 10 |  | 134.3523 | 144.6333 | ton | 0.92892 | 239.074 | FAIL | FAIL | Grocery_New_Airside Economizer_RIM | 0 | 0 | 0 | 0 | 0 | 0 | 0 | 0 | 0 | 0 | 0 | 0 | 0 | 0 | 0 | 0 | 0 | 0 | 0 | 0 | Grocery_New_Airside Economizer_TRC | 0 | 0 | 0 | 0 | 0 | 0 | 0 | 0 | 0 | 0 | 0 | 0 | 0 | 0 | 0 | 0 | 0 | 0 | 0 | 0
Healthcare | New | Airside Economizer | -1.9468 | 8.5893e-05 |  | 9469.1388 | 10 |  | 234.5125 | 144.6333 | ton | 1.6214 | 417.3048 | FAIL | FAIL | Healthcare_New_Airside Economizer_RIM | 0 | 0 | 0 | 0 | 0 | 0 | 0 | 0 | 0 | 0 | 0 | 0 | 0 | 0 | 0 | 0 | 0 | 0 | 0 | 0 | Healthcare_New_Airside Economizer_TRC | 0 | 0 | 0 | 0 | 0 | 0 | 0 | 0 | 0 | 0 | 0 | 0 | 0 | 0 | 0 | 0 | 0 | 0 | 0 | 0
Hospitals | New | Airside Economizer | -11.7391 | 13.202 |  | 98666.9364 | 10 |  | 2443.5835 | 144.6333 | ton | 16.895 | 4348.2499 | FAIL | FAIL | Hospitals_New_Airside Economizer_RIM | 0 | 0 | 0 | 0 | 0 | 0 | 0 | 0 | 0 | 0 | 0 | 0 | 0 | 0 | 0 | 0 | 0 | 0 | 0 | 0 | Hospitals_New_Airside Economizer_TRC | 0 | 0 | 0 | 0 | 0 | 0 | 0 | 0 | 0 | 0 | 0 | 0 | 0 | 0 | 0 | 0 | 0 | 0 | 0 | 0
Institutional | New | Airside Economizer | -2.2505 | 9.9293e-05 |  | 10946.4253 | 10 |  | 271.099 | 144.6333 | ton | 1.8744 | 482.4087 | FAIL | FAIL | Institutional_New_Airside Economizer_RIM | 0 | 0 | 0 | 0 | 0 | 0 | 0 | 0 | 0 | 0 | 0 | 0 | 0 | 0 | 0 | 0 | 0 | 0 | 0 | 0 | Institutional_New_Airside Economizer_TRC | 0 | 0 | 0 | 0 | 0 | 0 | 0 | 0 | 0 | 0 | 0 | 0 | 0 | 0 | 0 | 0 | 0 | 0 | 0 | 0
Lodging/Hospitality | New | Airside Economizer | -2.0055 | 0.060432 |  | 8979.6145 | 10 |  | 222.389 | 144.6333 | ton | 1.5376 | 395.7314 | FAIL | FAIL | Lodging/Hospitality_New_Airside Economizer_RIM | 0 | 0 | 0 | 0 | 0 | 0 | 0 | 0 | 0 | 0 | 0 | 0 | 0 | 0 | 0 | 0 | 0 | 0 | 0 | 0 | Lodging/Hospitality_New_Airside Economizer_TRC | 0 | 0 | 0 | 0 | 0 | 0 | 0 | 0 | 0 | 0 | 0 | 0 | 0 | 0 | 0 | 0 | 0 | 0 | 0 | 0
Miscellaneous | New | Airside Economizer | -21.4554 | 0.00094663 |  | 104359.7599 | 10 |  | 2584.5719 | 144.6333 | ton | 17.8698 | 4599.1325 | FAIL | FAIL | Miscellaneous_New_Airside Economizer_RIM | 0 | 0 | 0 | 0 | 0 | 0 | 0 | 0 | 0 | 0 | 0 | 0 | 0 | 0 | 0 | 0 | 0 | 0 | 0 | 0 | Miscellaneous_New_Airside Economizer_TRC | 0 | 0 | 0 | 0 | 0 | 0 | 0 | 0 | 0 | 0 | 0 | 0 | 0 | 0 | 0 | 0 | 0 | 0 | 0 | 0
Offices | New | Airside Economizer | -1.6038 | 7.0761e-05 |  | 7800.9322 | 10 |  | 193.1977 | 144.6333 | ton | 1.3358 | 343.7869 | FAIL | FAIL | Offices_New_Airside Economizer_RIM | 0 | 0 | 0 | 0 | 0 | 0 | 0 | 0 | 0 | 0 | 0 | 0 | 0 | 0 | 0 | 0 | 0 | 0 | 0 | 0 | Offices_New_Airside Economizer_TRC | 0 | 0 | 0 | 0 | 0 | 0 | 0 | 0 | 0 | 0 | 0 | 0 | 0 | 0 | 0 | 0 | 0 | 0 | 0 | 0
Restaurants | New | Airside Economizer | -1.2625 | 0.038043 |  | 5652.7504 | 10 |  | 139.9959 | 144.6333 | ton | 0.96794 | 249.1166 | FAIL | FAIL | Restaurants_New_Airside Economizer_RIM | 0 | 0 | 0 | 0 | 0 | 0 | 0 | 0 | 0 | 0 | 0 | 0 | 0 | 0 | 0 | 0 | 0 | 0 | 0 | 0 | Restaurants_New_Airside Economizer_TRC | 0 | 0 | 0 | 0 | 0 | 0 | 0 | 0 | 0 | 0 | 0 | 0 | 0 | 0 | 0 | 0 | 0 | 0 | 0 | 0
Retail | New | Airside Economizer | -0.55142 | 0.016616 |  | 2468.9837 | 10 |  | 61.1468 | 144.6333 | ton | 0.42277 | 108.8081 | FAIL | FAIL | Retail_New_Airside Economizer_RIM | 0 | 0 | 0 | 0 | 0 | 0 | 0 | 0 | 0 | 0 | 0 | 0 | 0 | 0 | 0 | 0 | 0 | 0 | 0 | 0 | Retail_New_Airside Economizer_TRC | 0 | 0 | 0 | 0 | 0 | 0 | 0 | 0 | 0 | 0 | 0 | 0 | 0 | 0 | 0 | 0 | 0 | 0 | 0 | 0
Schools K-12 | New | Airside Economizer | -1.8969 | 8.3695e-05 |  | 9226.8228 | 10 |  | 228.5113 | 144.6333 | ton | 1.5799 | 406.6259 | FAIL | FAIL | Schools K-12_New_Airside Economizer_RIM | 0 | 0 | 0 | 0 | 0 | 0 | 0 | 0 | 0 | 0 | 0 | 0 | 0 | 0 | 0 | 0 | 0 | 0 | 0 | 0 | Schools K-12_New_Airside Economizer_TRC | 0 | 0 | 0 | 0 | 0 | 0 | 0 | 0 | 0 | 0 | 0 | 0 | 0 | 0 | 0 | 0 | 0 | 0 | 0 | 0
Warehouse | New | Airside Economizer | -0.18844 | 8.3143e-06 |  | 916.5961 | 10 |  | 22.7004 | 144.6333 | ton | 0.15695 | 40.3944 | FAIL | FAIL | Warehouse_New_Airside Economizer_RIM | 0 | 0 | 0 | 0 | 0 | 0 | 0 | 0 | 0 | 0 | 0 | 0 | 0 | 0 | 0 | 0 | 0 | 0 | 0 | 0 | Warehouse_New_Airside Economizer_TRC | 0 | 0 | 0 | 0 | 0 | 0 | 0 | 0 | 0 | 0 | 0 | 0 | 0 | 0 | 0 | 0 | 0 | 0 | 0 | 0
Assembly | Existing | Ceiling Insulation(R12 to R38) | 4.1109e-06 | 9.2669e-05 |  | 0.20544 | 20 |  | 0.53388 | 0.53388 | sq ft |  | 0.0090536 | FAIL | FAIL | Assembly_Existing_Ceiling Insulation(R12 to R38)_RIM | 0 | 0 | 0 | 0 | 0 | 0 | 0 | 0 | 0 | 0 | 0 | 0 | 0 | 0 | 0 | 0 | 0 | 0 | 0 | 0 | Assembly_Existing_Ceiling Insulation(R12 to R38)_TRC | 0 | 0 | 0 | 0 | 0 | 0 | 0 | 0 | 0 | 0 | 0 | 0 | 0 | 0 | 0 | 0 | 0 | 0 | 0 | 0
College and University | Existing | Ceiling Insulation(R12 to R38) | 8.4965e-05 | 5.0047e-05 |  | 0.20544 | 20 |  | 0.53388 | 0.53388 | sq ft |  | 0.0090536 | FAIL | FAIL | College and University_Existing_Ceiling Insulation(R12 to R38)_RIM | 0 | 0 | 0 | 0 | 0 | 0 | 0 | 0 | 0 | 0 | 0 | 0 | 0 | 0 | 0 | 0 | 0 | 0 | 0 | 0 | College and University_Existing_Ceiling Insulation(R12 to R38)_TRC | 0 | 0 | 0 | 0 | 0 | 0 | 0 | 0 | 0 | 0 | 0 | 0 | 0 | 0 | 0 | 0 | 0 | 0 | 0 | 0
Grocery | Existing | Ceiling Insulation(R12 to R38) | 4.1924e-05 | 9.5878e-05 |  | 0.20544 | 20 |  | 0.53388 | 0.53388 | sq ft |  | 0.0090536 | FAIL | FAIL | Grocery_Existing_Ceiling Insulation(R12 to R38)_RIM | 0 | 0 | 0 | 0 | 0 | 0 | 0 | 0 | 0 | 0 | 0 | 0 | 0 | 0 | 0 | 0 | 0 | 0 | 0 | 0 | Grocery_Existing_Ceiling Insulation(R12 to R38)_TRC | 0 | 0 | 0 | 0 | 0 | 0 | 0 | 0 | 0 | 0 | 0 | 0 | 0 | 0 | 0 | 0 | 0 | 0 | 0 | 0
Healthcare | Existing | Ceiling Insulation(R12 to R38) | 4.1109e-06 | 9.2669e-05 |  | 0.20544 | 20 |  | 0.53388 | 0.53388 | sq ft |  | 0.0090536 | FAIL | FAIL | Healthcare_Existing_Ceiling Insulation(R12 to R38)_RIM | 0 | 0 | 0 | 0 | 0 | 0 | 0 | 0 | 0 | 0 | 0 | 0 | 0 | 0 | 0 | 0 | 0 | 0 | 0 | 0 | Healthcare_Existing_Ceiling Insulation(R12 to R38)_TRC | 0 | 0 | 0 | 0 | 0 | 0 | 0 | 0 | 0 | 0 | 0 | 0 | 0 | 0 | 0 | 0 | 0 | 0 | 0 | 0
Hospitals | Existing | Ceiling Insulation(R12 to R38) | 8.4965e-05 | 5.0047e-05 |  | 0.20544 | 20 |  | 0.53388 | 0.53388 | sq ft |  | 0.0090536 | FAIL | FAIL | Hospitals_Existing_Ceiling Insulation(R12 to R38)_RIM | 0 | 0 | 0 | 0 | 0 | 0 | 0 | 0 | 0 | 0 | 0 | 0 | 0 | 0 | 0 | 0 | 0 | 0 | 0 | 0 | Hospitals_Existing_Ceiling Insulation(R12 to R38)_TRC | 0 | 0 | 0 | 0 | 0 | 0 | 0 | 0 | 0 | 0 | 0 | 0 | 0 | 0 | 0 | 0 | 0 | 0 | 0 | 0
Institutional | Existing | Ceiling Insulation(R12 to R38) | 4.1109e-06 | 9.2669e-05 |  | 0.20544 | 20 |  | 0.53388 | 0.53388 | sq ft |  | 0.0090536 | FAIL | FAIL | Institutional_Existing_Ceiling Insulation(R12 to R38)_RIM | 0 | 0 | 0 | 0 | 0 | 0 | 0 | 0 | 0 | 0 | 0 | 0 | 0 | 0 | 0 | 0 | 0 | 0 | 0 | 0 | Institutional_Existing_Ceiling Insulation(R12 to R38)_TRC | 0 | 0 | 0 | 0 | 0 | 0 | 0 | 0 | 0 | 0 | 0 | 0 | 0 | 0 | 0 | 0 | 0 | 0 | 0 | 0
Lodging/Hospitality | Existing | Ceiling Insulation(R12 to R38) | 8.4965e-05 | 5.0047e-05 |  | 0.20544 | 20 |  | 0.53388 | 0.53388 | sq ft |  | 0.0090536 | FAIL | FAIL | Lodging/Hospitality_Existing_Ceiling Insulation(R12 to R38)_RIM | 0 | 0 | 0 | 0 | 0 | 0 | 0 | 0 | 0 | 0 | 0 | 0 | 0 | 0 | 0 | 0 | 0 | 0 | 0 | 0 | Lodging/Hospitality_Existing_Ceiling Insulation(R12 to R38)_TRC | 0 | 0 | 0 | 0 | 0 | 0 | 0 | 0 | 0 | 0 | 0 | 0 | 0 | 0 | 0 | 0 | 0 | 0 | 0 | 0
Miscellaneous | Existing | Ceiling Insulation(R12 to R38) | 4.1109e-06 | 9.2669e-05 |  | 0.20544 | 20 |  | 0.53388 | 0.53388 | sq ft |  | 0.0090536 | FAIL | FAIL | Miscellaneous_Existing_Ceiling Insulation(R12 to R38)_RIM | 0 | 0 | 0 | 0 | 0 | 0 | 0 | 0 | 0 | 0 | 0 | 0 | 0 | 0 | 0 | 0 | 0 | 0 | 0 | 0 | Miscellaneous_Existing_Ceiling Insulation(R12 to R38)_TRC | 0 | 0 | 0 | 0 | 0 | 0 | 0 | 0 | 0 | 0 | 0 | 0 | 0 | 0 | 0 | 0 | 0 | 0 | 0 | 0
Offices | Existing | Ceiling Insulation(R12 to R38) | 4.1109e-06 | 9.2669e-05 |  | 0.20544 | 20 |  | 0.53388 | 0.53388 | sq ft |  | 0.0090536 | FAIL | FAIL | Offices_Existing_Ceiling Insulation(R12 to R38)_RIM | 0 | 0 | 0 | 0 | 0 | 0 | 0 | 0 | 0 | 0 | 0 | 0 | 0 | 0 | 0 | 0 | 0 | 0 | 0 | 0 | Offices_Existing_Ceiling Insulation(R12 to R38)_TRC | 0 | 0 | 0 | 0 | 0 | 0 | 0 | 0 | 0 | 0 | 0 | 0 | 0 | 0 | 0 | 0 | 0 | 0 | 0 | 0
Restaurants | Existing | Ceiling Insulation(R12 to R38) | 4.1924e-05 | 9.5878e-05 |  | 0.20544 | 20 |  | 0.53388 | 0.53388 | sq ft |  | 0.0090536 | FAIL | FAIL | Restaurants_Existing_Ceiling Insulation(R12 to R38)_RIM | 0 | 0 | 0 | 0 | 0 | 0 | 0 | 0 | 0 | 0 | 0 | 0 | 0 | 0 | 0 | 0 | 0 | 0 | 0 | 0 | Restaurants_Existing_Ceiling Insulation(R12 to R38)_TRC | 0 | 0 | 0 | 0 | 0 | 0 | 0 | 0 | 0 | 0 | 0 | 0 | 0 | 0 | 0 | 0 | 0 | 0 | 0 | 0
Retail | Existing | Ceiling Insulation(R12 to R38) | 4.1924e-05 | 9.5878e-05 |  | 0.20544 | 20 |  | 0.53388 | 0.53388 | sq ft |  | 0.0090536 | FAIL | FAIL | Retail_Existing_Ceiling Insulation(R12 to R38)_RIM | 0 | 0 | 0 | 0 | 0 | 0 | 0 | 0 | 0 | 0 | 0 | 0 | 0 | 0 | 0 | 0 | 0 | 0 | 0 | 0 | Retail_Existing_Ceiling Insulation(R12 to R38)_TRC | 0 | 0 | 0 | 0 | 0 | 0 | 0 | 0 | 0 | 0 | 0 | 0 | 0 | 0 | 0 | 0 | 0 | 0 | 0 | 0
Schools K-12 | Existing | Ceiling Insulation(R12 to R38) | 4.1109e-06 | 9.2669e-05 |  | 0.20544 | 20 |  | 0.53388 | 0.53388 | sq ft |  | 0.0090536 | FAIL | FAIL | Schools K-12_Existing_Ceiling Insulation(R12 to R38)_RIM | 0 | 0 | 0 | 0 | 0 | 0 | 0 | 0 | 0 | 0 | 0 | 0 | 0 | 0 | 0 | 0 | 0 | 0 | 0 | 0 | Schools K-12_Existing_Ceiling Insulation(R12 to R38)_TRC | 0 | 0 | 0 | 0 | 0 | 0 | 0 | 0 | 0 | 0 | 0 | 0 | 0 | 0 | 0 | 0 | 0 | 0 | 0 | 0
Warehouse | Existing | Ceiling Insulation(R12 to R38) | 2.3313e-05 | 4.1595e-05 |  | 0.20544 | 20 |  | 0.53388 | 0.53388 | sq ft |  | 0.0090536 | FAIL | FAIL | Warehouse_Existing_Ceiling Insulation(R12 to R38)_RIM | 0 | 0 | 0 | 0 | 0 | 0 | 0 | 0 | 0 | 0 | 0 | 0 | 0 | 0 | 0 | 0 | 0 | 0 | 0 | 0 | Warehouse_Existing_Ceiling Insulation(R12 to R38)_TRC | 0 | 0 | 0 | 0 | 0 | 0 | 0 | 0 | 0 | 0 | 0 | 0 | 0 | 0 | 0 | 0 | 0 | 0 | 0 | 0
Assembly | New | Ceiling Insulation(R12 to R38) | 4.0851e-06 | 9.2088e-05 |  | 0.20415 | 20 |  | 0.53388 | 0.53388 | sq ft |  | 0.0089969 | FAIL | FAIL | Assembly_New_Ceiling Insulation(R12 to R38)_RIM | 0 | 0 | 0 | 0 | 0 | 0 | 0 | 0 | 0 | 0 | 0 | 0 | 0 | 0 | 0 | 0 | 0 | 0 | 0 | 0 | Assembly_New_Ceiling Insulation(R12 to R38)_TRC | 0 | 0 | 0 | 0 | 0 | 0 | 0 | 0 | 0 | 0 | 0 | 0 | 0 | 0 | 0 | 0 | 0 | 0 | 0 | 0
College and University | New | Ceiling Insulation(R12 to R38) | 8.4432e-05 | 4.9733e-05 |  | 0.20415 | 20 |  | 0.53388 | 0.53388 | sq ft |  | 0.0089969 | FAIL | FAIL | College and University_New_Ceiling Insulation(R12 to R38)_RIM | 0 | 0 | 0 | 0 | 0 | 0 | 0 | 0 | 0 | 0 | 0 | 0 | 0 | 0 | 0 | 0 | 0 | 0 | 0 | 0 | College and University_New_Ceiling Insulation(R12 to R38)_TRC | 0 | 0 | 0 | 0 | 0 | 0 | 0 | 0 | 0 | 0 | 0 | 0 | 0 | 0 | 0 | 0 | 0 | 0 | 0 | 0
Grocery | New | Ceiling Insulation(R12 to R38) | 4.1661e-05 | 9.5277e-05 |  | 0.20415 | 20 |  | 0.53388 | 0.53388 | sq ft |  | 0.0089969 | FAIL | FAIL | Grocery_New_Ceiling Insulation(R12 to R38)_RIM | 0 | 0 | 0 | 0 | 0 | 0 | 0 | 0 | 0 | 0 | 0 | 0 | 0 | 0 | 0 | 0 | 0 | 0 | 0 | 0 | Grocery_New_Ceiling Insulation(R12 to R38)_TRC | 0 | 0 | 0 | 0 | 0 | 0 | 0 | 0 | 0 | 0 | 0 | 0 | 0 | 0 | 0 | 0 | 0 | 0 | 0 | 0
Healthcare | New | Ceiling Insulation(R12 to R38) | 4.0851e-06 | 9.2088e-05 |  | 0.20415 | 20 |  | 0.53388 | 0.53388 | sq ft |  | 0.0089969 | FAIL | FAIL | Healthcare_New_Ceiling Insulation(R12 to R38)_RIM | 0 | 0 | 0 | 0 | 0 | 0 | 0 | 0 | 0 | 0 | 0 | 0 | 0 | 0 | 0 | 0 | 0 | 0 | 0 | 0 | Healthcare_New_Ceiling Insulation(R12 to R38)_TRC | 0 | 0 | 0 | 0 | 0 | 0 | 0 | 0 | 0 | 0 | 0 | 0 | 0 | 0 | 0 | 0 | 0 | 0 | 0 | 0
Hospitals | New | Ceiling Insulation(R12 to R38) | 8.4432e-05 | 4.9733e-05 |  | 0.20415 | 20 |  | 0.53388 | 0.53388 | sq ft |  | 0.0089969 | FAIL | FAIL | Hospitals_New_Ceiling Insulation(R12 to R38)_RIM | 0 | 0 | 0 | 0 | 0 | 0 | 0 | 0 | 0 | 0 | 0 | 0 | 0 | 0 | 0 | 0 | 0 | 0 | 0 | 0 | Hospitals_New_Ceiling Insulation(R12 to R38)_TRC | 0 | 0 | 0 | 0 | 0 | 0 | 0 | 0 | 0 | 0 | 0 | 0 | 0 | 0 | 0 | 0 | 0 | 0 | 0 | 0
Institutional | New | Ceiling Insulation(R12 to R38) | 4.0851e-06 | 9.2088e-05 |  | 0.20415 | 20 |  | 0.53388 | 0.53388 | sq ft |  | 0.0089969 | FAIL | FAIL | Institutional_New_Ceiling Insulation(R12 to R38)_RIM | 0 | 0 | 0 | 0 | 0 | 0 | 0 | 0 | 0 | 0 | 0 | 0 | 0 | 0 | 0 | 0 | 0 | 0 | 0 | 0 | Institutional_New_Ceiling Insulation(R12 to R38)_TRC | 0 | 0 | 0 | 0 | 0 | 0 | 0 | 0 | 0 | 0 | 0 | 0 | 0 | 0 | 0 | 0 | 0 | 0 | 0 | 0
Lodging/Hospitality | New | Ceiling Insulation(R12 to R38) | 8.4432e-05 | 4.9733e-05 |  | 0.20415 | 20 |  | 0.53388 | 0.53388 | sq ft |  | 0.0089969 | FAIL | FAIL | Lodging/Hospitality_New_Ceiling Insulation(R12 to R38)_RIM | 0 | 0 | 0 | 0 | 0 | 0 | 0 | 0 | 0 | 0 | 0 | 0 | 0 | 0 | 0 | 0 | 0 | 0 | 0 | 0 | Lodging/Hospitality_New_Ceiling Insulation(R12 to R38)_TRC | 0 | 0 | 0 | 0 | 0 | 0 | 0 | 0 | 0 | 0 | 0 | 0 | 0 | 0 | 0 | 0 | 0 | 0 | 0 | 0
Miscellaneous | New | Ceiling Insulation(R12 to R38) | 4.0851e-06 | 9.2088e-05 |  | 0.20415 | 20 |  | 0.53388 | 0.53388 | sq ft |  | 0.0089969 | FAIL | FAIL | Miscellaneous_New_Ceiling Insulation(R12 to R38)_RIM | 0 | 0 | 0 | 0 | 0 | 0 | 0 | 0 | 0 | 0 | 0 | 0 | 0 | 0 | 0 | 0 | 0 | 0 | 0 | 0 | Miscellaneous_New_Ceiling Insulation(R12 to R38)_TRC | 0 | 0 | 0 | 0 | 0 | 0 | 0 | 0 | 0 | 0 | 0 | 0 | 0 | 0 | 0 | 0 | 0 | 0 | 0 | 0
Offices | New | Ceiling Insulation(R12 to R38) | 4.0851e-06 | 9.2088e-05 |  | 0.20415 | 20 |  | 0.53388 | 0.53388 | sq ft |  | 0.0089969 | FAIL | FAIL | Offices_New_Ceiling Insulation(R12 to R38)_RIM | 0 | 0 | 0 | 0 | 0 | 0 | 0 | 0 | 0 | 0 | 0 | 0 | 0 | 0 | 0 | 0 | 0 | 0 | 0 | 0 | Offices_New_Ceiling Insulation(R12 to R38)_TRC | 0 | 0 | 0 | 0 | 0 | 0 | 0 | 0 | 0 | 0 | 0 | 0 | 0 | 0 | 0 | 0 | 0 | 0 | 0 | 0
Restaurants | New | Ceiling Insulation(R12 to R38) | 4.1661e-05 | 9.5277e-05 |  | 0.20415 | 20 |  | 0.53388 | 0.53388 | sq ft |  | 0.0089969 | FAIL | FAIL | Restaurants_New_Ceiling Insulation(R12 to R38)_RIM | 0 | 0 | 0 | 0 | 0 | 0 | 0 | 0 | 0 | 0 | 0 | 0 | 0 | 0 | 0 | 0 | 0 | 0 | 0 | 0 | Restaurants_New_Ceiling Insulation(R12 to R38)_TRC | 0 | 0 | 0 | 0 | 0 | 0 | 0 | 0 | 0 | 0 | 0 | 0 | 0 | 0 | 0 | 0 | 0 | 0 | 0 | 0
Retail | New | Ceiling Insulation(R12 to R38) | 4.1661e-05 | 9.5277e-05 |  | 0.20415 | 20 |  | 0.53388 | 0.53388 | sq ft |  | 0.0089969 | FAIL | FAIL | Retail_New_Ceiling Insulation(R12 to R38)_RIM | 0 | 0 | 0 | 0 | 0 | 0 | 0 | 0 | 0 | 0 | 0 | 0 | 0 | 0 | 0 | 0 | 0 | 0 | 0 | 0 | Retail_New_Ceiling Insulation(R12 to R38)_TRC | 0 | 0 | 0 | 0 | 0 | 0 | 0 | 0 | 0 | 0 | 0 | 0 | 0 | 0 | 0 | 0 | 0 | 0 | 0 | 0
Schools K-12 | New | Ceiling Insulation(R12 to R38) | 4.0851e-06 | 9.2088e-05 |  | 0.20415 | 20 |  | 0.53388 | 0.53388 | sq ft |  | 0.0089969 | FAIL | FAIL | Schools K-12_New_Ceiling Insulation(R12 to R38)_RIM | 0 | 0 | 0 | 0 | 0 | 0 | 0 | 0 | 0 | 0 | 0 | 0 | 0 | 0 | 0 | 0 | 0 | 0 | 0 | 0 | Schools K-12_New_Ceiling Insulation(R12 to R38)_TRC | 0 | 0 | 0 | 0 | 0 | 0 | 0 | 0 | 0 | 0 | 0 | 0 | 0 | 0 | 0 | 0 | 0 | 0 | 0 | 0
Warehouse | New | Ceiling Insulation(R12 to R38) | 2.3166e-05 | 4.1334e-05 |  | 0.20415 | 20 |  | 0.53388 | 0.53388 | sq ft |  | 0.0089969 | FAIL | FAIL | Warehouse_New_Ceiling Insulation(R12 to R38)_RIM | 0 | 0 | 0 | 0 | 0 | 0 | 0 | 0 | 0 | 0 | 0 | 0 | 0 | 0 | 0 | 0 | 0 | 0 | 0 | 0 | Warehouse_New_Ceiling Insulation(R12 to R38)_TRC | 0 | 0 | 0 | 0 | 0 | 0 | 0 | 0 | 0 | 0 | 0 | 0 | 0 | 0 | 0 | 0 | 0 | 0 | 0 | 0
Assembly | Existing | Ceiling Insulation(R19 to R38) | 1.8973e-06 | 4.277e-05 |  | 0.094818 | 20 |  | 0.45751 | 0.45751 | sq ft |  | 0.0041786 | FAIL | FAIL | Assembly_Existing_Ceiling Insulation(R19 to R38)_RIM | 0 | 0 | 0 | 0 | 0 | 0 | 0 | 0 | 0 | 0 | 0 | 0 | 0 | 0 | 0 | 0 | 0 | 0 | 0 | 0 | Assembly_Existing_Ceiling Insulation(R19 to R38)_TRC | 0 | 0 | 0 | 0 | 0 | 0 | 0 | 0 | 0 | 0 | 0 | 0 | 0 | 0 | 0 | 0 | 0 | 0 | 0 | 0
College and University | Existing | Ceiling Insulation(R19 to R38) | 3.9215e-05 | 2.3099e-05 |  | 0.094818 | 20 |  | 0.45751 | 0.45751 | sq ft |  | 0.0041786 | FAIL | FAIL | College and University_Existing_Ceiling Insulation(R19 to R38)_RIM | 0 | 0 | 0 | 0 | 0 | 0 | 0 | 0 | 0 | 0 | 0 | 0 | 0 | 0 | 0 | 0 | 0 | 0 | 0 | 0 | College and University_Existing_Ceiling Insulation(R19 to R38)_TRC | 0 | 0 | 0 | 0 | 0 | 0 | 0 | 0 | 0 | 0 | 0 | 0 | 0 | 0 | 0 | 0 | 0 | 0 | 0 | 0
Grocery | Existing | Ceiling Insulation(R19 to R38) | 1.9349e-05 | 4.4252e-05 |  | 0.094818 | 20 |  | 0.45751 | 0.45751 | sq ft |  | 0.0041786 | FAIL | FAIL | Grocery_Existing_Ceiling Insulation(R19 to R38)_RIM | 0 | 0 | 0 | 0 | 0 | 0 | 0 | 0 | 0 | 0 | 0 | 0 | 0 | 0 | 0 | 0 | 0 | 0 | 0 | 0 | Grocery_Existing_Ceiling Insulation(R19 to R38)_TRC | 0 | 0 | 0 | 0 | 0 | 0 | 0 | 0 | 0 | 0 | 0 | 0 | 0 | 0 | 0 | 0 | 0 | 0 | 0 | 0
Healthcare | Existing | Ceiling Insulation(R19 to R38) | 1.8973e-06 | 4.277e-05 |  | 0.094818 | 20 |  | 0.45751 | 0.45751 | sq ft |  | 0.0041786 | FAIL | FAIL | Healthcare_Existing_Ceiling Insulation(R19 to R38)_RIM | 0 | 0 | 0 | 0 | 0 | 0 | 0 | 0 | 0 | 0 | 0 | 0 | 0 | 0 | 0 | 0 | 0 | 0 | 0 | 0 | Healthcare_Existing_Ceiling Insulation(R19 to R38)_TRC | 0 | 0 | 0 | 0 | 0 | 0 | 0 | 0 | 0 | 0 | 0 | 0 | 0 | 0 | 0 | 0 | 0 | 0 | 0 | 0
Hospitals | Existing | Ceiling Insulation(R19 to R38) | 3.9215e-05 | 2.3099e-05 |  | 0.094818 | 20 |  | 0.45751 | 0.45751 | sq ft |  | 0.0041786 | FAIL | FAIL | Hospitals_Existing_Ceiling Insulation(R19 to R38)_RIM | 0 | 0 | 0 | 0 | 0 | 0 | 0 | 0 | 0 | 0 | 0 | 0 | 0 | 0 | 0 | 0 | 0 | 0 | 0 | 0 | Hospitals_Existing_Ceiling Insulation(R19 to R38)_TRC | 0 | 0 | 0 | 0 | 0 | 0 | 0 | 0 | 0 | 0 | 0 | 0 | 0 | 0 | 0 | 0 | 0 | 0 | 0 | 0
Institutional | Existing | Ceiling Insulation(R19 to R38) | 1.8973e-06 | 4.277e-05 |  | 0.094818 | 20 |  | 0.45751 | 0.45751 | sq ft |  | 0.0041786 | FAIL | FAIL | Institutional_Existing_Ceiling Insulation(R19 to R38)_RIM | 0 | 0 | 0 | 0 | 0 | 0 | 0 | 0 | 0 | 0 | 0 | 0 | 0 | 0 | 0 | 0 | 0 | 0 | 0 | 0 | Institutional_Existing_Ceiling Insulation(R19 to R38)_TRC | 0 | 0 | 0 | 0 | 0 | 0 | 0 | 0 | 0 | 0 | 0 | 0 | 0 | 0 | 0 | 0 | 0 | 0 | 0 | 0
Lodging/Hospitality | Existing | Ceiling Insulation(R19 to R38) | 3.9215e-05 | 2.3099e-05 |  | 0.094818 | 20 |  | 0.45751 | 0.45751 | sq ft |  | 0.0041786 | FAIL | FAIL | Lodging/Hospitality_Existing_Ceiling Insulation(R19 to R38)_RIM | 0 | 0 | 0 | 0 | 0 | 0 | 0 | 0 | 0 | 0 | 0 | 0 | 0 | 0 | 0 | 0 | 0 | 0 | 0 | 0 | Lodging/Hospitality_Existing_Ceiling Insulation(R19 to R38)_TRC | 0 | 0 | 0 | 0 | 0 | 0 | 0 | 0 | 0 | 0 | 0 | 0 | 0 | 0 | 0 | 0 | 0 | 0 | 0 | 0
Miscellaneous | Existing | Ceiling Insulation(R19 to R38) | 1.8973e-06 | 4.277e-05 |  | 0.094818 | 20 |  | 0.45751 | 0.45751 | sq ft |  | 0.0041786 | FAIL | FAIL | Miscellaneous_Existing_Ceiling Insulation(R19 to R38)_RIM | 0 | 0 | 0 | 0 | 0 | 0 | 0 | 0 | 0 | 0 | 0 | 0 | 0 | 0 | 0 | 0 | 0 | 0 | 0 | 0 | Miscellaneous_Existing_Ceiling Insulation(R19 to R38)_TRC | 0 | 0 | 0 | 0 | 0 | 0 | 0 | 0 | 0 | 0 | 0 | 0 | 0 | 0 | 0 | 0 | 0 | 0 | 0 | 0
Offices | Existing | Ceiling Insulation(R19 to R38) | 1.8973e-06 | 4.277e-05 |  | 0.094818 | 20 |  | 0.45751 | 0.45751 | sq ft |  | 0.0041786 | FAIL | FAIL | Offices_Existing_Ceiling Insulation(R19 to R38)_RIM | 0 | 0 | 0 | 0 | 0 | 0 | 0 | 0 | 0 | 0 | 0 | 0 | 0 | 0 | 0 | 0 | 0 | 0 | 0 | 0 | Offices_Existing_Ceiling Insulation(R19 to R38)_TRC | 0 | 0 | 0 | 0 | 0 | 0 | 0 | 0 | 0 | 0 | 0 | 0 | 0 | 0 | 0 | 0 | 0 | 0 | 0 | 0
Restaurants | Existing | Ceiling Insulation(R19 to R38) | 1.9349e-05 | 4.4252e-05 |  | 0.094818 | 20 |  | 0.45751 | 0.45751 | sq ft |  | 0.0041786 | FAIL | FAIL | Restaurants_Existing_Ceiling Insulation(R19 to R38)_RIM | 0 | 0 | 0 | 0 | 0 | 0 | 0 | 0 | 0 | 0 | 0 | 0 | 0 | 0 | 0 | 0 | 0 | 0 | 0 | 0 | Restaurants_Existing_Ceiling Insulation(R19 to R38)_TRC | 0 | 0 | 0 | 0 | 0 | 0 | 0 | 0 | 0 | 0 | 0 | 0 | 0 | 0 | 0 | 0 | 0 | 0 | 0 | 0
Retail | Existing | Ceiling Insulation(R19 to R38) | 1.9349e-05 | 4.4252e-05 |  | 0.094818 | 20 |  | 0.45751 | 0.45751 | sq ft |  | 0.0041786 | FAIL | FAIL | Retail_Existing_Ceiling Insulation(R19 to R38)_RIM | 0 | 0 | 0 | 0 | 0 | 0 | 0 | 0 | 0 | 0 | 0 | 0 | 0 | 0 | 0 | 0 | 0 | 0 | 0 | 0 | Retail_Existing_Ceiling Insulation(R19 to R38)_TRC | 0 | 0 | 0 | 0 | 0 | 0 | 0 | 0 | 0 | 0 | 0 | 0 | 0 | 0 | 0 | 0 | 0 | 0 | 0 | 0
Schools K-12 | Existing | Ceiling Insulation(R19 to R38) | 1.8973e-06 | 4.277e-05 |  | 0.094818 | 20 |  | 0.45751 | 0.45751 | sq ft |  | 0.0041786 | FAIL | FAIL | Schools K-12_Existing_Ceiling Insulation(R19 to R38)_RIM | 0 | 0 | 0 | 0 | 0 | 0 | 0 | 0 | 0 | 0 | 0 | 0 | 0 | 0 | 0 | 0 | 0 | 0 | 0 | 0 | Schools K-12_Existing_Ceiling Insulation(R19 to R38)_TRC | 0 | 0 | 0 | 0 | 0 | 0 | 0 | 0 | 0 | 0 | 0 | 0 | 0 | 0 | 0 | 0 | 0 | 0 | 0 | 0
Warehouse | Existing | Ceiling Insulation(R19 to R38) | 1.076e-05 | 1.9198e-05 |  | 0.094818 | 20 |  | 0.45751 | 0.45751 | sq ft |  | 0.0041786 | FAIL | FAIL | Warehouse_Existing_Ceiling Insulation(R19 to R38)_RIM | 0 | 0 | 0 | 0 | 0 | 0 | 0 | 0 | 0 | 0 | 0 | 0 | 0 | 0 | 0 | 0 | 0 | 0 | 0 | 0 | Warehouse_Existing_Ceiling Insulation(R19 to R38)_TRC | 0 | 0 | 0 | 0 | 0 | 0 | 0 | 0 | 0 | 0 | 0 | 0 | 0 | 0 | 0 | 0 | 0 | 0 | 0 | 0
Assembly | New | Ceiling Insulation(R19 to R38) | 1.8854e-06 | 4.2502e-05 |  | 0.094223 | 20 |  | 0.45751 | 0.45751 | sq ft |  | 0.0041524 | FAIL | FAIL | Assembly_New_Ceiling Insulation(R19 to R38)_RIM | 0 | 0 | 0 | 0 | 0 | 0 | 0 | 0 | 0 | 0 | 0 | 0 | 0 | 0 | 0 | 0 | 0 | 0 | 0 | 0 | Assembly_New_Ceiling Insulation(R19 to R38)_TRC | 0 | 0 | 0 | 0 | 0 | 0 | 0 | 0 | 0 | 0 | 0 | 0 | 0 | 0 | 0 | 0 | 0 | 0 | 0 | 0
College and University | New | Ceiling Insulation(R19 to R38) | 3.8969e-05 | 2.2954e-05 |  | 0.094223 | 20 |  | 0.45751 | 0.45751 | sq ft |  | 0.0041524 | FAIL | FAIL | College and University_New_Ceiling Insulation(R19 to R38)_RIM | 0 | 0 | 0 | 0 | 0 | 0 | 0 | 0 | 0 | 0 | 0 | 0 | 0 | 0 | 0 | 0 | 0 | 0 | 0 | 0 | College and University_New_Ceiling Insulation(R19 to R38)_TRC | 0 | 0 | 0 | 0 | 0 | 0 | 0 | 0 | 0 | 0 | 0 | 0 | 0 | 0 | 0 | 0 | 0 | 0 | 0 | 0
Grocery | New | Ceiling Insulation(R19 to R38) | 1.9228e-05 | 4.3974e-05 |  | 0.094223 | 20 |  | 0.45751 | 0.45751 | sq ft |  | 0.0041524 | FAIL | FAIL | Grocery_New_Ceiling Insulation(R19 to R38)_RIM | 0 | 0 | 0 | 0 | 0 | 0 | 0 | 0 | 0 | 0 | 0 | 0 | 0 | 0 | 0 | 0 | 0 | 0 | 0 | 0 | Grocery_New_Ceiling Insulation(R19 to R38)_TRC | 0 | 0 | 0 | 0 | 0 | 0 | 0 | 0 | 0 | 0 | 0 | 0 | 0 | 0 | 0 | 0 | 0 | 0 | 0 | 0
Healthcare | New | Ceiling Insulation(R19 to R38) | 1.8854e-06 | 4.2502e-05 |  | 0.094223 | 20 |  | 0.45751 | 0.45751 | sq ft |  | 0.0041524 | FAIL | FAIL | Healthcare_New_Ceiling Insulation(R19 to R38)_RIM | 0 | 0 | 0 | 0 | 0 | 0 | 0 | 0 | 0 | 0 | 0 | 0 | 0 | 0 | 0 | 0 | 0 | 0 | 0 | 0 | Healthcare_New_Ceiling Insulation(R19 to R38)_TRC | 0 | 0 | 0 | 0 | 0 | 0 | 0 | 0 | 0 | 0 | 0 | 0 | 0 | 0 | 0 | 0 | 0 | 0 | 0 | 0
Hospitals | New | Ceiling Insulation(R19 to R38) | 3.8969e-05 | 2.2954e-05 |  | 0.094223 | 20 |  | 0.45751 | 0.45751 | sq ft |  | 0.0041524 | FAIL | FAIL | Hospitals_New_Ceiling Insulation(R19 to R38)_RIM | 0 | 0 | 0 | 0 | 0 | 0 | 0 | 0 | 0 | 0 | 0 | 0 | 0 | 0 | 0 | 0 | 0 | 0 | 0 | 0 | Hospitals_New_Ceiling Insulation(R19 to R38)_TRC | 0 | 0 | 0 | 0 | 0 | 0 | 0 | 0 | 0 | 0 | 0 | 0 | 0 | 0 | 0 | 0 | 0 | 0 | 0 | 0
Institutional | New | Ceiling Insulation(R19 to R38) | 1.8854e-06 | 4.2502e-05 |  | 0.094223 | 20 |  | 0.45751 | 0.45751 | sq ft |  | 0.0041524 | FAIL | FAIL | Institutional_New_Ceiling Insulation(R19 to R38)_RIM | 0 | 0 | 0 | 0 | 0 | 0 | 0 | 0 | 0 | 0 | 0 | 0 | 0 | 0 | 0 | 0 | 0 | 0 | 0 | 0 | Institutional_New_Ceiling Insulation(R19 to R38)_TRC | 0 | 0 | 0 | 0 | 0 | 0 | 0 | 0 | 0 | 0 | 0 | 0 | 0 | 0 | 0 | 0 | 0 | 0 | 0 | 0
Lodging/Hospitality | New | Ceiling Insulation(R19 to R38) | 3.8969e-05 | 2.2954e-05 |  | 0.094223 | 20 |  | 0.45751 | 0.45751 | sq ft |  | 0.0041524 | FAIL | FAIL | Lodging/Hospitality_New_Ceiling Insulation(R19 to R38)_RIM | 0 | 0 | 0 | 0 | 0 | 0 | 0 | 0 | 0 | 0 | 0 | 0 | 0 | 0 | 0 | 0 | 0 | 0 | 0 | 0 | Lodging/Hospitality_New_Ceiling Insulation(R19 to R38)_TRC | 0 | 0 | 0 | 0 | 0 | 0 | 0 | 0 | 0 | 0 | 0 | 0 | 0 | 0 | 0 | 0 | 0 | 0 | 0 | 0
Miscellaneous | New | Ceiling Insulation(R19 to R38) | 1.8854e-06 | 4.2502e-05 |  | 0.094223 | 20 |  | 0.45751 | 0.45751 | sq ft |  | 0.0041524 | FAIL | FAIL | Miscellaneous_New_Ceiling Insulation(R19 to R38)_RIM | 0 | 0 | 0 | 0 | 0 | 0 | 0 | 0 | 0 | 0 | 0 | 0 | 0 | 0 | 0 | 0 | 0 | 0 | 0 | 0 | Miscellaneous_New_Ceiling Insulation(R19 to R38)_TRC | 0 | 0 | 0 | 0 | 0 | 0 | 0 | 0 | 0 | 0 | 0 | 0 | 0 | 0 | 0 | 0 | 0 | 0 | 0 | 0
Offices | New | Ceiling Insulation(R19 to R38) | 1.8854e-06 | 4.2502e-05 |  | 0.094223 | 20 |  | 0.45751 | 0.45751 | sq ft |  | 0.0041524 | FAIL | FAIL | Offices_New_Ceiling Insulation(R19 to R38)_RIM | 0 | 0 | 0 | 0 | 0 | 0 | 0 | 0 | 0 | 0 | 0 | 0 | 0 | 0 | 0 | 0 | 0 | 0 | 0 | 0 | Offices_New_Ceiling Insulation(R19 to R38)_TRC | 0 | 0 | 0 | 0 | 0 | 0 | 0 | 0 | 0 | 0 | 0 | 0 | 0 | 0 | 0 | 0 | 0 | 0 | 0 | 0
Restaurants | New | Ceiling Insulation(R19 to R38) | 1.9228e-05 | 4.3974e-05 |  | 0.094223 | 20 |  | 0.45751 | 0.45751 | sq ft |  | 0.0041524 | FAIL | FAIL | Restaurants_New_Ceiling Insulation(R19 to R38)_RIM | 0 | 0 | 0 | 0 | 0 | 0 | 0 | 0 | 0 | 0 | 0 | 0 | 0 | 0 | 0 | 0 | 0 | 0 | 0 | 0 | Restaurants_New_Ceiling Insulation(R19 to R38)_TRC | 0 | 0 | 0 | 0 | 0 | 0 | 0 | 0 | 0 | 0 | 0 | 0 | 0 | 0 | 0 | 0 | 0 | 0 | 0 | 0
Retail | New | Ceiling Insulation(R19 to R38) | 1.9228e-05 | 4.3974e-05 |  | 0.094223 | 20 |  | 0.45751 | 0.45751 | sq ft |  | 0.0041524 | FAIL | FAIL | Retail_New_Ceiling Insulation(R19 to R38)_RIM | 0 | 0 | 0 | 0 | 0 | 0 | 0 | 0 | 0 | 0 | 0 | 0 | 0 | 0 | 0 | 0 | 0 | 0 | 0 | 0 | Retail_New_Ceiling Insulation(R19 to R38)_TRC | 0 | 0 | 0 | 0 | 0 | 0 | 0 | 0 | 0 | 0 | 0 | 0 | 0 | 0 | 0 | 0 | 0 | 0 | 0 | 0
Schools K-12 | New | Ceiling Insulation(R19 to R38) | 1.8854e-06 | 4.2502e-05 |  | 0.094223 | 20 |  | 0.45751 | 0.45751 | sq ft |  | 0.0041524 | FAIL | FAIL | Schools K-12_New_Ceiling Insulation(R19 to R38)_RIM | 0 | 0 | 0 | 0 | 0 | 0 | 0 | 0 | 0 | 0 | 0 | 0 | 0 | 0 | 0 | 0 | 0 | 0 | 0 | 0 | Schools K-12_New_Ceiling Insulation(R19 to R38)_TRC | 0 | 0 | 0 | 0 | 0 | 0 | 0 | 0 | 0 | 0 | 0 | 0 | 0 | 0 | 0 | 0 | 0 | 0 | 0 | 0
Warehouse | New | Ceiling Insulation(R19 to R38) | 1.0692e-05 | 1.9077e-05 |  | 0.094223 | 20 |  | 0.45751 | 0.45751 | sq ft |  | 0.0041524 | FAIL | FAIL | Warehouse_New_Ceiling Insulation(R19 to R38)_RIM | 0 | 0 | 0 | 0 | 0 | 0 | 0 | 0 | 0 | 0 | 0 | 0 | 0 | 0 | 0 | 0 | 0 | 0 | 0 | 0 | Warehouse_New_Ceiling Insulation(R19 to R38)_TRC | 0 | 0 | 0 | 0 | 0 | 0 | 0 | 0 | 0 | 0 | 0 | 0 | 0 | 0 | 0 | 0 | 0 | 0 | 0 | 0
Assembly | Existing | Ceiling Insulation(R2 to R38) | 3.4152e-05 | 0.00076986 |  | 1.7067 | 20 |  | 0.64299 | 0.64299 | sq ft |  | 0.075215 | FAIL | 0.31173 | Assembly_Existing_Ceiling Insulation(R2 to R38)_RIM | 0 | 0 | 0 | 0 | 0 | 0 | 0 | 0 | 0 | 0 | 0 | 0 | 0 | 0 | 0 | 0 | 0 | 0 | 0 | 0 | Assembly_Existing_Ceiling Insulation(R2 to R38)_TRC | 0 | 0 | 0 | 0 | 0 | 0 | 0 | 0 | 0 | 0 | 0 | 0 | 0 | 0 | 0 | 0 | 0 | 0 | 0 | 0 |  | 48.48%
College and University | Existing | Ceiling Insulation(R2 to R38) | 0.00070587 | 0.00041578 |  | 1.7067 | 20 |  | 0.64299 | 0.64299 | sq ft |  | 0.075215 | FAIL | 0.31173 | College and University_Existing_Ceiling Insulation(R2 to R38)_RIM | 0 | 0 | 0 | 0 | 0 | 0 | 0 | 0 | 0 | 0 | 0 | 0 | 0 | 0 | 0 | 0 | 0 | 0 | 0 | 0 | College and University_Existing_Ceiling Insulation(R2 to R38)_TRC | 0 | 0 | 0 | 0 | 0 | 0 | 0 | 0 | 0 | 0 | 0 | 0 | 0 | 0 | 0 | 0 | 0 | 0 | 0 | 0 |  | 48.48%
Grocery | Existing | Ceiling Insulation(R2 to R38) | 0.00034829 | 0.00079653 |  | 1.7067 | 20 |  | 0.64299 | 0.64299 | sq ft |  | 0.075215 | FAIL | 0.31173 | Grocery_Existing_Ceiling Insulation(R2 to R38)_RIM | 0 | 0 | 0 | 0 | 0 | 0 | 0 | 0 | 0 | 0 | 0 | 0 | 0 | 0 | 0 | 0 | 0 | 0 | 0 | 0 | Grocery_Existing_Ceiling Insulation(R2 to R38)_TRC | 0 | 0 | 0 | 0 | 0 | 0 | 0 | 0 | 0 | 0 | 0 | 0 | 0 | 0 | 0 | 0 | 0 | 0 | 0 | 0 |  | 48.48%
Healthcare | Existing | Ceiling Insulation(R2 to R38) | 3.4152e-05 | 0.00076986 |  | 1.7067 | 20 |  | 0.64299 | 0.64299 | sq ft |  | 0.075215 | FAIL | 0.31173 | Healthcare_Existing_Ceiling Insulation(R2 to R38)_RIM | 0 | 0 | 0 | 0 | 0 | 0 | 0 | 0 | 0 | 0 | 0 | 0 | 0 | 0 | 0 | 0 | 0 | 0 | 0 | 0 | Healthcare_Existing_Ceiling Insulation(R2 to R38)_TRC | 32716.5549 | 50262.0397 | 74896.2324 | 105617.6203 | 136350.8522 | 154419.1102 | 145839.7136 | 109499.8909 | 64424.2158 | 30770.5344 | 55837.8661 | 85783.0248 | 127826.5944 | 180259.2772 | 232712.1742 | 263549.5583 | 248906.9653 | 186885.2103 | 109953.8367 | 52516.5619 |  | 48.48%
Hospitals | Existing | Ceiling Insulation(R2 to R38) | 0.00070587 | 0.00041578 |  | 1.7067 | 20 |  | 0.64299 | 0.64299 | sq ft |  | 0.075215 | FAIL | 0.31173 | Hospitals_Existing_Ceiling Insulation(R2 to R38)_RIM | 0 | 0 | 0 | 0 | 0 | 0 | 0 | 0 | 0 | 0 | 0 | 0 | 0 | 0 | 0 | 0 | 0 | 0 | 0 | 0 | Hospitals_Existing_Ceiling Insulation(R2 to R38)_TRC | 0 | 0 | 0 | 0 | 0 | 0 | 0 | 0 | 0 | 0 | 0 | 0 | 0 | 0 | 0 | 0 | 0 | 0 | 0 | 0 |  | 48.48%
Institutional | Existing | Ceiling Insulation(R2 to R38) | 3.4152e-05 | 0.00076986 |  | 1.7067 | 20 |  | 0.64299 | 0.64299 | sq ft |  | 0.075215 | FAIL | 0.31173 | Institutional_Existing_Ceiling Insulation(R2 to R38)_RIM | 0 | 0 | 0 | 0 | 0 | 0 | 0 | 0 | 0 | 0 | 0 | 0 | 0 | 0 | 0 | 0 | 0 | 0 | 0 | 0 | Institutional_Existing_Ceiling Insulation(R2 to R38)_TRC | 0 | 0 | 0 | 0 | 0 | 0 | 0 | 0 | 0 | 0 | 0 | 0 | 0 | 0 | 0 | 0 | 0 | 0 | 0 | 0 |  | 48.48%
Lodging/Hospitality | Existing | Ceiling Insulation(R2 to R38) | 0.00070587 | 0.00041578 |  | 1.7067 | 20 |  | 0.64299 | 0.64299 | sq ft |  | 0.075215 | FAIL | 0.31173 | Lodging/Hospitality_Existing_Ceiling Insulation(R2 to R38)_RIM | 0 | 0 | 0 | 0 | 0 | 0 | 0 | 0 | 0 | 0 | 0 | 0 | 0 | 0 | 0 | 0 | 0 | 0 | 0 | 0 | Lodging/Hospitality_Existing_Ceiling Insulation(R2 to R38)_TRC | 0 | 0 | 0 | 0 | 0 | 0 | 0 | 0 | 0 | 0 | 0 | 0 | 0 | 0 | 0 | 0 | 0 | 0 | 0 | 0 |  | 48.48%
Miscellaneous | Existing | Ceiling Insulation(R2 to R38) | 3.4152e-05 | 0.00076986 |  | 1.7067 | 20 |  | 0.64299 | 0.64299 | sq ft |  | 0.075215 | FAIL | 0.31173 | Miscellaneous_Existing_Ceiling Insulation(R2 to R38)_RIM | 0 | 0 | 0 | 0 | 0 | 0 | 0 | 0 | 0 | 0 | 0 | 0 | 0 | 0 | 0 | 0 | 0 | 0 | 0 | 0 | Miscellaneous_Existing_Ceiling Insulation(R2 to R38)_TRC | 0 | 0 | 0 | 0 | 0 | 0 | 0 | 0 | 0 | 0 | 0 | 0 | 0 | 0 | 0 | 0 | 0 | 0 | 0 | 0 |  | 48.48%
Offices | Existing | Ceiling Insulation(R2 to R38) | 3.4152e-05 | 0.00076986 |  | 1.7067 | 20 |  | 0.64299 | 0.64299 | sq ft |  | 0.075215 | FAIL | 0.31173 | Offices_Existing_Ceiling Insulation(R2 to R38)_RIM | 0 | 0 | 0 | 0 | 0 | 0 | 0 | 0 | 0 | 0 | 0 | 0 | 0 | 0 | 0 | 0 | 0 | 0 | 0 | 0 | Offices_Existing_Ceiling Insulation(R2 to R38)_TRC | 27103.7829 | 40290.715 | 58529.1281 | 81130.9791 | 103435.3402 | 116357.2277 | 109801.691 | 83130.93 | 50300.6328 | 25904.6208 | 46258.4586 | 68764.8059 | 99892.5965 | 138467.5361 | 176534.7449 | 198588.7363 | 187400.2974 | 141880.8842 | 85848.8922 | 44211.8295 |  | 48.48%
Restaurants | Existing | Ceiling Insulation(R2 to R38) | 0.00034829 | 0.00079653 |  | 1.7067 | 20 |  | 0.64299 | 0.64299 | sq ft |  | 0.075215 | FAIL | 0.31173 | Restaurants_Existing_Ceiling Insulation(R2 to R38)_RIM | 0 | 0 | 0 | 0 | 0 | 0 | 0 | 0 | 0 | 0 | 0 | 0 | 0 | 0 | 0 | 0 | 0 | 0 | 0 | 0 | Restaurants_Existing_Ceiling Insulation(R2 to R38)_TRC | 0 | 0 | 0 | 0 | 0 | 0 | 0 | 0 | 0 | 0 | 0 | 0 | 0 | 0 | 0 | 0 | 0 | 0 | 0 | 0 |  | 48.48%
Retail | Existing | Ceiling Insulation(R2 to R38) | 0.00034829 | 0.00079653 |  | 1.7067 | 20 |  | 0.64299 | 0.64299 | sq ft |  | 0.075215 | FAIL | 0.31173 | Retail_Existing_Ceiling Insulation(R2 to R38)_RIM | 0 | 0 | 0 | 0 | 0 | 0 | 0 | 0 | 0 | 0 | 0 | 0 | 0 | 0 | 0 | 0 | 0 | 0 | 0 | 0 | Retail_Existing_Ceiling Insulation(R2 to R38)_TRC | 0 | 0 | 0 | 0 | 0 | 0 | 0 | 0 | 0 | 0 | 0 | 0 | 0 | 0 | 0 | 0 | 0 | 0 | 0 | 0 |  | 48.48%
Schools K-12 | Existing | Ceiling Insulation(R2 to R38) | 3.4152e-05 | 0.00076986 |  | 1.7067 | 20 |  | 0.64299 | 0.64299 | sq ft |  | 0.075215 | FAIL | 0.31173 | Schools K-12_Existing_Ceiling Insulation(R2 to R38)_RIM | 0 | 0 | 0 | 0 | 0 | 0 | 0 | 0 | 0 | 0 | 0 | 0 | 0 | 0 | 0 | 0 | 0 | 0 | 0 | 0 | Schools K-12_Existing_Ceiling Insulation(R2 to R38)_TRC | 0 | 0 | 0 | 0 | 0 | 0 | 0 | 0 | 0 | 0 | 0 | 0 | 0 | 0 | 0 | 0 | 0 | 0 | 0 | 0 |  | 48.48%
Warehouse | Existing | Ceiling Insulation(R2 to R38) | 0.00014015 | 0.00025006 |  | 1.2351 | 20 |  | 0.64299 | 0.64299 | sq ft |  | 0.054429 | FAIL | 0.40327 | Warehouse_Existing_Ceiling Insulation(R2 to R38)_RIM | 0 | 0 | 0 | 0 | 0 | 0 | 0 | 0 | 0 | 0 | 0 | 0 | 0 | 0 | 0 | 0 | 0 | 0 | 0 | 0 | Warehouse_Existing_Ceiling Insulation(R2 to R38)_TRC | 0 | 0 | 0 | 0 | 0 | 0 | 0 | 0 | 0 | 0 | 0 | 0 | 0 | 0 | 0 | 0 | 0 | 0 | 0 | 0 |  | 62.72%
Assembly | New | Ceiling Insulation(R2 to R38) | 3.3938e-05 | 0.00076504 |  | 1.696 | 20 |  | 0.64299 | 0.64299 | sq ft |  | 0.074743 | FAIL | 0.31381 | Assembly_New_Ceiling Insulation(R2 to R38)_RIM | 0 | 0 | 0 | 0 | 0 | 0 | 0 | 0 | 0 | 0 | 0 | 0 | 0 | 0 | 0 | 0 | 0 | 0 | 0 | 0 | Assembly_New_Ceiling Insulation(R2 to R38)_TRC | 0 | 0 | 0 | 0 | 0 | 0 | 0 | 0 | 0 | 0 | 0 | 0 | 0 | 0 | 0 | 0 | 0 | 0 | 0 | 0 |  | 48.8%
College and University | New | Ceiling Insulation(R2 to R38) | 0.00070144 | 0.00041317 |  | 1.696 | 20 |  | 0.64299 | 0.64299 | sq ft |  | 0.074743 | FAIL | 0.31381 | College and University_New_Ceiling Insulation(R2 to R38)_RIM | 0 | 0 | 0 | 0 | 0 | 0 | 0 | 0 | 0 | 0 | 0 | 0 | 0 | 0 | 0 | 0 | 0 | 0 | 0 | 0 | College and University_New_Ceiling Insulation(R2 to R38)_TRC | 0 | 0 | 0 | 0 | 0 | 0 | 0 | 0 | 0 | 0 | 0 | 0 | 0 | 0 | 0 | 0 | 0 | 0 | 0 | 0 |  | 48.8%
Grocery | New | Ceiling Insulation(R2 to R38) | 0.00034611 | 0.00079153 |  | 1.696 | 20 |  | 0.64299 | 0.64299 | sq ft |  | 0.074743 | FAIL | 0.31381 | Grocery_New_Ceiling Insulation(R2 to R38)_RIM | 0 | 0 | 0 | 0 | 0 | 0 | 0 | 0 | 0 | 0 | 0 | 0 | 0 | 0 | 0 | 0 | 0 | 0 | 0 | 0 | Grocery_New_Ceiling Insulation(R2 to R38)_TRC | 0 | 0 | 0 | 0 | 0 | 0 | 0 | 0 | 0 | 0 | 0 | 0 | 0 | 0 | 0 | 0 | 0 | 0 | 0 | 0 |  | 48.8%
Healthcare | New | Ceiling Insulation(R2 to R38) | 3.3938e-05 | 0.00076504 |  | 1.696 | 20 |  | 0.64299 | 0.64299 | sq ft |  | 0.074743 | FAIL | 0.31381 | Healthcare_New_Ceiling Insulation(R2 to R38)_RIM | 0 | 0 | 0 | 0 | 0 | 0 | 0 | 0 | 0 | 0 | 0 | 0 | 0 | 0 | 0 | 0 | 0 | 0 | 0 | 0 | Healthcare_New_Ceiling Insulation(R2 to R38)_TRC | 0 | 0 | 0 | 0 | 0 | 0 | 0 | 0 | 0 | 0 | 0 | 0 | 0 | 0 | 0 | 0 | 0 | 0 | 0 | 0 |  | 48.8%
Hospitals | New | Ceiling Insulation(R2 to R38) | 0.00070144 | 0.00041317 |  | 1.696 | 20 |  | 0.64299 | 0.64299 | sq ft |  | 0.074743 | FAIL | 0.31381 | Hospitals_New_Ceiling Insulation(R2 to R38)_RIM | 0 | 0 | 0 | 0 | 0 | 0 | 0 | 0 | 0 | 0 | 0 | 0 | 0 | 0 | 0 | 0 | 0 | 0 | 0 | 0 | Hospitals_New_Ceiling Insulation(R2 to R38)_TRC | 0 | 0 | 0 | 0 | 0 | 0 | 0 | 0 | 0 | 0 | 0 | 0 | 0 | 0 | 0 | 0 | 0 | 0 | 0 | 0 |  | 48.8%
Institutional | New | Ceiling Insulation(R2 to R38) | 3.3938e-05 | 0.00076504 |  | 1.696 | 20 |  | 0.64299 | 0.64299 | sq ft |  | 0.074743 | FAIL | 0.31381 | Institutional_New_Ceiling Insulation(R2 to R38)_RIM | 0 | 0 | 0 | 0 | 0 | 0 | 0 | 0 | 0 | 0 | 0 | 0 | 0 | 0 | 0 | 0 | 0 | 0 | 0 | 0 | Institutional_New_Ceiling Insulation(R2 to R38)_TRC | 0 | 0 | 0 | 0 | 0 | 0 | 0 | 0 | 0 | 0 | 0 | 0 | 0 | 0 | 0 | 0 | 0 | 0 | 0 | 0 |  | 48.8%
Lodging/Hospitality | New | Ceiling Insulation(R2 to R38) | 0.00070144 | 0.00041317 |  | 1.696 | 20 |  | 0.64299 | 0.64299 | sq ft |  | 0.074743 | FAIL | 0.31381 | Lodging/Hospitality_New_Ceiling Insulation(R2 to R38)_RIM | 0 | 0 | 0 | 0 | 0 | 0 | 0 | 0 | 0 | 0 | 0 | 0 | 0 | 0 | 0 | 0 | 0 | 0 | 0 | 0 | Lodging/Hospitality_New_Ceiling Insulation(R2 to R38)_TRC | 0 | 0 | 0 | 0 | 0 | 0 | 0 | 0 | 0 | 0 | 0 | 0 | 0 | 0 | 0 | 0 | 0 | 0 | 0 | 0 |  | 48.8%
Miscellaneous | New | Ceiling Insulation(R2 to R38) | 3.3938e-05 | 0.00076504 |  | 1.696 | 20 |  | 0.64299 | 0.64299 | sq ft |  | 0.074743 | FAIL | 0.31381 | Miscellaneous_New_Ceiling Insulation(R2 to R38)_RIM | 0 | 0 | 0 | 0 | 0 | 0 | 0 | 0 | 0 | 0 | 0 | 0 | 0 | 0 | 0 | 0 | 0 | 0 | 0 | 0 | Miscellaneous_New_Ceiling Insulation(R2 to R38)_TRC | 0 | 0 | 0 | 0 | 0 | 0 | 0 | 0 | 0 | 0 | 0 | 0 | 0 | 0 | 0 | 0 | 0 | 0 | 0 | 0 |  | 48.8%
Offices | New | Ceiling Insulation(R2 to R38) | 3.3938e-05 | 0.00076504 |  | 1.696 | 20 |  | 0.64299 | 0.64299 | sq ft |  | 0.074743 | FAIL | 0.31381 | Offices_New_Ceiling Insulation(R2 to R38)_RIM | 0 | 0 | 0 | 0 | 0 | 0 | 0 | 0 | 0 | 0 | 0 | 0 | 0 | 0 | 0 | 0 | 0 | 0 | 0 | 0 | Offices_New_Ceiling Insulation(R2 to R38)_TRC | 0 | 0 | 0 | 0 | 0 | 0 | 0 | 0 | 0 | 0 | 0 | 0 | 0 | 0 | 0 | 0 | 0 | 0 | 0 | 0 |  | 48.8%
Restaurants | New | Ceiling Insulation(R2 to R38) | 0.00034611 | 0.00079153 |  | 1.696 | 20 |  | 0.64299 | 0.64299 | sq ft |  | 0.074743 | FAIL | 0.31381 | Restaurants_New_Ceiling Insulation(R2 to R38)_RIM | 0 | 0 | 0 | 0 | 0 | 0 | 0 | 0 | 0 | 0 | 0 | 0 | 0 | 0 | 0 | 0 | 0 | 0 | 0 | 0 | Restaurants_New_Ceiling Insulation(R2 to R38)_TRC | 0 | 0 | 0 | 0 | 0 | 0 | 0 | 0 | 0 | 0 | 0 | 0 | 0 | 0 | 0 | 0 | 0 | 0 | 0 | 0 |  | 48.8%
Retail | New | Ceiling Insulation(R2 to R38) | 0.00034611 | 0.00079153 |  | 1.696 | 20 |  | 0.64299 | 0.64299 | sq ft |  | 0.074743 | FAIL | 0.31381 | Retail_New_Ceiling Insulation(R2 to R38)_RIM | 0 | 0 | 0 | 0 | 0 | 0 | 0 | 0 | 0 | 0 | 0 | 0 | 0 | 0 | 0 | 0 | 0 | 0 | 0 | 0 | Retail_New_Ceiling Insulation(R2 to R38)_TRC | 0 | 0 | 0 | 0 | 0 | 0 | 0 | 0 | 0 | 0 | 0 | 0 | 0 | 0 | 0 | 0 | 0 | 0 | 0 | 0 |  | 48.8%
Schools K-12 | New | Ceiling Insulation(R2 to R38) | 3.3938e-05 | 0.00076504 |  | 1.696 | 20 |  | 0.64299 | 0.64299 | sq ft |  | 0.074743 | FAIL | 0.31381 | Schools K-12_New_Ceiling Insulation(R2 to R38)_RIM | 0 | 0 | 0 | 0 | 0 | 0 | 0 | 0 | 0 | 0 | 0 | 0 | 0 | 0 | 0 | 0 | 0 | 0 | 0 | 0 | Schools K-12_New_Ceiling Insulation(R2 to R38)_TRC | 0 | 0 | 0 | 0 | 0 | 0 | 0 | 0 | 0 | 0 | 0 | 0 | 0 | 0 | 0 | 0 | 0 | 0 | 0 | 0 |  | 48.8%
Warehouse | New | Ceiling Insulation(R2 to R38) | 0.00013894 | 0.0002479 |  | 1.2244 | 20 |  | 0.64299 | 0.64299 | sq ft |  | 0.053958 | FAIL | 0.40535 | Warehouse_New_Ceiling Insulation(R2 to R38)_RIM | 0 | 0 | 0 | 0 | 0 | 0 | 0 | 0 | 0 | 0 | 0 | 0 | 0 | 0 | 0 | 0 | 0 | 0 | 0 | 0 | Warehouse_New_Ceiling Insulation(R2 to R38)_TRC | 0 | 0 | 0 | 0 | 0 | 0 | 0 | 0 | 0 | 0 | 0 | 0 | 0 | 0 | 0 | 0 | 0 | 0 | 0 | 0 |  | 63.04%
Assembly | Existing | Ceiling Insulation(R30 to R38) | 5.0596e-07 | 1.1405e-05 |  | 0.025285 | 20 |  | 0.3484 | 0.3484 | sq ft |  | 0.0011143 | FAIL | FAIL | Assembly_Existing_Ceiling Insulation(R30 to R38)_RIM | 0 | 0 | 0 | 0 | 0 | 0 | 0 | 0 | 0 | 0 | 0 | 0 | 0 | 0 | 0 | 0 | 0 | 0 | 0 | 0 | Assembly_Existing_Ceiling Insulation(R30 to R38)_TRC | 0 | 0 | 0 | 0 | 0 | 0 | 0 | 0 | 0 | 0 | 0 | 0 | 0 | 0 | 0 | 0 | 0 | 0 | 0 | 0
College and University | Existing | Ceiling Insulation(R30 to R38) | 1.0457e-05 | 6.1597e-06 |  | 0.025285 | 20 |  | 0.3484 | 0.3484 | sq ft |  | 0.0011143 | FAIL | FAIL | College and University_Existing_Ceiling Insulation(R30 to R38)_RIM | 0 | 0 | 0 | 0 | 0 | 0 | 0 | 0 | 0 | 0 | 0 | 0 | 0 | 0 | 0 | 0 | 0 | 0 | 0 | 0 | College and University_Existing_Ceiling Insulation(R30 to R38)_TRC | 0 | 0 | 0 | 0 | 0 | 0 | 0 | 0 | 0 | 0 | 0 | 0 | 0 | 0 | 0 | 0 | 0 | 0 | 0 | 0
Grocery | Existing | Ceiling Insulation(R30 to R38) | 5.1599e-06 | 1.18e-05 |  | 0.025285 | 20 |  | 0.3484 | 0.3484 | sq ft |  | 0.0011143 | FAIL | FAIL | Grocery_Existing_Ceiling Insulation(R30 to R38)_RIM | 0 | 0 | 0 | 0 | 0 | 0 | 0 | 0 | 0 | 0 | 0 | 0 | 0 | 0 | 0 | 0 | 0 | 0 | 0 | 0 | Grocery_Existing_Ceiling Insulation(R30 to R38)_TRC | 0 | 0 | 0 | 0 | 0 | 0 | 0 | 0 | 0 | 0 | 0 | 0 | 0 | 0 | 0 | 0 | 0 | 0 | 0 | 0
Healthcare | Existing | Ceiling Insulation(R30 to R38) | 5.0596e-07 | 1.1405e-05 |  | 0.025285 | 20 |  | 0.3484 | 0.3484 | sq ft |  | 0.0011143 | FAIL | FAIL | Healthcare_Existing_Ceiling Insulation(R30 to R38)_RIM | 0 | 0 | 0 | 0 | 0 | 0 | 0 | 0 | 0 | 0 | 0 | 0 | 0 | 0 | 0 | 0 | 0 | 0 | 0 | 0 | Healthcare_Existing_Ceiling Insulation(R30 to R38)_TRC | 0 | 0 | 0 | 0 | 0 | 0 | 0 | 0 | 0 | 0 | 0 | 0 | 0 | 0 | 0 | 0 | 0 | 0 | 0 | 0
Hospitals | Existing | Ceiling Insulation(R30 to R38) | 1.0457e-05 | 6.1597e-06 |  | 0.025285 | 20 |  | 0.3484 | 0.3484 | sq ft |  | 0.0011143 | FAIL | FAIL | Hospitals_Existing_Ceiling Insulation(R30 to R38)_RIM | 0 | 0 | 0 | 0 | 0 | 0 | 0 | 0 | 0 | 0 | 0 | 0 | 0 | 0 | 0 | 0 | 0 | 0 | 0 | 0 | Hospitals_Existing_Ceiling Insulation(R30 to R38)_TRC | 0 | 0 | 0 | 0 | 0 | 0 | 0 | 0 | 0 | 0 | 0 | 0 | 0 | 0 | 0 | 0 | 0 | 0 | 0 | 0
Institutional | Existing | Ceiling Insulation(R30 to R38) | 5.0596e-07 | 1.1405e-05 |  | 0.025285 | 20 |  | 0.3484 | 0.3484 | sq ft |  | 0.0011143 | FAIL | FAIL | Institutional_Existing_Ceiling Insulation(R30 to R38)_RIM | 0 | 0 | 0 | 0 | 0 | 0 | 0 | 0 | 0 | 0 | 0 | 0 | 0 | 0 | 0 | 0 | 0 | 0 | 0 | 0 | Institutional_Existing_Ceiling Insulation(R30 to R38)_TRC | 0 | 0 | 0 | 0 | 0 | 0 | 0 | 0 | 0 | 0 | 0 | 0 | 0 | 0 | 0 | 0 | 0 | 0 | 0 | 0
Lodging/Hospitality | Existing | Ceiling Insulation(R30 to R38) | 1.0457e-05 | 6.1597e-06 |  | 0.025285 | 20 |  | 0.3484 | 0.3484 | sq ft |  | 0.0011143 | FAIL | FAIL | Lodging/Hospitality_Existing_Ceiling Insulation(R30 to R38)_RIM | 0 | 0 | 0 | 0 | 0 | 0 | 0 | 0 | 0 | 0 | 0 | 0 | 0 | 0 | 0 | 0 | 0 | 0 | 0 | 0 | Lodging/Hospitality_Existing_Ceiling Insulation(R30 to R38)_TRC | 0 | 0 | 0 | 0 | 0 | 0 | 0 | 0 | 0 | 0 | 0 | 0 | 0 | 0 | 0 | 0 | 0 | 0 | 0 | 0
Miscellaneous | Existing | Ceiling Insulation(R30 to R38) | 5.0596e-07 | 1.1405e-05 |  | 0.025285 | 20 |  | 0.3484 | 0.3484 | sq ft |  | 0.0011143 | FAIL | FAIL | Miscellaneous_Existing_Ceiling Insulation(R30 to R38)_RIM | 0 | 0 | 0 | 0 | 0 | 0 | 0 | 0 | 0 | 0 | 0 | 0 | 0 | 0 | 0 | 0 | 0 | 0 | 0 | 0 | Miscellaneous_Existing_Ceiling Insulation(R30 to R38)_TRC | 0 | 0 | 0 | 0 | 0 | 0 | 0 | 0 | 0 | 0 | 0 | 0 | 0 | 0 | 0 | 0 | 0 | 0 | 0 | 0
Offices | Existing | Ceiling Insulation(R30 to R38) | 5.0596e-07 | 1.1405e-05 |  | 0.025285 | 20 |  | 0.3484 | 0.3484 | sq ft |  | 0.0011143 | FAIL | FAIL | Offices_Existing_Ceiling Insulation(R30 to R38)_RIM | 0 | 0 | 0 | 0 | 0 | 0 | 0 | 0 | 0 | 0 | 0 | 0 | 0 | 0 | 0 | 0 | 0 | 0 | 0 | 0 | Offices_Existing_Ceiling Insulation(R30 to R38)_TRC | 0 | 0 | 0 | 0 | 0 | 0 | 0 | 0 | 0 | 0 | 0 | 0 | 0 | 0 | 0 | 0 | 0 | 0 | 0 | 0
Restaurants | Existing | Ceiling Insulation(R30 to R38) | 5.1599e-06 | 1.18e-05 |  | 0.025285 | 20 |  | 0.3484 | 0.3484 | sq ft |  | 0.0011143 | FAIL | FAIL | Restaurants_Existing_Ceiling Insulation(R30 to R38)_RIM | 0 | 0 | 0 | 0 | 0 | 0 | 0 | 0 | 0 | 0 | 0 | 0 | 0 | 0 | 0 | 0 | 0 | 0 | 0 | 0 | Restaurants_Existing_Ceiling Insulation(R30 to R38)_TRC | 0 | 0 | 0 | 0 | 0 | 0 | 0 | 0 | 0 | 0 | 0 | 0 | 0 | 0 | 0 | 0 | 0 | 0 | 0 | 0
Retail | Existing | Ceiling Insulation(R30 to R38) | 5.1599e-06 | 1.18e-05 |  | 0.025285 | 20 |  | 0.3484 | 0.3484 | sq ft |  | 0.0011143 | FAIL | FAIL | Retail_Existing_Ceiling Insulation(R30 to R38)_RIM | 0 | 0 | 0 | 0 | 0 | 0 | 0 | 0 | 0 | 0 | 0 | 0 | 0 | 0 | 0 | 0 | 0 | 0 | 0 | 0 | Retail_Existing_Ceiling Insulation(R30 to R38)_TRC | 0 | 0 | 0 | 0 | 0 | 0 | 0 | 0 | 0 | 0 | 0 | 0 | 0 | 0 | 0 | 0 | 0 | 0 | 0 | 0
Schools K-12 | Existing | Ceiling Insulation(R30 to R38) | 5.0596e-07 | 1.1405e-05 |  | 0.025285 | 20 |  | 0.3484 | 0.3484 | sq ft |  | 0.0011143 | FAIL | FAIL | Schools K-12_Existing_Ceiling Insulation(R30 to R38)_RIM | 0 | 0 | 0 | 0 | 0 | 0 | 0 | 0 | 0 | 0 | 0 | 0 | 0 | 0 | 0 | 0 | 0 | 0 | 0 | 0 | Schools K-12_Existing_Ceiling Insulation(R30 to R38)_TRC | 0 | 0 | 0 | 0 | 0 | 0 | 0 | 0 | 0 | 0 | 0 | 0 | 0 | 0 | 0 | 0 | 0 | 0 | 0 | 0
Warehouse | Existing | Ceiling Insulation(R30 to R38) | 2.8692e-06 | 5.1194e-06 |  | 0.025285 | 20 |  | 0.3484 | 0.3484 | sq ft |  | 0.0011143 | FAIL | FAIL | Warehouse_Existing_Ceiling Insulation(R30 to R38)_RIM | 0 | 0 | 0 | 0 | 0 | 0 | 0 | 0 | 0 | 0 | 0 | 0 | 0 | 0 | 0 | 0 | 0 | 0 | 0 | 0 | Warehouse_Existing_Ceiling Insulation(R30 to R38)_TRC | 0 | 0 | 0 | 0 | 0 | 0 | 0 | 0 | 0 | 0 | 0 | 0 | 0 | 0 | 0 | 0 | 0 | 0 | 0 | 0
Assembly | New | Ceiling Insulation(R30 to R38) | 5.0278e-07 | 1.1334e-05 |  | 0.025126 | 20 |  | 0.3484 | 0.3484 | sq ft |  | 0.0011073 | FAIL | FAIL | Assembly_New_Ceiling Insulation(R30 to R38)_RIM | 0 | 0 | 0 | 0 | 0 | 0 | 0 | 0 | 0 | 0 | 0 | 0 | 0 | 0 | 0 | 0 | 0 | 0 | 0 | 0 | Assembly_New_Ceiling Insulation(R30 to R38)_TRC | 0 | 0 | 0 | 0 | 0 | 0 | 0 | 0 | 0 | 0 | 0 | 0 | 0 | 0 | 0 | 0 | 0 | 0 | 0 | 0
College and University | New | Ceiling Insulation(R30 to R38) | 1.0392e-05 | 6.121e-06 |  | 0.025126 | 20 |  | 0.3484 | 0.3484 | sq ft |  | 0.0011073 | FAIL | FAIL | College and University_New_Ceiling Insulation(R30 to R38)_RIM | 0 | 0 | 0 | 0 | 0 | 0 | 0 | 0 | 0 | 0 | 0 | 0 | 0 | 0 | 0 | 0 | 0 | 0 | 0 | 0 | College and University_New_Ceiling Insulation(R30 to R38)_TRC | 0 | 0 | 0 | 0 | 0 | 0 | 0 | 0 | 0 | 0 | 0 | 0 | 0 | 0 | 0 | 0 | 0 | 0 | 0 | 0
Grocery | New | Ceiling Insulation(R30 to R38) | 5.1275e-06 | 1.1726e-05 |  | 0.025126 | 20 |  | 0.3484 | 0.3484 | sq ft |  | 0.0011073 | FAIL | FAIL | Grocery_New_Ceiling Insulation(R30 to R38)_RIM | 0 | 0 | 0 | 0 | 0 | 0 | 0 | 0 | 0 | 0 | 0 | 0 | 0 | 0 | 0 | 0 | 0 | 0 | 0 | 0 | Grocery_New_Ceiling Insulation(R30 to R38)_TRC | 0 | 0 | 0 | 0 | 0 | 0 | 0 | 0 | 0 | 0 | 0 | 0 | 0 | 0 | 0 | 0 | 0 | 0 | 0 | 0
Healthcare | New | Ceiling Insulation(R30 to R38) | 5.0278e-07 | 1.1334e-05 |  | 0.025126 | 20 |  | 0.3484 | 0.3484 | sq ft |  | 0.0011073 | FAIL | FAIL | Healthcare_New_Ceiling Insulation(R30 to R38)_RIM | 0 | 0 | 0 | 0 | 0 | 0 | 0 | 0 | 0 | 0 | 0 | 0 | 0 | 0 | 0 | 0 | 0 | 0 | 0 | 0 | Healthcare_New_Ceiling Insulation(R30 to R38)_TRC | 0 | 0 | 0 | 0 | 0 | 0 | 0 | 0 | 0 | 0 | 0 | 0 | 0 | 0 | 0 | 0 | 0 | 0 | 0 | 0
Hospitals | New | Ceiling Insulation(R30 to R38) | 1.0392e-05 | 6.121e-06 |  | 0.025126 | 20 |  | 0.3484 | 0.3484 | sq ft |  | 0.0011073 | FAIL | FAIL | Hospitals_New_Ceiling Insulation(R30 to R38)_RIM | 0 | 0 | 0 | 0 | 0 | 0 | 0 | 0 | 0 | 0 | 0 | 0 | 0 | 0 | 0 | 0 | 0 | 0 | 0 | 0 | Hospitals_New_Ceiling Insulation(R30 to R38)_TRC | 0 | 0 | 0 | 0 | 0 | 0 | 0 | 0 | 0 | 0 | 0 | 0 | 0 | 0 | 0 | 0 | 0 | 0 | 0 | 0
Institutional | New | Ceiling Insulation(R30 to R38) | 5.0278e-07 | 1.1334e-05 |  | 0.025126 | 20 |  | 0.3484 | 0.3484 | sq ft |  | 0.0011073 | FAIL | FAIL | Institutional_New_Ceiling Insulation(R30 to R38)_RIM | 0 | 0 | 0 | 0 | 0 | 0 | 0 | 0 | 0 | 0 | 0 | 0 | 0 | 0 | 0 | 0 | 0 | 0 | 0 | 0 | Institutional_New_Ceiling Insulation(R30 to R38)_TRC | 0 | 0 | 0 | 0 | 0 | 0 | 0 | 0 | 0 | 0 | 0 | 0 | 0 | 0 | 0 | 0 | 0 | 0 | 0 | 0
Lodging/Hospitality | New | Ceiling Insulation(R30 to R38) | 1.0392e-05 | 6.121e-06 |  | 0.025126 | 20 |  | 0.3484 | 0.3484 | sq ft |  | 0.0011073 | FAIL | FAIL | Lodging/Hospitality_New_Ceiling Insulation(R30 to R38)_RIM | 0 | 0 | 0 | 0 | 0 | 0 | 0 | 0 | 0 | 0 | 0 | 0 | 0 | 0 | 0 | 0 | 0 | 0 | 0 | 0 | Lodging/Hospitality_New_Ceiling Insulation(R30 to R38)_TRC | 0 | 0 | 0 | 0 | 0 | 0 | 0 | 0 | 0 | 0 | 0 | 0 | 0 | 0 | 0 | 0 | 0 | 0 | 0 | 0
Miscellaneous | New | Ceiling Insulation(R30 to R38) | 5.0278e-07 | 1.1334e-05 |  | 0.025126 | 20 |  | 0.3484 | 0.3484 | sq ft |  | 0.0011073 | FAIL | FAIL | Miscellaneous_New_Ceiling Insulation(R30 to R38)_RIM | 0 | 0 | 0 | 0 | 0 | 0 | 0 | 0 | 0 | 0 | 0 | 0 | 0 | 0 | 0 | 0 | 0 | 0 | 0 | 0 | Miscellaneous_New_Ceiling Insulation(R30 to R38)_TRC | 0 | 0 | 0 | 0 | 0 | 0 | 0 | 0 | 0 | 0 | 0 | 0 | 0 | 0 | 0 | 0 | 0 | 0 | 0 | 0
Offices | New | Ceiling Insulation(R30 to R38) | 5.0278e-07 | 1.1334e-05 |  | 0.025126 | 20 |  | 0.3484 | 0.3484 | sq ft |  | 0.0011073 | FAIL | FAIL | Offices_New_Ceiling Insulation(R30 to R38)_RIM | 0 | 0 | 0 | 0 | 0 | 0 | 0 | 0 | 0 | 0 | 0 | 0 | 0 | 0 | 0 | 0 | 0 | 0 | 0 | 0 | Offices_New_Ceiling Insulation(R30 to R38)_TRC | 0 | 0 | 0 | 0 | 0 | 0 | 0 | 0 | 0 | 0 | 0 | 0 | 0 | 0 | 0 | 0 | 0 | 0 | 0 | 0
Restaurants | New | Ceiling Insulation(R30 to R38) | 5.1275e-06 | 1.1726e-05 |  | 0.025126 | 20 |  | 0.3484 | 0.3484 | sq ft |  | 0.0011073 | FAIL | FAIL | Restaurants_New_Ceiling Insulation(R30 to R38)_RIM | 0 | 0 | 0 | 0 | 0 | 0 | 0 | 0 | 0 | 0 | 0 | 0 | 0 | 0 | 0 | 0 | 0 | 0 | 0 | 0 | Restaurants_New_Ceiling Insulation(R30 to R38)_TRC | 0 | 0 | 0 | 0 | 0 | 0 | 0 | 0 | 0 | 0 | 0 | 0 | 0 | 0 | 0 | 0 | 0 | 0 | 0 | 0
Retail | New | Ceiling Insulation(R30 to R38) | 5.1275e-06 | 1.1726e-05 |  | 0.025126 | 20 |  | 0.3484 | 0.3484 | sq ft |  | 0.0011073 | FAIL | FAIL | Retail_New_Ceiling Insulation(R30 to R38)_RIM | 0 | 0 | 0 | 0 | 0 | 0 | 0 | 0 | 0 | 0 | 0 | 0 | 0 | 0 | 0 | 0 | 0 | 0 | 0 | 0 | Retail_New_Ceiling Insulation(R30 to R38)_TRC | 0 | 0 | 0 | 0 | 0 | 0 | 0 | 0 | 0 | 0 | 0 | 0 | 0 | 0 | 0 | 0 | 0 | 0 | 0 | 0
Schools K-12 | New | Ceiling Insulation(R30 to R38) | 5.0278e-07 | 1.1334e-05 |  | 0.025126 | 20 |  | 0.3484 | 0.3484 | sq ft |  | 0.0011073 | FAIL | FAIL | Schools K-12_New_Ceiling Insulation(R30 to R38)_RIM | 0 | 0 | 0 | 0 | 0 | 0 | 0 | 0 | 0 | 0 | 0 | 0 | 0 | 0 | 0 | 0 | 0 | 0 | 0 | 0 | Schools K-12_New_Ceiling Insulation(R30 to R38)_TRC | 0 | 0 | 0 | 0 | 0 | 0 | 0 | 0 | 0 | 0 | 0 | 0 | 0 | 0 | 0 | 0 | 0 | 0 | 0 | 0
Warehouse | New | Ceiling Insulation(R30 to R38) | 2.8512e-06 | 5.0873e-06 |  | 0.025126 | 20 |  | 0.3484 | 0.3484 | sq ft |  | 0.0011073 | FAIL | FAIL | Warehouse_New_Ceiling Insulation(R30 to R38)_RIM | 0 | 0 | 0 | 0 | 0 | 0 | 0 | 0 | 0 | 0 | 0 | 0 | 0 | 0 | 0 | 0 | 0 | 0 | 0 | 0 | Warehouse_New_Ceiling Insulation(R30 to R38)_TRC | 0 | 0 | 0 | 0 | 0 | 0 | 0 | 0 | 0 | 0 | 0 | 0 | 0 | 0 | 0 | 0 | 0 | 0 | 0 | 0
Assembly | Existing | Chilled Water Controls Optimization | 1.068 | 0.0010645 |  | 2632.6549 | 10 |  | 108 | 108 | system |  | 116.021 | FAIL | FAIL | Assembly_Existing_Chilled Water Controls Optimization_RIM | 0 | 0 | 0 | 0 | 0 | 0 | 0 | 0 | 0 | 0 | 0 | 0 | 0 | 0 | 0 | 0 | 0 | 0 | 0 | 0 | Assembly_Existing_Chilled Water Controls Optimization_TRC | 0 | 0 | 0 | 0 | 0 | 0 | 0 | 0 | 0 | 0 | 0 | 0 | 0 | 0 | 0 | 0 | 0 | 0 | 0 | 0
College and University | Existing | Chilled Water Controls Optimization | 1.981 | 0.94465 |  | 8426.8038 | 10 |  | 108 | 108 | system |  | 371.3691 | FAIL | FAIL | College and University_Existing_Chilled Water Controls Optimization_RIM | 0 | 0 | 0 | 0 | 0 | 0 | 0 | 0 | 0 | 0 | 0 | 0 | 0 | 0 | 0 | 0 | 0 | 0 | 0 | 0 | College and University_Existing_Chilled Water Controls Optimization_TRC | 0 | 0 | 0 | 0 | 0 | 0 | 0 | 0 | 0 | 0 | 0 | 0 | 0 | 0 | 0 | 0 | 0 | 0 | 0 | 0
Grocery | Existing | Chilled Water Controls Optimization | 0 | 0 |  | 0 | 10 |  | 108 | 108 | system |  | 0 | FAIL | FAIL | Grocery_Existing_Chilled Water Controls Optimization_RIM | 0 | 0 | 0 | 0 | 0 | 0 | 0 | 0 | 0 | 0 | 0 | 0 | 0 | 0 | 0 | 0 | 0 | 0 | 0 | 0 | Grocery_Existing_Chilled Water Controls Optimization_TRC | 0 | 0 | 0 | 0 | 0 | 0 | 0 | 0 | 0 | 0 | 0 | 0 | 0 | 0 | 0 | 0 | 0 | 0 | 0 | 0
Healthcare | Existing | Chilled Water Controls Optimization | 1.6304 | 0.0016249 |  | 4018.783 | 10 |  | 108 | 108 | system |  | 177.1077 | FAIL | FAIL | Healthcare_Existing_Chilled Water Controls Optimization_RIM | 0 | 0 | 0 | 0 | 0 | 0 | 0 | 0 | 0 | 0 | 0 | 0 | 0 | 0 | 0 | 0 | 0 | 0 | 0 | 0 | Healthcare_Existing_Chilled Water Controls Optimization_TRC | 0 | 0 | 0 | 0 | 0 | 0 | 0 | 0 | 0 | 0 | 0 | 0 | 0 | 0 | 0 | 0 | 0 | 0 | 0 | 0
Hospitals | Existing | Chilled Water Controls Optimization | 5.4867 | 2.6163 |  | 23339.2789 | 10 |  | 108 | 108 | system |  | 1028.5616 | FAIL | FAIL | Hospitals_Existing_Chilled Water Controls Optimization_RIM | 0 | 0 | 0 | 0 | 0 | 0 | 0 | 0 | 0 | 0 | 0 | 0 | 0 | 0 | 0 | 0 | 0 | 0 | 0 | 0 | Hospitals_Existing_Chilled Water Controls Optimization_TRC | 0 | 0 | 0 | 0 | 0 | 0 | 0 | 0 | 0 | 0 | 0 | 0 | 0 | 0 | 0 | 0 | 0 | 0 | 0 | 0
Institutional | Existing | Chilled Water Controls Optimization | 0.57693 | 0.00057499 |  | 1422.0768 | 10 |  | 108 | 108 | system |  | 62.6709 | FAIL | FAIL | Institutional_Existing_Chilled Water Controls Optimization_RIM | 0 | 0 | 0 | 0 | 0 | 0 | 0 | 0 | 0 | 0 | 0 | 0 | 0 | 0 | 0 | 0 | 0 | 0 | 0 | 0 | Institutional_Existing_Chilled Water Controls Optimization_TRC | 0 | 0 | 0 | 0 | 0 | 0 | 0 | 0 | 0 | 0 | 0 | 0 | 0 | 0 | 0 | 0 | 0 | 0 | 0 | 0
Lodging/Hospitality | Existing | Chilled Water Controls Optimization | 4.4377 | 0.0044228 |  | 10938.6022 | 10 |  | 108 | 108 | system |  | 482.064 | FAIL | FAIL | Lodging/Hospitality_Existing_Chilled Water Controls Optimization_RIM | 0 | 0 | 0 | 0 | 0 | 0 | 0 | 0 | 0 | 0 | 0 | 0 | 0 | 0 | 0 | 0 | 0 | 0 | 0 | 0 | Lodging/Hospitality_Existing_Chilled Water Controls Optimization_TRC | 0 | 0 | 0 | 0 | 0 | 0 | 0 | 0 | 0 | 0 | 0 | 0 | 0 | 0 | 0 | 0 | 0 | 0 | 0 | 0
Miscellaneous | Existing | Chilled Water Controls Optimization | 1.3742 | 0.0013695 |  | 3387.2159 | 10 |  | 108 | 108 | system |  | 149.2745 | FAIL | FAIL | Miscellaneous_Existing_Chilled Water Controls Optimization_RIM | 0 | 0 | 0 | 0 | 0 | 0 | 0 | 0 | 0 | 0 | 0 | 0 | 0 | 0 | 0 | 0 | 0 | 0 | 0 | 0 | Miscellaneous_Existing_Chilled Water Controls Optimization_TRC | 0 | 0 | 0 | 0 | 0 | 0 | 0 | 0 | 0 | 0 | 0 | 0 | 0 | 0 | 0 | 0 | 0 | 0 | 0 | 0
Offices | Existing | Chilled Water Controls Optimization | 1.4075 | 0.0014028 |  | 3469.426 | 10 |  | 108 | 108 | system |  | 152.8975 | FAIL | FAIL | Offices_Existing_Chilled Water Controls Optimization_RIM | 0 | 0 | 0 | 0 | 0 | 0 | 0 | 0 | 0 | 0 | 0 | 0 | 0 | 0 | 0 | 0 | 0 | 0 | 0 | 0 | Offices_Existing_Chilled Water Controls Optimization_TRC | 0 | 0 | 0 | 0 | 0 | 0 | 0 | 0 | 0 | 0 | 0 | 0 | 0 | 0 | 0 | 0 | 0 | 0 | 0 | 0
Restaurants | Existing | Chilled Water Controls Optimization | 1.7308 | 0.001725 |  | 4266.2303 | 10 |  | 108 | 108 | system |  | 188.0127 | FAIL | FAIL | Restaurants_Existing_Chilled Water Controls Optimization_RIM | 0 | 0 | 0 | 0 | 0 | 0 | 0 | 0 | 0 | 0 | 0 | 0 | 0 | 0 | 0 | 0 | 0 | 0 | 0 | 0 | Restaurants_Existing_Chilled Water Controls Optimization_TRC | 0 | 0 | 0 | 0 | 0 | 0 | 0 | 0 | 0 | 0 | 0 | 0 | 0 | 0 | 0 | 0 | 0 | 0 | 0 | 0
Retail | Existing | Chilled Water Controls Optimization | 1.2665 | 0.0012623 |  | 3121.9177 | 10 |  | 108 | 108 | system |  | 137.5828 | FAIL | FAIL | Retail_Existing_Chilled Water Controls Optimization_RIM | 0 | 0 | 0 | 0 | 0 | 0 | 0 | 0 | 0 | 0 | 0 | 0 | 0 | 0 | 0 | 0 | 0 | 0 | 0 | 0 | Retail_Existing_Chilled Water Controls Optimization_TRC | 0 | 0 | 0 | 0 | 0 | 0 | 0 | 0 | 0 | 0 | 0 | 0 | 0 | 0 | 0 | 0 | 0 | 0 | 0 | 0
Schools K-12 | Existing | Chilled Water Controls Optimization | 0.97162 | 0.00096836 |  | 2394.9758 | 10 |  | 108 | 108 | system |  | 105.5465 | FAIL | FAIL | Schools K-12_Existing_Chilled Water Controls Optimization_RIM | 0 | 0 | 0 | 0 | 0 | 0 | 0 | 0 | 0 | 0 | 0 | 0 | 0 | 0 | 0 | 0 | 0 | 0 | 0 | 0 | Schools K-12_Existing_Chilled Water Controls Optimization_TRC | 0 | 0 | 0 | 0 | 0 | 0 | 0 | 0 | 0 | 0 | 0 | 0 | 0 | 0 | 0 | 0 | 0 | 0 | 0 | 0
Warehouse | Existing | Chilled Water Controls Optimization | 0.37535 | 0.00037409 |  | 925.209 | 10 |  | 108 | 108 | system |  | 40.7739 | FAIL | FAIL | Warehouse_Existing_Chilled Water Controls Optimization_RIM | 0 | 0 | 0 | 0 | 0 | 0 | 0 | 0 | 0 | 0 | 0 | 0 | 0 | 0 | 0 | 0 | 0 | 0 | 0 | 0 | Warehouse_Existing_Chilled Water Controls Optimization_TRC | 0 | 0 | 0 | 0 | 0 | 0 | 0 | 0 | 0 | 0 | 0 | 0 | 0 | 0 | 0 | 0 | 0 | 0 | 0 | 0
Assembly | New | Chilled Water Controls Optimization | 1.068 | 0.0010645 |  | 2632.6549 | 10 |  | 108 | 108 | system |  | 116.021 | FAIL | FAIL | Assembly_New_Chilled Water Controls Optimization_RIM | 0 | 0 | 0 | 0 | 0 | 0 | 0 | 0 | 0 | 0 | 0 | 0 | 0 | 0 | 0 | 0 | 0 | 0 | 0 | 0 | Assembly_New_Chilled Water Controls Optimization_TRC | 0 | 0 | 0 | 0 | 0 | 0 | 0 | 0 | 0 | 0 | 0 | 0 | 0 | 0 | 0 | 0 | 0 | 0 | 0 | 0
College and University | New | Chilled Water Controls Optimization | 1.981 | 0.94465 |  | 8426.8038 | 10 |  | 108 | 108 | system |  | 371.3691 | FAIL | FAIL | College and University_New_Chilled Water Controls Optimization_RIM | 0 | 0 | 0 | 0 | 0 | 0 | 0 | 0 | 0 | 0 | 0 | 0 | 0 | 0 | 0 | 0 | 0 | 0 | 0 | 0 | College and University_New_Chilled Water Controls Optimization_TRC | 0 | 0 | 0 | 0 | 0 | 0 | 0 | 0 | 0 | 0 | 0 | 0 | 0 | 0 | 0 | 0 | 0 | 0 | 0 | 0
Grocery | New | Chilled Water Controls Optimization | 0 | 0 |  | 0 | 10 |  | 108 | 108 | system |  | 0 | FAIL | FAIL | Grocery_New_Chilled Water Controls Optimization_RIM | 0 | 0 | 0 | 0 | 0 | 0 | 0 | 0 | 0 | 0 | 0 | 0 | 0 | 0 | 0 | 0 | 0 | 0 | 0 | 0 | Grocery_New_Chilled Water Controls Optimization_TRC | 0 | 0 | 0 | 0 | 0 | 0 | 0 | 0 | 0 | 0 | 0 | 0 | 0 | 0 | 0 | 0 | 0 | 0 | 0 | 0
Healthcare | New | Chilled Water Controls Optimization | 1.6304 | 0.0016249 |  | 4018.783 | 10 |  | 108 | 108 | system |  | 177.1077 | FAIL | FAIL | Healthcare_New_Chilled Water Controls Optimization_RIM | 0 | 0 | 0 | 0 | 0 | 0 | 0 | 0 | 0 | 0 | 0 | 0 | 0 | 0 | 0 | 0 | 0 | 0 | 0 | 0 | Healthcare_New_Chilled Water Controls Optimization_TRC | 0 | 0 | 0 | 0 | 0 | 0 | 0 | 0 | 0 | 0 | 0 | 0 | 0 | 0 | 0 | 0 | 0 | 0 | 0 | 0
Hospitals | New | Chilled Water Controls Optimization | 5.4867 | 2.6163 |  | 23339.2789 | 10 |  | 108 | 108 | system |  | 1028.5616 | FAIL | FAIL | Hospitals_New_Chilled Water Controls Optimization_RIM | 0 | 0 | 0 | 0 | 0 | 0 | 0 | 0 | 0 | 0 | 0 | 0 | 0 | 0 | 0 | 0 | 0 | 0 | 0 | 0 | Hospitals_New_Chilled Water Controls Optimization_TRC | 0 | 0 | 0 | 0 | 0 | 0 | 0 | 0 | 0 | 0 | 0 | 0 | 0 | 0 | 0 | 0 | 0 | 0 | 0 | 0
Institutional | New | Chilled Water Controls Optimization | 0.57693 | 0.00057499 |  | 1422.0768 | 10 |  | 108 | 108 | system |  | 62.6709 | FAIL | FAIL | Institutional_New_Chilled Water Controls Optimization_RIM | 0 | 0 | 0 | 0 | 0 | 0 | 0 | 0 | 0 | 0 | 0 | 0 | 0 | 0 | 0 | 0 | 0 | 0 | 0 | 0 | Institutional_New_Chilled Water Controls Optimization_TRC | 0 | 0 | 0 | 0 | 0 | 0 | 0 | 0 | 0 | 0 | 0 | 0 | 0 | 0 | 0 | 0 | 0 | 0 | 0 | 0
Lodging/Hospitality | New | Chilled Water Controls Optimization | 4.4377 | 0.0044228 |  | 10938.6022 | 10 |  | 108 | 108 | system |  | 482.064 | FAIL | FAIL | Lodging/Hospitality_New_Chilled Water Controls Optimization_RIM | 0 | 0 | 0 | 0 | 0 | 0 | 0 | 0 | 0 | 0 | 0 | 0 | 0 | 0 | 0 | 0 | 0 | 0 | 0 | 0 | Lodging/Hospitality_New_Chilled Water Controls Optimization_TRC | 0 | 0 | 0 | 0 | 0 | 0 | 0 | 0 | 0 | 0 | 0 | 0 | 0 | 0 | 0 | 0 | 0 | 0 | 0 | 0
Miscellaneous | New | Chilled Water Controls Optimization | 1.3742 | 0.0013695 |  | 3387.2159 | 10 |  | 108 | 108 | system |  | 149.2745 | FAIL | FAIL | Miscellaneous_New_Chilled Water Controls Optimization_RIM | 0 | 0 | 0 | 0 | 0 | 0 | 0 | 0 | 0 | 0 | 0 | 0 | 0 | 0 | 0 | 0 | 0 | 0 | 0 | 0 | Miscellaneous_New_Chilled Water Controls Optimization_TRC | 0 | 0 | 0 | 0 | 0 | 0 | 0 | 0 | 0 | 0 | 0 | 0 | 0 | 0 | 0 | 0 | 0 | 0 | 0 | 0
Offices | New | Chilled Water Controls Optimization | 1.4075 | 0.0014028 |  | 3469.426 | 10 |  | 108 | 108 | system |  | 152.8975 | FAIL | FAIL | Offices_New_Chilled Water Controls Optimization_RIM | 0 | 0 | 0 | 0 | 0 | 0 | 0 | 0 | 0 | 0 | 0 | 0 | 0 | 0 | 0 | 0 | 0 | 0 | 0 | 0 | Offices_New_Chilled Water Controls Optimization_TRC | 0 | 0 | 0 | 0 | 0 | 0 | 0 | 0 | 0 | 0 | 0 | 0 | 0 | 0 | 0 | 0 | 0 | 0 | 0 | 0
Restaurants | New | Chilled Water Controls Optimization | 1.7308 | 0.001725 |  | 4266.2303 | 10 |  | 108 | 108 | system |  | 188.0127 | FAIL | FAIL | Restaurants_New_Chilled Water Controls Optimization_RIM | 0 | 0 | 0 | 0 | 0 | 0 | 0 | 0 | 0 | 0 | 0 | 0 | 0 | 0 | 0 | 0 | 0 | 0 | 0 | 0 | Restaurants_New_Chilled Water Controls Optimization_TRC | 0 | 0 | 0 | 0 | 0 | 0 | 0 | 0 | 0 | 0 | 0 | 0 | 0 | 0 | 0 | 0 | 0 | 0 | 0 | 0
Retail | New | Chilled Water Controls Optimization | 1.2665 | 0.0012623 |  | 3121.9177 | 10 |  | 108 | 108 | system |  | 137.5828 | FAIL | FAIL | Retail_New_Chilled Water Controls Optimization_RIM | 0 | 0 | 0 | 0 | 0 | 0 | 0 | 0 | 0 | 0 | 0 | 0 | 0 | 0 | 0 | 0 | 0 | 0 | 0 | 0 | Retail_New_Chilled Water Controls Optimization_TRC | 0 | 0 | 0 | 0 | 0 | 0 | 0 | 0 | 0 | 0 | 0 | 0 | 0 | 0 | 0 | 0 | 0 | 0 | 0 | 0
Schools K-12 | New | Chilled Water Controls Optimization | 0.97162 | 0.00096836 |  | 2394.9758 | 10 |  | 108 | 108 | system |  | 105.5465 | FAIL | FAIL | Schools K-12_New_Chilled Water Controls Optimization_RIM | 0 | 0 | 0 | 0 | 0 | 0 | 0 | 0 | 0 | 0 | 0 | 0 | 0 | 0 | 0 | 0 | 0 | 0 | 0 | 0 | Schools K-12_New_Chilled Water Controls Optimization_TRC | 0 | 0 | 0 | 0 | 0 | 0 | 0 | 0 | 0 | 0 | 0 | 0 | 0 | 0 | 0 | 0 | 0 | 0 | 0 | 0
Warehouse | New | Chilled Water Controls Optimization | 0.37535 | 0.00037409 |  | 925.209 | 10 |  | 108 | 108 | system |  | 40.7739 | FAIL | FAIL | Warehouse_New_Chilled Water Controls Optimization_RIM | 0 | 0 | 0 | 0 | 0 | 0 | 0 | 0 | 0 | 0 | 0 | 0 | 0 | 0 | 0 | 0 | 0 | 0 | 0 | 0 | Warehouse_New_Chilled Water Controls Optimization_TRC | 0 | 0 | 0 | 0 | 0 | 0 | 0 | 0 | 0 | 0 | 0 | 0 | 0 | 0 | 0 | 0 | 0 | 0 | 0 | 0
Assembly | Existing | Chilled Water System - Variable Speed Drives | 1.0305 | 1.0305 |  | 9027.4109 | 13 |  | 1898 | 1898 | motor (10 hp) |  | 397.8378 | FAIL | 145.858 | Assembly_Existing_Chilled Water System - Variable Speed Drives_RIM | 0 | 0 | 0 | 0 | 0 | 0 | 0 | 0 | 0 | 0 | 0 | 0 | 0 | 0 | 0 | 0 | 0 | 0 | 0 | 0 | Assembly_Existing_Chilled Water System - Variable Speed Drives_TRC | 4.6872 | 7.0891 | 10.6289 | 15.1321 | 19.7885 | 22.6914 | 21.6894 | 16.4784 | 9.8069 | 4.7382 | 42313.3409 | 63996.3744 | 95951.213 | 136603.8345 | 178638.9503 | 204845.0172 | 195799.0402 | 148756.9141 | 88530.4932 | 42773.5642 |  | 7.685%
College and University | Existing | Chilled Water System - Variable Speed Drives | 1.0305 | 1.0305 |  | 9027.4109 | 13 |  | 1898 | 1898 | motor (10 hp) |  | 397.8378 | FAIL | 145.858 | College and University_Existing_Chilled Water System - Variable Speed Drives_RIM | 0 | 0 | 0 | 0 | 0 | 0 | 0 | 0 | 0 | 0 | 0 | 0 | 0 | 0 | 0 | 0 | 0 | 0 | 0 | 0 | College and University_Existing_Chilled Water System - Variable Speed Drives_TRC | 0.27925 | 0.42018 | 0.62531 | 0.88083 | 1.1361 | 1.2854 | 1.213 | 0.91044 | 0.53549 | 0.25568 | 2520.8881 | 3793.1492 | 5644.9746 | 7951.5985 | 10256.0964 | 11603.6344 | 10950.313 | 8218.9575 | 4834.0476 | 2308.0959 |  | 7.685%
Grocery | Existing | Chilled Water System - Variable Speed Drives | 1.0305 | 1.0305 |  | 9027.4109 | 13 |  | 1898 | 1898 | motor (10 hp) |  | 397.8378 | FAIL | 145.858 | Grocery_Existing_Chilled Water System - Variable Speed Drives_RIM | 0 | 0 | 0 | 0 | 0 | 0 | 0 | 0 | 0 | 0 | 0 | 0 | 0 | 0 | 0 | 0 | 0 | 0 | 0 | 0 | Grocery_Existing_Chilled Water System - Variable Speed Drives_TRC | 0 | 0 | 0 | 0 | 0 | 0 | 0 | 0 | 0 | 0 | 0 | 0 | 0 | 0 | 0 | 0 | 0 | 0 | 0 | 0 |  | 7.685%
Healthcare | Existing | Chilled Water System - Variable Speed Drives | 1.0305 | 1.0305 |  | 9027.4109 | 13 |  | 1898 | 1898 | motor (10 hp) |  | 397.8378 | FAIL | 145.858 | Healthcare_Existing_Chilled Water System - Variable Speed Drives_RIM | 0 | 0 | 0 | 0 | 0 | 0 | 0 | 0 | 0 | 0 | 0 | 0 | 0 | 0 | 0 | 0 | 0 | 0 | 0 | 0 | Healthcare_Existing_Chilled Water System - Variable Speed Drives_TRC | 0 | 0 | 0 | 0 | 0 | 0 | 0 | 0 | 0 | 0 | 0 | 0 | 0 | 0 | 0 | 0 | 0 | 0 | 0 | 0 |  | 7.685%
Hospitals | Existing | Chilled Water System - Variable Speed Drives | 1.0305 | 1.0305 |  | 9027.4109 | 13 |  | 1898 | 1898 | motor (10 hp) |  | 397.8378 | FAIL | 145.858 | Hospitals_Existing_Chilled Water System - Variable Speed Drives_RIM | 0 | 0 | 0 | 0 | 0 | 0 | 0 | 0 | 0 | 0 | 0 | 0 | 0 | 0 | 0 | 0 | 0 | 0 | 0 | 0 | Hospitals_Existing_Chilled Water System - Variable Speed Drives_TRC | 5.4335 | 8.1996 | 12.2177 | 17.2281 | 22.2397 | 25.1855 | 23.7861 | 17.8601 | 10.509 | 5.0198 | 49050.7189 | 74021.5212 | 110294.3451 | 155524.9773 | 200766.7836 | 227359.9184 | 214727.1937 | 161230.7294 | 94868.677 | 45315.7131 |  | 7.685%
Institutional | Existing | Chilled Water System - Variable Speed Drives | 1.0305 | 1.0305 |  | 9027.4109 | 13 |  | 1898 | 1898 | motor (10 hp) |  | 397.8378 | FAIL | 145.858 | Institutional_Existing_Chilled Water System - Variable Speed Drives_RIM | 0 | 0 | 0 | 0 | 0 | 0 | 0 | 0 | 0 | 0 | 0 | 0 | 0 | 0 | 0 | 0 | 0 | 0 | 0 | 0 | Institutional_Existing_Chilled Water System - Variable Speed Drives_TRC | 14.5351 | 14.3073 | 14.4346 | 14.6101 | 14.803 | 14.9957 | 15.1972 | 15.3875 | 15.5785 | 15.753 | 131214.6681 | 129157.8144 | 130306.7504 | 131890.9286 | 133632.4716 | 135372.5971 | 137191.5173 | 138908.8815 | 140633.7852 | 142208.4979 |  | 7.685%
Lodging/Hospitality | Existing | Chilled Water System - Variable Speed Drives | 1.0305 | 1.0305 |  | 9027.4109 | 13 |  | 1898 | 1898 | motor (10 hp) |  | 397.8378 | FAIL | 145.858 | Lodging/Hospitality_Existing_Chilled Water System - Variable Speed Drives_RIM | 0 | 0 | 0 | 0 | 0 | 0 | 0 | 0 | 0 | 0 | 0 | 0 | 0 | 0 | 0 | 0 | 0 | 0 | 0 | 0 | Lodging/Hospitality_Existing_Chilled Water System - Variable Speed Drives_TRC | 1.9251 | 2.9826 | 4.4839 | 6.362 | 8.2413 | 9.3596 | 8.8597 | 6.6639 | 3.9261 | 1.8772 | 17378.749 | 26925.4008 | 40478.0884 | 57432.4236 | 74397.5111 | 84492.7841 | 79980.4983 | 60158.2124 | 35442.6265 | 16946.0947 |  | 7.685%
Miscellaneous | Existing | Chilled Water System - Variable Speed Drives | 1.0305 | 1.0305 |  | 9027.4109 | 13 |  | 1898 | 1898 | motor (10 hp) |  | 397.8378 | FAIL | 145.858 | Miscellaneous_Existing_Chilled Water System - Variable Speed Drives_RIM | 0 | 0 | 0 | 0 | 0 | 0 | 0 | 0 | 0 | 0 | 0 | 0 | 0 | 0 | 0 | 0 | 0 | 0 | 0 | 0 | Miscellaneous_Existing_Chilled Water System - Variable Speed Drives_TRC | 4.3241 | 3.922 | 3.791 | 3.6727 | 3.5582 | 3.447 | 3.3412 | 3.2364 | 3.1354 | 3.0348 | 39035.7181 | 35405.6191 | 34223.0013 | 33154.6136 | 32121.6043 | 31117.5415 | 30162.1807 | 29216.2413 | 28304.5869 | 27396.1738 |  | 7.685%
Offices | Existing | Chilled Water System - Variable Speed Drives | 1.0305 | 1.0305 |  | 9027.4109 | 13 |  | 1898 | 1898 | motor (10 hp) |  | 397.8378 | FAIL | 145.858 | Offices_Existing_Chilled Water System - Variable Speed Drives_RIM | 0 | 0 | 0 | 0 | 0 | 0 | 0 | 0 | 0 | 0 | 0 | 0 | 0 | 0 | 0 | 0 | 0 | 0 | 0 | 0 | Offices_Existing_Chilled Water System - Variable Speed Drives_TRC | 13.0144 | 13.0106 | 13.1452 | 13.2691 | 13.3523 | 13.4287 | 13.508 | 13.5735 | 13.6373 | 13.6851 | 117486.5924 | 117452.4407 | 118667.5487 | 119785.2147 | 120536.6675 | 121226.344 | 121942.2265 | 122533.5722 | 123109.1435 | 123541.2075 |  | 7.685%
Restaurants | Existing | Chilled Water System - Variable Speed Drives | 1.0305 | 1.0305 |  | 9027.4109 | 13 |  | 1898 | 1898 | motor (10 hp) |  | 397.8378 | FAIL | 145.858 | Restaurants_Existing_Chilled Water System - Variable Speed Drives_RIM | 0 | 0 | 0 | 0 | 0 | 0 | 0 | 0 | 0 | 0 | 0 | 0 | 0 | 0 | 0 | 0 | 0 | 0 | 0 | 0 | Restaurants_Existing_Chilled Water System - Variable Speed Drives_TRC | 0.56198 | 0.85566 | 1.2844 | 1.8283 | 2.3874 | 2.7336 | 2.6094 | 1.9802 | 1.1772 | 0.56809 | 5073.2014 | 7724.4321 | 11595.0874 | 16504.839 | 21551.9025 | 24677.2127 | 23556.3474 | 17876.1359 | 10627.1143 | 5128.3658 |  | 7.685%
Retail | Existing | Chilled Water System - Variable Speed Drives | 1.0305 | 1.0305 |  | 9027.4109 | 13 |  | 1898 | 1898 | motor (10 hp) |  | 397.8378 | FAIL | 145.858 | Retail_Existing_Chilled Water System - Variable Speed Drives_RIM | 0 | 0 | 0 | 0 | 0 | 0 | 0 | 0 | 0 | 0 | 0 | 0 | 0 | 0 | 0 | 0 | 0 | 0 | 0 | 0 | Retail_Existing_Chilled Water System - Variable Speed Drives_TRC | 0 | 0 | 0 | 0 | 0 | 0 | 0 | 0 | 0 | 0 | 0 | 0 | 0 | 0 | 0 | 0 | 0 | 0 | 0 | 0 |  | 7.685%
Schools K-12 | Existing | Chilled Water System - Variable Speed Drives | 1.0305 | 1.0305 |  | 9027.4109 | 13 |  | 1898 | 1898 | motor (10 hp) |  | 397.8378 | FAIL | 145.858 | Schools K-12_Existing_Chilled Water System - Variable Speed Drives_RIM | 0 | 0 | 0 | 0 | 0 | 0 | 0 | 0 | 0 | 0 | 0 | 0 | 0 | 0 | 0 | 0 | 0 | 0 | 0 | 0 | Schools K-12_Existing_Chilled Water System - Variable Speed Drives_TRC | 16.2824 | 24.5037 | 36.4739 | 51.3903 | 66.3004 | 75.0247 | 70.8016 | 53.1313 | 31.2394 | 14.9108 | 146987.8657 | 221205.1589 | 329265.3223 | 463921.7383 | 598521.2889 | 677279.1967 | 639154.7857 | 479638.2233 | 282010.5879 | 134605.8698 |  | 7.685%
Warehouse | Existing | Chilled Water System - Variable Speed Drives | 1.0305 | 1.0305 |  | 9027.4109 | 13 |  | 1898 | 1898 | motor (10 hp) |  | 397.8378 | FAIL | 145.858 | Warehouse_Existing_Chilled Water System - Variable Speed Drives_RIM | 0 | 0 | 0 | 0 | 0 | 0 | 0 | 0 | 0 | 0 | 0 | 0 | 0 | 0 | 0 | 0 | 0 | 0 | 0 | 0 | Warehouse_Existing_Chilled Water System - Variable Speed Drives_TRC | 0 | 0 | 0 | 0 | 0 | 0 | 0 | 0 | 0 | 0 | 0 | 0 | 0 | 0 | 0 | 0 | 0 | 0 | 0 | 0 |  | 7.685%
Assembly | New | Chilled Water System - Variable Speed Drives | 1.0305 | 1.0305 |  | 9027.4109 | 13 |  | 1898 | 1898 | motor (10 hp) |  | 397.8378 | FAIL | 145.858 | Assembly_New_Chilled Water System - Variable Speed Drives_RIM | 0 | 0 | 0 | 0 | 0 | 0 | 0 | 0 | 0 | 0 | 0 | 0 | 0 | 0 | 0 | 0 | 0 | 0 | 0 | 0 | Assembly_New_Chilled Water System - Variable Speed Drives_TRC | 0.41308 | 0.81556 | 1.5656 | 2.7122 | 4.1726 | 4.6087 | 4.2404 | 3.1432 | 1.8114 | 0.86475 | 3729.0486 | 7362.4006 | 14133.2332 | 24483.828 | 37667.3937 | 41604.8672 | 38279.5601 | 28374.5893 | 16352.3178 | 7806.4777 |  | 7.685%
College and University | New | Chilled Water System - Variable Speed Drives | 1.0305 | 1.0305 |  | 9027.4109 | 13 |  | 1898 | 1898 | motor (10 hp) |  | 397.8378 | FAIL | 145.858 | College and University_New_Chilled Water System - Variable Speed Drives_RIM | 0 | 0 | 0 | 0 | 0 | 0 | 0 | 0 | 0 | 0 | 0 | 0 | 0 | 0 | 0 | 0 | 0 | 0 | 0 | 0 | College and University_New_Chilled Water System - Variable Speed Drives_TRC | 0.021922 | 0.031387 | 0.047443 | 0.06786 | 0.088851 | 0.094101 | 0.085574 | 0.063857 | 0.035514 | 0.016311 | 197.8946 | 283.3407 | 428.2868 | 612.5967 | 802.0958 | 849.4903 | 772.5088 | 576.4604 | 320.597 | 147.2431 |  | 7.685%
Grocery | New | Chilled Water System - Variable Speed Drives | 1.0305 | 1.0305 |  | 9027.4109 | 13 |  | 1898 | 1898 | motor (10 hp) |  | 397.8378 | FAIL | 145.858 | Grocery_New_Chilled Water System - Variable Speed Drives_RIM | 0 | 0 | 0 | 0 | 0 | 0 | 0 | 0 | 0 | 0 | 0 | 0 | 0 | 0 | 0 | 0 | 0 | 0 | 0 | 0 | Grocery_New_Chilled Water System - Variable Speed Drives_TRC | 0 | 0 | 0 | 0 | 0 | 0 | 0 | 0 | 0 | 0 | 0 | 0 | 0 | 0 | 0 | 0 | 0 | 0 | 0 | 0 |  | 7.685%
Healthcare | New | Chilled Water System - Variable Speed Drives | 1.0305 | 1.0305 |  | 9027.4109 | 13 |  | 1898 | 1898 | motor (10 hp) |  | 397.8378 | FAIL | 145.858 | Healthcare_New_Chilled Water System - Variable Speed Drives_RIM | 0 | 0 | 0 | 0 | 0 | 0 | 0 | 0 | 0 | 0 | 0 | 0 | 0 | 0 | 0 | 0 | 0 | 0 | 0 | 0 | Healthcare_New_Chilled Water System - Variable Speed Drives_TRC | 0 | 0 | 0 | 0 | 0 | 0 | 0 | 0 | 0 | 0 | 0 | 0 | 0 | 0 | 0 | 0 | 0 | 0 | 0 | 0 |  | 7.685%
Hospitals | New | Chilled Water System - Variable Speed Drives | 1.0305 | 1.0305 |  | 9027.4109 | 13 |  | 1898 | 1898 | motor (10 hp) |  | 397.8378 | FAIL | 145.858 | Hospitals_New_Chilled Water System - Variable Speed Drives_RIM | 0 | 0 | 0 | 0 | 0 | 0 | 0 | 0 | 0 | 0 | 0 | 0 | 0 | 0 | 0 | 0 | 0 | 0 | 0 | 0 | Hospitals_New_Chilled Water System - Variable Speed Drives_TRC | 0.51091 | 0.71191 | 1.0458 | 1.4526 | 1.8469 | 2.0009 | 1.8198 | 1.3241 | 0.75729 | 0.35154 | 4612.1841 | 6426.7128 | 9440.9646 | 13112.8533 | 16672.4808 | 18062.6395 | 16428.3741 | 11953.26 | 6836.4105 | 3173.5367 |  | 7.685%
Institutional | New | Chilled Water System - Variable Speed Drives | 1.0305 | 1.0305 |  | 9027.4109 | 13 |  | 1898 | 1898 | motor (10 hp) |  | 397.8378 | FAIL | 145.858 | Institutional_New_Chilled Water System - Variable Speed Drives_RIM | 0 | 0 | 0 | 0 | 0 | 0 | 0 | 0 | 0 | 0 | 0 | 0 | 0 | 0 | 0 | 0 | 0 | 0 | 0 | 0 | Institutional_New_Chilled Water System - Variable Speed Drives_TRC | 1.3584 | 2.1241 | 3.4757 | 5.3432 | 7.4751 | 8.4271 | 7.8673 | 5.8099 | 3.3502 | 1.5643 | 12262.5322 | 19174.9359 | 31376.2811 | 48235.1336 | 67481.0662 | 76075.1732 | 71021.5347 | 52448.1623 | 30243.3805 | 14121.2739 |  | 7.685%
Lodging/Hospitality | New | Chilled Water System - Variable Speed Drives | 1.0305 | 1.0305 |  | 9027.4109 | 13 |  | 1898 | 1898 | motor (10 hp) |  | 397.8378 | FAIL | 145.858 | Lodging/Hospitality_New_Chilled Water System - Variable Speed Drives_RIM | 0 | 0 | 0 | 0 | 0 | 0 | 0 | 0 | 0 | 0 | 0 | 0 | 0 | 0 | 0 | 0 | 0 | 0 | 0 | 0 | Lodging/Hospitality_New_Chilled Water System - Variable Speed Drives_TRC | 0.48038 | 0.58904 | 0.75714 | 0.89324 | 0.92732 | 0.96299 | 0.84456 | 0.5936 | 0.32964 | 0.14904 | 4336.5967 | 5317.5228 | 6835.0192 | 8063.6261 | 8371.2962 | 8693.3246 | 7624.1752 | 5358.6658 | 2975.7793 | 1345.422 |  | 7.685%
Miscellaneous | New | Chilled Water System - Variable Speed Drives | 1.0305 | 1.0305 |  | 9027.4109 | 13 |  | 1898 | 1898 | motor (10 hp) |  | 397.8378 | FAIL | 145.858 | Miscellaneous_New_Chilled Water System - Variable Speed Drives_RIM | 0 | 0 | 0 | 0 | 0 | 0 | 0 | 0 | 0 | 0 | 0 | 0 | 0 | 0 | 0 | 0 | 0 | 0 | 0 | 0 | Miscellaneous_New_Chilled Water System - Variable Speed Drives_TRC | 0 | 0 | 0 | 0 | 0 | 0 | 0 | 0 | 0 | 0 | 0 | 0 | 0 | 0 | 0 | 0 | 0 | 0 | 0 | 0 |  | 7.685%
Offices | New | Chilled Water System - Variable Speed Drives | 1.0305 | 1.0305 |  | 9027.4109 | 13 |  | 1898 | 1898 | motor (10 hp) |  | 397.8378 | FAIL | 145.858 | Offices_New_Chilled Water System - Variable Speed Drives_RIM | 0 | 0 | 0 | 0 | 0 | 0 | 0 | 0 | 0 | 0 | 0 | 0 | 0 | 0 | 0 | 0 | 0 | 0 | 0 | 0 | Offices_New_Chilled Water System - Variable Speed Drives_TRC | 2.5964 | 3.0291 | 3.5915 | 3.7412 | 3.1073 | 3.2339 | 2.8167 | 1.9478 | 1.0618 | 0.47341 | 23438.596 | 27345.2459 | 32422.095 | 33773.314 | 28051.1383 | 29193.9095 | 25427.532 | 17583.8538 | 9585.3524 | 4273.6841 |  | 7.685%
Restaurants | New | Chilled Water System - Variable Speed Drives | 1.0305 | 1.0305 |  | 9027.4109 | 13 |  | 1898 | 1898 | motor (10 hp) |  | 397.8378 | FAIL | 145.858 | Restaurants_New_Chilled Water System - Variable Speed Drives_RIM | 0 | 0 | 0 | 0 | 0 | 0 | 0 | 0 | 0 | 0 | 0 | 0 | 0 | 0 | 0 | 0 | 0 | 0 | 0 | 0 | Restaurants_New_Chilled Water System - Variable Speed Drives_TRC | 0.073798 | 0.11972 | 0.20281 | 0.32055 | 0.45926 | 0.5003 | 0.45721 | 0.33894 | 0.19599 | 0.093749 | 666.2016 | 1080.7398 | 1830.8444 | 2893.755 | 4145.9178 | 4516.4585 | 4127.4294 | 3059.7254 | 1769.2553 | 846.3108 |  | 7.685%
Retail | New | Chilled Water System - Variable Speed Drives | 1.0305 | 1.0305 |  | 9027.4109 | 13 |  | 1898 | 1898 | motor (10 hp) |  | 397.8378 | FAIL | 145.858 | Retail_New_Chilled Water System - Variable Speed Drives_RIM | 0 | 0 | 0 | 0 | 0 | 0 | 0 | 0 | 0 | 0 | 0 | 0 | 0 | 0 | 0 | 0 | 0 | 0 | 0 | 0 | Retail_New_Chilled Water System - Variable Speed Drives_TRC | 0 | 0 | 0 | 0 | 0 | 0 | 0 | 0 | 0 | 0 | 0 | 0 | 0 | 0 | 0 | 0 | 0 | 0 | 0 | 0 |  | 7.685%
Schools K-12 | New | Chilled Water System - Variable Speed Drives | 1.0305 | 1.0305 |  | 9027.4109 | 13 |  | 1898 | 1898 | motor (10 hp) |  | 397.8378 | FAIL | 145.858 | Schools K-12_New_Chilled Water System - Variable Speed Drives_RIM | 0 | 0 | 0 | 0 | 0 | 0 | 0 | 0 | 0 | 0 | 0 | 0 | 0 | 0 | 0 | 0 | 0 | 0 | 0 | 0 | Schools K-12_New_Chilled Water System - Variable Speed Drives_TRC | 1.2782 | 1.8301 | 2.7663 | 3.9568 | 5.1807 | 5.4869 | 4.9896 | 3.7234 | 2.0707 | 0.95104 | 11538.8329 | 16521.0213 | 24972.5359 | 35719.2705 | 46768.5774 | 49532.0558 | 45043.4217 | 33612.2353 | 18693.3622 | 8585.447 |  | 7.685%
Warehouse | New | Chilled Water System - Variable Speed Drives | 1.0305 | 1.0305 |  | 9027.4109 | 13 |  | 1898 | 1898 | motor (10 hp) |  | 397.8378 | FAIL | 145.858 | Warehouse_New_Chilled Water System - Variable Speed Drives_RIM | 0 | 0 | 0 | 0 | 0 | 0 | 0 | 0 | 0 | 0 | 0 | 0 | 0 | 0 | 0 | 0 | 0 | 0 | 0 | 0 | Warehouse_New_Chilled Water System - Variable Speed Drives_TRC | 0 | 0 | 0 | 0 | 0 | 0 | 0 | 0 | 0 | 0 | 0 | 0 | 0 | 0 | 0 | 0 | 0 | 0 | 0 | 0 |  | 7.685%
Assembly | Existing | Cool Roof | 7.5697e-05 | 0 |  | 0.17819 | 15 |  | 1.5929 | 1.5929 | sq ft |  | 0.0078527 | FAIL | FAIL | Assembly_Existing_Cool Roof_RIM | 0 | 0 | 0 | 0 | 0 | 0 | 0 | 0 | 0 | 0 | 0 | 0 | 0 | 0 | 0 | 0 | 0 | 0 | 0 | 0 | Assembly_Existing_Cool Roof_TRC | 0 | 0 | 0 | 0 | 0 | 0 | 0 | 0 | 0 | 0 | 0 | 0 | 0 | 0 | 0 | 0 | 0 | 0 | 0 | 0
College and University | Existing | Cool Roof | 7.5697e-05 | 0 |  | 0.17819 | 15 |  | 1.5929 | 1.5929 | sq ft |  | 0.0078527 | FAIL | FAIL | College and University_Existing_Cool Roof_RIM | 0 | 0 | 0 | 0 | 0 | 0 | 0 | 0 | 0 | 0 | 0 | 0 | 0 | 0 | 0 | 0 | 0 | 0 | 0 | 0 | College and University_Existing_Cool Roof_TRC | 0 | 0 | 0 | 0 | 0 | 0 | 0 | 0 | 0 | 0 | 0 | 0 | 0 | 0 | 0 | 0 | 0 | 0 | 0 | 0
Grocery | Existing | Cool Roof | 7.5697e-05 | 0 |  | 0.17819 | 15 |  | 1.5929 | 1.5929 | sq ft |  | 0.0078527 | FAIL | FAIL | Grocery_Existing_Cool Roof_RIM | 0 | 0 | 0 | 0 | 0 | 0 | 0 | 0 | 0 | 0 | 0 | 0 | 0 | 0 | 0 | 0 | 0 | 0 | 0 | 0 | Grocery_Existing_Cool Roof_TRC | 0 | 0 | 0 | 0 | 0 | 0 | 0 | 0 | 0 | 0 | 0 | 0 | 0 | 0 | 0 | 0 | 0 | 0 | 0 | 0
Healthcare | Existing | Cool Roof | 7.5697e-05 | 0 |  | 0.17819 | 15 |  | 1.5929 | 1.5929 | sq ft |  | 0.0078527 | FAIL | FAIL | Healthcare_Existing_Cool Roof_RIM | 0 | 0 | 0 | 0 | 0 | 0 | 0 | 0 | 0 | 0 | 0 | 0 | 0 | 0 | 0 | 0 | 0 | 0 | 0 | 0 | Healthcare_Existing_Cool Roof_TRC | 0 | 0 | 0 | 0 | 0 | 0 | 0 | 0 | 0 | 0 | 0 | 0 | 0 | 0 | 0 | 0 | 0 | 0 | 0 | 0
Hospitals | Existing | Cool Roof | 7.5697e-05 | 0 |  | 0.17819 | 15 |  | 1.5929 | 1.5929 | sq ft |  | 0.0078527 | FAIL | FAIL | Hospitals_Existing_Cool Roof_RIM | 0 | 0 | 0 | 0 | 0 | 0 | 0 | 0 | 0 | 0 | 0 | 0 | 0 | 0 | 0 | 0 | 0 | 0 | 0 | 0 | Hospitals_Existing_Cool Roof_TRC | 0 | 0 | 0 | 0 | 0 | 0 | 0 | 0 | 0 | 0 | 0 | 0 | 0 | 0 | 0 | 0 | 0 | 0 | 0 | 0
Institutional | Existing | Cool Roof | 7.5697e-05 | 0 |  | 0.17819 | 15 |  | 1.5929 | 1.5929 | sq ft |  | 0.0078527 | FAIL | FAIL | Institutional_Existing_Cool Roof_RIM | 0 | 0 | 0 | 0 | 0 | 0 | 0 | 0 | 0 | 0 | 0 | 0 | 0 | 0 | 0 | 0 | 0 | 0 | 0 | 0 | Institutional_Existing_Cool Roof_TRC | 0 | 0 | 0 | 0 | 0 | 0 | 0 | 0 | 0 | 0 | 0 | 0 | 0 | 0 | 0 | 0 | 0 | 0 | 0 | 0
Lodging/Hospitality | Existing | Cool Roof | 0.00010041 | 0 |  | 0.17819 | 15 |  | 1.5929 | 1.5929 | sq ft |  | 0.0078527 | FAIL | FAIL | Lodging/Hospitality_Existing_Cool Roof_RIM | 0 | 0 | 0 | 0 | 0 | 0 | 0 | 0 | 0 | 0 | 0 | 0 | 0 | 0 | 0 | 0 | 0 | 0 | 0 | 0 | Lodging/Hospitality_Existing_Cool Roof_TRC | 0 | 0 | 0 | 0 | 0 | 0 | 0 | 0 | 0 | 0 | 0 | 0 | 0 | 0 | 0 | 0 | 0 | 0 | 0 | 0
Miscellaneous | Existing | Cool Roof | 2.2991e-05 | 0 |  | 0.17819 | 15 |  | 1.5929 | 1.5929 | sq ft |  | 0.0078527 | FAIL | FAIL | Miscellaneous_Existing_Cool Roof_RIM | 0 | 0 | 0 | 0 | 0 | 0 | 0 | 0 | 0 | 0 | 0 | 0 | 0 | 0 | 0 | 0 | 0 | 0 | 0 | 0 | Miscellaneous_Existing_Cool Roof_TRC | 0 | 0 | 0 | 0 | 0 | 0 | 0 | 0 | 0 | 0 | 0 | 0 | 0 | 0 | 0 | 0 | 0 | 0 | 0 | 0
Offices | Existing | Cool Roof | 7.5697e-05 | 0 |  | 0.17819 | 15 |  | 1.5929 | 1.5929 | sq ft |  | 0.0078527 | FAIL | FAIL | Offices_Existing_Cool Roof_RIM | 0 | 0 | 0 | 0 | 0 | 0 | 0 | 0 | 0 | 0 | 0 | 0 | 0 | 0 | 0 | 0 | 0 | 0 | 0 | 0 | Offices_Existing_Cool Roof_TRC | 0 | 0 | 0 | 0 | 0 | 0 | 0 | 0 | 0 | 0 | 0 | 0 | 0 | 0 | 0 | 0 | 0 | 0 | 0 | 0
Restaurants | Existing | Cool Roof | 7.5697e-05 | 0 |  | 0.17819 | 15 |  | 1.5929 | 1.5929 | sq ft |  | 0.0078527 | FAIL | FAIL | Restaurants_Existing_Cool Roof_RIM | 0 | 0 | 0 | 0 | 0 | 0 | 0 | 0 | 0 | 0 | 0 | 0 | 0 | 0 | 0 | 0 | 0 | 0 | 0 | 0 | Restaurants_Existing_Cool Roof_TRC | 0 | 0 | 0 | 0 | 0 | 0 | 0 | 0 | 0 | 0 | 0 | 0 | 0 | 0 | 0 | 0 | 0 | 0 | 0 | 0
Retail | Existing | Cool Roof | 7.5697e-05 | 0 |  | 0.17819 | 15 |  | 1.5929 | 1.5929 | sq ft |  | 0.0078527 | FAIL | FAIL | Retail_Existing_Cool Roof_RIM | 0 | 0 | 0 | 0 | 0 | 0 | 0 | 0 | 0 | 0 | 0 | 0 | 0 | 0 | 0 | 0 | 0 | 0 | 0 | 0 | Retail_Existing_Cool Roof_TRC | 0 | 0 | 0 | 0 | 0 | 0 | 0 | 0 | 0 | 0 | 0 | 0 | 0 | 0 | 0 | 0 | 0 | 0 | 0 | 0
Schools K-12 | Existing | Cool Roof | 7.5697e-05 | 0 |  | 0.17819 | 15 |  | 1.5929 | 1.5929 | sq ft |  | 0.0078527 | FAIL | FAIL | Schools K-12_Existing_Cool Roof_RIM | 0 | 0 | 0 | 0 | 0 | 0 | 0 | 0 | 0 | 0 | 0 | 0 | 0 | 0 | 0 | 0 | 0 | 0 | 0 | 0 | Schools K-12_Existing_Cool Roof_TRC | 0 | 0 | 0 | 0 | 0 | 0 | 0 | 0 | 0 | 0 | 0 | 0 | 0 | 0 | 0 | 0 | 0 | 0 | 0 | 0
Warehouse | Existing | Cool Roof | 2.2991e-05 | 0 |  | 0.17819 | 15 |  | 1.5929 | 1.5929 | sq ft |  | 0.0078527 | FAIL | FAIL | Warehouse_Existing_Cool Roof_RIM | 0 | 0 | 0 | 0 | 0 | 0 | 0 | 0 | 0 | 0 | 0 | 0 | 0 | 0 | 0 | 0 | 0 | 0 | 0 | 0 | Warehouse_Existing_Cool Roof_TRC | 0 | 0 | 0 | 0 | 0 | 0 | 0 | 0 | 0 | 0 | 0 | 0 | 0 | 0 | 0 | 0 | 0 | 0 | 0 | 0
Assembly | New | Cool Roof | 7.5512e-05 | 0 |  | 0.17775 | 15 |  | 1.5929 | 1.5929 | sq ft |  | 0.0078335 | FAIL | FAIL | Assembly_New_Cool Roof_RIM | 0 | 0 | 0 | 0 | 0 | 0 | 0 | 0 | 0 | 0 | 0 | 0 | 0 | 0 | 0 | 0 | 0 | 0 | 0 | 0 | Assembly_New_Cool Roof_TRC | 0 | 0 | 0 | 0 | 0 | 0 | 0 | 0 | 0 | 0 | 0 | 0 | 0 | 0 | 0 | 0 | 0 | 0 | 0 | 0
College and University | New | Cool Roof | 7.5512e-05 | 0 |  | 0.17775 | 15 |  | 1.5929 | 1.5929 | sq ft |  | 0.0078335 | FAIL | FAIL | College and University_New_Cool Roof_RIM | 0 | 0 | 0 | 0 | 0 | 0 | 0 | 0 | 0 | 0 | 0 | 0 | 0 | 0 | 0 | 0 | 0 | 0 | 0 | 0 | College and University_New_Cool Roof_TRC | 0 | 0 | 0 | 0 | 0 | 0 | 0 | 0 | 0 | 0 | 0 | 0 | 0 | 0 | 0 | 0 | 0 | 0 | 0 | 0
Grocery | New | Cool Roof | 7.5512e-05 | 0 |  | 0.17775 | 15 |  | 1.5929 | 1.5929 | sq ft |  | 0.0078335 | FAIL | FAIL | Grocery_New_Cool Roof_RIM | 0 | 0 | 0 | 0 | 0 | 0 | 0 | 0 | 0 | 0 | 0 | 0 | 0 | 0 | 0 | 0 | 0 | 0 | 0 | 0 | Grocery_New_Cool Roof_TRC | 0 | 0 | 0 | 0 | 0 | 0 | 0 | 0 | 0 | 0 | 0 | 0 | 0 | 0 | 0 | 0 | 0 | 0 | 0 | 0
Healthcare | New | Cool Roof | 7.5512e-05 | 0 |  | 0.17775 | 15 |  | 1.5929 | 1.5929 | sq ft |  | 0.0078335 | FAIL | FAIL | Healthcare_New_Cool Roof_RIM | 0 | 0 | 0 | 0 | 0 | 0 | 0 | 0 | 0 | 0 | 0 | 0 | 0 | 0 | 0 | 0 | 0 | 0 | 0 | 0 | Healthcare_New_Cool Roof_TRC | 0 | 0 | 0 | 0 | 0 | 0 | 0 | 0 | 0 | 0 | 0 | 0 | 0 | 0 | 0 | 0 | 0 | 0 | 0 | 0
Hospitals | New | Cool Roof | 7.5512e-05 | 0 |  | 0.17775 | 15 |  | 1.5929 | 1.5929 | sq ft |  | 0.0078335 | FAIL | FAIL | Hospitals_New_Cool Roof_RIM | 0 | 0 | 0 | 0 | 0 | 0 | 0 | 0 | 0 | 0 | 0 | 0 | 0 | 0 | 0 | 0 | 0 | 0 | 0 | 0 | Hospitals_New_Cool Roof_TRC | 0 | 0 | 0 | 0 | 0 | 0 | 0 | 0 | 0 | 0 | 0 | 0 | 0 | 0 | 0 | 0 | 0 | 0 | 0 | 0
Institutional | New | Cool Roof | 7.5512e-05 | 0 |  | 0.17775 | 15 |  | 1.5929 | 1.5929 | sq ft |  | 0.0078335 | FAIL | FAIL | Institutional_New_Cool Roof_RIM | 0 | 0 | 0 | 0 | 0 | 0 | 0 | 0 | 0 | 0 | 0 | 0 | 0 | 0 | 0 | 0 | 0 | 0 | 0 | 0 | Institutional_New_Cool Roof_TRC | 0 | 0 | 0 | 0 | 0 | 0 | 0 | 0 | 0 | 0 | 0 | 0 | 0 | 0 | 0 | 0 | 0 | 0 | 0 | 0
Lodging/Hospitality | New | Cool Roof | 0.00010016 | 0 |  | 0.17775 | 15 |  | 1.5929 | 1.5929 | sq ft |  | 0.0078335 | FAIL | FAIL | Lodging/Hospitality_New_Cool Roof_RIM | 0 | 0 | 0 | 0 | 0 | 0 | 0 | 0 | 0 | 0 | 0 | 0 | 0 | 0 | 0 | 0 | 0 | 0 | 0 | 0 | Lodging/Hospitality_New_Cool Roof_TRC | 0 | 0 | 0 | 0 | 0 | 0 | 0 | 0 | 0 | 0 | 0 | 0 | 0 | 0 | 0 | 0 | 0 | 0 | 0 | 0
Miscellaneous | New | Cool Roof | 2.2935e-05 | 0 |  | 0.17775 | 15 |  | 1.5929 | 1.5929 | sq ft |  | 0.0078335 | FAIL | FAIL | Miscellaneous_New_Cool Roof_RIM | 0 | 0 | 0 | 0 | 0 | 0 | 0 | 0 | 0 | 0 | 0 | 0 | 0 | 0 | 0 | 0 | 0 | 0 | 0 | 0 | Miscellaneous_New_Cool Roof_TRC | 0 | 0 | 0 | 0 | 0 | 0 | 0 | 0 | 0 | 0 | 0 | 0 | 0 | 0 | 0 | 0 | 0 | 0 | 0 | 0
Offices | New | Cool Roof | 7.5512e-05 | 0 |  | 0.17775 | 15 |  | 1.5929 | 1.5929 | sq ft |  | 0.0078335 | FAIL | FAIL | Offices_New_Cool Roof_RIM | 0 | 0 | 0 | 0 | 0 | 0 | 0 | 0 | 0 | 0 | 0 | 0 | 0 | 0 | 0 | 0 | 0 | 0 | 0 | 0 | Offices_New_Cool Roof_TRC | 0 | 0 | 0 | 0 | 0 | 0 | 0 | 0 | 0 | 0 | 0 | 0 | 0 | 0 | 0 | 0 | 0 | 0 | 0 | 0
Restaurants | New | Cool Roof | 7.5512e-05 | 0 |  | 0.17775 | 15 |  | 1.5929 | 1.5929 | sq ft |  | 0.0078335 | FAIL | FAIL | Restaurants_New_Cool Roof_RIM | 0 | 0 | 0 | 0 | 0 | 0 | 0 | 0 | 0 | 0 | 0 | 0 | 0 | 0 | 0 | 0 | 0 | 0 | 0 | 0 | Restaurants_New_Cool Roof_TRC | 0 | 0 | 0 | 0 | 0 | 0 | 0 | 0 | 0 | 0 | 0 | 0 | 0 | 0 | 0 | 0 | 0 | 0 | 0 | 0
Retail | New | Cool Roof | 7.5512e-05 | 0 |  | 0.17775 | 15 |  | 1.5929 | 1.5929 | sq ft |  | 0.0078335 | FAIL | FAIL | Retail_New_Cool Roof_RIM | 0 | 0 | 0 | 0 | 0 | 0 | 0 | 0 | 0 | 0 | 0 | 0 | 0 | 0 | 0 | 0 | 0 | 0 | 0 | 0 | Retail_New_Cool Roof_TRC | 0 | 0 | 0 | 0 | 0 | 0 | 0 | 0 | 0 | 0 | 0 | 0 | 0 | 0 | 0 | 0 | 0 | 0 | 0 | 0
Schools K-12 | New | Cool Roof | 7.5512e-05 | 0 |  | 0.17775 | 15 |  | 1.5929 | 1.5929 | sq ft |  | 0.0078335 | FAIL | FAIL | Schools K-12_New_Cool Roof_RIM | 0 | 0 | 0 | 0 | 0 | 0 | 0 | 0 | 0 | 0 | 0 | 0 | 0 | 0 | 0 | 0 | 0 | 0 | 0 | 0 | Schools K-12_New_Cool Roof_TRC | 0 | 0 | 0 | 0 | 0 | 0 | 0 | 0 | 0 | 0 | 0 | 0 | 0 | 0 | 0 | 0 | 0 | 0 | 0 | 0
Warehouse | New | Cool Roof | 2.2935e-05 | 0 |  | 0.17775 | 15 |  | 1.5929 | 1.5929 | sq ft |  | 0.0078335 | FAIL | FAIL | Warehouse_New_Cool Roof_RIM | 0 | 0 | 0 | 0 | 0 | 0 | 0 | 0 | 0 | 0 | 0 | 0 | 0 | 0 | 0 | 0 | 0 | 0 | 0 | 0 | Warehouse_New_Cool Roof_TRC | 0 | 0 | 0 | 0 | 0 | 0 | 0 | 0 | 0 | 0 | 0 | 0 | 0 | 0 | 0 | 0 | 0 | 0 | 0 | 0
Assembly | Existing | Dedicated Outdoor Air System on VRF unit | 0.24347 | 0.24609 |  | 800.1307 | 15 |  | 1000.58 | 1000.58 | unit (4 tons) |  | 35.2617 | FAIL | FAIL | Assembly_Existing_Dedicated Outdoor Air System on VRF unit_RIM | 0 | 0 | 0 | 0 | 0 | 0 | 0 | 0 | 0 | 0 | 0 | 0 | 0 | 0 | 0 | 0 | 0 | 0 | 0 | 0 | Assembly_Existing_Dedicated Outdoor Air System on VRF unit_TRC | 0 | 0 | 0 | 0 | 0 | 0 | 0 | 0 | 0 | 0 | 0 | 0 | 0 | 0 | 0 | 0 | 0 | 0 | 0 | 0
College and University | Existing | Dedicated Outdoor Air System on VRF unit | 0.1876 | 0.13783 |  | 884.2265 | 15 |  | 1000.58 | 1000.58 | unit (4 tons) |  | 38.9678 | FAIL | FAIL | College and University_Existing_Dedicated Outdoor Air System on VRF unit_RIM | 0 | 0 | 0 | 0 | 0 | 0 | 0 | 0 | 0 | 0 | 0 | 0 | 0 | 0 | 0 | 0 | 0 | 0 | 0 | 0 | College and University_Existing_Dedicated Outdoor Air System on VRF unit_TRC | 0 | 0 | 0 | 0 | 0 | 0 | 0 | 0 | 0 | 0 | 0 | 0 | 0 | 0 | 0 | 0 | 0 | 0 | 0 | 0
Grocery | Existing | Dedicated Outdoor Air System on VRF unit | 0.14569 | 0.14726 |  | 478.7875 | 15 |  | 1000.58 | 1000.58 | unit (4 tons) |  | 21.1002 | FAIL | FAIL | Grocery_Existing_Dedicated Outdoor Air System on VRF unit_RIM | 0 | 0 | 0 | 0 | 0 | 0 | 0 | 0 | 0 | 0 | 0 | 0 | 0 | 0 | 0 | 0 | 0 | 0 | 0 | 0 | Grocery_Existing_Dedicated Outdoor Air System on VRF unit_TRC | 0 | 0 | 0 | 0 | 0 | 0 | 0 | 0 | 0 | 0 | 0 | 0 | 0 | 0 | 0 | 0 | 0 | 0 | 0 | 0
Healthcare | Existing | Dedicated Outdoor Air System on VRF unit | 0.52396 | 0.52959 |  | 1721.9094 | 15 |  | 1000.58 | 1000.58 | unit (4 tons) |  | 75.8845 | FAIL | 666.3724 | Healthcare_Existing_Dedicated Outdoor Air System on VRF unit_RIM | 0 | 0 | 0 | 0 | 0 | 0 | 0 | 0 | 0 | 0 | 0 | 0 | 0 | 0 | 0 | 0 | 0 | 0 | 0 | 0 | Healthcare_Existing_Dedicated Outdoor Air System on VRF unit_TRC | 1.653 | 2.5296 | 3.7672 | 5.3085 | 6.8481 | 7.7524 | 7.3235 | 5.5036 | 3.2416 | 1.5495 | 2846.2848 | 4355.7984 | 6486.7111 | 9140.6765 | 11791.8738 | 13348.9726 | 12610.3539 | 9476.6534 | 5581.6616 | 2668.0711 |  | 66.6%
Hospitals | Existing | Dedicated Outdoor Air System on VRF unit | 0.49919 | 0.50455 |  | 1640.5025 | 15 |  | 1000.58 | 1000.58 | unit (4 tons) |  | 72.2969 | FAIL | 682.1727 | Hospitals_Existing_Dedicated Outdoor Air System on VRF unit_RIM | 0 | 0 | 0 | 0 | 0 | 0 | 0 | 0 | 0 | 0 | 0 | 0 | 0 | 0 | 0 | 0 | 0 | 0 | 0 | 0 | Hospitals_Existing_Dedicated Outdoor Air System on VRF unit_TRC | 1.3419 | 2.052 | 3.0566 | 4.3084 | 5.5595 | 6.2946 | 5.9458 | 4.4667 | 2.6298 | 1.2567 | 2201.4361 | 3366.332 | 5014.3325 | 7067.8743 | 9120.3824 | 10326.3119 | 9754.046 | 7327.6523 | 4314.1427 | 2061.5655 |  | 68.18%
Institutional | Existing | Dedicated Outdoor Air System on VRF unit | 0.1347 | 0.13614 |  | 442.6603 | 15 |  | 1000.58 | 1000.58 | unit (4 tons) |  | 19.508 | FAIL | FAIL | Institutional_Existing_Dedicated Outdoor Air System on VRF unit_RIM | 0 | 0 | 0 | 0 | 0 | 0 | 0 | 0 | 0 | 0 | 0 | 0 | 0 | 0 | 0 | 0 | 0 | 0 | 0 | 0 | Institutional_Existing_Dedicated Outdoor Air System on VRF unit_TRC | 0 | 0 | 0 | 0 | 0 | 0 | 0 | 0 | 0 | 0 | 0 | 0 | 0 | 0 | 0 | 0 | 0 | 0 | 0 | 0
Lodging/Hospitality | Existing | Dedicated Outdoor Air System on VRF unit | 0.27644 | 0.2031 |  | 1302.9413 | 15 |  | 1000.58 | 1000.58 | unit (4 tons) |  | 57.4206 | FAIL | 747.6904 | Lodging/Hospitality_Existing_Dedicated Outdoor Air System on VRF unit_RIM | 0 | 0 | 0 | 0 | 0 | 0 | 0 | 0 | 0 | 0 | 0 | 0 | 0 | 0 | 0 | 0 | 0 | 0 | 0 | 0 | Lodging/Hospitality_Existing_Dedicated Outdoor Air System on VRF unit_TRC | 3.3625 | 5.279 | 7.9361 | 11.26 | 14.586 | 16.5651 | 15.6805 | 11.7943 | 6.9488 | 3.3225 | 4381.1167 | 6878.2518 | 10340.2795 | 14671.1818 | 19004.7429 | 21583.4126 | 20430.7524 | 15367.3341 | 9053.892 | 4328.9734 |  | 74.73%
Miscellaneous | Existing | Dedicated Outdoor Air System on VRF unit | 0.13592 | 0.13738 |  | 446.692 | 15 |  | 1000.58 | 1000.58 | unit (4 tons) |  | 19.6857 | FAIL | FAIL | Miscellaneous_Existing_Dedicated Outdoor Air System on VRF unit_RIM | 0 | 0 | 0 | 0 | 0 | 0 | 0 | 0 | 0 | 0 | 0 | 0 | 0 | 0 | 0 | 0 | 0 | 0 | 0 | 0 | Miscellaneous_Existing_Dedicated Outdoor Air System on VRF unit_TRC | 0 | 0 | 0 | 0 | 0 | 0 | 0 | 0 | 0 | 0 | 0 | 0 | 0 | 0 | 0 | 0 | 0 | 0 | 0 | 0
Offices | Existing | Dedicated Outdoor Air System on VRF unit | 0.26883 | 0.27172 |  | 883.4693 | 15 |  | 1000.58 | 1000.58 | unit (4 tons) |  | 38.9345 | FAIL | 829.1063 | Offices_Existing_Dedicated Outdoor Air System on VRF unit_RIM | 0 | 0 | 0 | 0 | 0 | 0 | 0 | 0 | 0 | 0 | 0 | 0 | 0 | 0 | 0 | 0 | 0 | 0 | 0 | 0 | Offices_Existing_Dedicated Outdoor Air System on VRF unit_TRC | 51.0668 | 79.3915 | 118.6945 | 167.4121 | 215.4963 | 243.3309 | 229.1427 | 171.552 | 100.6405 | 47.9249 | 45115.9419 | 70139.9297 | 104862.9578 | 147903.4165 | 190384.3748 | 214975.3665 | 202440.5131 | 151560.9695 | 88912.8122 | 42340.1979 |  | 82.86%
Restaurants | Existing | Dedicated Outdoor Air System on VRF unit | 0.41437 | 0.41882 |  | 1361.7563 | 15 |  | 1000.58 | 1000.58 | unit (4 tons) |  | 60.0126 | FAIL | 736.2749 | Restaurants_Existing_Dedicated Outdoor Air System on VRF unit_RIM | 0 | 0 | 0 | 0 | 0 | 0 | 0 | 0 | 0 | 0 | 0 | 0 | 0 | 0 | 0 | 0 | 0 | 0 | 0 | 0 | Restaurants_Existing_Dedicated Outdoor Air System on VRF unit_TRC | 1.9905 | 3.0716 | 4.6107 | 6.5631 | 8.57 | 9.8128 | 9.367 | 7.1083 | 4.2258 | 2.0393 | 2710.5352 | 4182.738 | 6278.6768 | 8937.2806 | 11670.2381 | 13362.5766 | 12755.6341 | 9679.8304 | 5754.5246 | 2776.9822 |  | 73.58%
Retail | Existing | Dedicated Outdoor Air System on VRF unit | 0.31922 | 0.32265 |  | 1049.061 | 15 |  | 1000.58 | 1000.58 | unit (4 tons) |  | 46.2321 | FAIL | 796.9664 | Retail_Existing_Dedicated Outdoor Air System on VRF unit_RIM | 0 | 0 | 0 | 0 | 0 | 0 | 0 | 0 | 0 | 0 | 0 | 0 | 0 | 0 | 0 | 0 | 0 | 0 | 0 | 0 | Retail_Existing_Dedicated Outdoor Air System on VRF unit_TRC | 7.1155 | 10.9008 | 16.2694 | 22.9927 | 29.7677 | 33.7858 | 31.9696 | 24.0445 | 14.1656 | 6.771 | 7464.5768 | 11435.5809 | 17067.6117 | 24120.7176 | 31228.1056 | 35443.3773 | 33538.0176 | 25224.1765 | 14860.5459 | 7103.2259 |  | 79.65%
Schools K-12 | Existing | Dedicated Outdoor Air System on VRF unit | 0.27862 | 0.28162 |  | 915.6498 | 15 |  | 1000.58 | 1000.58 | unit (4 tons) |  | 40.3527 | FAIL | 822.8603 | Schools K-12_Existing_Dedicated Outdoor Air System on VRF unit_RIM | 0 | 0 | 0 | 0 | 0 | 0 | 0 | 0 | 0 | 0 | 0 | 0 | 0 | 0 | 0 | 0 | 0 | 0 | 0 | 0 | Schools K-12_Existing_Dedicated Outdoor Air System on VRF unit_TRC | 8.3812 | 12.7812 | 19.0247 | 26.8048 | 34.5813 | 39.1315 | 36.9287 | 27.7126 | 16.2943 | 7.7775 | 7674.2018 | 11703.1191 | 17419.9936 | 24543.7802 | 31664.3841 | 35830.722 | 33813.7965 | 25375.0067 | 14919.8677 | 7121.4831 |  | 82.24%
Warehouse | Existing | Dedicated Outdoor Air System on VRF unit | 0.062019 | 0.062685 |  | 203.814 | 15 |  | 1000.58 | 1000.58 | unit (4 tons) |  | 8.9821 | FAIL | FAIL | Warehouse_Existing_Dedicated Outdoor Air System on VRF unit_RIM | 0 | 0 | 0 | 0 | 0 | 0 | 0 | 0 | 0 | 0 | 0 | 0 | 0 | 0 | 0 | 0 | 0 | 0 | 0 | 0 | Warehouse_Existing_Dedicated Outdoor Air System on VRF unit_TRC | 0 | 0 | 0 | 0 | 0 | 0 | 0 | 0 | 0 | 0 | 0 | 0 | 0 | 0 | 0 | 0 | 0 | 0 | 0 | 0
Assembly | New | Dedicated Outdoor Air System on VRF unit | 0.24347 | 0.24609 |  | 800.1307 | 15 |  | 1000.58 | 1000.58 | unit (4 tons) |  | 35.2617 | FAIL | FAIL | Assembly_New_Dedicated Outdoor Air System on VRF unit_RIM | 0 | 0 | 0 | 0 | 0 | 0 | 0 | 0 | 0 | 0 | 0 | 0 | 0 | 0 | 0 | 0 | 0 | 0 | 0 | 0 | Assembly_New_Dedicated Outdoor Air System on VRF unit_TRC | 0 | 0 | 0 | 0 | 0 | 0 | 0 | 0 | 0 | 0 | 0 | 0 | 0 | 0 | 0 | 0 | 0 | 0 | 0 | 0
College and University | New | Dedicated Outdoor Air System on VRF unit | 0.1876 | 0.13783 |  | 884.2265 | 15 |  | 1000.58 | 1000.58 | unit (4 tons) |  | 38.9678 | FAIL | FAIL | College and University_New_Dedicated Outdoor Air System on VRF unit_RIM | 0 | 0 | 0 | 0 | 0 | 0 | 0 | 0 | 0 | 0 | 0 | 0 | 0 | 0 | 0 | 0 | 0 | 0 | 0 | 0 | College and University_New_Dedicated Outdoor Air System on VRF unit_TRC | 0 | 0 | 0 | 0 | 0 | 0 | 0 | 0 | 0 | 0 | 0 | 0 | 0 | 0 | 0 | 0 | 0 | 0 | 0 | 0
Grocery | New | Dedicated Outdoor Air System on VRF unit | 0.14569 | 0.14726 |  | 478.7875 | 15 |  | 1000.58 | 1000.58 | unit (4 tons) |  | 21.1002 | FAIL | FAIL | Grocery_New_Dedicated Outdoor Air System on VRF unit_RIM | 0 | 0 | 0 | 0 | 0 | 0 | 0 | 0 | 0 | 0 | 0 | 0 | 0 | 0 | 0 | 0 | 0 | 0 | 0 | 0 | Grocery_New_Dedicated Outdoor Air System on VRF unit_TRC | 0 | 0 | 0 | 0 | 0 | 0 | 0 | 0 | 0 | 0 | 0 | 0 | 0 | 0 | 0 | 0 | 0 | 0 | 0 | 0
Healthcare | New | Dedicated Outdoor Air System on VRF unit | 0.52396 | 0.52959 |  | 1721.9094 | 15 |  | 1000.58 | 1000.58 | unit (4 tons) |  | 75.8845 | FAIL | 666.3724 | Healthcare_New_Dedicated Outdoor Air System on VRF unit_RIM | 0 | 0 | 0 | 0 | 0 | 0 | 0 | 0 | 0 | 0 | 0 | 0 | 0 | 0 | 0 | 0 | 0 | 0 | 0 | 0 | Healthcare_New_Dedicated Outdoor Air System on VRF unit_TRC | 0.15699 | 0.21814 | 0.3188 | 0.43874 | 0.54924 | 0.58082 | 0.5117 | 0.36129 | 0.20457 | 0.097043 | 270.3297 | 375.6196 | 548.9419 | 755.4678 | 945.7399 | 1000.1222 | 881.1043 | 622.1152 | 352.2439 | 167.0996 |  | 66.6%
Hospitals | New | Dedicated Outdoor Air System on VRF unit | 0.49919 | 0.50455 |  | 1640.5025 | 15 |  | 1000.58 | 1000.58 | unit (4 tons) |  | 72.2969 | FAIL | 682.1727 | Hospitals_New_Dedicated Outdoor Air System on VRF unit_RIM | 0 | 0 | 0 | 0 | 0 | 0 | 0 | 0 | 0 | 0 | 0 | 0 | 0 | 0 | 0 | 0 | 0 | 0 | 0 | 0 | Hospitals_New_Dedicated Outdoor Air System on VRF unit_TRC | 0.12674 | 0.17579 | 0.25624 | 0.35155 | 0.43896 | 0.46421 | 0.41081 | 0.29247 | 0.16689 | 0.079444 | 207.9185 | 288.3836 | 420.3597 | 576.7117 | 720.1153 | 761.5312 | 673.9416 | 479.8015 | 273.7806 | 130.3288 |  | 68.18%
Institutional | New | Dedicated Outdoor Air System on VRF unit | 0.1347 | 0.13614 |  | 442.6603 | 15 |  | 1000.58 | 1000.58 | unit (4 tons) |  | 19.508 | FAIL | FAIL | Institutional_New_Dedicated Outdoor Air System on VRF unit_RIM | 0 | 0 | 0 | 0 | 0 | 0 | 0 | 0 | 0 | 0 | 0 | 0 | 0 | 0 | 0 | 0 | 0 | 0 | 0 | 0 | Institutional_New_Dedicated Outdoor Air System on VRF unit_TRC | 0 | 0 | 0 | 0 | 0 | 0 | 0 | 0 | 0 | 0 | 0 | 0 | 0 | 0 | 0 | 0 | 0 | 0 | 0 | 0
Lodging/Hospitality | New | Dedicated Outdoor Air System on VRF unit | 0.27644 | 0.2031 |  | 1302.9413 | 15 |  | 1000.58 | 1000.58 | unit (4 tons) |  | 57.4206 | FAIL | 747.6904 | Lodging/Hospitality_New_Dedicated Outdoor Air System on VRF unit_RIM | 0 | 0 | 0 | 0 | 0 | 0 | 0 | 0 | 0 | 0 | 0 | 0 | 0 | 0 | 0 | 0 | 0 | 0 | 0 | 0 | Lodging/Hospitality_New_Dedicated Outdoor Air System on VRF unit_TRC | 0.84553 | 1.0344 | 1.3235 | 1.5484 | 1.5849 | 1.6106 | 1.3733 | 0.94057 | 0.51842 | 0.23939 | 1101.6714 | 1347.7421 | 1724.4101 | 2017.4422 | 2065.0641 | 2098.458 | 1789.3176 | 1225.5058 | 675.4708 | 311.9139 |  | 74.73%
Miscellaneous | New | Dedicated Outdoor Air System on VRF unit | 0.13592 | 0.13738 |  | 446.692 | 15 |  | 1000.58 | 1000.58 | unit (4 tons) |  | 19.6857 | FAIL | FAIL | Miscellaneous_New_Dedicated Outdoor Air System on VRF unit_RIM | 0 | 0 | 0 | 0 | 0 | 0 | 0 | 0 | 0 | 0 | 0 | 0 | 0 | 0 | 0 | 0 | 0 | 0 | 0 | 0 | Miscellaneous_New_Dedicated Outdoor Air System on VRF unit_TRC | 0 | 0 | 0 | 0 | 0 | 0 | 0 | 0 | 0 | 0 | 0 | 0 | 0 | 0 | 0 | 0 | 0 | 0 | 0 | 0
Offices | New | Dedicated Outdoor Air System on VRF unit | 0.26883 | 0.27172 |  | 883.4693 | 15 |  | 1000.58 | 1000.58 | unit (4 tons) |  | 38.9345 | FAIL | 829.1063 | Offices_New_Dedicated Outdoor Air System on VRF unit_RIM | 0 | 0 | 0 | 0 | 0 | 0 | 0 | 0 | 0 | 0 | 0 | 0 | 0 | 0 | 0 | 0 | 0 | 0 | 0 | 0 | Offices_New_Dedicated Outdoor Air System on VRF unit_TRC | 10.2326 | 11.8844 | 13.9837 | 14.3911 | 11.5957 | 11.5737 | 9.7181 | 6.5965 | 3.6399 | 1.6995 | 9040.1756 | 10499.4853 | 12354.2112 | 12714.126 | 10244.4711 | 10225.0459 | 8585.6384 | 5827.8047 | 3215.7301 | 1501.4908 |  | 82.86%
Restaurants | New | Dedicated Outdoor Air System on VRF unit | 0.41437 | 0.41882 |  | 1361.7563 | 15 |  | 1000.58 | 1000.58 | unit (4 tons) |  | 60.0126 | FAIL | 736.2749 | Restaurants_New_Dedicated Outdoor Air System on VRF unit_RIM | 0 | 0 | 0 | 0 | 0 | 0 | 0 | 0 | 0 | 0 | 0 | 0 | 0 | 0 | 0 | 0 | 0 | 0 | 0 | 0 | Restaurants_New_Dedicated Outdoor Air System on VRF unit_TRC | 0.26341 | 0.42626 | 0.71867 | 1.1262 | 1.5904 | 1.695 | 1.5052 | 1.0867 | 0.62356 | 0.30471 | 358.7006 | 580.464 | 978.6483 | 1533.5614 | 2165.8033 | 2308.1774 | 2049.6698 | 1479.8001 | 849.1428 | 414.939 |  | 73.58%
Retail | New | Dedicated Outdoor Air System on VRF unit | 0.31922 | 0.32265 |  | 1049.061 | 15 |  | 1000.58 | 1000.58 | unit (4 tons) |  | 46.2321 | FAIL | 796.9664 | Retail_New_Dedicated Outdoor Air System on VRF unit_RIM | 0 | 0 | 0 | 0 | 0 | 0 | 0 | 0 | 0 | 0 | 0 | 0 | 0 | 0 | 0 | 0 | 0 | 0 | 0 | 0 | Retail_New_Dedicated Outdoor Air System on VRF unit_TRC | 0.72579 | 1.0788 | 1.6795 | 2.4556 | 3.2592 | 3.2237 | 2.6771 | 1.7826 | 0.959 | 0.43502 | 761.3992 | 1131.6971 | 1761.9376 | 2576.0986 | 3419.0765 | 3381.8086 | 2808.4891 | 1870.0196 | 1006.0489 | 456.3586 |  | 79.65%
Schools K-12 | New | Dedicated Outdoor Air System on VRF unit | 0.27862 | 0.28162 |  | 915.6498 | 15 |  | 1000.58 | 1000.58 | unit (4 tons) |  | 40.3527 | FAIL | 822.8603 | Schools K-12_New_Dedicated Outdoor Air System on VRF unit_RIM | 0 | 0 | 0 | 0 | 0 | 0 | 0 | 0 | 0 | 0 | 0 | 0 | 0 | 0 | 0 | 0 | 0 | 0 | 0 | 0 | Schools K-12_New_Dedicated Outdoor Air System on VRF unit_TRC | 0.66032 | 0.94118 | 1.4118 | 1.9952 | 2.5643 | 2.649 | 2.3435 | 1.712 | 0.95104 | 0.4485 | 604.6254 | 861.793 | 1292.7566 | 1826.8735 | 2347.9585 | 2425.522 | 2145.8055 | 1567.6347 | 870.8228 | 410.6707 |  | 82.24%
Warehouse | New | Dedicated Outdoor Air System on VRF unit | 0.062019 | 0.062685 |  | 203.814 | 15 |  | 1000.58 | 1000.58 | unit (4 tons) |  | 8.9821 | FAIL | FAIL | Warehouse_New_Dedicated Outdoor Air System on VRF unit_RIM | 0 | 0 | 0 | 0 | 0 | 0 | 0 | 0 | 0 | 0 | 0 | 0 | 0 | 0 | 0 | 0 | 0 | 0 | 0 | 0 | Warehouse_New_Dedicated Outdoor Air System on VRF unit_TRC | 0 | 0 | 0 | 0 | 0 | 0 | 0 | 0 | 0 | 0 | 0 | 0 | 0 | 0 | 0 | 0 | 0 | 0 | 0 | 0
Assembly | Existing | Destratification Fans | 0 | 0.057314 |  | 283.0728 | 10 |  | 6800 | 6800 | unit |  | 12.475 | FAIL | FAIL | Assembly_Existing_Destratification Fans_RIM | 0 | 0 | 0 | 0 | 0 | 0 | 0 | 0 | 0 | 0 | 0 | 0 | 0 | 0 | 0 | 0 | 0 | 0 | 0 | 0 | Assembly_Existing_Destratification Fans_TRC | 0 | 0 | 0 | 0 | 0 | 0 | 0 | 0 | 0 | 0 | 0 | 0 | 0 | 0 | 0 | 0 | 0 | 0 | 0 | 0
College and University | Existing | Destratification Fans | 0 | 0.10426 |  | 514.9463 | 10 |  | 6800 | 6800 | unit |  | 22.6937 | FAIL | FAIL | College and University_Existing_Destratification Fans_RIM | 0 | 0 | 0 | 0 | 0 | 0 | 0 | 0 | 0 | 0 | 0 | 0 | 0 | 0 | 0 | 0 | 0 | 0 | 0 | 0 | College and University_Existing_Destratification Fans_TRC | 0 | 0 | 0 | 0 | 0 | 0 | 0 | 0 | 0 | 0 | 0 | 0 | 0 | 0 | 0 | 0 | 0 | 0 | 0 | 0
Grocery | Existing | Destratification Fans | 0 | 0.037551 |  | 185.4658 | 10 |  | 6800 | 6800 | unit |  | 8.1735 | FAIL | FAIL | Grocery_Existing_Destratification Fans_RIM | 0 | 0 | 0 | 0 | 0 | 0 | 0 | 0 | 0 | 0 | 0 | 0 | 0 | 0 | 0 | 0 | 0 | 0 | 0 | 0 | Grocery_Existing_Destratification Fans_TRC | 0 | 0 | 0 | 0 | 0 | 0 | 0 | 0 | 0 | 0 | 0 | 0 | 0 | 0 | 0 | 0 | 0 | 0 | 0 | 0
Healthcare | Existing | Destratification Fans | 0 | 0.093921 |  | 463.8758 | 10 |  | 6800 | 6800 | unit |  | 20.443 | FAIL | FAIL | Healthcare_Existing_Destratification Fans_RIM | 0 | 0 | 0 | 0 | 0 | 0 | 0 | 0 | 0 | 0 | 0 | 0 | 0 | 0 | 0 | 0 | 0 | 0 | 0 | 0 | Healthcare_Existing_Destratification Fans_TRC | 0 | 0 | 0 | 0 | 0 | 0 | 0 | 0 | 0 | 0 | 0 | 0 | 0 | 0 | 0 | 0 | 0 | 0 | 0 | 0
Hospitals | Existing | Destratification Fans | 0 | 0.18546 |  | 915.9872 | 10 |  | 6800 | 6800 | unit |  | 40.3675 | FAIL | FAIL | Hospitals_Existing_Destratification Fans_RIM | 0 | 0 | 0 | 0 | 0 | 0 | 0 | 0 | 0 | 0 | 0 | 0 | 0 | 0 | 0 | 0 | 0 | 0 | 0 | 0 | Hospitals_Existing_Destratification Fans_TRC | 0 | 0 | 0 | 0 | 0 | 0 | 0 | 0 | 0 | 0 | 0 | 0 | 0 | 0 | 0 | 0 | 0 | 0 | 0 | 0
Institutional | Existing | Destratification Fans | 0 | 0.020645 |  | 101.9648 | 10 |  | 6800 | 6800 | unit |  | 4.4936 | FAIL | FAIL | Institutional_Existing_Destratification Fans_RIM | 0 | 0 | 0 | 0 | 0 | 0 | 0 | 0 | 0 | 0 | 0 | 0 | 0 | 0 | 0 | 0 | 0 | 0 | 0 | 0 | Institutional_Existing_Destratification Fans_TRC | 0 | 0 | 0 | 0 | 0 | 0 | 0 | 0 | 0 | 0 | 0 | 0 | 0 | 0 | 0 | 0 | 0 | 0 | 0 | 0
Lodging/Hospitality | Existing | Destratification Fans | 0 | 0.031143 |  | 153.8175 | 10 |  | 6800 | 6800 | unit |  | 6.7787 | FAIL | FAIL | Lodging/Hospitality_Existing_Destratification Fans_RIM | 0 | 0 | 0 | 0 | 0 | 0 | 0 | 0 | 0 | 0 | 0 | 0 | 0 | 0 | 0 | 0 | 0 | 0 | 0 | 0 | Lodging/Hospitality_Existing_Destratification Fans_TRC | 0 | 0 | 0 | 0 | 0 | 0 | 0 | 0 | 0 | 0 | 0 | 0 | 0 | 0 | 0 | 0 | 0 | 0 | 0 | 0
Miscellaneous | Existing | Destratification Fans | 0 | 0.047596 |  | 235.0753 | 10 |  | 6800 | 6800 | unit |  | 10.3598 | FAIL | FAIL | Miscellaneous_Existing_Destratification Fans_RIM | 0 | 0 | 0 | 0 | 0 | 0 | 0 | 0 | 0 | 0 | 0 | 0 | 0 | 0 | 0 | 0 | 0 | 0 | 0 | 0 | Miscellaneous_Existing_Destratification Fans_TRC | 0 | 0 | 0 | 0 | 0 | 0 | 0 | 0 | 0 | 0 | 0 | 0 | 0 | 0 | 0 | 0 | 0 | 0 | 0 | 0
Offices | Existing | Destratification Fans | 0 | 0.010424 |  | 51.4847 | 10 |  | 6800 | 6800 | unit |  | 2.2689 | FAIL | FAIL | Offices_Existing_Destratification Fans_RIM | 0 | 0 | 0 | 0 | 0 | 0 | 0 | 0 | 0 | 0 | 0 | 0 | 0 | 0 | 0 | 0 | 0 | 0 | 0 | 0 | Offices_Existing_Destratification Fans_TRC | 0 | 0 | 0 | 0 | 0 | 0 | 0 | 0 | 0 | 0 | 0 | 0 | 0 | 0 | 0 | 0 | 0 | 0 | 0 | 0
Restaurants | Existing | Destratification Fans | 0 | 0.082387 |  | 406.91 | 10 |  | 6800 | 6800 | unit |  | 17.9325 | FAIL | FAIL | Restaurants_Existing_Destratification Fans_RIM | 0 | 0 | 0 | 0 | 0 | 0 | 0 | 0 | 0 | 0 | 0 | 0 | 0 | 0 | 0 | 0 | 0 | 0 | 0 | 0 | Restaurants_Existing_Destratification Fans_TRC | 0 | 0 | 0 | 0 | 0 | 0 | 0 | 0 | 0 | 0 | 0 | 0 | 0 | 0 | 0 | 0 | 0 | 0 | 0 | 0
Retail | Existing | Destratification Fans | 0 | 0.09859 |  | 486.9386 | 10 |  | 6800 | 6800 | unit |  | 21.4594 | FAIL | FAIL | Retail_Existing_Destratification Fans_RIM | 0 | 0 | 0 | 0 | 0 | 0 | 0 | 0 | 0 | 0 | 0 | 0 | 0 | 0 | 0 | 0 | 0 | 0 | 0 | 0 | Retail_Existing_Destratification Fans_TRC | 0 | 0 | 0 | 0 | 0 | 0 | 0 | 0 | 0 | 0 | 0 | 0 | 0 | 0 | 0 | 0 | 0 | 0 | 0 | 0
Schools K-12 | Existing | Destratification Fans | 0 | 0.31173 |  | 1539.6462 | 10 |  | 6800 | 6800 | unit |  | 67.8522 | FAIL | FAIL | Schools K-12_Existing_Destratification Fans_RIM | 0 | 0 | 0 | 0 | 0 | 0 | 0 | 0 | 0 | 0 | 0 | 0 | 0 | 0 | 0 | 0 | 0 | 0 | 0 | 0 | Schools K-12_Existing_Destratification Fans_TRC | 0 | 0 | 0 | 0 | 0 | 0 | 0 | 0 | 0 | 0 | 0 | 0 | 0 | 0 | 0 | 0 | 0 | 0 | 0 | 0
Warehouse | Existing | Destratification Fans | 0 | 0.034172 |  | 168.7765 | 10 |  | 6800 | 6800 | unit |  | 7.438 | FAIL | FAIL | Warehouse_Existing_Destratification Fans_RIM | 0 | 0 | 0 | 0 | 0 | 0 | 0 | 0 | 0 | 0 | 0 | 0 | 0 | 0 | 0 | 0 | 0 | 0 | 0 | 0 | Warehouse_Existing_Destratification Fans_TRC | 0 | 0 | 0 | 0 | 0 | 0 | 0 | 0 | 0 | 0 | 0 | 0 | 0 | 0 | 0 | 0 | 0 | 0 | 0 | 0
Assembly | New | Destratification Fans | 0 | 0.057314 |  | 283.0728 | 10 |  | 6800 | 6800 | unit |  | 12.475 | FAIL | FAIL | Assembly_New_Destratification Fans_RIM | 0 | 0 | 0 | 0 | 0 | 0 | 0 | 0 | 0 | 0 | 0 | 0 | 0 | 0 | 0 | 0 | 0 | 0 | 0 | 0 | Assembly_New_Destratification Fans_TRC | 0 | 0 | 0 | 0 | 0 | 0 | 0 | 0 | 0 | 0 | 0 | 0 | 0 | 0 | 0 | 0 | 0 | 0 | 0 | 0
College and University | New | Destratification Fans | 0 | 0.10426 |  | 514.9463 | 10 |  | 6800 | 6800 | unit |  | 22.6937 | FAIL | FAIL | College and University_New_Destratification Fans_RIM | 0 | 0 | 0 | 0 | 0 | 0 | 0 | 0 | 0 | 0 | 0 | 0 | 0 | 0 | 0 | 0 | 0 | 0 | 0 | 0 | College and University_New_Destratification Fans_TRC | 0 | 0 | 0 | 0 | 0 | 0 | 0 | 0 | 0 | 0 | 0 | 0 | 0 | 0 | 0 | 0 | 0 | 0 | 0 | 0
Grocery | New | Destratification Fans | 0 | 0.037551 |  | 185.4658 | 10 |  | 6800 | 6800 | unit |  | 8.1735 | FAIL | FAIL | Grocery_New_Destratification Fans_RIM | 0 | 0 | 0 | 0 | 0 | 0 | 0 | 0 | 0 | 0 | 0 | 0 | 0 | 0 | 0 | 0 | 0 | 0 | 0 | 0 | Grocery_New_Destratification Fans_TRC | 0 | 0 | 0 | 0 | 0 | 0 | 0 | 0 | 0 | 0 | 0 | 0 | 0 | 0 | 0 | 0 | 0 | 0 | 0 | 0
Healthcare | New | Destratification Fans | 0 | 0.093921 |  | 463.8758 | 10 |  | 6800 | 6800 | unit |  | 20.443 | FAIL | FAIL | Healthcare_New_Destratification Fans_RIM | 0 | 0 | 0 | 0 | 0 | 0 | 0 | 0 | 0 | 0 | 0 | 0 | 0 | 0 | 0 | 0 | 0 | 0 | 0 | 0 | Healthcare_New_Destratification Fans_TRC | 0 | 0 | 0 | 0 | 0 | 0 | 0 | 0 | 0 | 0 | 0 | 0 | 0 | 0 | 0 | 0 | 0 | 0 | 0 | 0
Hospitals | New | Destratification Fans | 0 | 0.18546 |  | 915.9872 | 10 |  | 6800 | 6800 | unit |  | 40.3675 | FAIL | FAIL | Hospitals_New_Destratification Fans_RIM | 0 | 0 | 0 | 0 | 0 | 0 | 0 | 0 | 0 | 0 | 0 | 0 | 0 | 0 | 0 | 0 | 0 | 0 | 0 | 0 | Hospitals_New_Destratification Fans_TRC | 0 | 0 | 0 | 0 | 0 | 0 | 0 | 0 | 0 | 0 | 0 | 0 | 0 | 0 | 0 | 0 | 0 | 0 | 0 | 0
Institutional | New | Destratification Fans | 0 | 0.020645 |  | 101.9648 | 10 |  | 6800 | 6800 | unit |  | 4.4936 | FAIL | FAIL | Institutional_New_Destratification Fans_RIM | 0 | 0 | 0 | 0 | 0 | 0 | 0 | 0 | 0 | 0 | 0 | 0 | 0 | 0 | 0 | 0 | 0 | 0 | 0 | 0 | Institutional_New_Destratification Fans_TRC | 0 | 0 | 0 | 0 | 0 | 0 | 0 | 0 | 0 | 0 | 0 | 0 | 0 | 0 | 0 | 0 | 0 | 0 | 0 | 0
Lodging/Hospitality | New | Destratification Fans | 0 | 0.031143 |  | 153.8175 | 10 |  | 6800 | 6800 | unit |  | 6.7787 | FAIL | FAIL | Lodging/Hospitality_New_Destratification Fans_RIM | 0 | 0 | 0 | 0 | 0 | 0 | 0 | 0 | 0 | 0 | 0 | 0 | 0 | 0 | 0 | 0 | 0 | 0 | 0 | 0 | Lodging/Hospitality_New_Destratification Fans_TRC | 0 | 0 | 0 | 0 | 0 | 0 | 0 | 0 | 0 | 0 | 0 | 0 | 0 | 0 | 0 | 0 | 0 | 0 | 0 | 0
Miscellaneous | New | Destratification Fans | 0 | 0.047596 |  | 235.0753 | 10 |  | 6800 | 6800 | unit |  | 10.3598 | FAIL | FAIL | Miscellaneous_New_Destratification Fans_RIM | 0 | 0 | 0 | 0 | 0 | 0 | 0 | 0 | 0 | 0 | 0 | 0 | 0 | 0 | 0 | 0 | 0 | 0 | 0 | 0 | Miscellaneous_New_Destratification Fans_TRC | 0 | 0 | 0 | 0 | 0 | 0 | 0 | 0 | 0 | 0 | 0 | 0 | 0 | 0 | 0 | 0 | 0 | 0 | 0 | 0
Offices | New | Destratification Fans | 0 | 0.010424 |  | 51.4847 | 10 |  | 6800 | 6800 | unit |  | 2.2689 | FAIL | FAIL | Offices_New_Destratification Fans_RIM | 0 | 0 | 0 | 0 | 0 | 0 | 0 | 0 | 0 | 0 | 0 | 0 | 0 | 0 | 0 | 0 | 0 | 0 | 0 | 0 | Offices_New_Destratification Fans_TRC | 0 | 0 | 0 | 0 | 0 | 0 | 0 | 0 | 0 | 0 | 0 | 0 | 0 | 0 | 0 | 0 | 0 | 0 | 0 | 0
Restaurants | New | Destratification Fans | 0 | 0.082387 |  | 406.91 | 10 |  | 6800 | 6800 | unit |  | 17.9325 | FAIL | FAIL | Restaurants_New_Destratification Fans_RIM | 0 | 0 | 0 | 0 | 0 | 0 | 0 | 0 | 0 | 0 | 0 | 0 | 0 | 0 | 0 | 0 | 0 | 0 | 0 | 0 | Restaurants_New_Destratification Fans_TRC | 0 | 0 | 0 | 0 | 0 | 0 | 0 | 0 | 0 | 0 | 0 | 0 | 0 | 0 | 0 | 0 | 0 | 0 | 0 | 0
Retail | New | Destratification Fans | 0 | 0.09859 |  | 486.9386 | 10 |  | 6800 | 6800 | unit |  | 21.4594 | FAIL | FAIL | Retail_New_Destratification Fans_RIM | 0 | 0 | 0 | 0 | 0 | 0 | 0 | 0 | 0 | 0 | 0 | 0 | 0 | 0 | 0 | 0 | 0 | 0 | 0 | 0 | Retail_New_Destratification Fans_TRC | 0 | 0 | 0 | 0 | 0 | 0 | 0 | 0 | 0 | 0 | 0 | 0 | 0 | 0 | 0 | 0 | 0 | 0 | 0 | 0
Schools K-12 | New | Destratification Fans | 0 | 0.31173 |  | 1539.6462 | 10 |  | 6800 | 6800 | unit |  | 67.8522 | FAIL | FAIL | Schools K-12_New_Destratification Fans_RIM | 0 | 0 | 0 | 0 | 0 | 0 | 0 | 0 | 0 | 0 | 0 | 0 | 0 | 0 | 0 | 0 | 0 | 0 | 0 | 0 | Schools K-12_New_Destratification Fans_TRC | 0 | 0 | 0 | 0 | 0 | 0 | 0 | 0 | 0 | 0 | 0 | 0 | 0 | 0 | 0 | 0 | 0 | 0 | 0 | 0
Warehouse | New | Destratification Fans | 0 | 0.034172 |  | 168.7765 | 10 |  | 6800 | 6800 | unit |  | 7.438 | FAIL | FAIL | Warehouse_New_Destratification Fans_RIM | 0 | 0 | 0 | 0 | 0 | 0 | 0 | 0 | 0 | 0 | 0 | 0 | 0 | 0 | 0 | 0 | 0 | 0 | 0 | 0 | Warehouse_New_Destratification Fans_TRC | 0 | 0 | 0 | 0 | 0 | 0 | 0 | 0 | 0 | 0 | 0 | 0 | 0 | 0 | 0 | 0 | 0 | 0 | 0 | 0
Assembly | Existing | Duct Insulation | 0.26713 | 0.57411 |  | 983.3201 | 15 |  | 18520.6472 | 0.96125 | sq ft | 19267.2533 | 43.3349 | FAIL | FAIL | Assembly_Existing_Duct Insulation_RIM | 0 | 0 | 0 | 0 | 0 | 0 | 0 | 0 | 0 | 0 | 0 | 0 | 0 | 0 | 0 | 0 | 0 | 0 | 0 | 0 | Assembly_Existing_Duct Insulation_TRC | 0 | 0 | 0 | 0 | 0 | 0 | 0 | 0 | 0 | 0 | 0 | 0 | 0 | 0 | 0 | 0 | 0 | 0 | 0 | 0
College and University | Existing | Duct Insulation | 1.5955 | 3.429 |  | 5872.9828 | 15 |  | 72990.798 | 0.96125 | sq ft | 75933.2099 | 258.8222 | FAIL | FAIL | College and University_Existing_Duct Insulation_RIM | 0 | 0 | 0 | 0 | 0 | 0 | 0 | 0 | 0 | 0 | 0 | 0 | 0 | 0 | 0 | 0 | 0 | 0 | 0 | 0 | College and University_Existing_Duct Insulation_TRC | 0 | 0 | 0 | 0 | 0 | 0 | 0 | 0 | 0 | 0 | 0 | 0 | 0 | 0 | 0 | 0 | 0 | 0 | 0 | 0
Grocery | Existing | Duct Insulation | 0.64315 | 1.3822 |  | 2367.4384 | 15 |  | 4529.1185 | 0.96125 | sq ft | 4711.6968 | 104.333 | FAIL | FAIL | Grocery_Existing_Duct Insulation_RIM | 0 | 0 | 0 | 0 | 0 | 0 | 0 | 0 | 0 | 0 | 0 | 0 | 0 | 0 | 0 | 0 | 0 | 0 | 0 | 0 | Grocery_Existing_Duct Insulation_TRC | 0 | 0 | 0 | 0 | 0 | 0 | 0 | 0 | 0 | 0 | 0 | 0 | 0 | 0 | 0 | 0 | 0 | 0 | 0 | 0
Healthcare | Existing | Duct Insulation | 1.1226 | 2.4127 |  | 4132.3741 | 15 |  | 19341.0859 | 0.96125 | sq ft | 20120.7655 | 182.1136 | FAIL | FAIL | Healthcare_Existing_Duct Insulation_RIM | 0 | 0 | 0 | 0 | 0 | 0 | 0 | 0 | 0 | 0 | 0 | 0 | 0 | 0 | 0 | 0 | 0 | 0 | 0 | 0 | Healthcare_Existing_Duct Insulation_TRC | 0 | 0 | 0 | 0 | 0 | 0 | 0 | 0 | 0 | 0 | 0 | 0 | 0 | 0 | 0 | 0 | 0 | 0 | 0 | 0
Hospitals | Existing | Duct Insulation | 11.6976 | 25.1399 |  | 43058.6877 | 15 |  | 201531.0716 | 0.96125 | sq ft | 209655.211 | 1897.5955 | FAIL | FAIL | Hospitals_Existing_Duct Insulation_RIM | 0 | 0 | 0 | 0 | 0 | 0 | 0 | 0 | 0 | 0 | 0 | 0 | 0 | 0 | 0 | 0 | 0 | 0 | 0 | 0 | Hospitals_Existing_Duct Insulation_TRC | 0 | 0 | 0 | 0 | 0 | 0 | 0 | 0 | 0 | 0 | 0 | 0 | 0 | 0 | 0 | 0 | 0 | 0 | 0 | 0
Institutional | Existing | Duct Insulation | 1.2978 | 2.7891 |  | 4777.0684 | 15 |  | 19830.8626 | 0.96125 | sq ft | 20630.2862 | 210.5253 | FAIL | FAIL | Institutional_Existing_Duct Insulation_RIM | 0 | 0 | 0 | 0 | 0 | 0 | 0 | 0 | 0 | 0 | 0 | 0 | 0 | 0 | 0 | 0 | 0 | 0 | 0 | 0 | Institutional_Existing_Duct Insulation_TRC | 0 | 0 | 0 | 0 | 0 | 0 | 0 | 0 | 0 | 0 | 0 | 0 | 0 | 0 | 0 | 0 | 0 | 0 | 0 | 0
Lodging/Hospitality | Existing | Duct Insulation | 1.0646 | 2.288 |  | 3918.7435 | 15 |  | 32495.3786 | 0.96125 | sq ft | 33805.3353 | 172.6989 | FAIL | FAIL | Lodging/Hospitality_Existing_Duct Insulation_RIM | 0 | 0 | 0 | 0 | 0 | 0 | 0 | 0 | 0 | 0 | 0 | 0 | 0 | 0 | 0 | 0 | 0 | 0 | 0 | 0 | Lodging/Hospitality_Existing_Duct Insulation_TRC | 0 | 0 | 0 | 0 | 0 | 0 | 0 | 0 | 0 | 0 | 0 | 0 | 0 | 0 | 0 | 0 | 0 | 0 | 0 | 0
Miscellaneous | Existing | Duct Insulation | 12.3725 | 26.5904 |  | 45543.0611 | 15 |  | 277506.4746 | 0.96125 | sq ft | 288693.3416 | 2007.0818 | FAIL | FAIL | Miscellaneous_Existing_Duct Insulation_RIM | 0 | 0 | 0 | 0 | 0 | 0 | 0 | 0 | 0 | 0 | 0 | 0 | 0 | 0 | 0 | 0 | 0 | 0 | 0 | 0 | Miscellaneous_Existing_Duct Insulation_TRC | 0 | 0 | 0 | 0 | 0 | 0 | 0 | 0 | 0 | 0 | 0 | 0 | 0 | 0 | 0 | 0 | 0 | 0 | 0 | 0
Offices | Existing | Duct Insulation | 0.92485 | 1.9876 |  | 3404.3613 | 15 |  | 15442.5127 | 0.96125 | sq ft | 16065.0328 | 150.0301 | FAIL | FAIL | Offices_Existing_Duct Insulation_RIM | 0 | 0 | 0 | 0 | 0 | 0 | 0 | 0 | 0 | 0 | 0 | 0 | 0 | 0 | 0 | 0 | 0 | 0 | 0 | 0 | Offices_Existing_Duct Insulation_TRC | 0 | 0 | 0 | 0 | 0 | 0 | 0 | 0 | 0 | 0 | 0 | 0 | 0 | 0 | 0 | 0 | 0 | 0 | 0 | 0
Restaurants | Existing | Duct Insulation | 0.67017 | 1.4403 |  | 2466.8853 | 15 |  | 4882.9475 | 0.96125 | sq ft | 5079.7893 | 108.7156 | FAIL | FAIL | Restaurants_Existing_Duct Insulation_RIM | 0 | 0 | 0 | 0 | 0 | 0 | 0 | 0 | 0 | 0 | 0 | 0 | 0 | 0 | 0 | 0 | 0 | 0 | 0 | 0 | Restaurants_Existing_Duct Insulation_TRC | 0 | 0 | 0 | 0 | 0 | 0 | 0 | 0 | 0 | 0 | 0 | 0 | 0 | 0 | 0 | 0 | 0 | 0 | 0 | 0
Retail | Existing | Duct Insulation | 0.29271 | 0.62909 |  | 1077.4754 | 15 |  | 11000.3969 | 0.96125 | sq ft | 11443.846 | 47.4843 | FAIL | FAIL | Retail_Existing_Duct Insulation_RIM | 0 | 0 | 0 | 0 | 0 | 0 | 0 | 0 | 0 | 0 | 0 | 0 | 0 | 0 | 0 | 0 | 0 | 0 | 0 | 0 | Retail_Existing_Duct Insulation_TRC | 0 | 0 | 0 | 0 | 0 | 0 | 0 | 0 | 0 | 0 | 0 | 0 | 0 | 0 | 0 | 0 | 0 | 0 | 0 | 0
Schools K-12 | Existing | Duct Insulation | 1.0939 | 2.351 |  | 4026.6263 | 15 |  | 50043.8492 | 0.96125 | sq ft | 52061.2215 | 177.4533 | FAIL | FAIL | Schools K-12_Existing_Duct Insulation_RIM | 0 | 0 | 0 | 0 | 0 | 0 | 0 | 0 | 0 | 0 | 0 | 0 | 0 | 0 | 0 | 0 | 0 | 0 | 0 | 0 | Schools K-12_Existing_Duct Insulation_TRC | 0 | 0 | 0 | 0 | 0 | 0 | 0 | 0 | 0 | 0 | 0 | 0 | 0 | 0 | 0 | 0 | 0 | 0 | 0 | 0
Warehouse | Existing | Duct Insulation | 0.10867 | 0.23354 |  | 400.0066 | 15 |  | 15441.5127 | 0.96125 | sq ft | 16063.9925 | 17.6283 | FAIL | FAIL | Warehouse_Existing_Duct Insulation_RIM | 0 | 0 | 0 | 0 | 0 | 0 | 0 | 0 | 0 | 0 | 0 | 0 | 0 | 0 | 0 | 0 | 0 | 0 | 0 | 0 | Warehouse_Existing_Duct Insulation_TRC | 0 | 0 | 0 | 0 | 0 | 0 | 0 | 0 | 0 | 0 | 0 | 0 | 0 | 0 | 0 | 0 | 0 | 0 | 0 | 0
Assembly | New | Duct Insulation | 0.26713 | 0.57411 |  | 983.3201 | 15 |  | 18520.6472 | 0.96125 | sq ft | 19267.2533 | 43.3349 | FAIL | FAIL | Assembly_New_Duct Insulation_RIM | 0 | 0 | 0 | 0 | 0 | 0 | 0 | 0 | 0 | 0 | 0 | 0 | 0 | 0 | 0 | 0 | 0 | 0 | 0 | 0 | Assembly_New_Duct Insulation_TRC | 0 | 0 | 0 | 0 | 0 | 0 | 0 | 0 | 0 | 0 | 0 | 0 | 0 | 0 | 0 | 0 | 0 | 0 | 0 | 0
College and University | New | Duct Insulation | 1.5955 | 3.429 |  | 5872.9828 | 15 |  | 72990.798 | 0.96125 | sq ft | 75933.2099 | 258.8222 | FAIL | FAIL | College and University_New_Duct Insulation_RIM | 0 | 0 | 0 | 0 | 0 | 0 | 0 | 0 | 0 | 0 | 0 | 0 | 0 | 0 | 0 | 0 | 0 | 0 | 0 | 0 | College and University_New_Duct Insulation_TRC | 0 | 0 | 0 | 0 | 0 | 0 | 0 | 0 | 0 | 0 | 0 | 0 | 0 | 0 | 0 | 0 | 0 | 0 | 0 | 0
Grocery | New | Duct Insulation | 0.64315 | 1.3822 |  | 2367.4384 | 15 |  | 4529.1185 | 0.96125 | sq ft | 4711.6968 | 104.333 | FAIL | FAIL | Grocery_New_Duct Insulation_RIM | 0 | 0 | 0 | 0 | 0 | 0 | 0 | 0 | 0 | 0 | 0 | 0 | 0 | 0 | 0 | 0 | 0 | 0 | 0 | 0 | Grocery_New_Duct Insulation_TRC | 0 | 0 | 0 | 0 | 0 | 0 | 0 | 0 | 0 | 0 | 0 | 0 | 0 | 0 | 0 | 0 | 0 | 0 | 0 | 0
Healthcare | New | Duct Insulation | 1.1226 | 2.4127 |  | 4132.3741 | 15 |  | 19341.0859 | 0.96125 | sq ft | 20120.7655 | 182.1136 | FAIL | FAIL | Healthcare_New_Duct Insulation_RIM | 0 | 0 | 0 | 0 | 0 | 0 | 0 | 0 | 0 | 0 | 0 | 0 | 0 | 0 | 0 | 0 | 0 | 0 | 0 | 0 | Healthcare_New_Duct Insulation_TRC | 0 | 0 | 0 | 0 | 0 | 0 | 0 | 0 | 0 | 0 | 0 | 0 | 0 | 0 | 0 | 0 | 0 | 0 | 0 | 0
Hospitals | New | Duct Insulation | 11.6976 | 25.1399 |  | 43058.6877 | 15 |  | 201531.0716 | 0.96125 | sq ft | 209655.211 | 1897.5955 | FAIL | FAIL | Hospitals_New_Duct Insulation_RIM | 0 | 0 | 0 | 0 | 0 | 0 | 0 | 0 | 0 | 0 | 0 | 0 | 0 | 0 | 0 | 0 | 0 | 0 | 0 | 0 | Hospitals_New_Duct Insulation_TRC | 0 | 0 | 0 | 0 | 0 | 0 | 0 | 0 | 0 | 0 | 0 | 0 | 0 | 0 | 0 | 0 | 0 | 0 | 0 | 0
Institutional | New | Duct Insulation | 1.2978 | 2.7891 |  | 4777.0684 | 15 |  | 19830.8626 | 0.96125 | sq ft | 20630.2862 | 210.5253 | FAIL | FAIL | Institutional_New_Duct Insulation_RIM | 0 | 0 | 0 | 0 | 0 | 0 | 0 | 0 | 0 | 0 | 0 | 0 | 0 | 0 | 0 | 0 | 0 | 0 | 0 | 0 | Institutional_New_Duct Insulation_TRC | 0 | 0 | 0 | 0 | 0 | 0 | 0 | 0 | 0 | 0 | 0 | 0 | 0 | 0 | 0 | 0 | 0 | 0 | 0 | 0
Lodging/Hospitality | New | Duct Insulation | 1.0646 | 2.288 |  | 3918.7435 | 15 |  | 32495.3786 | 0.96125 | sq ft | 33805.3353 | 172.6989 | FAIL | FAIL | Lodging/Hospitality_New_Duct Insulation_RIM | 0 | 0 | 0 | 0 | 0 | 0 | 0 | 0 | 0 | 0 | 0 | 0 | 0 | 0 | 0 | 0 | 0 | 0 | 0 | 0 | Lodging/Hospitality_New_Duct Insulation_TRC | 0 | 0 | 0 | 0 | 0 | 0 | 0 | 0 | 0 | 0 | 0 | 0 | 0 | 0 | 0 | 0 | 0 | 0 | 0 | 0
Miscellaneous | New | Duct Insulation | 12.3725 | 26.5904 |  | 45543.0611 | 15 |  | 277506.4746 | 0.96125 | sq ft | 288693.3416 | 2007.0818 | FAIL | FAIL | Miscellaneous_New_Duct Insulation_RIM | 0 | 0 | 0 | 0 | 0 | 0 | 0 | 0 | 0 | 0 | 0 | 0 | 0 | 0 | 0 | 0 | 0 | 0 | 0 | 0 | Miscellaneous_New_Duct Insulation_TRC | 0 | 0 | 0 | 0 | 0 | 0 | 0 | 0 | 0 | 0 | 0 | 0 | 0 | 0 | 0 | 0 | 0 | 0 | 0 | 0
Offices | New | Duct Insulation | 0.92485 | 1.9876 |  | 3404.3613 | 15 |  | 15442.5127 | 0.96125 | sq ft | 16065.0328 | 150.0301 | FAIL | FAIL | Offices_New_Duct Insulation_RIM | 0 | 0 | 0 | 0 | 0 | 0 | 0 | 0 | 0 | 0 | 0 | 0 | 0 | 0 | 0 | 0 | 0 | 0 | 0 | 0 | Offices_New_Duct Insulation_TRC | 0 | 0 | 0 | 0 | 0 | 0 | 0 | 0 | 0 | 0 | 0 | 0 | 0 | 0 | 0 | 0 | 0 | 0 | 0 | 0
Restaurants | New | Duct Insulation | 0.67017 | 1.4403 |  | 2466.8853 | 15 |  | 4882.9475 | 0.96125 | sq ft | 5079.7893 | 108.7156 | FAIL | FAIL | Restaurants_New_Duct Insulation_RIM | 0 | 0 | 0 | 0 | 0 | 0 | 0 | 0 | 0 | 0 | 0 | 0 | 0 | 0 | 0 | 0 | 0 | 0 | 0 | 0 | Restaurants_New_Duct Insulation_TRC | 0 | 0 | 0 | 0 | 0 | 0 | 0 | 0 | 0 | 0 | 0 | 0 | 0 | 0 | 0 | 0 | 0 | 0 | 0 | 0
Retail | New | Duct Insulation | 0.29271 | 0.62909 |  | 1077.4754 | 15 |  | 11000.3969 | 0.96125 | sq ft | 11443.846 | 47.4843 | FAIL | FAIL | Retail_New_Duct Insulation_RIM | 0 | 0 | 0 | 0 | 0 | 0 | 0 | 0 | 0 | 0 | 0 | 0 | 0 | 0 | 0 | 0 | 0 | 0 | 0 | 0 | Retail_New_Duct Insulation_TRC | 0 | 0 | 0 | 0 | 0 | 0 | 0 | 0 | 0 | 0 | 0 | 0 | 0 | 0 | 0 | 0 | 0 | 0 | 0 | 0
Schools K-12 | New | Duct Insulation | 1.0939 | 2.351 |  | 4026.6263 | 15 |  | 50043.8492 | 0.96125 | sq ft | 52061.2215 | 177.4533 | FAIL | FAIL | Schools K-12_New_Duct Insulation_RIM | 0 | 0 | 0 | 0 | 0 | 0 | 0 | 0 | 0 | 0 | 0 | 0 | 0 | 0 | 0 | 0 | 0 | 0 | 0 | 0 | Schools K-12_New_Duct Insulation_TRC | 0 | 0 | 0 | 0 | 0 | 0 | 0 | 0 | 0 | 0 | 0 | 0 | 0 | 0 | 0 | 0 | 0 | 0 | 0 | 0
Warehouse | New | Duct Insulation | 0.10867 | 0.23354 |  | 400.0066 | 15 |  | 15441.5127 | 0.96125 | sq ft | 16063.9925 | 17.6283 | FAIL | FAIL | Warehouse_New_Duct Insulation_RIM | 0 | 0 | 0 | 0 | 0 | 0 | 0 | 0 | 0 | 0 | 0 | 0 | 0 | 0 | 0 | 0 | 0 | 0 | 0 | 0 | Warehouse_New_Duct Insulation_TRC | 0 | 0 | 0 | 0 | 0 | 0 | 0 | 0 | 0 | 0 | 0 | 0 | 0 | 0 | 0 | 0 | 0 | 0 | 0 | 0
Assembly | Existing | Duct Sealing Repair | 1.1367 | 4.0258 |  | 5769.3882 | 15 |  | 2119.3979 | 0.11 | sq ft | 19267.2533 | 254.2568 | 999.6098 | 999.6098 | Assembly_Existing_Duct Sealing Repair_RIM | 0 | 0 | 0 | 0 | 0 | 0 | 0 | 0 | 0 | 0 | 0 | 0 | 0 | 0 | 0 | 0 | 0 | 0 | 0 | 0 | Assembly_Existing_Duct Sealing Repair_TRC | 0 | 0 | 0 | 0 | 0 | 0 | 0 | 0 | 0 | 0 | 0 | 0 | 0 | 0 | 0 | 0 | 0 | 0 | 0 | 0 | 47.16% | 47.16%
College and University | Existing | Duct Sealing Repair | 6.789 | 24.0448 |  | 34458.2784 | 15 |  | 8352.6531 | 0.11 | sq ft | 75933.2099 | 1518.5756 | 1664.6009 | 1664.6009 | College and University_Existing_Duct Sealing Repair_RIM | 0 | 0 | 0 | 0 | 0 | 0 | 0 | 0 | 0 | 0 | 0 | 0 | 0 | 0 | 0 | 0 | 0 | 0 | 0 | 0 | College and University_Existing_Duct Sealing Repair_TRC | 0 | 0 | 0 | 0 | 0 | 0 | 0 | 0 | 0 | 0 | 0 | 0 | 0 | 0 | 0 | 0 | 0 | 0 | 0 | 0 | 19.93% | 19.93%
Grocery | Existing | Duct Sealing Repair | 2.7367 | 9.6926 |  | 13890.361 | 15 |  | 518.2866 | 0.11 | sq ft | 4711.6968 | 612.1479 | FAIL | FAIL | Grocery_Existing_Duct Sealing Repair_RIM | 0 | 0 | 0 | 0 | 0 | 0 | 0 | 0 | 0 | 0 | 0 | 0 | 0 | 0 | 0 | 0 | 0 | 0 | 0 | 0 | Grocery_Existing_Duct Sealing Repair_TRC | 0 | 0 | 0 | 0 | 0 | 0 | 0 | 0 | 0 | 0 | 0 | 0 | 0 | 0 | 0 | 0 | 0 | 0 | 0 | 0
Healthcare | Existing | Duct Sealing Repair | 4.7769 | 16.9185 |  | 24245.6858 | 15 |  | 2213.2842 | 0.11 | sq ft | 20120.7655 | 1068.5069 | FAIL | FAIL | Healthcare_Existing_Duct Sealing Repair_RIM | 0 | 0 | 0 | 0 | 0 | 0 | 0 | 0 | 0 | 0 | 0 | 0 | 0 | 0 | 0 | 0 | 0 | 0 | 0 | 0 | Healthcare_Existing_Duct Sealing Repair_TRC | 0 | 0 | 0 | 0 | 0 | 0 | 0 | 0 | 0 | 0 | 0 | 0 | 0 | 0 | 0 | 0 | 0 | 0 | 0 | 0
Hospitals | Existing | Duct Sealing Repair | 49.7747 | 176.288 |  | 252636.2315 | 15 |  | 23062.0732 | 0.11 | sq ft | 209655.211 | 11133.6737 | FAIL | FAIL | Hospitals_Existing_Duct Sealing Repair_RIM | 0 | 0 | 0 | 0 | 0 | 0 | 0 | 0 | 0 | 0 | 0 | 0 | 0 | 0 | 0 | 0 | 0 | 0 | 0 | 0 | Hospitals_Existing_Duct Sealing Repair_TRC | 0 | 0 | 0 | 0 | 0 | 0 | 0 | 0 | 0 | 0 | 0 | 0 | 0 | 0 | 0 | 0 | 0 | 0 | 0 | 0
Institutional | Existing | Duct Sealing Repair | 5.5222 | 19.558 |  | 28028.271 | 15 |  | 2269.3315 | 0.11 | sq ft | 20630.2862 | 1235.2053 | FAIL | FAIL | Institutional_Existing_Duct Sealing Repair_RIM | 0 | 0 | 0 | 0 | 0 | 0 | 0 | 0 | 0 | 0 | 0 | 0 | 0 | 0 | 0 | 0 | 0 | 0 | 0 | 0 | Institutional_Existing_Duct Sealing Repair_TRC | 0 | 0 | 0 | 0 | 0 | 0 | 0 | 0 | 0 | 0 | 0 | 0 | 0 | 0 | 0 | 0 | 0 | 0 | 0 | 0
Lodging/Hospitality | Existing | Duct Sealing Repair | 4.53 | 16.0439 |  | 22992.2611 | 15 |  | 3718.5869 | 0.11 | sq ft | 33805.3353 | 1013.2685 | FAIL | FAIL | Lodging/Hospitality_Existing_Duct Sealing Repair_RIM | 0 | 0 | 0 | 0 | 0 | 0 | 0 | 0 | 0 | 0 | 0 | 0 | 0 | 0 | 0 | 0 | 0 | 0 | 0 | 0 | Lodging/Hospitality_Existing_Duct Sealing Repair_TRC | 0 | 0 | 0 | 0 | 0 | 0 | 0 | 0 | 0 | 0 | 0 | 0 | 0 | 0 | 0 | 0 | 0 | 0 | 0 | 0
Miscellaneous | Existing | Duct Sealing Repair | 52.6466 | 186.4593 |  | 267212.6796 | 15 |  | 31756.2676 | 0.11 | sq ft | 288693.3416 | 11776.0575 | FAIL | FAIL | Miscellaneous_Existing_Duct Sealing Repair_RIM | 0 | 0 | 0 | 0 | 0 | 0 | 0 | 0 | 0 | 0 | 0 | 0 | 0 | 0 | 0 | 0 | 0 | 0 | 0 | 0 | Miscellaneous_Existing_Duct Sealing Repair_TRC | 0 | 0 | 0 | 0 | 0 | 0 | 0 | 0 | 0 | 0 | 0 | 0 | 0 | 0 | 0 | 0 | 0 | 0 | 0 | 0
Offices | Existing | Duct Sealing Repair | 3.9354 | 13.9379 |  | 19974.2506 | 15 |  | 1767.1536 | 0.11 | sq ft | 16065.0328 | 880.2648 | FAIL | FAIL | Offices_Existing_Duct Sealing Repair_RIM | 0 | 0 | 0 | 0 | 0 | 0 | 0 | 0 | 0 | 0 | 0 | 0 | 0 | 0 | 0 | 0 | 0 | 0 | 0 | 0 | Offices_Existing_Duct Sealing Repair_TRC | 0 | 0 | 0 | 0 | 0 | 0 | 0 | 0 | 0 | 0 | 0 | 0 | 0 | 0 | 0 | 0 | 0 | 0 | 0 | 0
Restaurants | Existing | Duct Sealing Repair | 2.8517 | 10.0998 |  | 14473.841 | 15 |  | 558.7768 | 0.11 | sq ft | 5079.7893 | 637.8619 | FAIL | FAIL | Restaurants_Existing_Duct Sealing Repair_RIM | 0 | 0 | 0 | 0 | 0 | 0 | 0 | 0 | 0 | 0 | 0 | 0 | 0 | 0 | 0 | 0 | 0 | 0 | 0 | 0 | Restaurants_Existing_Duct Sealing Repair_TRC | 0 | 0 | 0 | 0 | 0 | 0 | 0 | 0 | 0 | 0 | 0 | 0 | 0 | 0 | 0 | 0 | 0 | 0 | 0 | 0
Retail | Existing | Duct Sealing Repair | 1.2455 | 4.4113 |  | 6321.8213 | 15 |  | 1258.8231 | 0.11 | sq ft | 11443.846 | 278.6025 | 31.8125 | 31.8125 | Retail_Existing_Duct Sealing Repair_RIM | 16.822 | 16.9087 | 17.0599 | 17.2616 | 17.477 | 17.6715 | 17.8599 | 18.0209 | 18.1722 | 18.2966 | 106345.388 | 106893.9765 | 107849.9524 | 109124.5652 | 110486.3326 | 111716.3489 | 112907.3703 | 113924.9826 | 114881.2423 | 115667.7605 | Retail_Existing_Duct Sealing Repair_TRC | 16.822 | 16.9087 | 17.0599 | 17.2616 | 17.477 | 17.6715 | 17.8599 | 18.0209 | 18.1722 | 18.2966 | 106345.388 | 106893.9765 | 107849.9524 | 109124.5652 | 110486.3326 | 111716.3489 | 112907.3703 | 113924.9826 | 114881.2423 | 115667.7605 | 2.527% | 2.527%
Schools K-12 | Existing | Duct Sealing Repair | 4.6547 | 16.4855 |  | 23625.2368 | 15 |  | 5726.7344 | 0.11 | sq ft | 52061.2215 | 1041.1637 | 1141.2813 | 1141.2813 | Schools K-12_Existing_Duct Sealing Repair_RIM | 0 | 0 | 0 | 0 | 0 | 0 | 0 | 0 | 0 | 0 | 0 | 0 | 0 | 0 | 0 | 0 | 0 | 0 | 0 | 0 | Schools K-12_Existing_Duct Sealing Repair_TRC | 0 | 0 | 0 | 0 | 0 | 0 | 0 | 0 | 0 | 0 | 0 | 0 | 0 | 0 | 0 | 0 | 0 | 0 | 0 | 0 | 19.93% | 19.93%
Warehouse | Existing | Duct Sealing Repair | 0.4624 | 1.6377 |  | 2346.9401 | 15 |  | 1767.0392 | 0.11 | sq ft | 16063.9925 | 103.4296 | 455.8604 | 1311.5185 | Warehouse_Existing_Duct Sealing Repair_RIM | 0 | 0 | 0 | 0 | 0 | 0 | 0 | 0 | 0 | 0 | 0 | 0 | 0 | 0 | 0 | 0 | 0 | 0 | 0 | 0 | Warehouse_Existing_Duct Sealing Repair_TRC | 0 | 0 | 0 | 0 | 0 | 0 | 0 | 0 | 0 | 0 | 0 | 0 | 0 | 0 | 0 | 0 | 0 | 0 | 0 | 0 | 25.8% | 74.22%
Assembly | New | Duct Sealing Repair | 1.1367 | 4.0258 |  | 5769.3882 | 15 |  | 2119.3979 | 0.11 | sq ft | 19267.2533 | 254.2568 | 999.6098 | 999.6098 | Assembly_New_Duct Sealing Repair_RIM | 0 | 0 | 0 | 0 | 0 | 0 | 0 | 0 | 0 | 0 | 0 | 0 | 0 | 0 | 0 | 0 | 0 | 0 | 0 | 0 | Assembly_New_Duct Sealing Repair_TRC | 0 | 0 | 0 | 0 | 0 | 0 | 0 | 0 | 0 | 0 | 0 | 0 | 0 | 0 | 0 | 0 | 0 | 0 | 0 | 0 | 47.16% | 47.16%
College and University | New | Duct Sealing Repair | 6.789 | 24.0448 |  | 34458.2784 | 15 |  | 8352.6531 | 0.11 | sq ft | 75933.2099 | 1518.5756 | 1664.6009 | 1664.6009 | College and University_New_Duct Sealing Repair_RIM | 0 | 0 | 0 | 0 | 0 | 0 | 0 | 0 | 0 | 0 | 0 | 0 | 0 | 0 | 0 | 0 | 0 | 0 | 0 | 0 | College and University_New_Duct Sealing Repair_TRC | 0 | 0 | 0 | 0 | 0 | 0 | 0 | 0 | 0 | 0 | 0 | 0 | 0 | 0 | 0 | 0 | 0 | 0 | 0 | 0 | 19.93% | 19.93%
Grocery | New | Duct Sealing Repair | 2.7367 | 9.6926 |  | 13890.361 | 15 |  | 518.2866 | 0.11 | sq ft | 4711.6968 | 612.1479 | FAIL | FAIL | Grocery_New_Duct Sealing Repair_RIM | 0 | 0 | 0 | 0 | 0 | 0 | 0 | 0 | 0 | 0 | 0 | 0 | 0 | 0 | 0 | 0 | 0 | 0 | 0 | 0 | Grocery_New_Duct Sealing Repair_TRC | 0 | 0 | 0 | 0 | 0 | 0 | 0 | 0 | 0 | 0 | 0 | 0 | 0 | 0 | 0 | 0 | 0 | 0 | 0 | 0
Healthcare | New | Duct Sealing Repair | 4.7769 | 16.9185 |  | 24245.6858 | 15 |  | 2213.2842 | 0.11 | sq ft | 20120.7655 | 1068.5069 | FAIL | FAIL | Healthcare_New_Duct Sealing Repair_RIM | 0 | 0 | 0 | 0 | 0 | 0 | 0 | 0 | 0 | 0 | 0 | 0 | 0 | 0 | 0 | 0 | 0 | 0 | 0 | 0 | Healthcare_New_Duct Sealing Repair_TRC | 0 | 0 | 0 | 0 | 0 | 0 | 0 | 0 | 0 | 0 | 0 | 0 | 0 | 0 | 0 | 0 | 0 | 0 | 0 | 0
Hospitals | New | Duct Sealing Repair | 49.7747 | 176.288 |  | 252636.2315 | 15 |  | 23062.0732 | 0.11 | sq ft | 209655.211 | 11133.6737 | FAIL | FAIL | Hospitals_New_Duct Sealing Repair_RIM | 0 | 0 | 0 | 0 | 0 | 0 | 0 | 0 | 0 | 0 | 0 | 0 | 0 | 0 | 0 | 0 | 0 | 0 | 0 | 0 | Hospitals_New_Duct Sealing Repair_TRC | 0 | 0 | 0 | 0 | 0 | 0 | 0 | 0 | 0 | 0 | 0 | 0 | 0 | 0 | 0 | 0 | 0 | 0 | 0 | 0
Institutional | New | Duct Sealing Repair | 5.5222 | 19.558 |  | 28028.271 | 15 |  | 2269.3315 | 0.11 | sq ft | 20630.2862 | 1235.2053 | FAIL | FAIL | Institutional_New_Duct Sealing Repair_RIM | 0 | 0 | 0 | 0 | 0 | 0 | 0 | 0 | 0 | 0 | 0 | 0 | 0 | 0 | 0 | 0 | 0 | 0 | 0 | 0 | Institutional_New_Duct Sealing Repair_TRC | 0 | 0 | 0 | 0 | 0 | 0 | 0 | 0 | 0 | 0 | 0 | 0 | 0 | 0 | 0 | 0 | 0 | 0 | 0 | 0
Lodging/Hospitality | New | Duct Sealing Repair | 4.53 | 16.0439 |  | 22992.2611 | 15 |  | 3718.5869 | 0.11 | sq ft | 33805.3353 | 1013.2685 | FAIL | FAIL | Lodging/Hospitality_New_Duct Sealing Repair_RIM | 0 | 0 | 0 | 0 | 0 | 0 | 0 | 0 | 0 | 0 | 0 | 0 | 0 | 0 | 0 | 0 | 0 | 0 | 0 | 0 | Lodging/Hospitality_New_Duct Sealing Repair_TRC | 0 | 0 | 0 | 0 | 0 | 0 | 0 | 0 | 0 | 0 | 0 | 0 | 0 | 0 | 0 | 0 | 0 | 0 | 0 | 0
Miscellaneous | New | Duct Sealing Repair | 52.6466 | 186.4593 |  | 267212.6796 | 15 |  | 31756.2676 | 0.11 | sq ft | 288693.3416 | 11776.0575 | FAIL | FAIL | Miscellaneous_New_Duct Sealing Repair_RIM | 0 | 0 | 0 | 0 | 0 | 0 | 0 | 0 | 0 | 0 | 0 | 0 | 0 | 0 | 0 | 0 | 0 | 0 | 0 | 0 | Miscellaneous_New_Duct Sealing Repair_TRC | 0 | 0 | 0 | 0 | 0 | 0 | 0 | 0 | 0 | 0 | 0 | 0 | 0 | 0 | 0 | 0 | 0 | 0 | 0 | 0
Offices | New | Duct Sealing Repair | 3.9354 | 13.9379 |  | 19974.2506 | 15 |  | 1767.1536 | 0.11 | sq ft | 16065.0328 | 880.2648 | FAIL | FAIL | Offices_New_Duct Sealing Repair_RIM | 0 | 0 | 0 | 0 | 0 | 0 | 0 | 0 | 0 | 0 | 0 | 0 | 0 | 0 | 0 | 0 | 0 | 0 | 0 | 0 | Offices_New_Duct Sealing Repair_TRC | 0 | 0 | 0 | 0 | 0 | 0 | 0 | 0 | 0 | 0 | 0 | 0 | 0 | 0 | 0 | 0 | 0 | 0 | 0 | 0
Restaurants | New | Duct Sealing Repair | 2.8517 | 10.0998 |  | 14473.841 | 15 |  | 558.7768 | 0.11 | sq ft | 5079.7893 | 637.8619 | FAIL | FAIL | Restaurants_New_Duct Sealing Repair_RIM | 0 | 0 | 0 | 0 | 0 | 0 | 0 | 0 | 0 | 0 | 0 | 0 | 0 | 0 | 0 | 0 | 0 | 0 | 0 | 0 | Restaurants_New_Duct Sealing Repair_TRC | 0 | 0 | 0 | 0 | 0 | 0 | 0 | 0 | 0 | 0 | 0 | 0 | 0 | 0 | 0 | 0 | 0 | 0 | 0 | 0
Retail | New | Duct Sealing Repair | 1.2455 | 4.4113 |  | 6321.8213 | 15 |  | 1258.8231 | 0.11 | sq ft | 11443.846 | 278.6025 | 31.8125 | 31.8125 | Retail_New_Duct Sealing Repair_RIM | 0 | 0 | 0 | 0 | 0 | 0 | 0 | 0 | 0 | 0 | 0 | 0 | 0 | 0 | 0 | 0 | 0 | 0 | 0 | 0 | Retail_New_Duct Sealing Repair_TRC | 0 | 0 | 0 | 0 | 0 | 0 | 0 | 0 | 0 | 0 | 0 | 0 | 0 | 0 | 0 | 0 | 0 | 0 | 0 | 0 | 2.527% | 2.527%
Schools K-12 | New | Duct Sealing Repair | 4.6547 | 16.4855 |  | 23625.2368 | 15 |  | 5726.7344 | 0.11 | sq ft | 52061.2215 | 1041.1637 | 1141.2813 | 1141.2813 | Schools K-12_New_Duct Sealing Repair_RIM | 0 | 0 | 0 | 0 | 0 | 0 | 0 | 0 | 0 | 0 | 0 | 0 | 0 | 0 | 0 | 0 | 0 | 0 | 0 | 0 | Schools K-12_New_Duct Sealing Repair_TRC | 0 | 0 | 0 | 0 | 0 | 0 | 0 | 0 | 0 | 0 | 0 | 0 | 0 | 0 | 0 | 0 | 0 | 0 | 0 | 0 | 19.93% | 19.93%
Warehouse | New | Duct Sealing Repair | 0.4624 | 1.6377 |  | 2346.9401 | 15 |  | 1767.0392 | 0.11 | sq ft | 16063.9925 | 103.4296 | 455.8604 | 1311.5185 | Warehouse_New_Duct Sealing Repair_RIM | 0 | 0 | 0 | 0 | 0 | 0 | 0 | 0 | 0 | 0 | 0 | 0 | 0 | 0 | 0 | 0 | 0 | 0 | 0 | 0 | Warehouse_New_Duct Sealing Repair_TRC | 0 | 0 | 0 | 0 | 0 | 0 | 0 | 0 | 0 | 0 | 0 | 0 | 0 | 0 | 0 | 0 | 0 | 0 | 0 | 0 | 25.8% | 74.22%
Assembly | Existing | ECM Motors on Furnaces | 0 | 0 |  | 178.1411 | 15 |  | 287 | 287 | furnace |  | 7.8507 | FAIL | FAIL | Assembly_Existing_ECM Motors on Furnaces_RIM | 0 | 0 | 0 | 0 | 0 | 0 | 0 | 0 | 0 | 0 | 0 | 0 | 0 | 0 | 0 | 0 | 0 | 0 | 0 | 0 | Assembly_Existing_ECM Motors on Furnaces_TRC | 0 | 0 | 0 | 0 | 0 | 0 | 0 | 0 | 0 | 0 | 0 | 0 | 0 | 0 | 0 | 0 | 0 | 0 | 0 | 0
College and University | Existing | ECM Motors on Furnaces | 0 | 0.027183 |  | 178.1411 | 15 |  | 287 | 287 | furnace |  | 7.8507 | FAIL | FAIL | College and University_Existing_ECM Motors on Furnaces_RIM | 0 | 0 | 0 | 0 | 0 | 0 | 0 | 0 | 0 | 0 | 0 | 0 | 0 | 0 | 0 | 0 | 0 | 0 | 0 | 0 | College and University_Existing_ECM Motors on Furnaces_TRC | 0 | 0 | 0 | 0 | 0 | 0 | 0 | 0 | 0 | 0 | 0 | 0 | 0 | 0 | 0 | 0 | 0 | 0 | 0 | 0
Grocery | Existing | ECM Motors on Furnaces | 0 | 0.034977 |  | 306.4028 | 15 |  | 287 | 287 | furnace |  | 13.5032 | FAIL | FAIL | Grocery_Existing_ECM Motors on Furnaces_RIM | 0 | 0 | 0 | 0 | 0 | 0 | 0 | 0 | 0 | 0 | 0 | 0 | 0 | 0 | 0 | 0 | 0 | 0 | 0 | 0 | Grocery_Existing_ECM Motors on Furnaces_TRC | 0 | 0 | 0 | 0 | 0 | 0 | 0 | 0 | 0 | 0 | 0 | 0 | 0 | 0 | 0 | 0 | 0 | 0 | 0 | 0
Healthcare | Existing | ECM Motors on Furnaces | 0 | 0 |  | 279.3253 | 15 |  | 287 | 287 | furnace |  | 12.3099 | FAIL | FAIL | Healthcare_Existing_ECM Motors on Furnaces_RIM | 0 | 0 | 0 | 0 | 0 | 0 | 0 | 0 | 0 | 0 | 0 | 0 | 0 | 0 | 0 | 0 | 0 | 0 | 0 | 0 | Healthcare_Existing_ECM Motors on Furnaces_TRC | 0 | 0 | 0 | 0 | 0 | 0 | 0 | 0 | 0 | 0 | 0 | 0 | 0 | 0 | 0 | 0 | 0 | 0 | 0 | 0
Hospitals | Existing | ECM Motors on Furnaces | 0 | 0.048494 |  | 317.8038 | 15 |  | 287 | 287 | furnace |  | 14.0056 | FAIL | FAIL | Hospitals_Existing_ECM Motors on Furnaces_RIM | 0 | 0 | 0 | 0 | 0 | 0 | 0 | 0 | 0 | 0 | 0 | 0 | 0 | 0 | 0 | 0 | 0 | 0 | 0 | 0 | Hospitals_Existing_ECM Motors on Furnaces_TRC | 0 | 0 | 0 | 0 | 0 | 0 | 0 | 0 | 0 | 0 | 0 | 0 | 0 | 0 | 0 | 0 | 0 | 0 | 0 | 0
Institutional | Existing | ECM Motors on Furnaces | 0 | 0 |  | 155.3391 | 15 |  | 287 | 287 | furnace |  | 6.8458 | FAIL | FAIL | Institutional_Existing_ECM Motors on Furnaces_RIM | 0 | 0 | 0 | 0 | 0 | 0 | 0 | 0 | 0 | 0 | 0 | 0 | 0 | 0 | 0 | 0 | 0 | 0 | 0 | 0 | Institutional_Existing_ECM Motors on Furnaces_TRC | 0 | 0 | 0 | 0 | 0 | 0 | 0 | 0 | 0 | 0 | 0 | 0 | 0 | 0 | 0 | 0 | 0 | 0 | 0 | 0
Lodging/Hospitality | Existing | ECM Motors on Furnaces | 0 | 0.021475 |  | 188.117 | 15 |  | 287 | 287 | furnace |  | 8.2903 | FAIL | FAIL | Lodging/Hospitality_Existing_ECM Motors on Furnaces_RIM | 0 | 0 | 0 | 0 | 0 | 0 | 0 | 0 | 0 | 0 | 0 | 0 | 0 | 0 | 0 | 0 | 0 | 0 | 0 | 0 | Lodging/Hospitality_Existing_ECM Motors on Furnaces_TRC | 0 | 0 | 0 | 0 | 0 | 0 | 0 | 0 | 0 | 0 | 0 | 0 | 0 | 0 | 0 | 0 | 0 | 0 | 0 | 0
Miscellaneous | Existing | ECM Motors on Furnaces | 0 | 0 |  | 98.3339 | 15 |  | 287 | 287 | furnace |  | 4.3336 | FAIL | FAIL | Miscellaneous_Existing_ECM Motors on Furnaces_RIM | 0 | 0 | 0 | 0 | 0 | 0 | 0 | 0 | 0 | 0 | 0 | 0 | 0 | 0 | 0 | 0 | 0 | 0 | 0 | 0 | Miscellaneous_Existing_ECM Motors on Furnaces_TRC | 0 | 0 | 0 | 0 | 0 | 0 | 0 | 0 | 0 | 0 | 0 | 0 | 0 | 0 | 0 | 0 | 0 | 0 | 0 | 0
Offices | Existing | ECM Motors on Furnaces | 0 | 0 |  | 104.0344 | 15 |  | 287 | 287 | furnace |  | 4.5848 | FAIL | FAIL | Offices_Existing_ECM Motors on Furnaces_RIM | 0 | 0 | 0 | 0 | 0 | 0 | 0 | 0 | 0 | 0 | 0 | 0 | 0 | 0 | 0 | 0 | 0 | 0 | 0 | 0 | Offices_Existing_ECM Motors on Furnaces_TRC | 0 | 0 | 0 | 0 | 0 | 0 | 0 | 0 | 0 | 0 | 0 | 0 | 0 | 0 | 0 | 0 | 0 | 0 | 0 | 0
Restaurants | Existing | ECM Motors on Furnaces | 0 | 0.074998 |  | 656.9845 | 15 |  | 287 | 287 | furnace |  | 28.9533 | FAIL | 159.485 | Restaurants_Existing_ECM Motors on Furnaces_RIM | 0 | 0 | 0 | 0 | 0 | 0 | 0 | 0 | 0 | 0 | 0 | 0 | 0 | 0 | 0 | 0 | 0 | 0 | 0 | 0 | Restaurants_Existing_ECM Motors on Furnaces_TRC | 0.013499 | 0.021867 | 0.034739 | 0.054115 | 0.081243 | 0.11472 | 0.14764 | 0.16555 | 0.15371 | 0.11295 | 8.8689 | 14.3662 | 22.8231 | 35.5529 | 53.3757 | 75.3713 | 96.9945 | 108.7609 | 100.9863 | 74.2088 |  | 55.57%
Retail | Existing | ECM Motors on Furnaces | 0 | 0.047016 |  | 411.8623 | 15 |  | 287 | 287 | furnace |  | 18.1508 | FAIL | FAIL | Retail_Existing_ECM Motors on Furnaces_RIM | 0 | 0 | 0 | 0 | 0 | 0 | 0 | 0 | 0 | 0 | 0 | 0 | 0 | 0 | 0 | 0 | 0 | 0 | 0 | 0 | Retail_Existing_ECM Motors on Furnaces_TRC | 0 | 0 | 0 | 0 | 0 | 0 | 0 | 0 | 0 | 0 | 0 | 0 | 0 | 0 | 0 | 0 | 0 | 0 | 0 | 0
Schools K-12 | Existing | ECM Motors on Furnaces | 0 | 0 |  | 379.0843 | 15 |  | 287 | 287 | furnace |  | 16.7062 | FAIL | FAIL | Schools K-12_Existing_ECM Motors on Furnaces_RIM | 0 | 0 | 0 | 0 | 0 | 0 | 0 | 0 | 0 | 0 | 0 | 0 | 0 | 0 | 0 | 0 | 0 | 0 | 0 | 0 | Schools K-12_Existing_ECM Motors on Furnaces_TRC | 0 | 0 | 0 | 0 | 0 | 0 | 0 | 0 | 0 | 0 | 0 | 0 | 0 | 0 | 0 | 0 | 0 | 0 | 0 | 0
Warehouse | Existing | ECM Motors on Furnaces | 0 | 0 |  | 98.3339 | 15 |  | 287 | 287 | furnace |  | 4.3336 | FAIL | FAIL | Warehouse_Existing_ECM Motors on Furnaces_RIM | 0 | 0 | 0 | 0 | 0 | 0 | 0 | 0 | 0 | 0 | 0 | 0 | 0 | 0 | 0 | 0 | 0 | 0 | 0 | 0 | Warehouse_Existing_ECM Motors on Furnaces_TRC | 0 | 0 | 0 | 0 | 0 | 0 | 0 | 0 | 0 | 0 | 0 | 0 | 0 | 0 | 0 | 0 | 0 | 0 | 0 | 0
Assembly | New | ECM Motors on Furnaces | 0 | 0 |  | 178.1411 | 15 |  | 287 | 287 | furnace |  | 7.8507 | FAIL | FAIL | Assembly_New_ECM Motors on Furnaces_RIM | 0 | 0 | 0 | 0 | 0 | 0 | 0 | 0 | 0 | 0 | 0 | 0 | 0 | 0 | 0 | 0 | 0 | 0 | 0 | 0 | Assembly_New_ECM Motors on Furnaces_TRC | 0 | 0 | 0 | 0 | 0 | 0 | 0 | 0 | 0 | 0 | 0 | 0 | 0 | 0 | 0 | 0 | 0 | 0 | 0 | 0
College and University | New | ECM Motors on Furnaces | 0 | 0.027183 |  | 178.1411 | 15 |  | 287 | 287 | furnace |  | 7.8507 | FAIL | FAIL | College and University_New_ECM Motors on Furnaces_RIM | 0 | 0 | 0 | 0 | 0 | 0 | 0 | 0 | 0 | 0 | 0 | 0 | 0 | 0 | 0 | 0 | 0 | 0 | 0 | 0 | College and University_New_ECM Motors on Furnaces_TRC | 0 | 0 | 0 | 0 | 0 | 0 | 0 | 0 | 0 | 0 | 0 | 0 | 0 | 0 | 0 | 0 | 0 | 0 | 0 | 0
Grocery | New | ECM Motors on Furnaces | 0 | 0.034977 |  | 306.4028 | 15 |  | 287 | 287 | furnace |  | 13.5032 | FAIL | FAIL | Grocery_New_ECM Motors on Furnaces_RIM | 0 | 0 | 0 | 0 | 0 | 0 | 0 | 0 | 0 | 0 | 0 | 0 | 0 | 0 | 0 | 0 | 0 | 0 | 0 | 0 | Grocery_New_ECM Motors on Furnaces_TRC | 0 | 0 | 0 | 0 | 0 | 0 | 0 | 0 | 0 | 0 | 0 | 0 | 0 | 0 | 0 | 0 | 0 | 0 | 0 | 0
Healthcare | New | ECM Motors on Furnaces | 0 | 0 |  | 279.3253 | 15 |  | 287 | 287 | furnace |  | 12.3099 | FAIL | FAIL | Healthcare_New_ECM Motors on Furnaces_RIM | 0 | 0 | 0 | 0 | 0 | 0 | 0 | 0 | 0 | 0 | 0 | 0 | 0 | 0 | 0 | 0 | 0 | 0 | 0 | 0 | Healthcare_New_ECM Motors on Furnaces_TRC | 0 | 0 | 0 | 0 | 0 | 0 | 0 | 0 | 0 | 0 | 0 | 0 | 0 | 0 | 0 | 0 | 0 | 0 | 0 | 0
Hospitals | New | ECM Motors on Furnaces | 0 | 0.048494 |  | 317.8038 | 15 |  | 287 | 287 | furnace |  | 14.0056 | FAIL | FAIL | Hospitals_New_ECM Motors on Furnaces_RIM | 0 | 0 | 0 | 0 | 0 | 0 | 0 | 0 | 0 | 0 | 0 | 0 | 0 | 0 | 0 | 0 | 0 | 0 | 0 | 0 | Hospitals_New_ECM Motors on Furnaces_TRC | 0 | 0 | 0 | 0 | 0 | 0 | 0 | 0 | 0 | 0 | 0 | 0 | 0 | 0 | 0 | 0 | 0 | 0 | 0 | 0
Institutional | New | ECM Motors on Furnaces | 0 | 0 |  | 155.3391 | 15 |  | 287 | 287 | furnace |  | 6.8458 | FAIL | FAIL | Institutional_New_ECM Motors on Furnaces_RIM | 0 | 0 | 0 | 0 | 0 | 0 | 0 | 0 | 0 | 0 | 0 | 0 | 0 | 0 | 0 | 0 | 0 | 0 | 0 | 0 | Institutional_New_ECM Motors on Furnaces_TRC | 0 | 0 | 0 | 0 | 0 | 0 | 0 | 0 | 0 | 0 | 0 | 0 | 0 | 0 | 0 | 0 | 0 | 0 | 0 | 0
Lodging/Hospitality | New | ECM Motors on Furnaces | 0 | 0.021475 |  | 188.117 | 15 |  | 287 | 287 | furnace |  | 8.2903 | FAIL | FAIL | Lodging/Hospitality_New_ECM Motors on Furnaces_RIM | 0 | 0 | 0 | 0 | 0 | 0 | 0 | 0 | 0 | 0 | 0 | 0 | 0 | 0 | 0 | 0 | 0 | 0 | 0 | 0 | Lodging/Hospitality_New_ECM Motors on Furnaces_TRC | 0 | 0 | 0 | 0 | 0 | 0 | 0 | 0 | 0 | 0 | 0 | 0 | 0 | 0 | 0 | 0 | 0 | 0 | 0 | 0
Miscellaneous | New | ECM Motors on Furnaces | 0 | 0 |  | 98.3339 | 15 |  | 287 | 287 | furnace |  | 4.3336 | FAIL | FAIL | Miscellaneous_New_ECM Motors on Furnaces_RIM | 0 | 0 | 0 | 0 | 0 | 0 | 0 | 0 | 0 | 0 | 0 | 0 | 0 | 0 | 0 | 0 | 0 | 0 | 0 | 0 | Miscellaneous_New_ECM Motors on Furnaces_TRC | 0 | 0 | 0 | 0 | 0 | 0 | 0 | 0 | 0 | 0 | 0 | 0 | 0 | 0 | 0 | 0 | 0 | 0 | 0 | 0
Offices | New | ECM Motors on Furnaces | 0 | 0 |  | 104.0344 | 15 |  | 287 | 287 | furnace |  | 4.5848 | FAIL | FAIL | Offices_New_ECM Motors on Furnaces_RIM | 0 | 0 | 0 | 0 | 0 | 0 | 0 | 0 | 0 | 0 | 0 | 0 | 0 | 0 | 0 | 0 | 0 | 0 | 0 | 0 | Offices_New_ECM Motors on Furnaces_TRC | 0 | 0 | 0 | 0 | 0 | 0 | 0 | 0 | 0 | 0 | 0 | 0 | 0 | 0 | 0 | 0 | 0 | 0 | 0 | 0
Restaurants | New | ECM Motors on Furnaces | 0 | 0.074998 |  | 656.9845 | 15 |  | 287 | 287 | furnace |  | 28.9533 | FAIL | 159.485 | Restaurants_New_ECM Motors on Furnaces_RIM | 0 | 0 | 0 | 0 | 0 | 0 | 0 | 0 | 0 | 0 | 0 | 0 | 0 | 0 | 0 | 0 | 0 | 0 | 0 | 0 | Restaurants_New_ECM Motors on Furnaces_TRC | 0.0018273 | 0.0030823 | 0.0055495 | 0.0096462 | 0.015967 | 0.021521 | 0.026514 | 0.028949 | 0.026036 | 0.018913 | 1.2005 | 2.025 | 3.6459 | 6.3374 | 10.4898 | 14.1389 | 17.4195 | 19.0191 | 17.1053 | 12.4254 |  | 55.57%
Retail | New | ECM Motors on Furnaces | 0 | 0.047016 |  | 411.8623 | 15 |  | 287 | 287 | furnace |  | 18.1508 | FAIL | FAIL | Retail_New_ECM Motors on Furnaces_RIM | 0 | 0 | 0 | 0 | 0 | 0 | 0 | 0 | 0 | 0 | 0 | 0 | 0 | 0 | 0 | 0 | 0 | 0 | 0 | 0 | Retail_New_ECM Motors on Furnaces_TRC | 0 | 0 | 0 | 0 | 0 | 0 | 0 | 0 | 0 | 0 | 0 | 0 | 0 | 0 | 0 | 0 | 0 | 0 | 0 | 0
Schools K-12 | New | ECM Motors on Furnaces | 0 | 0 |  | 379.0843 | 15 |  | 287 | 287 | furnace |  | 16.7062 | FAIL | FAIL | Schools K-12_New_ECM Motors on Furnaces_RIM | 0 | 0 | 0 | 0 | 0 | 0 | 0 | 0 | 0 | 0 | 0 | 0 | 0 | 0 | 0 | 0 | 0 | 0 | 0 | 0 | Schools K-12_New_ECM Motors on Furnaces_TRC | 0 | 0 | 0 | 0 | 0 | 0 | 0 | 0 | 0 | 0 | 0 | 0 | 0 | 0 | 0 | 0 | 0 | 0 | 0 | 0
Warehouse | New | ECM Motors on Furnaces | 0 | 0 |  | 98.3339 | 15 |  | 287 | 287 | furnace |  | 4.3336 | FAIL | FAIL | Warehouse_New_ECM Motors on Furnaces_RIM | 0 | 0 | 0 | 0 | 0 | 0 | 0 | 0 | 0 | 0 | 0 | 0 | 0 | 0 | 0 | 0 | 0 | 0 | 0 | 0 | Warehouse_New_ECM Motors on Furnaces_TRC | 0 | 0 | 0 | 0 | 0 | 0 | 0 | 0 | 0 | 0 | 0 | 0 | 0 | 0 | 0 | 0 | 0 | 0 | 0 | 0
Assembly | Existing | Energy Recovery Ventilation System (ERV) | 13.3127 | 11.3508 |  | 7397.8089 | 15 |  | 115603.5198 | 6 | CFM | 19267.2533 | 326.0213 | FAIL | FAIL | Assembly_Existing_Energy Recovery Ventilation System (ERV)_RIM | 0 | 0 | 0 | 0 | 0 | 0 | 0 | 0 | 0 | 0 | 0 | 0 | 0 | 0 | 0 | 0 | 0 | 0 | 0 | 0 | Assembly_Existing_Energy Recovery Ventilation System (ERV)_TRC | 0 | 0 | 0 | 0 | 0 | 0 | 0 | 0 | 0 | 0 | 0 | 0 | 0 | 0 | 0 | 0 | 0 | 0 | 0 | 0
College and University | Existing | Energy Recovery Ventilation System (ERV) | 44.638 | 38.0597 |  | 24805.1607 | 15 |  | 455599.2594 | 6 | CFM | 75933.2099 | 1093.1629 | FAIL | FAIL | College and University_Existing_Energy Recovery Ventilation System (ERV)_RIM | 0 | 0 | 0 | 0 | 0 | 0 | 0 | 0 | 0 | 0 | 0 | 0 | 0 | 0 | 0 | 0 | 0 | 0 | 0 | 0 | College and University_Existing_Energy Recovery Ventilation System (ERV)_TRC | 0 | 0 | 0 | 0 | 0 | 0 | 0 | 0 | 0 | 0 | 0 | 0 | 0 | 0 | 0 | 0 | 0 | 0 | 0 | 0
Grocery | Existing | Energy Recovery Ventilation System (ERV) | 17.4579 | 14.8851 |  | 9701.2996 | 15 |  | 28270.1807 | 6 | CFM | 4711.6968 | 427.5361 | 26387.2428 | 26387.2428 | Grocery_Existing_Energy Recovery Ventilation System (ERV)_RIM | 2.124 | 3.2912 | 4.9383 | 7.0247 | 9.164 | 10.4881 | 10.0104 | 7.5956 | 4.5159 | 2.1795 | 20605.3464 | 31928.7015 | 47908.3637 | 68149.0136 | 88902.3261 | 101748.5568 | 97114.2478 | 73687.4652 | 43810.4939 | 21144.2037 | Grocery_Existing_Energy Recovery Ventilation System (ERV)_TRC | 2.124 | 3.2912 | 4.9383 | 7.0247 | 9.164 | 10.4881 | 10.0104 | 7.5956 | 4.5159 | 2.1795 | 20605.3464 | 31928.7015 | 47908.3637 | 68149.0136 | 88902.3261 | 101748.5568 | 97114.2478 | 73687.4652 | 43810.4939 | 21144.2037 | 93.34% | 93.34%
Healthcare | Existing | Energy Recovery Ventilation System (ERV) | 30.4729 | 25.9821 |  | 16933.6609 | 15 |  | 120724.5932 | 6 | CFM | 20120.7655 | 746.2661 | FAIL | FAIL | Healthcare_Existing_Energy Recovery Ventilation System (ERV)_RIM | 0 | 0 | 0 | 0 | 0 | 0 | 0 | 0 | 0 | 0 | 0 | 0 | 0 | 0 | 0 | 0 | 0 | 0 | 0 | 0 | Healthcare_Existing_Energy Recovery Ventilation System (ERV)_TRC | 0 | 0 | 0 | 0 | 0 | 0 | 0 | 0 | 0 | 0 | 0 | 0 | 0 | 0 | 0 | 0 | 0 | 0 | 0 | 0
Hospitals | Existing | Energy Recovery Ventilation System (ERV) | 317.5226 | 270.7292 |  | 176446.0823 | 15 |  | 1257931.2662 | 6 | CFM | 209655.211 | 7775.9753 | FAIL | FAIL | Hospitals_Existing_Energy Recovery Ventilation System (ERV)_RIM | 0 | 0 | 0 | 0 | 0 | 0 | 0 | 0 | 0 | 0 | 0 | 0 | 0 | 0 | 0 | 0 | 0 | 0 | 0 | 0 | Hospitals_Existing_Energy Recovery Ventilation System (ERV)_TRC | 0 | 0 | 0 | 0 | 0 | 0 | 0 | 0 | 0 | 0 | 0 | 0 | 0 | 0 | 0 | 0 | 0 | 0 | 0 | 0
Institutional | Existing | Energy Recovery Ventilation System (ERV) | 35.227 | 30.0356 |  | 19575.4923 | 15 |  | 123781.7172 | 6 | CFM | 20630.2862 | 862.6916 | FAIL | FAIL | Institutional_Existing_Energy Recovery Ventilation System (ERV)_RIM | 0 | 0 | 0 | 0 | 0 | 0 | 0 | 0 | 0 | 0 | 0 | 0 | 0 | 0 | 0 | 0 | 0 | 0 | 0 | 0 | Institutional_Existing_Energy Recovery Ventilation System (ERV)_TRC | 0 | 0 | 0 | 0 | 0 | 0 | 0 | 0 | 0 | 0 | 0 | 0 | 0 | 0 | 0 | 0 | 0 | 0 | 0 | 0
Lodging/Hospitality | Existing | Energy Recovery Ventilation System (ERV) | 28.8975 | 24.6389 |  | 16058.2446 | 15 |  | 202832.0121 | 6 | CFM | 33805.3353 | 707.6865 | FAIL | FAIL | Lodging/Hospitality_Existing_Energy Recovery Ventilation System (ERV)_RIM | 0 | 0 | 0 | 0 | 0 | 0 | 0 | 0 | 0 | 0 | 0 | 0 | 0 | 0 | 0 | 0 | 0 | 0 | 0 | 0 | Lodging/Hospitality_Existing_Energy Recovery Ventilation System (ERV)_TRC | 0 | 0 | 0 | 0 | 0 | 0 | 0 | 0 | 0 | 0 | 0 | 0 | 0 | 0 | 0 | 0 | 0 | 0 | 0 | 0
Miscellaneous | Existing | Energy Recovery Ventilation System (ERV) | 335.8429 | 286.3496 |  | 186626.5586 | 15 |  | 1731577.3664 | 6 | CFM | 288596.2277 | 8224.6287 | FAIL | FAIL | Miscellaneous_Existing_Energy Recovery Ventilation System (ERV)_RIM | 0 | 0 | 0 | 0 | 0 | 0 | 0 | 0 | 0 | 0 | 0 | 0 | 0 | 0 | 0 | 0 | 0 | 0 | 0 | 0 | Miscellaneous_Existing_Energy Recovery Ventilation System (ERV)_TRC | 0 | 0 | 0 | 0 | 0 | 0 | 0 | 0 | 0 | 0 | 0 | 0 | 0 | 0 | 0 | 0 | 0 | 0 | 0 | 0
Offices | Existing | Energy Recovery Ventilation System (ERV) | 15.4644 | 13.1854 |  | 8593.5069 | 15 |  | 96390.1965 | 6 | CFM | 16065.0328 | 378.7157 | FAIL | FAIL | Offices_Existing_Energy Recovery Ventilation System (ERV)_RIM | 0 | 0 | 0 | 0 | 0 | 0 | 0 | 0 | 0 | 0 | 0 | 0 | 0 | 0 | 0 | 0 | 0 | 0 | 0 | 0 | Offices_Existing_Energy Recovery Ventilation System (ERV)_TRC | 0 | 0 | 0 | 0 | 0 | 0 | 0 | 0 | 0 | 0 | 0 | 0 | 0 | 0 | 0 | 0 | 0 | 0 | 0 | 0
Restaurants | Existing | Energy Recovery Ventilation System (ERV) | 19.9582 | 17.017 |  | 11090.6962 | 15 |  | 30478.736 | 6 | CFM | 5079.7893 | 488.7668 | 28326.1283 | 28326.1283 | Restaurants_Existing_Energy Recovery Ventilation System (ERV)_RIM | 6.1769 | 9.5742 | 14.3745 | 20.466 | 26.7307 | 30.6111 | 29.2184 | 22.1665 | 13.173 | 6.3553 | 68505.6508 | 106184.0319 | 159423.1852 | 226982.676 | 296462.0985 | 339497.9361 | 324052.5363 | 245841.7878 | 146098.2501 | 70484.9449 | Restaurants_Existing_Energy Recovery Ventilation System (ERV)_TRC | 6.1736 | 9.5661 | 14.356 | 20.4271 | 26.6591 | 30.5034 | 29.0948 | 22.0651 | 13.1159 | 6.3334 | 68469.0068 | 106094.9845 | 159218.3144 | 226550.7263 | 295668.018 | 338303.6146 | 322681.6148 | 244717.0507 | 145464.6593 | 70241.7317 | 92.94% | 92.94%
Retail | Existing | Energy Recovery Ventilation System (ERV) | 9.9809 | 8.51 |  | 5546.325 | 15 |  | 68663.0757 | 6 | CFM | 11443.846 | 244.4264 | FAIL | FAIL | Retail_Existing_Energy Recovery Ventilation System (ERV)_RIM | 0 | 0 | 0 | 0 | 0 | 0 | 0 | 0 | 0 | 0 | 0 | 0 | 0 | 0 | 0 | 0 | 0 | 0 | 0 | 0 | Retail_Existing_Energy Recovery Ventilation System (ERV)_TRC | 0 | 0 | 0 | 0 | 0 | 0 | 0 | 0 | 0 | 0 | 0 | 0 | 0 | 0 | 0 | 0 | 0 | 0 | 0 | 0
Schools K-12 | Existing | Energy Recovery Ventilation System (ERV) | 30.6046 | 26.0944 |  | 17006.8797 | 15 |  | 312367.3292 | 6 | CFM | 52061.2215 | 749.4929 | FAIL | FAIL | Schools K-12_Existing_Energy Recovery Ventilation System (ERV)_RIM | 0 | 0 | 0 | 0 | 0 | 0 | 0 | 0 | 0 | 0 | 0 | 0 | 0 | 0 | 0 | 0 | 0 | 0 | 0 | 0 | Schools K-12_Existing_Energy Recovery Ventilation System (ERV)_TRC | 0 | 0 | 0 | 0 | 0 | 0 | 0 | 0 | 0 | 0 | 0 | 0 | 0 | 0 | 0 | 0 | 0 | 0 | 0 | 0
Warehouse | Existing | Energy Recovery Ventilation System (ERV) | 2.9497 | 2.515 |  | 1639.1488 | 15 |  | 96383.9547 | 6 | CFM | 16063.9925 | 72.2373 | FAIL | FAIL | Warehouse_Existing_Energy Recovery Ventilation System (ERV)_RIM | 0 | 0 | 0 | 0 | 0 | 0 | 0 | 0 | 0 | 0 | 0 | 0 | 0 | 0 | 0 | 0 | 0 | 0 | 0 | 0 | Warehouse_Existing_Energy Recovery Ventilation System (ERV)_TRC | 0 | 0 | 0 | 0 | 0 | 0 | 0 | 0 | 0 | 0 | 0 | 0 | 0 | 0 | 0 | 0 | 0 | 0 | 0 | 0
Assembly | New | Energy Recovery Ventilation System (ERV) | 13.3127 | 11.3508 |  | 7397.8089 | 15 |  | 115603.5198 | 6 | CFM | 19267.2533 | 326.0213 | FAIL | FAIL | Assembly_New_Energy Recovery Ventilation System (ERV)_RIM | 0 | 0 | 0 | 0 | 0 | 0 | 0 | 0 | 0 | 0 | 0 | 0 | 0 | 0 | 0 | 0 | 0 | 0 | 0 | 0 | Assembly_New_Energy Recovery Ventilation System (ERV)_TRC | 0 | 0 | 0 | 0 | 0 | 0 | 0 | 0 | 0 | 0 | 0 | 0 | 0 | 0 | 0 | 0 | 0 | 0 | 0 | 0
College and University | New | Energy Recovery Ventilation System (ERV) | 44.638 | 38.0597 |  | 24805.1607 | 15 |  | 455599.2594 | 6 | CFM | 75933.2099 | 1093.1629 | FAIL | FAIL | College and University_New_Energy Recovery Ventilation System (ERV)_RIM | 0 | 0 | 0 | 0 | 0 | 0 | 0 | 0 | 0 | 0 | 0 | 0 | 0 | 0 | 0 | 0 | 0 | 0 | 0 | 0 | College and University_New_Energy Recovery Ventilation System (ERV)_TRC | 0 | 0 | 0 | 0 | 0 | 0 | 0 | 0 | 0 | 0 | 0 | 0 | 0 | 0 | 0 | 0 | 0 | 0 | 0 | 0
Grocery | New | Energy Recovery Ventilation System (ERV) | 17.4579 | 14.8851 |  | 9701.2996 | 15 |  | 28270.1807 | 6 | CFM | 4711.6968 | 427.5361 | 26387.2428 | 26387.2428 | Grocery_New_Energy Recovery Ventilation System (ERV)_RIM | 0.28573 | 0.45528 | 0.76219 | 1.1955 | 1.7033 | 1.9186 | 1.7985 | 1.3394 | 0.78067 | 0.36966 | 2771.9395 | 4416.8004 | 7394.1943 | 11597.6943 | 16524.4688 | 18613.201 | 17447.321 | 12993.8715 | 7573.4791 | 3586.169 | Grocery_New_Energy Recovery Ventilation System (ERV)_TRC | 0.28339 | 0.44983 | 0.74929 | 1.1682 | 1.6542 | 1.8551 | 1.7383 | 1.3008 | 0.76438 | 0.36493 | 2749.2244 | 4363.9621 | 7269.0909 | 11332.595 | 16047.7712 | 17997.0407 | 16864.09 | 12619.3576 | 7415.5085 | 3540.2951 | 93.34% | 93.34%
Healthcare | New | Energy Recovery Ventilation System (ERV) | 30.4729 | 25.9821 |  | 16933.6609 | 15 |  | 120724.5932 | 6 | CFM | 20120.7655 | 746.2661 | FAIL | FAIL | Healthcare_New_Energy Recovery Ventilation System (ERV)_RIM | 0 | 0 | 0 | 0 | 0 | 0 | 0 | 0 | 0 | 0 | 0 | 0 | 0 | 0 | 0 | 0 | 0 | 0 | 0 | 0 | Healthcare_New_Energy Recovery Ventilation System (ERV)_TRC | 0 | 0 | 0 | 0 | 0 | 0 | 0 | 0 | 0 | 0 | 0 | 0 | 0 | 0 | 0 | 0 | 0 | 0 | 0 | 0
Hospitals | New | Energy Recovery Ventilation System (ERV) | 317.5226 | 270.7292 |  | 176446.0823 | 15 |  | 1257931.2662 | 6 | CFM | 209655.211 | 7775.9753 | FAIL | FAIL | Hospitals_New_Energy Recovery Ventilation System (ERV)_RIM | 0 | 0 | 0 | 0 | 0 | 0 | 0 | 0 | 0 | 0 | 0 | 0 | 0 | 0 | 0 | 0 | 0 | 0 | 0 | 0 | Hospitals_New_Energy Recovery Ventilation System (ERV)_TRC | 0 | 0 | 0 | 0 | 0 | 0 | 0 | 0 | 0 | 0 | 0 | 0 | 0 | 0 | 0 | 0 | 0 | 0 | 0 | 0
Institutional | New | Energy Recovery Ventilation System (ERV) | 35.227 | 30.0356 |  | 19575.4923 | 15 |  | 123781.7172 | 6 | CFM | 20630.2862 | 862.6916 | FAIL | FAIL | Institutional_New_Energy Recovery Ventilation System (ERV)_RIM | 0 | 0 | 0 | 0 | 0 | 0 | 0 | 0 | 0 | 0 | 0 | 0 | 0 | 0 | 0 | 0 | 0 | 0 | 0 | 0 | Institutional_New_Energy Recovery Ventilation System (ERV)_TRC | 0 | 0 | 0 | 0 | 0 | 0 | 0 | 0 | 0 | 0 | 0 | 0 | 0 | 0 | 0 | 0 | 0 | 0 | 0 | 0
Lodging/Hospitality | New | Energy Recovery Ventilation System (ERV) | 28.8975 | 24.6389 |  | 16058.2446 | 15 |  | 202832.0121 | 6 | CFM | 33805.3353 | 707.6865 | FAIL | FAIL | Lodging/Hospitality_New_Energy Recovery Ventilation System (ERV)_RIM | 0 | 0 | 0 | 0 | 0 | 0 | 0 | 0 | 0 | 0 | 0 | 0 | 0 | 0 | 0 | 0 | 0 | 0 | 0 | 0 | Lodging/Hospitality_New_Energy Recovery Ventilation System (ERV)_TRC | 0 | 0 | 0 | 0 | 0 | 0 | 0 | 0 | 0 | 0 | 0 | 0 | 0 | 0 | 0 | 0 | 0 | 0 | 0 | 0
Miscellaneous | New | Energy Recovery Ventilation System (ERV) | 335.8429 | 286.3496 |  | 186626.5586 | 15 |  | 1731577.3664 | 6 | CFM | 288596.2277 | 8224.6287 | FAIL | FAIL | Miscellaneous_New_Energy Recovery Ventilation System (ERV)_RIM | 0 | 0 | 0 | 0 | 0 | 0 | 0 | 0 | 0 | 0 | 0 | 0 | 0 | 0 | 0 | 0 | 0 | 0 | 0 | 0 | Miscellaneous_New_Energy Recovery Ventilation System (ERV)_TRC | 0 | 0 | 0 | 0 | 0 | 0 | 0 | 0 | 0 | 0 | 0 | 0 | 0 | 0 | 0 | 0 | 0 | 0 | 0 | 0
Offices | New | Energy Recovery Ventilation System (ERV) | 15.4644 | 13.1854 |  | 8593.5069 | 15 |  | 96390.1965 | 6 | CFM | 16065.0328 | 378.7157 | FAIL | FAIL | Offices_New_Energy Recovery Ventilation System (ERV)_RIM | 0 | 0 | 0 | 0 | 0 | 0 | 0 | 0 | 0 | 0 | 0 | 0 | 0 | 0 | 0 | 0 | 0 | 0 | 0 | 0 | Offices_New_Energy Recovery Ventilation System (ERV)_TRC | 0 | 0 | 0 | 0 | 0 | 0 | 0 | 0 | 0 | 0 | 0 | 0 | 0 | 0 | 0 | 0 | 0 | 0 | 0 | 0
Restaurants | New | Energy Recovery Ventilation System (ERV) | 19.9582 | 17.017 |  | 11090.6962 | 15 |  | 30478.736 | 6 | CFM | 5079.7893 | 488.7668 | 28326.1283 | 28326.1283 | Restaurants_New_Energy Recovery Ventilation System (ERV)_RIM | 0.83094 | 1.3528 | 2.3032 | 3.6626 | 5.279 | 5.7703 | 5.2629 | 3.8728 | 2.2195 | 1.0547 | 9215.7402 | 15003.909 | 25543.9009 | 40620.3467 | 58547.7126 | 63996.6907 | 58368.7345 | 42951.7229 | 24615.721 | 11697.8603 | Restaurants_New_Energy Recovery Ventilation System (ERV)_TRC | 0.81741 | 1.32 | 2.222 | 3.4829 | 4.9438 | 5.3394 | 3.7368 | 1.8342 | 0.97175 | 0.72817 | 9065.7014 | 14639.4678 | 24644.0543 | 38628.2196 | 54830.357 | 59217.9718 | 41443.5323 | 20342.3221 | 10777.4361 | 8075.9449 | 92.94% | 92.94%
Retail | New | Energy Recovery Ventilation System (ERV) | 9.9809 | 8.51 |  | 5546.325 | 15 |  | 68663.0757 | 6 | CFM | 11443.846 | 244.4264 | FAIL | FAIL | Retail_New_Energy Recovery Ventilation System (ERV)_RIM | 0 | 0 | 0 | 0 | 0 | 0 | 0 | 0 | 0 | 0 | 0 | 0 | 0 | 0 | 0 | 0 | 0 | 0 | 0 | 0 | Retail_New_Energy Recovery Ventilation System (ERV)_TRC | 0 | 0 | 0 | 0 | 0 | 0 | 0 | 0 | 0 | 0 | 0 | 0 | 0 | 0 | 0 | 0 | 0 | 0 | 0 | 0
Schools K-12 | New | Energy Recovery Ventilation System (ERV) | 30.6046 | 26.0944 |  | 17006.8797 | 15 |  | 312367.3292 | 6 | CFM | 52061.2215 | 749.4929 | FAIL | FAIL | Schools K-12_New_Energy Recovery Ventilation System (ERV)_RIM | 0 | 0 | 0 | 0 | 0 | 0 | 0 | 0 | 0 | 0 | 0 | 0 | 0 | 0 | 0 | 0 | 0 | 0 | 0 | 0 | Schools K-12_New_Energy Recovery Ventilation System (ERV)_TRC | 0 | 0 | 0 | 0 | 0 | 0 | 0 | 0 | 0 | 0 | 0 | 0 | 0 | 0 | 0 | 0 | 0 | 0 | 0 | 0
Warehouse | New | Energy Recovery Ventilation System (ERV) | 2.9497 | 2.515 |  | 1639.1488 | 15 |  | 96383.9547 | 6 | CFM | 16063.9925 | 72.2373 | FAIL | FAIL | Warehouse_New_Energy Recovery Ventilation System (ERV)_RIM | 0 | 0 | 0 | 0 | 0 | 0 | 0 | 0 | 0 | 0 | 0 | 0 | 0 | 0 | 0 | 0 | 0 | 0 | 0 | 0 | Warehouse_New_Energy Recovery Ventilation System (ERV)_TRC | 0 | 0 | 0 | 0 | 0 | 0 | 0 | 0 | 0 | 0 | 0 | 0 | 0 | 0 | 0 | 0 | 0 | 0 | 0 | 0
Assembly | Existing | Facility Commissioning | 0 | 0 |  | 0 | 10 |  | 22350.0138 | 1.16 | sq ft | 19267.2533 | 0 | FAIL | FAIL | Assembly_Existing_Facility Commissioning_RIM | 0 | 0 | 0 | 0 | 0 | 0 | 0 | 0 | 0 | 0 | 0 | 0 | 0 | 0 | 0 | 0 | 0 | 0 | 0 | 0 | Assembly_Existing_Facility Commissioning_TRC | 0 | 0 | 0 | 0 | 0 | 0 | 0 | 0 | 0 | 0 | 0 | 0 | 0 | 0 | 0 | 0 | 0 | 0 | 0 | 0
College and University | Existing | Facility Commissioning | 0 | 0 |  | 0 | 10 |  | 88082.5235 | 1.16 | sq ft | 75933.2099 | 0 | FAIL | FAIL | College and University_Existing_Facility Commissioning_RIM | 0 | 0 | 0 | 0 | 0 | 0 | 0 | 0 | 0 | 0 | 0 | 0 | 0 | 0 | 0 | 0 | 0 | 0 | 0 | 0 | College and University_Existing_Facility Commissioning_TRC | 0 | 0 | 0 | 0 | 0 | 0 | 0 | 0 | 0 | 0 | 0 | 0 | 0 | 0 | 0 | 0 | 0 | 0 | 0 | 0
Grocery | Existing | Facility Commissioning | 0 | 0 |  | 0 | 10 |  | 5465.5683 | 1.16 | sq ft | 4711.6968 | 0 | FAIL | FAIL | Grocery_Existing_Facility Commissioning_RIM | 0 | 0 | 0 | 0 | 0 | 0 | 0 | 0 | 0 | 0 | 0 | 0 | 0 | 0 | 0 | 0 | 0 | 0 | 0 | 0 | Grocery_Existing_Facility Commissioning_TRC | 0 | 0 | 0 | 0 | 0 | 0 | 0 | 0 | 0 | 0 | 0 | 0 | 0 | 0 | 0 | 0 | 0 | 0 | 0 | 0
Healthcare | Existing | Facility Commissioning | 0 | 0 |  | 0 | 10 |  | 23340.088 | 1.16 | sq ft | 20120.7655 | 0 | FAIL | FAIL | Healthcare_Existing_Facility Commissioning_RIM | 0 | 0 | 0 | 0 | 0 | 0 | 0 | 0 | 0 | 0 | 0 | 0 | 0 | 0 | 0 | 0 | 0 | 0 | 0 | 0 | Healthcare_Existing_Facility Commissioning_TRC | 0 | 0 | 0 | 0 | 0 | 0 | 0 | 0 | 0 | 0 | 0 | 0 | 0 | 0 | 0 | 0 | 0 | 0 | 0 | 0
Hospitals | Existing | Facility Commissioning | 0 | 0 |  | 0 | 10 |  | 243200.0448 | 1.16 | sq ft | 209655.211 | 0 | FAIL | FAIL | Hospitals_Existing_Facility Commissioning_RIM | 0 | 0 | 0 | 0 | 0 | 0 | 0 | 0 | 0 | 0 | 0 | 0 | 0 | 0 | 0 | 0 | 0 | 0 | 0 | 0 | Hospitals_Existing_Facility Commissioning_TRC | 0 | 0 | 0 | 0 | 0 | 0 | 0 | 0 | 0 | 0 | 0 | 0 | 0 | 0 | 0 | 0 | 0 | 0 | 0 | 0
Institutional | Existing | Facility Commissioning | 0 | 0 |  | 0 | 10 |  | 23931.132 | 1.16 | sq ft | 20630.2862 | 0 | FAIL | FAIL | Institutional_Existing_Facility Commissioning_RIM | 0 | 0 | 0 | 0 | 0 | 0 | 0 | 0 | 0 | 0 | 0 | 0 | 0 | 0 | 0 | 0 | 0 | 0 | 0 | 0 | Institutional_Existing_Facility Commissioning_TRC | 0 | 0 | 0 | 0 | 0 | 0 | 0 | 0 | 0 | 0 | 0 | 0 | 0 | 0 | 0 | 0 | 0 | 0 | 0 | 0
Lodging/Hospitality | Existing | Facility Commissioning | 0 | 0 |  | 0 | 10 |  | 39214.189 | 1.16 | sq ft | 33805.3353 | 0 | FAIL | FAIL | Lodging/Hospitality_Existing_Facility Commissioning_RIM | 0 | 0 | 0 | 0 | 0 | 0 | 0 | 0 | 0 | 0 | 0 | 0 | 0 | 0 | 0 | 0 | 0 | 0 | 0 | 0 | Lodging/Hospitality_Existing_Facility Commissioning_TRC | 0 | 0 | 0 | 0 | 0 | 0 | 0 | 0 | 0 | 0 | 0 | 0 | 0 | 0 | 0 | 0 | 0 | 0 | 0 | 0
Miscellaneous | Existing | Facility Commissioning | 0 | 0 |  | 0 | 10 |  | 334055.5551 | 1.16 | sq ft | 287978.9268 | 0 | FAIL | FAIL | Miscellaneous_Existing_Facility Commissioning_RIM | 0 | 0 | 0 | 0 | 0 | 0 | 0 | 0 | 0 | 0 | 0 | 0 | 0 | 0 | 0 | 0 | 0 | 0 | 0 | 0 | Miscellaneous_Existing_Facility Commissioning_TRC | 0 | 0 | 0 | 0 | 0 | 0 | 0 | 0 | 0 | 0 | 0 | 0 | 0 | 0 | 0 | 0 | 0 | 0 | 0 | 0
Offices | Existing | Facility Commissioning | 0 | 0 |  | 0 | 10 |  | 18635.438 | 1.16 | sq ft | 16065.0328 | 0 | FAIL | FAIL | Offices_Existing_Facility Commissioning_RIM | 0 | 0 | 0 | 0 | 0 | 0 | 0 | 0 | 0 | 0 | 0 | 0 | 0 | 0 | 0 | 0 | 0 | 0 | 0 | 0 | Offices_Existing_Facility Commissioning_TRC | 0 | 0 | 0 | 0 | 0 | 0 | 0 | 0 | 0 | 0 | 0 | 0 | 0 | 0 | 0 | 0 | 0 | 0 | 0 | 0
Restaurants | Existing | Facility Commissioning | 0 | 0 |  | 0 | 10 |  | 5892.5556 | 1.16 | sq ft | 5079.7893 | 0 | FAIL | FAIL | Restaurants_Existing_Facility Commissioning_RIM | 0 | 0 | 0 | 0 | 0 | 0 | 0 | 0 | 0 | 0 | 0 | 0 | 0 | 0 | 0 | 0 | 0 | 0 | 0 | 0 | Restaurants_Existing_Facility Commissioning_TRC | 0 | 0 | 0 | 0 | 0 | 0 | 0 | 0 | 0 | 0 | 0 | 0 | 0 | 0 | 0 | 0 | 0 | 0 | 0 | 0
Retail | Existing | Facility Commissioning | 0 | 0 |  | 0 | 10 |  | 13274.8613 | 1.16 | sq ft | 11443.846 | 0 | FAIL | FAIL | Retail_Existing_Facility Commissioning_RIM | 0 | 0 | 0 | 0 | 0 | 0 | 0 | 0 | 0 | 0 | 0 | 0 | 0 | 0 | 0 | 0 | 0 | 0 | 0 | 0 | Retail_Existing_Facility Commissioning_TRC | 0 | 0 | 0 | 0 | 0 | 0 | 0 | 0 | 0 | 0 | 0 | 0 | 0 | 0 | 0 | 0 | 0 | 0 | 0 | 0
Schools K-12 | Existing | Facility Commissioning | 0 | 0 |  | 0 | 10 |  | 60391.017 | 1.16 | sq ft | 52061.2215 | 0 | FAIL | FAIL | Schools K-12_Existing_Facility Commissioning_RIM | 0 | 0 | 0 | 0 | 0 | 0 | 0 | 0 | 0 | 0 | 0 | 0 | 0 | 0 | 0 | 0 | 0 | 0 | 0 | 0 | Schools K-12_Existing_Facility Commissioning_TRC | 0 | 0 | 0 | 0 | 0 | 0 | 0 | 0 | 0 | 0 | 0 | 0 | 0 | 0 | 0 | 0 | 0 | 0 | 0 | 0
Warehouse | Existing | Facility Commissioning | 0 | 0 |  | 0 | 10 |  | 18634.2312 | 1.16 | sq ft | 16063.9925 | 0 | FAIL | FAIL | Warehouse_Existing_Facility Commissioning_RIM | 0 | 0 | 0 | 0 | 0 | 0 | 0 | 0 | 0 | 0 | 0 | 0 | 0 | 0 | 0 | 0 | 0 | 0 | 0 | 0 | Warehouse_Existing_Facility Commissioning_TRC | 0 | 0 | 0 | 0 | 0 | 0 | 0 | 0 | 0 | 0 | 0 | 0 | 0 | 0 | 0 | 0 | 0 | 0 | 0 | 0
Assembly | New | Facility Commissioning | 1.3944 | 0.13997 |  | 6489.3061 | 10 |  | 22350.0138 | 1.16 | sq ft | 19267.2533 | 285.9836 | FAIL | FAIL | Assembly_New_Facility Commissioning_RIM | 0 | 0 | 0 | 0 | 0 | 0 | 0 | 0 | 0 | 0 | 0 | 0 | 0 | 0 | 0 | 0 | 0 | 0 | 0 | 0 | Assembly_New_Facility Commissioning_TRC | 0 | 0 | 0 | 0 | 0 | 0 | 0 | 0 | 0 | 0 | 0 | 0 | 0 | 0 | 0 | 0 | 0 | 0 | 0 | 0
College and University | New | Facility Commissioning | 7.1769 | 5.9242 |  | 38758.0637 | 10 |  | 88082.5235 | 1.16 | sq ft | 75933.2099 | 1708.0671 | FAIL | FAIL | College and University_New_Facility Commissioning_RIM | 0 | 0 | 0 | 0 | 0 | 0 | 0 | 0 | 0 | 0 | 0 | 0 | 0 | 0 | 0 | 0 | 0 | 0 | 0 | 0 | College and University_New_Facility Commissioning_TRC | 0 | 0 | 0 | 0 | 0 | 0 | 0 | 0 | 0 | 0 | 0 | 0 | 0 | 0 | 0 | 0 | 0 | 0 | 0 | 0
Grocery | New | Facility Commissioning | 3.3572 | 0.33698 |  | 15623.633 | 10 |  | 5465.5683 | 1.16 | sq ft | 4711.6968 | 688.5332 | FAIL | 2433.1569 | Grocery_New_Facility Commissioning_RIM | 0 | 0 | 0 | 0 | 0 | 0 | 0 | 0 | 0 | 0 | 0 | 0 | 0 | 0 | 0 | 0 | 0 | 0 | 0 | 0 | Grocery_New_Facility Commissioning_TRC | 0.1568 | 0.23769 | 0.38026 | 0.57659 | 0.8104 | 0.93289 | 0.9433 | 0.81315 | 0.58754 | 0.35961 | 2449.7118 | 3713.5257 | 5941.0581 | 9008.4421 | 12661.3397 | 14575.1467 | 14737.722 | 12704.3206 | 9179.4915 | 5618.4326 |  | 44.52%
Healthcare | New | Facility Commissioning | 5.8599 | 0.5882 |  | 27271.1197 | 10 |  | 23340.088 | 1.16 | sq ft | 20120.7655 | 1201.8377 | FAIL | FAIL | Healthcare_New_Facility Commissioning_RIM | 0 | 0 | 0 | 0 | 0 | 0 | 0 | 0 | 0 | 0 | 0 | 0 | 0 | 0 | 0 | 0 | 0 | 0 | 0 | 0 | Healthcare_New_Facility Commissioning_TRC | 0 | 0 | 0 | 0 | 0 | 0 | 0 | 0 | 0 | 0 | 0 | 0 | 0 | 0 | 0 | 0 | 0 | 0 | 0 | 0
Hospitals | New | Facility Commissioning | 52.6188 | 43.4343 |  | 284160.7767 | 10 |  | 243200.0448 | 1.16 | sq ft | 209655.211 | 12522.9598 | FAIL | FAIL | Hospitals_New_Facility Commissioning_RIM | 0 | 0 | 0 | 0 | 0 | 0 | 0 | 0 | 0 | 0 | 0 | 0 | 0 | 0 | 0 | 0 | 0 | 0 | 0 | 0 | Hospitals_New_Facility Commissioning_TRC | 0 | 0 | 0 | 0 | 0 | 0 | 0 | 0 | 0 | 0 | 0 | 0 | 0 | 0 | 0 | 0 | 0 | 0 | 0 | 0
Institutional | New | Facility Commissioning | 6.7742 | 0.67996 |  | 31525.7048 | 10 |  | 23931.132 | 1.16 | sq ft | 20630.2862 | 1389.3372 | FAIL | FAIL | Institutional_New_Facility Commissioning_RIM | 0 | 0 | 0 | 0 | 0 | 0 | 0 | 0 | 0 | 0 | 0 | 0 | 0 | 0 | 0 | 0 | 0 | 0 | 0 | 0 | Institutional_New_Facility Commissioning_TRC | 0 | 0 | 0 | 0 | 0 | 0 | 0 | 0 | 0 | 0 | 0 | 0 | 0 | 0 | 0 | 0 | 0 | 0 | 0 | 0
Lodging/Hospitality | New | Facility Commissioning | 5.557 | 0.55779 |  | 25861.2898 | 10 |  | 39214.189 | 1.16 | sq ft | 33805.3353 | 1139.7065 | FAIL | FAIL | Lodging/Hospitality_New_Facility Commissioning_RIM | 0 | 0 | 0 | 0 | 0 | 0 | 0 | 0 | 0 | 0 | 0 | 0 | 0 | 0 | 0 | 0 | 0 | 0 | 0 | 0 | Lodging/Hospitality_New_Facility Commissioning_TRC | 0 | 0 | 0 | 0 | 0 | 0 | 0 | 0 | 0 | 0 | 0 | 0 | 0 | 0 | 0 | 0 | 0 | 0 | 0 | 0
Miscellaneous | New | Facility Commissioning | 64.5827 | 6.4826 |  | 300556.1084 | 10 |  | 334055.5551 | 1.16 | sq ft | 287978.9268 | 13245.5017 | FAIL | FAIL | Miscellaneous_New_Facility Commissioning_RIM | 0 | 0 | 0 | 0 | 0 | 0 | 0 | 0 | 0 | 0 | 0 | 0 | 0 | 0 | 0 | 0 | 0 | 0 | 0 | 0 | Miscellaneous_New_Facility Commissioning_TRC | 0 | 0 | 0 | 0 | 0 | 0 | 0 | 0 | 0 | 0 | 0 | 0 | 0 | 0 | 0 | 0 | 0 | 0 | 0 | 0
Offices | New | Facility Commissioning | 4.8276 | 0.48457 |  | 22466.6847 | 10 |  | 18635.438 | 1.16 | sq ft | 16065.0328 | 990.1063 | FAIL | FAIL | Offices_New_Facility Commissioning_RIM | 0 | 0 | 0 | 0 | 0 | 0 | 0 | 0 | 0 | 0 | 0 | 0 | 0 | 0 | 0 | 0 | 0 | 0 | 0 | 0 | Offices_New_Facility Commissioning_TRC | 0 | 0 | 0 | 0 | 0 | 0 | 0 | 0 | 0 | 0 | 0 | 0 | 0 | 0 | 0 | 0 | 0 | 0 | 0 | 0
Restaurants | New | Facility Commissioning | 3.4982 | 0.35113 |  | 16279.921 | 10 |  | 5892.5556 | 1.16 | sq ft | 5079.7893 | 717.4558 | FAIL | 2732.7645 | Restaurants_New_Facility Commissioning_RIM | 0 | 0 | 0 | 0 | 0 | 0 | 0 | 0 | 0 | 0 | 0 | 0 | 0 | 0 | 0 | 0 | 0 | 0 | 0 | 0 | Restaurants_New_Facility Commissioning_TRC | 0.62826 | 0.96968 | 1.5695 | 2.396 | 3.3044 | 3.4676 | 3.4981 | 3.1066 | 2.2156 | 1.3745 | 10227.9987 | 15786.2482 | 25551.9197 | 39007.3473 | 53794.8524 | 56451.8191 | 56948.5757 | 50575.9627 | 36070.4891 | 22376.2051 |  | 46.38%
Retail | New | Facility Commissioning | 1.5279 | 0.15337 |  | 7110.6731 | 10 |  | 13274.8613 | 1.16 | sq ft | 11443.846 | 313.3672 | FAIL | FAIL | Retail_New_Facility Commissioning_RIM | 0 | 0 | 0 | 0 | 0 | 0 | 0 | 0 | 0 | 0 | 0 | 0 | 0 | 0 | 0 | 0 | 0 | 0 | 0 | 0 | Retail_New_Facility Commissioning_TRC | 0 | 0 | 0 | 0 | 0 | 0 | 0 | 0 | 0 | 0 | 0 | 0 | 0 | 0 | 0 | 0 | 0 | 0 | 0 | 0
Schools K-12 | New | Facility Commissioning | 5.71 | 0.57315 |  | 26573.2496 | 10 |  | 60391.017 | 1.16 | sq ft | 52061.2215 | 1171.0826 | FAIL | FAIL | Schools K-12_New_Facility Commissioning_RIM | 0 | 0 | 0 | 0 | 0 | 0 | 0 | 0 | 0 | 0 | 0 | 0 | 0 | 0 | 0 | 0 | 0 | 0 | 0 | 0 | Schools K-12_New_Facility Commissioning_TRC | 0 | 0 | 0 | 0 | 0 | 0 | 0 | 0 | 0 | 0 | 0 | 0 | 0 | 0 | 0 | 0 | 0 | 0 | 0 | 0
Warehouse | New | Facility Commissioning | 0.56723 | 0.056937 |  | 2639.7968 | 10 |  | 18634.2312 | 1.16 | sq ft | 16063.9925 | 116.3358 | FAIL | FAIL | Warehouse_New_Facility Commissioning_RIM | 0 | 0 | 0 | 0 | 0 | 0 | 0 | 0 | 0 | 0 | 0 | 0 | 0 | 0 | 0 | 0 | 0 | 0 | 0 | 0 | Warehouse_New_Facility Commissioning_TRC | 0 | 0 | 0 | 0 | 0 | 0 | 0 | 0 | 0 | 0 | 0 | 0 | 0 | 0 | 0 | 0 | 0 | 0 | 0 | 0
Assembly | Existing | Facility Energy Management System | 3.8562 | 0.3316 |  | 18398.4231 | 15 |  | 14450.44 | 0.75 | sq ft | 19267.2533 | 409.2723 | FAIL | FAIL | Assembly_Existing_Facility Energy Management System_RIM | 0 | 0 | 0 | 0 | 0 | 0 | 0 | 0 | 0 | 0 | 0 | 0 | 0 | 0 | 0 | 0 | 0 | 0 | 0 | 0 | Assembly_Existing_Facility Energy Management System_TRC | 0 | 0 | 0 | 0 | 0 | 0 | 0 | 0 | 0 | 0 | 0 | 0 | 0 | 0 | 0 | 0 | 0 | 0 | 0 | 0
College and University | Existing | Facility Energy Management System | 16.2679 | 14.0526 |  | 109886.5187 | 15 |  | 56949.9074 | 0.75 | sq ft | 75933.2099 | 2444.4219 | FAIL | 35621.8896 | College and University_Existing_Facility Energy Management System_RIM | 0 | 0 | 0 | 0 | 0 | 0 | 0 | 0 | 0 | 0 | 0 | 0 | 0 | 0 | 0 | 0 | 0 | 0 | 0 | 0 | College and University_Existing_Facility Energy Management System_TRC | 0.0072392 | 0.010553 | 0.015004 | 0.020425 | 0.025982 | 0.030041 | 0.03059 | 0.026589 | 0.019394 | 0.011972 | 795.49 | 1159.5884 | 1648.7156 | 2244.4686 | 2855.0429 | 3301.089 | 3361.4767 | 2921.7556 | 2131.1837 | 1315.5383 |  | 62.55%
Grocery | Existing | Facility Energy Management System | 11.5595 | 5.3149 |  | 44295.9859 | 15 |  | 3533.7726 | 0.75 | sq ft | 4711.6968 | 985.3627 | FAIL | FAIL | Grocery_Existing_Facility Energy Management System_RIM | 0 | 0 | 0 | 0 | 0 | 0 | 0 | 0 | 0 | 0 | 0 | 0 | 0 | 0 | 0 | 0 | 0 | 0 | 0 | 0 | Grocery_Existing_Facility Energy Management System_TRC | 0 | 0 | 0 | 0 | 0 | 0 | 0 | 0 | 0 | 0 | 0 | 0 | 0 | 0 | 0 | 0 | 0 | 0 | 0 | 0
Healthcare | Existing | Facility Energy Management System | 16.2055 | 1.3935 |  | 77318.837 | 15 |  | 15090.5742 | 0.75 | sq ft | 20120.7655 | 1719.9549 | FAIL | 83.6602 | Healthcare_Existing_Facility Energy Management System_RIM | 0 | 0 | 0 | 0 | 0 | 0 | 0 | 0 | 0 | 0 | 0 | 0 | 0 | 0 | 0 | 0 | 0 | 0 | 0 | 0 | Healthcare_Existing_Facility Energy Management System_TRC | 0.010746 | 0.013496 | 0.017174 | 0.021665 | 0.026273 | 0.029661 | 0.030168 | 0.026928 | 0.021075 | 0.015034 | 830.901 | 1043.5216 | 1327.8823 | 1675.0908 | 2031.3875 | 2293.3168 | 2332.5292 | 2082.0119 | 1629.5329 | 1162.4079 |  | 0.5544%
Hospitals | Existing | Facility Energy Management System | 119.2704 | 103.029 |  | 805650.1165 | 15 |  | 157241.4083 | 0.75 | sq ft | 209655.211 | 17921.6598 | FAIL | 871.7258 | Hospitals_Existing_Facility Energy Management System_RIM | 0 | 0 | 0 | 0 | 0 | 0 | 0 | 0 | 0 | 0 | 0 | 0 | 0 | 0 | 0 | 0 | 0 | 0 | 0 | 0 | Hospitals_Existing_Facility Energy Management System_TRC | 0.013068 | 0.01681 | 0.021968 | 0.028264 | 0.034725 | 0.03947 | 0.040164 | 0.035589 | 0.02734 | 0.018828 | 10528.4441 | 13543.3268 | 17698.5701 | 22770.892 | 27976.2793 | 31799.373 | 32357.9386 | 28672.1566 | 22026.6908 | 15168.6321 |  | 0.5544%
Institutional | Existing | Facility Energy Management System | 18.7338 | 1.6109 |  | 89381.399 | 15 |  | 15472.7147 | 0.75 | sq ft | 20630.2862 | 1988.2862 | FAIL | FAIL | Institutional_Existing_Facility Energy Management System_RIM | 0 | 0 | 0 | 0 | 0 | 0 | 0 | 0 | 0 | 0 | 0 | 0 | 0 | 0 | 0 | 0 | 0 | 0 | 0 | 0 | Institutional_Existing_Facility Energy Management System_TRC | 0 | 0 | 0 | 0 | 0 | 0 | 0 | 0 | 0 | 0 | 0 | 0 | 0 | 0 | 0 | 0 | 0 | 0 | 0 | 0
Lodging/Hospitality | Existing | Facility Energy Management System | 19.134 | 8.7976 |  | 73321.6996 | 15 |  | 25354.0015 | 0.75 | sq ft | 33805.3353 | 1631.0387 | FAIL | 11122.8971 | Lodging/Hospitality_Existing_Facility Energy Management System_RIM | 0 | 0 | 0 | 0 | 0 | 0 | 0 | 0 | 0 | 0 | 0 | 0 | 0 | 0 | 0 | 0 | 0 | 0 | 0 | 0 | Lodging/Hospitality_Existing_Facility Energy Management System_TRC | 0.01705 | 0.022813 | 0.030091 | 0.038958 | 0.048023 | 0.054729 | 0.055812 | 0.049544 | 0.038111 | 0.026261 | 1250.1399 | 1672.6949 | 2206.2961 | 2856.474 | 3521.1285 | 4012.8476 | 4092.2554 | 3632.6443 | 2794.3543 | 1925.4721 |  | 43.87%
Miscellaneous | Existing | Facility Energy Management System | 178.6019 | 15.3582 |  | 852134.0156 | 15 |  | 216520.0062 | 0.75 | sq ft | 288693.3416 | 18955.6926 | FAIL | 51128.203 | Miscellaneous_Existing_Facility Energy Management System_RIM | 0 | 0 | 0 | 0 | 0 | 0 | 0 | 0 | 0 | 0 | 0 | 0 | 0 | 0 | 0 | 0 | 0 | 0 | 0 | 0 | Miscellaneous_Existing_Facility Energy Management System_TRC | 0.041267 | 0.043018 | 0.047616 | 0.053135 | 0.058325 | 0.061213 | 0.059682 | 0.053023 | 0.043348 | 0.034095 | 35164.8965 | 36657.2228 | 40575.1417 | 45278.0293 | 49700.7999 | 52161.9107 | 50857.3873 | 45182.7114 | 36938.6445 | 29053.0968 |  | 23.61%
Offices | Existing | Facility Energy Management System | 13.3506 | 1.148 |  | 63697.3454 | 15 |  | 12048.7746 | 0.75 | sq ft | 16065.0328 | 1416.9453 | FAIL | FAIL | Offices_Existing_Facility Energy Management System_RIM | 0 | 0 | 0 | 0 | 0 | 0 | 0 | 0 | 0 | 0 | 0 | 0 | 0 | 0 | 0 | 0 | 0 | 0 | 0 | 0 | Offices_Existing_Facility Energy Management System_TRC | 0 | 0 | 0 | 0 | 0 | 0 | 0 | 0 | 0 | 0 | 0 | 0 | 0 | 0 | 0 | 0 | 0 | 0 | 0 | 0
Restaurants | Existing | Facility Energy Management System | 12.0451 | 5.5382 |  | 46156.6879 | 15 |  | 3809.842 | 0.75 | sq ft | 5079.7893 | 1026.754 | FAIL | FAIL | Restaurants_Existing_Facility Energy Management System_RIM | 0 | 0 | 0 | 0 | 0 | 0 | 0 | 0 | 0 | 0 | 0 | 0 | 0 | 0 | 0 | 0 | 0 | 0 | 0 | 0 | Restaurants_Existing_Facility Energy Management System_TRC | 0 | 0 | 0 | 0 | 0 | 0 | 0 | 0 | 0 | 0 | 0 | 0 | 0 | 0 | 0 | 0 | 0 | 0 | 0 | 0
Retail | Existing | Facility Energy Management System | 5.261 | 2.419 |  | 20160.1173 | 15 |  | 8582.8845 | 0.75 | sq ft | 11443.846 | 448.4611 | FAIL | 4669.981 | Retail_Existing_Facility Energy Management System_RIM | 0 | 0 | 0 | 0 | 0 | 0 | 0 | 0 | 0 | 0 | 0 | 0 | 0 | 0 | 0 | 0 | 0 | 0 | 0 | 0 | Retail_Existing_Facility Energy Management System_TRC | 2.2385 | 2.6807 | 3.2678 | 3.9887 | 4.7348 | 5.2875 | 5.383 | 4.8803 | 3.9584 | 3.0023 | 45128.741 | 54043.4524 | 65879.4633 | 80412.9636 | 95453.4995 | 106597.2548 | 108521.7267 | 98387.2923 | 79801.7624 | 60526.0272 |  | 54.41%
Schools K-12 | Existing | Facility Energy Management System | 15.7908 | 1.3579 |  | 75340.2418 | 15 |  | 39045.9161 | 0.75 | sq ft | 52061.2215 | 1675.9411 | FAIL | 24423.0303 | Schools K-12_Existing_Facility Energy Management System_RIM | 0 | 0 | 0 | 0 | 0 | 0 | 0 | 0 | 0 | 0 | 0 | 0 | 0 | 0 | 0 | 0 | 0 | 0 | 0 | 0 | Schools K-12_Existing_Facility Energy Management System_TRC | 0.041797 | 0.060544 | 0.086071 | 0.11715 | 0.14898 | 0.17222 | 0.17535 | 0.15244 | 0.11123 | 0.068682 | 3148.9689 | 4561.4087 | 6484.6082 | 8826.0718 | 11224.3113 | 12974.9074 | 13211.2658 | 11485.1411 | 8380.2936 | 5174.4868 |  | 62.55%
Warehouse | Existing | Facility Energy Management System | 1.5687 | 0.13489 |  | 7484.3286 | 15 |  | 12047.9943 | 0.75 | sq ft | 16063.9925 | 166.4886 | FAIL | FAIL | Warehouse_Existing_Facility Energy Management System_RIM | 0 | 0 | 0 | 0 | 0 | 0 | 0 | 0 | 0 | 0 | 0 | 0 | 0 | 0 | 0 | 0 | 0 | 0 | 0 | 0 | Warehouse_Existing_Facility Energy Management System_TRC | 0 | 0 | 0 | 0 | 0 | 0 | 0 | 0 | 0 | 0 | 0 | 0 | 0 | 0 | 0 | 0 | 0 | 0 | 0 | 0
Assembly | New | Facility Energy Management System | 3.8562 | 0.3316 |  | 18398.4231 | 15 |  | 14450.44 | 0.75 | sq ft | 19267.2533 | 409.2723 | FAIL | FAIL | Assembly_New_Facility Energy Management System_RIM | 0 | 0 | 0 | 0 | 0 | 0 | 0 | 0 | 0 | 0 | 0 | 0 | 0 | 0 | 0 | 0 | 0 | 0 | 0 | 0 | Assembly_New_Facility Energy Management System_TRC | 0 | 0 | 0 | 0 | 0 | 0 | 0 | 0 | 0 | 0 | 0 | 0 | 0 | 0 | 0 | 0 | 0 | 0 | 0 | 0
College and University | New | Facility Energy Management System | 16.2679 | 14.0526 |  | 109886.5187 | 15 |  | 56949.9074 | 0.75 | sq ft | 75933.2099 | 2444.4219 | FAIL | 35621.8896 | College and University_New_Facility Energy Management System_RIM | 0 | 0 | 0 | 0 | 0 | 0 | 0 | 0 | 0 | 0 | 0 | 0 | 0 | 0 | 0 | 0 | 0 | 0 | 0 | 0 | College and University_New_Facility Energy Management System_TRC | 0.0034336 | 0.0046601 | 0.0066992 | 0.0092117 | 0.011837 | 0.012783 | 0.012571 | 0.010928 | 0.0075856 | 0.0045237 | 377.3096 | 512.078 | 736.1557 | 1012.2386 | 1300.7539 | 1404.7011 | 1381.3601 | 1200.8071 | 833.5536 | 497.096 |  | 62.55%
Grocery | New | Facility Energy Management System | 11.5595 | 5.3149 |  | 44295.9859 | 15 |  | 3533.7726 | 0.75 | sq ft | 4711.6968 | 985.3627 | FAIL | FAIL | Grocery_New_Facility Energy Management System_RIM | 0 | 0 | 0 | 0 | 0 | 0 | 0 | 0 | 0 | 0 | 0 | 0 | 0 | 0 | 0 | 0 | 0 | 0 | 0 | 0 | Grocery_New_Facility Energy Management System_TRC | 0 | 0 | 0 | 0 | 0 | 0 | 0 | 0 | 0 | 0 | 0 | 0 | 0 | 0 | 0 | 0 | 0 | 0 | 0 | 0
Healthcare | New | Facility Energy Management System | 16.2055 | 1.3935 |  | 77318.837 | 15 |  | 15090.5742 | 0.75 | sq ft | 20120.7655 | 1719.9549 | FAIL | 83.6602 | Healthcare_New_Facility Energy Management System_RIM | 0 | 0 | 0 | 0 | 0 | 0 | 0 | 0 | 0 | 0 | 0 | 0 | 0 | 0 | 0 | 0 | 0 | 0 | 0 | 0 | Healthcare_New_Facility Energy Management System_TRC | 0.0087804 | 0.01166 | 0.016408 | 0.022086 | 0.027745 | 0.030679 | 0.029925 | 0.024973 | 0.017571 | 0.010522 | 678.8912 | 901.5625 | 1268.6161 | 1707.6867 | 2145.215 | 2372.0728 | 2313.7936 | 1930.8883 | 1358.5589 | 813.5597 |  | 0.5544%
Hospitals | New | Facility Energy Management System | 119.2704 | 103.029 |  | 805650.1165 | 15 |  | 157241.4083 | 0.75 | sq ft | 209655.211 | 17921.6598 | FAIL | 871.7258 | Hospitals_New_Facility Energy Management System_RIM | 0 | 0 | 0 | 0 | 0 | 0 | 0 | 0 | 0 | 0 | 0 | 0 | 0 | 0 | 0 | 0 | 0 | 0 | 0 | 0 | Hospitals_New_Facility Energy Management System_TRC | 0.00099167 | 0.0013162 | 0.001851 | 0.0024903 | 0.0031287 | 0.003465 | 0.003392 | 0.0028441 | 0.0020076 | 0.0012019 | 798.9373 | 1060.4243 | 1491.2184 | 2006.3015 | 2520.639 | 2791.5894 | 2732.7997 | 2291.3612 | 1617.4614 | 968.3331 |  | 0.5544%
Institutional | New | Facility Energy Management System | 18.7338 | 1.6109 |  | 89381.399 | 15 |  | 15472.7147 | 0.75 | sq ft | 20630.2862 | 1988.2862 | FAIL | FAIL | Institutional_New_Facility Energy Management System_RIM | 0 | 0 | 0 | 0 | 0 | 0 | 0 | 0 | 0 | 0 | 0 | 0 | 0 | 0 | 0 | 0 | 0 | 0 | 0 | 0 | Institutional_New_Facility Energy Management System_TRC | 0 | 0 | 0 | 0 | 0 | 0 | 0 | 0 | 0 | 0 | 0 | 0 | 0 | 0 | 0 | 0 | 0 | 0 | 0 | 0
Lodging/Hospitality | New | Facility Energy Management System | 19.134 | 8.7976 |  | 73321.6996 | 15 |  | 25354.0015 | 0.75 | sq ft | 33805.3353 | 1631.0387 | FAIL | 11122.8971 | Lodging/Hospitality_New_Facility Energy Management System_RIM | 0 | 0 | 0 | 0 | 0 | 0 | 0 | 0 | 0 | 0 | 0 | 0 | 0 | 0 | 0 | 0 | 0 | 0 | 0 | 0 | Lodging/Hospitality_New_Facility Energy Management System_TRC | 0.026098 | 0.030504 | 0.03757 | 0.042987 | 0.044151 | 0.0469 | 0.044246 | 0.035778 | 0.024482 | 0.014263 | 1913.5275 | 2236.5823 | 2754.6929 | 3151.8797 | 3237.2439 | 3438.7989 | 3244.1995 | 2623.3087 | 1795.0497 | 1045.7902 |  | 43.87%
Miscellaneous | New | Facility Energy Management System | 178.6019 | 15.3582 |  | 852134.0156 | 15 |  | 216520.0062 | 0.75 | sq ft | 288693.3416 | 18955.6926 | FAIL | 51128.203 | Miscellaneous_New_Facility Energy Management System_RIM | 0 | 0 | 0 | 0 | 0 | 0 | 0 | 0 | 0 | 0 | 0 | 0 | 0 | 0 | 0 | 0 | 0 | 0 | 0 | 0 | Miscellaneous_New_Facility Energy Management System_TRC | 0 | 0 | 0 | 0 | 0 | 0 | 0 | 0 | 0 | 0 | 0 | 0 | 0 | 0 | 0 | 0 | 0 | 0 | 0 | 0 |  | 23.61%
Offices | New | Facility Energy Management System | 13.3506 | 1.148 |  | 63697.3454 | 15 |  | 12048.7746 | 0.75 | sq ft | 16065.0328 | 1416.9453 | FAIL | FAIL | Offices_New_Facility Energy Management System_RIM | 0 | 0 | 0 | 0 | 0 | 0 | 0 | 0 | 0 | 0 | 0 | 0 | 0 | 0 | 0 | 0 | 0 | 0 | 0 | 0 | Offices_New_Facility Energy Management System_TRC | 0 | 0 | 0 | 0 | 0 | 0 | 0 | 0 | 0 | 0 | 0 | 0 | 0 | 0 | 0 | 0 | 0 | 0 | 0 | 0
Restaurants | New | Facility Energy Management System | 12.0451 | 5.5382 |  | 46156.6879 | 15 |  | 3809.842 | 0.75 | sq ft | 5079.7893 | 1026.754 | FAIL | FAIL | Restaurants_New_Facility Energy Management System_RIM | 0 | 0 | 0 | 0 | 0 | 0 | 0 | 0 | 0 | 0 | 0 | 0 | 0 | 0 | 0 | 0 | 0 | 0 | 0 | 0 | Restaurants_New_Facility Energy Management System_TRC | 0 | 0 | 0 | 0 | 0 | 0 | 0 | 0 | 0 | 0 | 0 | 0 | 0 | 0 | 0 | 0 | 0 | 0 | 0 | 0
Retail | New | Facility Energy Management System | 5.261 | 2.419 |  | 20160.1173 | 15 |  | 8582.8845 | 0.75 | sq ft | 11443.846 | 448.4611 | FAIL | 4669.981 | Retail_New_Facility Energy Management System_RIM | 0 | 0 | 0 | 0 | 0 | 0 | 0 | 0 | 0 | 0 | 0 | 0 | 0 | 0 | 0 | 0 | 0 | 0 | 0 | 0 | Retail_New_Facility Energy Management System_TRC | 0.23235 | 0.33086 | 0.49778 | 0.71528 | 0.95815 | 0.99521 | 0.91477 | 0.71586 | 0.47461 | 0.2696 | 4684.2929 | 6670.2009 | 10035.3699 | 14420.0826 | 19316.3167 | 20063.5784 | 18441.92 | 14431.8085 | 9568.1984 | 5435.201 |  | 54.41%
Schools K-12 | New | Facility Energy Management System | 15.7908 | 1.3579 |  | 75340.2418 | 15 |  | 39045.9161 | 0.75 | sq ft | 52061.2215 | 1675.9411 | FAIL | 24423.0303 | Schools K-12_New_Facility Energy Management System_RIM | 0 | 0 | 0 | 0 | 0 | 0 | 0 | 0 | 0 | 0 | 0 | 0 | 0 | 0 | 0 | 0 | 0 | 0 | 0 | 0 | Schools K-12_New_Facility Energy Management System_TRC | 0.019613 | 0.026554 | 0.038041 | 0.052068 | 0.066577 | 0.071664 | 0.070477 | 0.061589 | 0.043079 | 0.025851 | 1477.6319 | 2000.6079 | 2866.0045 | 3922.8405 | 5015.9579 | 5399.1478 | 5309.7454 | 4640.0978 | 3245.5466 | 1947.6333 |  | 62.55%
Warehouse | New | Facility Energy Management System | 1.5687 | 0.13489 |  | 7484.3286 | 15 |  | 12047.9943 | 0.75 | sq ft | 16063.9925 | 166.4886 | FAIL | FAIL | Warehouse_New_Facility Energy Management System_RIM | 0 | 0 | 0 | 0 | 0 | 0 | 0 | 0 | 0 | 0 | 0 | 0 | 0 | 0 | 0 | 0 | 0 | 0 | 0 | 0 | Warehouse_New_Facility Energy Management System_TRC | 0 | 0 | 0 | 0 | 0 | 0 | 0 | 0 | 0 | 0 | 0 | 0 | 0 | 0 | 0 | 0 | 0 | 0 | 0 | 0
Assembly | Existing | Floor Insulation | 1.3135e-06 | 2.961e-05 |  | 0.065643 | 20 |  | 1.3958 | 1.3958 | sq ft |  | 0.0028929 | FAIL | FAIL | Assembly_Existing_Floor Insulation_RIM | 0 | 0 | 0 | 0 | 0 | 0 | 0 | 0 | 0 | 0 | 0 | 0 | 0 | 0 | 0 | 0 | 0 | 0 | 0 | 0 | Assembly_Existing_Floor Insulation_TRC | 0 | 0 | 0 | 0 | 0 | 0 | 0 | 0 | 0 | 0 | 0 | 0 | 0 | 0 | 0 | 0 | 0 | 0 | 0 | 0
College and University | Existing | Floor Insulation | 2.7149e-05 | 1.5991e-05 |  | 0.065643 | 20 |  | 1.3958 | 1.3958 | sq ft |  | 0.0028929 | FAIL | FAIL | College and University_Existing_Floor Insulation_RIM | 0 | 0 | 0 | 0 | 0 | 0 | 0 | 0 | 0 | 0 | 0 | 0 | 0 | 0 | 0 | 0 | 0 | 0 | 0 | 0 | College and University_Existing_Floor Insulation_TRC | 0 | 0 | 0 | 0 | 0 | 0 | 0 | 0 | 0 | 0 | 0 | 0 | 0 | 0 | 0 | 0 | 0 | 0 | 0 | 0
Grocery | Existing | Floor Insulation | 1.3396e-05 | 3.0636e-05 |  | 0.065643 | 20 |  | 1.3958 | 1.3958 | sq ft |  | 0.0028929 | FAIL | FAIL | Grocery_Existing_Floor Insulation_RIM | 0 | 0 | 0 | 0 | 0 | 0 | 0 | 0 | 0 | 0 | 0 | 0 | 0 | 0 | 0 | 0 | 0 | 0 | 0 | 0 | Grocery_Existing_Floor Insulation_TRC | 0 | 0 | 0 | 0 | 0 | 0 | 0 | 0 | 0 | 0 | 0 | 0 | 0 | 0 | 0 | 0 | 0 | 0 | 0 | 0
Healthcare | Existing | Floor Insulation | 1.3135e-06 | 2.961e-05 |  | 0.065643 | 20 |  | 1.3958 | 1.3958 | sq ft |  | 0.0028929 | FAIL | FAIL | Healthcare_Existing_Floor Insulation_RIM | 0 | 0 | 0 | 0 | 0 | 0 | 0 | 0 | 0 | 0 | 0 | 0 | 0 | 0 | 0 | 0 | 0 | 0 | 0 | 0 | Healthcare_Existing_Floor Insulation_TRC | 0 | 0 | 0 | 0 | 0 | 0 | 0 | 0 | 0 | 0 | 0 | 0 | 0 | 0 | 0 | 0 | 0 | 0 | 0 | 0
Hospitals | Existing | Floor Insulation | 2.7149e-05 | 1.5991e-05 |  | 0.065643 | 20 |  | 1.3958 | 1.3958 | sq ft |  | 0.0028929 | FAIL | FAIL | Hospitals_Existing_Floor Insulation_RIM | 0 | 0 | 0 | 0 | 0 | 0 | 0 | 0 | 0 | 0 | 0 | 0 | 0 | 0 | 0 | 0 | 0 | 0 | 0 | 0 | Hospitals_Existing_Floor Insulation_TRC | 0 | 0 | 0 | 0 | 0 | 0 | 0 | 0 | 0 | 0 | 0 | 0 | 0 | 0 | 0 | 0 | 0 | 0 | 0 | 0
Institutional | Existing | Floor Insulation | 1.3135e-06 | 2.961e-05 |  | 0.065643 | 20 |  | 1.3958 | 1.3958 | sq ft |  | 0.0028929 | FAIL | FAIL | Institutional_Existing_Floor Insulation_RIM | 0 | 0 | 0 | 0 | 0 | 0 | 0 | 0 | 0 | 0 | 0 | 0 | 0 | 0 | 0 | 0 | 0 | 0 | 0 | 0 | Institutional_Existing_Floor Insulation_TRC | 0 | 0 | 0 | 0 | 0 | 0 | 0 | 0 | 0 | 0 | 0 | 0 | 0 | 0 | 0 | 0 | 0 | 0 | 0 | 0
Lodging/Hospitality | Existing | Floor Insulation | 2.7149e-05 | 1.5991e-05 |  | 0.065643 | 20 |  | 1.3958 | 1.3958 | sq ft |  | 0.0028929 | FAIL | FAIL | Lodging/Hospitality_Existing_Floor Insulation_RIM | 0 | 0 | 0 | 0 | 0 | 0 | 0 | 0 | 0 | 0 | 0 | 0 | 0 | 0 | 0 | 0 | 0 | 0 | 0 | 0 | Lodging/Hospitality_Existing_Floor Insulation_TRC | 0 | 0 | 0 | 0 | 0 | 0 | 0 | 0 | 0 | 0 | 0 | 0 | 0 | 0 | 0 | 0 | 0 | 0 | 0 | 0
Miscellaneous | Existing | Floor Insulation | 1.3135e-06 | 2.961e-05 |  | 0.065643 | 20 |  | 1.3958 | 1.3958 | sq ft |  | 0.0028929 | FAIL | FAIL | Miscellaneous_Existing_Floor Insulation_RIM | 0 | 0 | 0 | 0 | 0 | 0 | 0 | 0 | 0 | 0 | 0 | 0 | 0 | 0 | 0 | 0 | 0 | 0 | 0 | 0 | Miscellaneous_Existing_Floor Insulation_TRC | 0 | 0 | 0 | 0 | 0 | 0 | 0 | 0 | 0 | 0 | 0 | 0 | 0 | 0 | 0 | 0 | 0 | 0 | 0 | 0
Offices | Existing | Floor Insulation | 1.3135e-06 | 2.961e-05 |  | 0.065643 | 20 |  | 1.3958 | 1.3958 | sq ft |  | 0.0028929 | FAIL | FAIL | Offices_Existing_Floor Insulation_RIM | 0 | 0 | 0 | 0 | 0 | 0 | 0 | 0 | 0 | 0 | 0 | 0 | 0 | 0 | 0 | 0 | 0 | 0 | 0 | 0 | Offices_Existing_Floor Insulation_TRC | 0 | 0 | 0 | 0 | 0 | 0 | 0 | 0 | 0 | 0 | 0 | 0 | 0 | 0 | 0 | 0 | 0 | 0 | 0 | 0
Restaurants | Existing | Floor Insulation | 1.3396e-05 | 3.0636e-05 |  | 0.065643 | 20 |  | 1.3958 | 1.3958 | sq ft |  | 0.0028929 | FAIL | FAIL | Restaurants_Existing_Floor Insulation_RIM | 0 | 0 | 0 | 0 | 0 | 0 | 0 | 0 | 0 | 0 | 0 | 0 | 0 | 0 | 0 | 0 | 0 | 0 | 0 | 0 | Restaurants_Existing_Floor Insulation_TRC | 0 | 0 | 0 | 0 | 0 | 0 | 0 | 0 | 0 | 0 | 0 | 0 | 0 | 0 | 0 | 0 | 0 | 0 | 0 | 0
Retail | Existing | Floor Insulation | 1.3396e-05 | 3.0636e-05 |  | 0.065643 | 20 |  | 1.3958 | 1.3958 | sq ft |  | 0.0028929 | FAIL | FAIL | Retail_Existing_Floor Insulation_RIM | 0 | 0 | 0 | 0 | 0 | 0 | 0 | 0 | 0 | 0 | 0 | 0 | 0 | 0 | 0 | 0 | 0 | 0 | 0 | 0 | Retail_Existing_Floor Insulation_TRC | 0 | 0 | 0 | 0 | 0 | 0 | 0 | 0 | 0 | 0 | 0 | 0 | 0 | 0 | 0 | 0 | 0 | 0 | 0 | 0
Schools K-12 | Existing | Floor Insulation | 1.3135e-06 | 2.961e-05 |  | 0.065643 | 20 |  | 1.3958 | 1.3958 | sq ft |  | 0.0028929 | FAIL | FAIL | Schools K-12_Existing_Floor Insulation_RIM | 0 | 0 | 0 | 0 | 0 | 0 | 0 | 0 | 0 | 0 | 0 | 0 | 0 | 0 | 0 | 0 | 0 | 0 | 0 | 0 | Schools K-12_Existing_Floor Insulation_TRC | 0 | 0 | 0 | 0 | 0 | 0 | 0 | 0 | 0 | 0 | 0 | 0 | 0 | 0 | 0 | 0 | 0 | 0 | 0 | 0
Warehouse | Existing | Floor Insulation | 7.449e-06 | 1.3291e-05 |  | 0.065643 | 20 |  | 1.3958 | 1.3958 | sq ft |  | 0.0028929 | FAIL | FAIL | Warehouse_Existing_Floor Insulation_RIM | 0 | 0 | 0 | 0 | 0 | 0 | 0 | 0 | 0 | 0 | 0 | 0 | 0 | 0 | 0 | 0 | 0 | 0 | 0 | 0 | Warehouse_Existing_Floor Insulation_TRC | 0 | 0 | 0 | 0 | 0 | 0 | 0 | 0 | 0 | 0 | 0 | 0 | 0 | 0 | 0 | 0 | 0 | 0 | 0 | 0
Assembly | New | Floor Insulation | 1.3053e-06 | 2.9424e-05 |  | 0.065231 | 20 |  | 1.3958 | 1.3958 | sq ft |  | 0.0028747 | FAIL | FAIL | Assembly_New_Floor Insulation_RIM | 0 | 0 | 0 | 0 | 0 | 0 | 0 | 0 | 0 | 0 | 0 | 0 | 0 | 0 | 0 | 0 | 0 | 0 | 0 | 0 | Assembly_New_Floor Insulation_TRC | 0 | 0 | 0 | 0 | 0 | 0 | 0 | 0 | 0 | 0 | 0 | 0 | 0 | 0 | 0 | 0 | 0 | 0 | 0 | 0
College and University | New | Floor Insulation | 2.6978e-05 | 1.5891e-05 |  | 0.065231 | 20 |  | 1.3958 | 1.3958 | sq ft |  | 0.0028747 | FAIL | FAIL | College and University_New_Floor Insulation_RIM | 0 | 0 | 0 | 0 | 0 | 0 | 0 | 0 | 0 | 0 | 0 | 0 | 0 | 0 | 0 | 0 | 0 | 0 | 0 | 0 | College and University_New_Floor Insulation_TRC | 0 | 0 | 0 | 0 | 0 | 0 | 0 | 0 | 0 | 0 | 0 | 0 | 0 | 0 | 0 | 0 | 0 | 0 | 0 | 0
Grocery | New | Floor Insulation | 1.3312e-05 | 3.0444e-05 |  | 0.065231 | 20 |  | 1.3958 | 1.3958 | sq ft |  | 0.0028747 | FAIL | FAIL | Grocery_New_Floor Insulation_RIM | 0 | 0 | 0 | 0 | 0 | 0 | 0 | 0 | 0 | 0 | 0 | 0 | 0 | 0 | 0 | 0 | 0 | 0 | 0 | 0 | Grocery_New_Floor Insulation_TRC | 0 | 0 | 0 | 0 | 0 | 0 | 0 | 0 | 0 | 0 | 0 | 0 | 0 | 0 | 0 | 0 | 0 | 0 | 0 | 0
Healthcare | New | Floor Insulation | 1.3053e-06 | 2.9424e-05 |  | 0.065231 | 20 |  | 1.3958 | 1.3958 | sq ft |  | 0.0028747 | FAIL | FAIL | Healthcare_New_Floor Insulation_RIM | 0 | 0 | 0 | 0 | 0 | 0 | 0 | 0 | 0 | 0 | 0 | 0 | 0 | 0 | 0 | 0 | 0 | 0 | 0 | 0 | Healthcare_New_Floor Insulation_TRC | 0 | 0 | 0 | 0 | 0 | 0 | 0 | 0 | 0 | 0 | 0 | 0 | 0 | 0 | 0 | 0 | 0 | 0 | 0 | 0
Hospitals | New | Floor Insulation | 2.6978e-05 | 1.5891e-05 |  | 0.065231 | 20 |  | 1.3958 | 1.3958 | sq ft |  | 0.0028747 | FAIL | FAIL | Hospitals_New_Floor Insulation_RIM | 0 | 0 | 0 | 0 | 0 | 0 | 0 | 0 | 0 | 0 | 0 | 0 | 0 | 0 | 0 | 0 | 0 | 0 | 0 | 0 | Hospitals_New_Floor Insulation_TRC | 0 | 0 | 0 | 0 | 0 | 0 | 0 | 0 | 0 | 0 | 0 | 0 | 0 | 0 | 0 | 0 | 0 | 0 | 0 | 0
Institutional | New | Floor Insulation | 1.3053e-06 | 2.9424e-05 |  | 0.065231 | 20 |  | 1.3958 | 1.3958 | sq ft |  | 0.0028747 | FAIL | FAIL | Institutional_New_Floor Insulation_RIM | 0 | 0 | 0 | 0 | 0 | 0 | 0 | 0 | 0 | 0 | 0 | 0 | 0 | 0 | 0 | 0 | 0 | 0 | 0 | 0 | Institutional_New_Floor Insulation_TRC | 0 | 0 | 0 | 0 | 0 | 0 | 0 | 0 | 0 | 0 | 0 | 0 | 0 | 0 | 0 | 0 | 0 | 0 | 0 | 0
Lodging/Hospitality | New | Floor Insulation | 2.6978e-05 | 1.5891e-05 |  | 0.065231 | 20 |  | 1.3958 | 1.3958 | sq ft |  | 0.0028747 | FAIL | FAIL | Lodging/Hospitality_New_Floor Insulation_RIM | 0 | 0 | 0 | 0 | 0 | 0 | 0 | 0 | 0 | 0 | 0 | 0 | 0 | 0 | 0 | 0 | 0 | 0 | 0 | 0 | Lodging/Hospitality_New_Floor Insulation_TRC | 0 | 0 | 0 | 0 | 0 | 0 | 0 | 0 | 0 | 0 | 0 | 0 | 0 | 0 | 0 | 0 | 0 | 0 | 0 | 0
Miscellaneous | New | Floor Insulation | 1.3053e-06 | 2.9424e-05 |  | 0.065231 | 20 |  | 1.3958 | 1.3958 | sq ft |  | 0.0028747 | FAIL | FAIL | Miscellaneous_New_Floor Insulation_RIM | 0 | 0 | 0 | 0 | 0 | 0 | 0 | 0 | 0 | 0 | 0 | 0 | 0 | 0 | 0 | 0 | 0 | 0 | 0 | 0 | Miscellaneous_New_Floor Insulation_TRC | 0 | 0 | 0 | 0 | 0 | 0 | 0 | 0 | 0 | 0 | 0 | 0 | 0 | 0 | 0 | 0 | 0 | 0 | 0 | 0
Offices | New | Floor Insulation | 1.3053e-06 | 2.9424e-05 |  | 0.065231 | 20 |  | 1.3958 | 1.3958 | sq ft |  | 0.0028747 | FAIL | FAIL | Offices_New_Floor Insulation_RIM | 0 | 0 | 0 | 0 | 0 | 0 | 0 | 0 | 0 | 0 | 0 | 0 | 0 | 0 | 0 | 0 | 0 | 0 | 0 | 0 | Offices_New_Floor Insulation_TRC | 0 | 0 | 0 | 0 | 0 | 0 | 0 | 0 | 0 | 0 | 0 | 0 | 0 | 0 | 0 | 0 | 0 | 0 | 0 | 0
Restaurants | New | Floor Insulation | 1.3312e-05 | 3.0444e-05 |  | 0.065231 | 20 |  | 1.3958 | 1.3958 | sq ft |  | 0.0028747 | FAIL | FAIL | Restaurants_New_Floor Insulation_RIM | 0 | 0 | 0 | 0 | 0 | 0 | 0 | 0 | 0 | 0 | 0 | 0 | 0 | 0 | 0 | 0 | 0 | 0 | 0 | 0 | Restaurants_New_Floor Insulation_TRC | 0 | 0 | 0 | 0 | 0 | 0 | 0 | 0 | 0 | 0 | 0 | 0 | 0 | 0 | 0 | 0 | 0 | 0 | 0 | 0
Retail | New | Floor Insulation | 1.3312e-05 | 3.0444e-05 |  | 0.065231 | 20 |  | 1.3958 | 1.3958 | sq ft |  | 0.0028747 | FAIL | FAIL | Retail_New_Floor Insulation_RIM | 0 | 0 | 0 | 0 | 0 | 0 | 0 | 0 | 0 | 0 | 0 | 0 | 0 | 0 | 0 | 0 | 0 | 0 | 0 | 0 | Retail_New_Floor Insulation_TRC | 0 | 0 | 0 | 0 | 0 | 0 | 0 | 0 | 0 | 0 | 0 | 0 | 0 | 0 | 0 | 0 | 0 | 0 | 0 | 0
Schools K-12 | New | Floor Insulation | 1.3053e-06 | 2.9424e-05 |  | 0.065231 | 20 |  | 1.3958 | 1.3958 | sq ft |  | 0.0028747 | FAIL | FAIL | Schools K-12_New_Floor Insulation_RIM | 0 | 0 | 0 | 0 | 0 | 0 | 0 | 0 | 0 | 0 | 0 | 0 | 0 | 0 | 0 | 0 | 0 | 0 | 0 | 0 | Schools K-12_New_Floor Insulation_TRC | 0 | 0 | 0 | 0 | 0 | 0 | 0 | 0 | 0 | 0 | 0 | 0 | 0 | 0 | 0 | 0 | 0 | 0 | 0 | 0
Warehouse | New | Floor Insulation | 7.4023e-06 | 1.3207e-05 |  | 0.065231 | 20 |  | 1.3958 | 1.3958 | sq ft |  | 0.0028747 | FAIL | FAIL | Warehouse_New_Floor Insulation_RIM | 0 | 0 | 0 | 0 | 0 | 0 | 0 | 0 | 0 | 0 | 0 | 0 | 0 | 0 | 0 | 0 | 0 | 0 | 0 | 0 | Warehouse_New_Floor Insulation_TRC | 0 | 0 | 0 | 0 | 0 | 0 | 0 | 0 | 0 | 0 | 0 | 0 | 0 | 0 | 0 | 0 | 0 | 0 | 0 | 0
Assembly | Existing | Green Roof | 6.2976e-05 | 0 |  | 0.14824 | 15 |  | 16.0523 | 16.0523 | sq ft |  | 0.006533 | FAIL | FAIL | Assembly_Existing_Green Roof_RIM | 0 | 0 | 0 | 0 | 0 | 0 | 0 | 0 | 0 | 0 | 0 | 0 | 0 | 0 | 0 | 0 | 0 | 0 | 0 | 0 | Assembly_Existing_Green Roof_TRC | 0 | 0 | 0 | 0 | 0 | 0 | 0 | 0 | 0 | 0 | 0 | 0 | 0 | 0 | 0 | 0 | 0 | 0 | 0 | 0
College and University | Existing | Green Roof | 6.2976e-05 | 0 |  | 0.14824 | 15 |  | 16.0523 | 16.0523 | sq ft |  | 0.006533 | FAIL | FAIL | College and University_Existing_Green Roof_RIM | 0 | 0 | 0 | 0 | 0 | 0 | 0 | 0 | 0 | 0 | 0 | 0 | 0 | 0 | 0 | 0 | 0 | 0 | 0 | 0 | College and University_Existing_Green Roof_TRC | 0 | 0 | 0 | 0 | 0 | 0 | 0 | 0 | 0 | 0 | 0 | 0 | 0 | 0 | 0 | 0 | 0 | 0 | 0 | 0
Grocery | Existing | Green Roof | 6.2976e-05 | 0 |  | 0.14824 | 15 |  | 16.0523 | 16.0523 | sq ft |  | 0.006533 | FAIL | FAIL | Grocery_Existing_Green Roof_RIM | 0 | 0 | 0 | 0 | 0 | 0 | 0 | 0 | 0 | 0 | 0 | 0 | 0 | 0 | 0 | 0 | 0 | 0 | 0 | 0 | Grocery_Existing_Green Roof_TRC | 0 | 0 | 0 | 0 | 0 | 0 | 0 | 0 | 0 | 0 | 0 | 0 | 0 | 0 | 0 | 0 | 0 | 0 | 0 | 0
Healthcare | Existing | Green Roof | 6.2976e-05 | 0 |  | 0.14824 | 15 |  | 16.0523 | 16.0523 | sq ft |  | 0.006533 | FAIL | FAIL | Healthcare_Existing_Green Roof_RIM | 0 | 0 | 0 | 0 | 0 | 0 | 0 | 0 | 0 | 0 | 0 | 0 | 0 | 0 | 0 | 0 | 0 | 0 | 0 | 0 | Healthcare_Existing_Green Roof_TRC | 0 | 0 | 0 | 0 | 0 | 0 | 0 | 0 | 0 | 0 | 0 | 0 | 0 | 0 | 0 | 0 | 0 | 0 | 0 | 0
Hospitals | Existing | Green Roof | 6.2976e-05 | 0 |  | 0.14824 | 15 |  | 16.0523 | 16.0523 | sq ft |  | 0.006533 | FAIL | FAIL | Hospitals_Existing_Green Roof_RIM | 0 | 0 | 0 | 0 | 0 | 0 | 0 | 0 | 0 | 0 | 0 | 0 | 0 | 0 | 0 | 0 | 0 | 0 | 0 | 0 | Hospitals_Existing_Green Roof_TRC | 0 | 0 | 0 | 0 | 0 | 0 | 0 | 0 | 0 | 0 | 0 | 0 | 0 | 0 | 0 | 0 | 0 | 0 | 0 | 0
Institutional | Existing | Green Roof | 6.2976e-05 | 0 |  | 0.14824 | 15 |  | 16.0523 | 16.0523 | sq ft |  | 0.006533 | FAIL | FAIL | Institutional_Existing_Green Roof_RIM | 0 | 0 | 0 | 0 | 0 | 0 | 0 | 0 | 0 | 0 | 0 | 0 | 0 | 0 | 0 | 0 | 0 | 0 | 0 | 0 | Institutional_Existing_Green Roof_TRC | 0 | 0 | 0 | 0 | 0 | 0 | 0 | 0 | 0 | 0 | 0 | 0 | 0 | 0 | 0 | 0 | 0 | 0 | 0 | 0
Lodging/Hospitality | Existing | Green Roof | 8.3535e-05 | 0 |  | 0.14824 | 15 |  | 16.0523 | 16.0523 | sq ft |  | 0.006533 | FAIL | FAIL | Lodging/Hospitality_Existing_Green Roof_RIM | 0 | 0 | 0 | 0 | 0 | 0 | 0 | 0 | 0 | 0 | 0 | 0 | 0 | 0 | 0 | 0 | 0 | 0 | 0 | 0 | Lodging/Hospitality_Existing_Green Roof_TRC | 0 | 0 | 0 | 0 | 0 | 0 | 0 | 0 | 0 | 0 | 0 | 0 | 0 | 0 | 0 | 0 | 0 | 0 | 0 | 0
Miscellaneous | Existing | Green Roof | 1.9127e-05 | 0 |  | 0.14824 | 15 |  | 16.0523 | 16.0523 | sq ft |  | 0.006533 | FAIL | FAIL | Miscellaneous_Existing_Green Roof_RIM | 0 | 0 | 0 | 0 | 0 | 0 | 0 | 0 | 0 | 0 | 0 | 0 | 0 | 0 | 0 | 0 | 0 | 0 | 0 | 0 | Miscellaneous_Existing_Green Roof_TRC | 0 | 0 | 0 | 0 | 0 | 0 | 0 | 0 | 0 | 0 | 0 | 0 | 0 | 0 | 0 | 0 | 0 | 0 | 0 | 0
Offices | Existing | Green Roof | 6.2976e-05 | 0 |  | 0.14824 | 15 |  | 16.0523 | 16.0523 | sq ft |  | 0.006533 | FAIL | FAIL | Offices_Existing_Green Roof_RIM | 0 | 0 | 0 | 0 | 0 | 0 | 0 | 0 | 0 | 0 | 0 | 0 | 0 | 0 | 0 | 0 | 0 | 0 | 0 | 0 | Offices_Existing_Green Roof_TRC | 0 | 0 | 0 | 0 | 0 | 0 | 0 | 0 | 0 | 0 | 0 | 0 | 0 | 0 | 0 | 0 | 0 | 0 | 0 | 0
Restaurants | Existing | Green Roof | 6.2976e-05 | 0 |  | 0.14824 | 15 |  | 16.0523 | 16.0523 | sq ft |  | 0.006533 | FAIL | FAIL | Restaurants_Existing_Green Roof_RIM | 0 | 0 | 0 | 0 | 0 | 0 | 0 | 0 | 0 | 0 | 0 | 0 | 0 | 0 | 0 | 0 | 0 | 0 | 0 | 0 | Restaurants_Existing_Green Roof_TRC | 0 | 0 | 0 | 0 | 0 | 0 | 0 | 0 | 0 | 0 | 0 | 0 | 0 | 0 | 0 | 0 | 0 | 0 | 0 | 0
Retail | Existing | Green Roof | 6.2976e-05 | 0 |  | 0.14824 | 15 |  | 16.0523 | 16.0523 | sq ft |  | 0.006533 | FAIL | FAIL | Retail_Existing_Green Roof_RIM | 0 | 0 | 0 | 0 | 0 | 0 | 0 | 0 | 0 | 0 | 0 | 0 | 0 | 0 | 0 | 0 | 0 | 0 | 0 | 0 | Retail_Existing_Green Roof_TRC | 0 | 0 | 0 | 0 | 0 | 0 | 0 | 0 | 0 | 0 | 0 | 0 | 0 | 0 | 0 | 0 | 0 | 0 | 0 | 0
Schools K-12 | Existing | Green Roof | 6.2976e-05 | 0 |  | 0.14824 | 15 |  | 16.0523 | 16.0523 | sq ft |  | 0.006533 | FAIL | FAIL | Schools K-12_Existing_Green Roof_RIM | 0 | 0 | 0 | 0 | 0 | 0 | 0 | 0 | 0 | 0 | 0 | 0 | 0 | 0 | 0 | 0 | 0 | 0 | 0 | 0 | Schools K-12_Existing_Green Roof_TRC | 0 | 0 | 0 | 0 | 0 | 0 | 0 | 0 | 0 | 0 | 0 | 0 | 0 | 0 | 0 | 0 | 0 | 0 | 0 | 0
Warehouse | Existing | Green Roof | 1.9127e-05 | 0 |  | 0.14824 | 15 |  | 16.0523 | 16.0523 | sq ft |  | 0.006533 | FAIL | FAIL | Warehouse_Existing_Green Roof_RIM | 0 | 0 | 0 | 0 | 0 | 0 | 0 | 0 | 0 | 0 | 0 | 0 | 0 | 0 | 0 | 0 | 0 | 0 | 0 | 0 | Warehouse_Existing_Green Roof_TRC | 0 | 0 | 0 | 0 | 0 | 0 | 0 | 0 | 0 | 0 | 0 | 0 | 0 | 0 | 0 | 0 | 0 | 0 | 0 | 0
Assembly | New | Green Roof | 6.2461e-05 | 0 |  | 0.14703 | 15 |  | 16.0523 | 16.0523 | sq ft |  | 0.0064796 | FAIL | FAIL | Assembly_New_Green Roof_RIM | 0 | 0 | 0 | 0 | 0 | 0 | 0 | 0 | 0 | 0 | 0 | 0 | 0 | 0 | 0 | 0 | 0 | 0 | 0 | 0 | Assembly_New_Green Roof_TRC | 0 | 0 | 0 | 0 | 0 | 0 | 0 | 0 | 0 | 0 | 0 | 0 | 0 | 0 | 0 | 0 | 0 | 0 | 0 | 0
College and University | New | Green Roof | 6.2461e-05 | 0 |  | 0.14703 | 15 |  | 16.0523 | 16.0523 | sq ft |  | 0.0064796 | FAIL | FAIL | College and University_New_Green Roof_RIM | 0 | 0 | 0 | 0 | 0 | 0 | 0 | 0 | 0 | 0 | 0 | 0 | 0 | 0 | 0 | 0 | 0 | 0 | 0 | 0 | College and University_New_Green Roof_TRC | 0 | 0 | 0 | 0 | 0 | 0 | 0 | 0 | 0 | 0 | 0 | 0 | 0 | 0 | 0 | 0 | 0 | 0 | 0 | 0
Grocery | New | Green Roof | 6.2461e-05 | 0 |  | 0.14703 | 15 |  | 16.0523 | 16.0523 | sq ft |  | 0.0064796 | FAIL | FAIL | Grocery_New_Green Roof_RIM | 0 | 0 | 0 | 0 | 0 | 0 | 0 | 0 | 0 | 0 | 0 | 0 | 0 | 0 | 0 | 0 | 0 | 0 | 0 | 0 | Grocery_New_Green Roof_TRC | 0 | 0 | 0 | 0 | 0 | 0 | 0 | 0 | 0 | 0 | 0 | 0 | 0 | 0 | 0 | 0 | 0 | 0 | 0 | 0
Healthcare | New | Green Roof | 6.2461e-05 | 0 |  | 0.14703 | 15 |  | 16.0523 | 16.0523 | sq ft |  | 0.0064796 | FAIL | FAIL | Healthcare_New_Green Roof_RIM | 0 | 0 | 0 | 0 | 0 | 0 | 0 | 0 | 0 | 0 | 0 | 0 | 0 | 0 | 0 | 0 | 0 | 0 | 0 | 0 | Healthcare_New_Green Roof_TRC | 0 | 0 | 0 | 0 | 0 | 0 | 0 | 0 | 0 | 0 | 0 | 0 | 0 | 0 | 0 | 0 | 0 | 0 | 0 | 0
Hospitals | New | Green Roof | 6.2461e-05 | 0 |  | 0.14703 | 15 |  | 16.0523 | 16.0523 | sq ft |  | 0.0064796 | FAIL | FAIL | Hospitals_New_Green Roof_RIM | 0 | 0 | 0 | 0 | 0 | 0 | 0 | 0 | 0 | 0 | 0 | 0 | 0 | 0 | 0 | 0 | 0 | 0 | 0 | 0 | Hospitals_New_Green Roof_TRC | 0 | 0 | 0 | 0 | 0 | 0 | 0 | 0 | 0 | 0 | 0 | 0 | 0 | 0 | 0 | 0 | 0 | 0 | 0 | 0
Institutional | New | Green Roof | 6.2461e-05 | 0 |  | 0.14703 | 15 |  | 16.0523 | 16.0523 | sq ft |  | 0.0064796 | FAIL | FAIL | Institutional_New_Green Roof_RIM | 0 | 0 | 0 | 0 | 0 | 0 | 0 | 0 | 0 | 0 | 0 | 0 | 0 | 0 | 0 | 0 | 0 | 0 | 0 | 0 | Institutional_New_Green Roof_TRC | 0 | 0 | 0 | 0 | 0 | 0 | 0 | 0 | 0 | 0 | 0 | 0 | 0 | 0 | 0 | 0 | 0 | 0 | 0 | 0
Lodging/Hospitality | New | Green Roof | 8.2852e-05 | 0 |  | 0.14703 | 15 |  | 16.0523 | 16.0523 | sq ft |  | 0.0064796 | FAIL | FAIL | Lodging/Hospitality_New_Green Roof_RIM | 0 | 0 | 0 | 0 | 0 | 0 | 0 | 0 | 0 | 0 | 0 | 0 | 0 | 0 | 0 | 0 | 0 | 0 | 0 | 0 | Lodging/Hospitality_New_Green Roof_TRC | 0 | 0 | 0 | 0 | 0 | 0 | 0 | 0 | 0 | 0 | 0 | 0 | 0 | 0 | 0 | 0 | 0 | 0 | 0 | 0
Miscellaneous | New | Green Roof | 1.8971e-05 | 0 |  | 0.14703 | 15 |  | 16.0523 | 16.0523 | sq ft |  | 0.0064796 | FAIL | FAIL | Miscellaneous_New_Green Roof_RIM | 0 | 0 | 0 | 0 | 0 | 0 | 0 | 0 | 0 | 0 | 0 | 0 | 0 | 0 | 0 | 0 | 0 | 0 | 0 | 0 | Miscellaneous_New_Green Roof_TRC | 0 | 0 | 0 | 0 | 0 | 0 | 0 | 0 | 0 | 0 | 0 | 0 | 0 | 0 | 0 | 0 | 0 | 0 | 0 | 0
Offices | New | Green Roof | 6.2461e-05 | 0 |  | 0.14703 | 15 |  | 16.0523 | 16.0523 | sq ft |  | 0.0064796 | FAIL | FAIL | Offices_New_Green Roof_RIM | 0 | 0 | 0 | 0 | 0 | 0 | 0 | 0 | 0 | 0 | 0 | 0 | 0 | 0 | 0 | 0 | 0 | 0 | 0 | 0 | Offices_New_Green Roof_TRC | 0 | 0 | 0 | 0 | 0 | 0 | 0 | 0 | 0 | 0 | 0 | 0 | 0 | 0 | 0 | 0 | 0 | 0 | 0 | 0
Restaurants | New | Green Roof | 6.2461e-05 | 0 |  | 0.14703 | 15 |  | 16.0523 | 16.0523 | sq ft |  | 0.0064796 | FAIL | FAIL | Restaurants_New_Green Roof_RIM | 0 | 0 | 0 | 0 | 0 | 0 | 0 | 0 | 0 | 0 | 0 | 0 | 0 | 0 | 0 | 0 | 0 | 0 | 0 | 0 | Restaurants_New_Green Roof_TRC | 0 | 0 | 0 | 0 | 0 | 0 | 0 | 0 | 0 | 0 | 0 | 0 | 0 | 0 | 0 | 0 | 0 | 0 | 0 | 0
Retail | New | Green Roof | 6.2461e-05 | 0 |  | 0.14703 | 15 |  | 16.0523 | 16.0523 | sq ft |  | 0.0064796 | FAIL | FAIL | Retail_New_Green Roof_RIM | 0 | 0 | 0 | 0 | 0 | 0 | 0 | 0 | 0 | 0 | 0 | 0 | 0 | 0 | 0 | 0 | 0 | 0 | 0 | 0 | Retail_New_Green Roof_TRC | 0 | 0 | 0 | 0 | 0 | 0 | 0 | 0 | 0 | 0 | 0 | 0 | 0 | 0 | 0 | 0 | 0 | 0 | 0 | 0
Schools K-12 | New | Green Roof | 6.2461e-05 | 0 |  | 0.14703 | 15 |  | 16.0523 | 16.0523 | sq ft |  | 0.0064796 | FAIL | FAIL | Schools K-12_New_Green Roof_RIM | 0 | 0 | 0 | 0 | 0 | 0 | 0 | 0 | 0 | 0 | 0 | 0 | 0 | 0 | 0 | 0 | 0 | 0 | 0 | 0 | Schools K-12_New_Green Roof_TRC | 0 | 0 | 0 | 0 | 0 | 0 | 0 | 0 | 0 | 0 | 0 | 0 | 0 | 0 | 0 | 0 | 0 | 0 | 0 | 0
Warehouse | New | Green Roof | 1.8971e-05 | 0 |  | 0.14703 | 15 |  | 16.0523 | 16.0523 | sq ft |  | 0.0064796 | FAIL | FAIL | Warehouse_New_Green Roof_RIM | 0 | 0 | 0 | 0 | 0 | 0 | 0 | 0 | 0 | 0 | 0 | 0 | 0 | 0 | 0 | 0 | 0 | 0 | 0 | 0 | Warehouse_New_Green Roof_TRC | 0 | 0 | 0 | 0 | 0 | 0 | 0 | 0 | 0 | 0 | 0 | 0 | 0 | 0 | 0 | 0 | 0 | 0 | 0 | 0
Assembly | Existing | Hotel Card Energy Control Systems | 0 | 0 |  | 0 | 15 |  | 260 | 260 | guest room |  | 0 | FAIL | FAIL | Assembly_Existing_Hotel Card Energy Control Systems_RIM | 0 | 0 | 0 | 0 | 0 | 0 | 0 | 0 | 0 | 0 | 0 | 0 | 0 | 0 | 0 | 0 | 0 | 0 | 0 | 0 | Assembly_Existing_Hotel Card Energy Control Systems_TRC | 0 | 0 | 0 | 0 | 0 | 0 | 0 | 0 | 0 | 0 | 0 | 0 | 0 | 0 | 0 | 0 | 0 | 0 | 0 | 0
College and University | Existing | Hotel Card Energy Control Systems | 0 | 0 |  | 0 | 15 |  | 260 | 260 | guest room |  | 0 | FAIL | FAIL | College and University_Existing_Hotel Card Energy Control Systems_RIM | 0 | 0 | 0 | 0 | 0 | 0 | 0 | 0 | 0 | 0 | 0 | 0 | 0 | 0 | 0 | 0 | 0 | 0 | 0 | 0 | College and University_Existing_Hotel Card Energy Control Systems_TRC | 0 | 0 | 0 | 0 | 0 | 0 | 0 | 0 | 0 | 0 | 0 | 0 | 0 | 0 | 0 | 0 | 0 | 0 | 0 | 0
Grocery | Existing | Hotel Card Energy Control Systems | 0 | 0 |  | 0 | 15 |  | 260 | 260 | guest room |  | 0 | FAIL | FAIL | Grocery_Existing_Hotel Card Energy Control Systems_RIM | 0 | 0 | 0 | 0 | 0 | 0 | 0 | 0 | 0 | 0 | 0 | 0 | 0 | 0 | 0 | 0 | 0 | 0 | 0 | 0 | Grocery_Existing_Hotel Card Energy Control Systems_TRC | 0 | 0 | 0 | 0 | 0 | 0 | 0 | 0 | 0 | 0 | 0 | 0 | 0 | 0 | 0 | 0 | 0 | 0 | 0 | 0
Healthcare | Existing | Hotel Card Energy Control Systems | 0 | 0 |  | 0 | 15 |  | 260 | 260 | guest room |  | 0 | FAIL | FAIL | Healthcare_Existing_Hotel Card Energy Control Systems_RIM | 0 | 0 | 0 | 0 | 0 | 0 | 0 | 0 | 0 | 0 | 0 | 0 | 0 | 0 | 0 | 0 | 0 | 0 | 0 | 0 | Healthcare_Existing_Hotel Card Energy Control Systems_TRC | 0 | 0 | 0 | 0 | 0 | 0 | 0 | 0 | 0 | 0 | 0 | 0 | 0 | 0 | 0 | 0 | 0 | 0 | 0 | 0
Hospitals | Existing | Hotel Card Energy Control Systems | 0 | 0 |  | 0 | 15 |  | 260 | 260 | guest room |  | 0 | FAIL | FAIL | Hospitals_Existing_Hotel Card Energy Control Systems_RIM | 0 | 0 | 0 | 0 | 0 | 0 | 0 | 0 | 0 | 0 | 0 | 0 | 0 | 0 | 0 | 0 | 0 | 0 | 0 | 0 | Hospitals_Existing_Hotel Card Energy Control Systems_TRC | 0 | 0 | 0 | 0 | 0 | 0 | 0 | 0 | 0 | 0 | 0 | 0 | 0 | 0 | 0 | 0 | 0 | 0 | 0 | 0
Institutional | Existing | Hotel Card Energy Control Systems | 0 | 0 |  | 0 | 15 |  | 260 | 260 | guest room |  | 0 | FAIL | FAIL | Institutional_Existing_Hotel Card Energy Control Systems_RIM | 0 | 0 | 0 | 0 | 0 | 0 | 0 | 0 | 0 | 0 | 0 | 0 | 0 | 0 | 0 | 0 | 0 | 0 | 0 | 0 | Institutional_Existing_Hotel Card Energy Control Systems_TRC | 0 | 0 | 0 | 0 | 0 | 0 | 0 | 0 | 0 | 0 | 0 | 0 | 0 | 0 | 0 | 0 | 0 | 0 | 0 | 0
Lodging/Hospitality | Existing | Hotel Card Energy Control Systems | 0.0044883 | -0.016893 |  | 561.42 | 15 |  | 260 | 260 | guest room |  | 24.7418 | FAIL | FAIL | Lodging/Hospitality_Existing_Hotel Card Energy Control Systems_RIM | 0 | 0 | 0 | 0 | 0 | 0 | 0 | 0 | 0 | 0 | 0 | 0 | 0 | 0 | 0 | 0 | 0 | 0 | 0 | 0 | Lodging/Hospitality_Existing_Hotel Card Energy Control Systems_TRC | 0 | 0 | 0 | 0 | 0 | 0 | 0 | 0 | 0 | 0 | 0 | 0 | 0 | 0 | 0 | 0 | 0 | 0 | 0 | 0
Miscellaneous | Existing | Hotel Card Energy Control Systems | 0 | 0 |  | 0 | 15 |  | 260 | 260 | guest room |  | 0 | FAIL | FAIL | Miscellaneous_Existing_Hotel Card Energy Control Systems_RIM | 0 | 0 | 0 | 0 | 0 | 0 | 0 | 0 | 0 | 0 | 0 | 0 | 0 | 0 | 0 | 0 | 0 | 0 | 0 | 0 | Miscellaneous_Existing_Hotel Card Energy Control Systems_TRC | 0 | 0 | 0 | 0 | 0 | 0 | 0 | 0 | 0 | 0 | 0 | 0 | 0 | 0 | 0 | 0 | 0 | 0 | 0 | 0
Offices | Existing | Hotel Card Energy Control Systems | 0 | 0 |  | 0 | 15 |  | 260 | 260 | guest room |  | 0 | FAIL | FAIL | Offices_Existing_Hotel Card Energy Control Systems_RIM | 0 | 0 | 0 | 0 | 0 | 0 | 0 | 0 | 0 | 0 | 0 | 0 | 0 | 0 | 0 | 0 | 0 | 0 | 0 | 0 | Offices_Existing_Hotel Card Energy Control Systems_TRC | 0 | 0 | 0 | 0 | 0 | 0 | 0 | 0 | 0 | 0 | 0 | 0 | 0 | 0 | 0 | 0 | 0 | 0 | 0 | 0
Restaurants | Existing | Hotel Card Energy Control Systems | 0 | 0 |  | 0 | 15 |  | 260 | 260 | guest room |  | 0 | FAIL | FAIL | Restaurants_Existing_Hotel Card Energy Control Systems_RIM | 0 | 0 | 0 | 0 | 0 | 0 | 0 | 0 | 0 | 0 | 0 | 0 | 0 | 0 | 0 | 0 | 0 | 0 | 0 | 0 | Restaurants_Existing_Hotel Card Energy Control Systems_TRC | 0 | 0 | 0 | 0 | 0 | 0 | 0 | 0 | 0 | 0 | 0 | 0 | 0 | 0 | 0 | 0 | 0 | 0 | 0 | 0
Retail | Existing | Hotel Card Energy Control Systems | 0 | 0 |  | 0 | 15 |  | 260 | 260 | guest room |  | 0 | FAIL | FAIL | Retail_Existing_Hotel Card Energy Control Systems_RIM | 0 | 0 | 0 | 0 | 0 | 0 | 0 | 0 | 0 | 0 | 0 | 0 | 0 | 0 | 0 | 0 | 0 | 0 | 0 | 0 | Retail_Existing_Hotel Card Energy Control Systems_TRC | 0 | 0 | 0 | 0 | 0 | 0 | 0 | 0 | 0 | 0 | 0 | 0 | 0 | 0 | 0 | 0 | 0 | 0 | 0 | 0
Schools K-12 | Existing | Hotel Card Energy Control Systems | 0 | 0 |  | 0 | 15 |  | 260 | 260 | guest room |  | 0 | FAIL | FAIL | Schools K-12_Existing_Hotel Card Energy Control Systems_RIM | 0 | 0 | 0 | 0 | 0 | 0 | 0 | 0 | 0 | 0 | 0 | 0 | 0 | 0 | 0 | 0 | 0 | 0 | 0 | 0 | Schools K-12_Existing_Hotel Card Energy Control Systems_TRC | 0 | 0 | 0 | 0 | 0 | 0 | 0 | 0 | 0 | 0 | 0 | 0 | 0 | 0 | 0 | 0 | 0 | 0 | 0 | 0
Warehouse | Existing | Hotel Card Energy Control Systems | 0 | 0 |  | 0 | 15 |  | 260 | 260 | guest room |  | 0 | FAIL | FAIL | Warehouse_Existing_Hotel Card Energy Control Systems_RIM | 0 | 0 | 0 | 0 | 0 | 0 | 0 | 0 | 0 | 0 | 0 | 0 | 0 | 0 | 0 | 0 | 0 | 0 | 0 | 0 | Warehouse_Existing_Hotel Card Energy Control Systems_TRC | 0 | 0 | 0 | 0 | 0 | 0 | 0 | 0 | 0 | 0 | 0 | 0 | 0 | 0 | 0 | 0 | 0 | 0 | 0 | 0
Assembly | New | Hotel Card Energy Control Systems | 0 | 0 |  | 0 | 15 |  | 260 | 260 | guest room |  | 0 | FAIL | FAIL | Assembly_New_Hotel Card Energy Control Systems_RIM | 0 | 0 | 0 | 0 | 0 | 0 | 0 | 0 | 0 | 0 | 0 | 0 | 0 | 0 | 0 | 0 | 0 | 0 | 0 | 0 | Assembly_New_Hotel Card Energy Control Systems_TRC | 0 | 0 | 0 | 0 | 0 | 0 | 0 | 0 | 0 | 0 | 0 | 0 | 0 | 0 | 0 | 0 | 0 | 0 | 0 | 0
College and University | New | Hotel Card Energy Control Systems | 0 | 0 |  | 0 | 15 |  | 260 | 260 | guest room |  | 0 | FAIL | FAIL | College and University_New_Hotel Card Energy Control Systems_RIM | 0 | 0 | 0 | 0 | 0 | 0 | 0 | 0 | 0 | 0 | 0 | 0 | 0 | 0 | 0 | 0 | 0 | 0 | 0 | 0 | College and University_New_Hotel Card Energy Control Systems_TRC | 0 | 0 | 0 | 0 | 0 | 0 | 0 | 0 | 0 | 0 | 0 | 0 | 0 | 0 | 0 | 0 | 0 | 0 | 0 | 0
Grocery | New | Hotel Card Energy Control Systems | 0 | 0 |  | 0 | 15 |  | 260 | 260 | guest room |  | 0 | FAIL | FAIL | Grocery_New_Hotel Card Energy Control Systems_RIM | 0 | 0 | 0 | 0 | 0 | 0 | 0 | 0 | 0 | 0 | 0 | 0 | 0 | 0 | 0 | 0 | 0 | 0 | 0 | 0 | Grocery_New_Hotel Card Energy Control Systems_TRC | 0 | 0 | 0 | 0 | 0 | 0 | 0 | 0 | 0 | 0 | 0 | 0 | 0 | 0 | 0 | 0 | 0 | 0 | 0 | 0
Healthcare | New | Hotel Card Energy Control Systems | 0 | 0 |  | 0 | 15 |  | 260 | 260 | guest room |  | 0 | FAIL | FAIL | Healthcare_New_Hotel Card Energy Control Systems_RIM | 0 | 0 | 0 | 0 | 0 | 0 | 0 | 0 | 0 | 0 | 0 | 0 | 0 | 0 | 0 | 0 | 0 | 0 | 0 | 0 | Healthcare_New_Hotel Card Energy Control Systems_TRC | 0 | 0 | 0 | 0 | 0 | 0 | 0 | 0 | 0 | 0 | 0 | 0 | 0 | 0 | 0 | 0 | 0 | 0 | 0 | 0
Hospitals | New | Hotel Card Energy Control Systems | 0 | 0 |  | 0 | 15 |  | 260 | 260 | guest room |  | 0 | FAIL | FAIL | Hospitals_New_Hotel Card Energy Control Systems_RIM | 0 | 0 | 0 | 0 | 0 | 0 | 0 | 0 | 0 | 0 | 0 | 0 | 0 | 0 | 0 | 0 | 0 | 0 | 0 | 0 | Hospitals_New_Hotel Card Energy Control Systems_TRC | 0 | 0 | 0 | 0 | 0 | 0 | 0 | 0 | 0 | 0 | 0 | 0 | 0 | 0 | 0 | 0 | 0 | 0 | 0 | 0
Institutional | New | Hotel Card Energy Control Systems | 0 | 0 |  | 0 | 15 |  | 260 | 260 | guest room |  | 0 | FAIL | FAIL | Institutional_New_Hotel Card Energy Control Systems_RIM | 0 | 0 | 0 | 0 | 0 | 0 | 0 | 0 | 0 | 0 | 0 | 0 | 0 | 0 | 0 | 0 | 0 | 0 | 0 | 0 | Institutional_New_Hotel Card Energy Control Systems_TRC | 0 | 0 | 0 | 0 | 0 | 0 | 0 | 0 | 0 | 0 | 0 | 0 | 0 | 0 | 0 | 0 | 0 | 0 | 0 | 0
Lodging/Hospitality | New | Hotel Card Energy Control Systems | 0.0044883 | -0.016893 |  | 561.42 | 15 |  | 260 | 260 | guest room |  | 24.7418 | FAIL | FAIL | Lodging/Hospitality_New_Hotel Card Energy Control Systems_RIM | 0 | 0 | 0 | 0 | 0 | 0 | 0 | 0 | 0 | 0 | 0 | 0 | 0 | 0 | 0 | 0 | 0 | 0 | 0 | 0 | Lodging/Hospitality_New_Hotel Card Energy Control Systems_TRC | 0 | 0 | 0 | 0 | 0 | 0 | 0 | 0 | 0 | 0 | 0 | 0 | 0 | 0 | 0 | 0 | 0 | 0 | 0 | 0
Miscellaneous | New | Hotel Card Energy Control Systems | 0 | 0 |  | 0 | 15 |  | 260 | 260 | guest room |  | 0 | FAIL | FAIL | Miscellaneous_New_Hotel Card Energy Control Systems_RIM | 0 | 0 | 0 | 0 | 0 | 0 | 0 | 0 | 0 | 0 | 0 | 0 | 0 | 0 | 0 | 0 | 0 | 0 | 0 | 0 | Miscellaneous_New_Hotel Card Energy Control Systems_TRC | 0 | 0 | 0 | 0 | 0 | 0 | 0 | 0 | 0 | 0 | 0 | 0 | 0 | 0 | 0 | 0 | 0 | 0 | 0 | 0
Offices | New | Hotel Card Energy Control Systems | 0 | 0 |  | 0 | 15 |  | 260 | 260 | guest room |  | 0 | FAIL | FAIL | Offices_New_Hotel Card Energy Control Systems_RIM | 0 | 0 | 0 | 0 | 0 | 0 | 0 | 0 | 0 | 0 | 0 | 0 | 0 | 0 | 0 | 0 | 0 | 0 | 0 | 0 | Offices_New_Hotel Card Energy Control Systems_TRC | 0 | 0 | 0 | 0 | 0 | 0 | 0 | 0 | 0 | 0 | 0 | 0 | 0 | 0 | 0 | 0 | 0 | 0 | 0 | 0
Restaurants | New | Hotel Card Energy Control Systems | 0 | 0 |  | 0 | 15 |  | 260 | 260 | guest room |  | 0 | FAIL | FAIL | Restaurants_New_Hotel Card Energy Control Systems_RIM | 0 | 0 | 0 | 0 | 0 | 0 | 0 | 0 | 0 | 0 | 0 | 0 | 0 | 0 | 0 | 0 | 0 | 0 | 0 | 0 | Restaurants_New_Hotel Card Energy Control Systems_TRC | 0 | 0 | 0 | 0 | 0 | 0 | 0 | 0 | 0 | 0 | 0 | 0 | 0 | 0 | 0 | 0 | 0 | 0 | 0 | 0
Retail | New | Hotel Card Energy Control Systems | 0 | 0 |  | 0 | 15 |  | 260 | 260 | guest room |  | 0 | FAIL | FAIL | Retail_New_Hotel Card Energy Control Systems_RIM | 0 | 0 | 0 | 0 | 0 | 0 | 0 | 0 | 0 | 0 | 0 | 0 | 0 | 0 | 0 | 0 | 0 | 0 | 0 | 0 | Retail_New_Hotel Card Energy Control Systems_TRC | 0 | 0 | 0 | 0 | 0 | 0 | 0 | 0 | 0 | 0 | 0 | 0 | 0 | 0 | 0 | 0 | 0 | 0 | 0 | 0
Schools K-12 | New | Hotel Card Energy Control Systems | 0 | 0 |  | 0 | 15 |  | 260 | 260 | guest room |  | 0 | FAIL | FAIL | Schools K-12_New_Hotel Card Energy Control Systems_RIM | 0 | 0 | 0 | 0 | 0 | 0 | 0 | 0 | 0 | 0 | 0 | 0 | 0 | 0 | 0 | 0 | 0 | 0 | 0 | 0 | Schools K-12_New_Hotel Card Energy Control Systems_TRC | 0 | 0 | 0 | 0 | 0 | 0 | 0 | 0 | 0 | 0 | 0 | 0 | 0 | 0 | 0 | 0 | 0 | 0 | 0 | 0
Warehouse | New | Hotel Card Energy Control Systems | 0 | 0 |  | 0 | 15 |  | 260 | 260 | guest room |  | 0 | FAIL | FAIL | Warehouse_New_Hotel Card Energy Control Systems_RIM | 0 | 0 | 0 | 0 | 0 | 0 | 0 | 0 | 0 | 0 | 0 | 0 | 0 | 0 | 0 | 0 | 0 | 0 | 0 | 0 | Warehouse_New_Hotel Card Energy Control Systems_TRC | 0 | 0 | 0 | 0 | 0 | 0 | 0 | 0 | 0 | 0 | 0 | 0 | 0 | 0 | 0 | 0 | 0 | 0 | 0 | 0
Assembly | Existing | HVAC tune-up | 0.034502 | 0.0062807 |  | 173.7822 | 5 |  | 52.5 | 52.5 | unit (1.5 ton) |  | 7.6586 | FAIL | 18.7704 | Assembly_Existing_HVAC tune-up_RIM | 0 | 0 | 0 | 0 | 0 | 0 | 0 | 0 | 0 | 0 | 0 | 0 | 0 | 0 | 0 | 0 | 0 | 0 | 0 | 0 | Assembly_Existing_HVAC tune-up_TRC | 0.34047 | 0.52293 | 0.78404 | 1.1162 | 1.4597 | 1.6738 | 1.5999 | 1.2155 | 0.72341 | 0.34951 | 59.1677 | 90.8762 | 136.2528 | 193.9804 | 253.6711 | 290.8843 | 278.0388 | 211.238 | 125.7152 | 60.7394 |  | 35.75%
College and University | Existing | HVAC tune-up | 0.072865 | 0.024629 |  | 192.7958 | 5 |  | 52.5 | 52.5 | unit (1.5 ton) |  | 8.4965 | FAIL | 15.08 | College and University_Existing_HVAC tune-up_RIM | 0 | 0 | 0 | 0 | 0 | 0 | 0 | 0 | 0 | 0 | 0 | 0 | 0 | 0 | 0 | 0 | 0 | 0 | 0 | 0 | College and University_Existing_HVAC tune-up_TRC | 0.038485 | 0.058807 | 0.087516 | 0.12328 | 0.159 | 0.1799 | 0.16977 | 0.12742 | 0.074944 | 0.035783 | 7.4198 | 11.3377 | 16.8728 | 23.7673 | 30.6554 | 34.6832 | 32.7304 | 24.5664 | 14.4489 | 6.8989 |  | 28.72%
Grocery | Existing | HVAC tune-up | 0.019059 | 0.0034695 |  | 95.999 | 5 |  | 52.5 | 52.5 | unit (1.5 ton) |  | 4.2307 | FAIL | 33.8674 | Grocery_Existing_HVAC tune-up_RIM | 0 | 0 | 0 | 0 | 0 | 0 | 0 | 0 | 0 | 0 | 0 | 0 | 0 | 0 | 0 | 0 | 0 | 0 | 0 | 0 | Grocery_Existing_HVAC tune-up_TRC | 0 | 0 | 0 | 0 | 0 | 0 | 0 | 0 | 0 | 0 | 0 | 0 | 0 | 0 | 0 | 0 | 0 | 0 | 0 | 0 |  | 64.51%
Healthcare | Existing | HVAC tune-up | 0.13282 | 0.016126 |  | 378.1457 | 5 |  | 52.5 | 52.5 | unit (1.5 ton) |  | 16.6649 | FAIL | FAIL | Healthcare_Existing_HVAC tune-up_RIM | 0 | 0 | 0 | 0 | 0 | 0 | 0 | 0 | 0 | 0 | 0 | 0 | 0 | 0 | 0 | 0 | 0 | 0 | 0 | 0 | Healthcare_Existing_HVAC tune-up_TRC | 0 | 0 | 0 | 0 | 0 | 0 | 0 | 0 | 0 | 0 | 0 | 0 | 0 | 0 | 0 | 0 | 0 | 0 | 0 | 0
Hospitals | Existing | HVAC tune-up | 0.13538 | 0.045758 |  | 358.2013 | 5 |  | 52.5 | 52.5 | unit (1.5 ton) |  | 15.7859 | FAIL | FAIL | Hospitals_Existing_HVAC tune-up_RIM | 0 | 0 | 0 | 0 | 0 | 0 | 0 | 0 | 0 | 0 | 0 | 0 | 0 | 0 | 0 | 0 | 0 | 0 | 0 | 0 | Hospitals_Existing_HVAC tune-up_TRC | 0 | 0 | 0 | 0 | 0 | 0 | 0 | 0 | 0 | 0 | 0 | 0 | 0 | 0 | 0 | 0 | 0 | 0 | 0 | 0
Institutional | Existing | HVAC tune-up | 0.018637 | 0.0033926 |  | 93.8716 | 5 |  | 52.5 | 52.5 | unit (1.5 ton) |  | 4.1369 | FAIL | 34.2803 | Institutional_Existing_HVAC tune-up_RIM | 0 | 0 | 0 | 0 | 0 | 0 | 0 | 0 | 0 | 0 | 0 | 0 | 0 | 0 | 0 | 0 | 0 | 0 | 0 | 0 | Institutional_Existing_HVAC tune-up_TRC | 2.2021 | 3.3777 | 5.0433 | 7.1337 | 9.2473 | 10.5184 | 9.9788 | 7.5264 | 4.4482 | 2.1341 | 206.714 | 317.0717 | 473.4199 | 669.6503 | 868.0598 | 987.3835 | 936.7245 | 706.5141 | 417.5626 | 200.332 |  | 65.3%
Lodging/Hospitality | Existing | HVAC tune-up | 0.10083 | 0.012242 |  | 287.0663 | 5 |  | 52.5 | 52.5 | unit (1.5 ton) |  | 12.651 | FAIL | FAIL | Lodging/Hospitality_Existing_HVAC tune-up_RIM | 0 | 0 | 0 | 0 | 0 | 0 | 0 | 0 | 0 | 0 | 0 | 0 | 0 | 0 | 0 | 0 | 0 | 0 | 0 | 0 | Lodging/Hospitality_Existing_HVAC tune-up_TRC | 0 | 0 | 0 | 0 | 0 | 0 | 0 | 0 | 0 | 0 | 0 | 0 | 0 | 0 | 0 | 0 | 0 | 0 | 0 | 0
Miscellaneous | Existing | HVAC tune-up | 0.01927 | 0.003508 |  | 97.0627 | 5 |  | 52.5 | 52.5 | unit (1.5 ton) |  | 4.2776 | FAIL | 33.661 | Miscellaneous_Existing_HVAC tune-up_RIM | 0 | 0 | 0 | 0 | 0 | 0 | 0 | 0 | 0 | 0 | 0 | 0 | 0 | 0 | 0 | 0 | 0 | 0 | 0 | 0 | Miscellaneous_Existing_HVAC tune-up_TRC | 2.9368 | 4.1506 | 5.937 | 8.0372 | 9.9614 | 10.8347 | 9.8311 | 7.0942 | 4.0126 | 1.8429 | 285.057 | 402.8699 | 576.2607 | 780.1119 | 966.8808 | 1051.644 | 954.2308 | 688.5784 | 389.4777 | 178.8812 |  | 64.12%
Offices | Existing | HVAC tune-up | 0.038831 | 0.0070688 |  | 195.588 | 5 |  | 52.5 | 52.5 | unit (1.5 ton) |  | 8.6196 | FAIL | 14.5381 | Offices_Existing_HVAC tune-up_RIM | 0 | 0 | 0 | 0 | 0 | 0 | 0 | 0 | 0 | 0 | 0 | 0 | 0 | 0 | 0 | 0 | 0 | 0 | 0 | 0 | Offices_Existing_HVAC tune-up_TRC | 4.1478 | 6.4608 | 9.6587 | 13.6223 | 17.5339 | 19.798 | 18.644 | 13.9592 | 8.1898 | 3.9002 | 811.2578 | 1263.6482 | 1889.1312 | 2664.3583 | 3429.4189 | 3872.2531 | 3646.5381 | 2730.2451 | 1601.8289 | 762.8378 |  | 27.69%
Restaurants | Existing | HVAC tune-up | 0.05591 | 0.010178 |  | 281.6148 | 5 |  | 52.5 | 52.5 | unit (1.5 ton) |  | 12.4108 | FAIL | FAIL | Restaurants_Existing_HVAC tune-up_RIM | 0 | 0 | 0 | 0 | 0 | 0 | 0 | 0 | 0 | 0 | 0 | 0 | 0 | 0 | 0 | 0 | 0 | 0 | 0 | 0 | Restaurants_Existing_HVAC tune-up_TRC | 0 | 0 | 0 | 0 | 0 | 0 | 0 | 0 | 0 | 0 | 0 | 0 | 0 | 0 | 0 | 0 | 0 | 0 | 0 | 0
Retail | Existing | HVAC tune-up | 0.04382 | 0.007977 |  | 220.718 | 5 |  | 52.5 | 52.5 | unit (1.5 ton) |  | 9.727 | FAIL | 9.6606 | Retail_Existing_HVAC tune-up_RIM | 0 | 0 | 0 | 0 | 0 | 0 | 0 | 0 | 0 | 0 | 0 | 0 | 0 | 0 | 0 | 0 | 0 | 0 | 0 | 0 | Retail_Existing_HVAC tune-up_TRC | 0.035925 | 0.055173 | 0.082382 | 0.11649 | 0.1509 | 0.17132 | 0.16208 | 0.12183 | 0.071716 | 0.034259 | 7.9293 | 12.1776 | 18.1832 | 25.7115 | 33.3056 | 37.8132 | 35.7749 | 26.8894 | 15.829 | 7.5615 |  | 18.4%
Schools K-12 | Existing | HVAC tune-up | 0.038092 | 0.0069343 |  | 191.8651 | 5 |  | 52.5 | 52.5 | unit (1.5 ton) |  | 8.4555 | FAIL | 15.2607 | Schools K-12_Existing_HVAC tune-up_RIM | 0 | 0 | 0 | 0 | 0 | 0 | 0 | 0 | 0 | 0 | 0 | 0 | 0 | 0 | 0 | 0 | 0 | 0 | 0 | 0 | Schools K-12_Existing_HVAC tune-up_TRC | 0.046294 | 0.07075 | 0.10531 | 0.14838 | 0.19143 | 0.21662 | 0.20443 | 0.15341 | 0.090198 | 0.043052 | 8.8823 | 13.5745 | 20.2058 | 28.4691 | 36.729 | 41.5621 | 39.2225 | 29.4336 | 17.3059 | 8.2603 |  | 29.07%
Warehouse | Existing | HVAC tune-up | 0.008368 | 0.0015233 |  | 42.1492 | 5 |  | 52.5 | 52.5 | unit (1.5 ton) |  | 1.8575 | FAIL | FAIL | Warehouse_Existing_HVAC tune-up_RIM | 0 | 0 | 0 | 0 | 0 | 0 | 0 | 0 | 0 | 0 | 0 | 0 | 0 | 0 | 0 | 0 | 0 | 0 | 0 | 0 | Warehouse_Existing_HVAC tune-up_TRC | 0 | 0 | 0 | 0 | 0 | 0 | 0 | 0 | 0 | 0 | 0 | 0 | 0 | 0 | 0 | 0 | 0 | 0 | 0 | 0
Assembly | New | HVAC tune-up | 0.034502 | 0.0062807 |  | 173.7822 | 5 |  | 52.5 | 52.5 | unit (1.5 ton) |  | 7.6586 | FAIL | 18.7704 | Assembly_New_HVAC tune-up_RIM | 0 | 0 | 0 | 0 | 0 | 0 | 0 | 0 | 0 | 0 | 0 | 0 | 0 | 0 | 0 | 0 | 0 | 0 | 0 | 0 | Assembly_New_HVAC tune-up_TRC | 0.030471 | 0.06016 | 0.11549 | 0.20006 | 0.30779 | 0.33996 | 0.31279 | 0.23186 | 0.13362 | 0.063789 | 5.2953 | 10.4548 | 20.0695 | 34.7676 | 53.4885 | 59.0798 | 54.3578 | 40.2925 | 23.2206 | 11.0854 |  | 35.75%
College and University | New | HVAC tune-up | 0.072865 | 0.024629 |  | 192.7958 | 5 |  | 52.5 | 52.5 | unit (1.5 ton) |  | 8.4965 | FAIL | 15.08 | College and University_New_HVAC tune-up_RIM | 0 | 0 | 0 | 0 | 0 | 0 | 0 | 0 | 0 | 0 | 0 | 0 | 0 | 0 | 0 | 0 | 0 | 0 | 0 | 0 | College and University_New_HVAC tune-up_TRC | 0.003068 | 0.0043927 | 0.0066399 | 0.0094973 | 0.012435 | 0.01317 | 0.011977 | 0.0089371 | 0.0049703 | 0.0022828 | 0.59151 | 0.8469 | 1.2801 | 1.831 | 2.3975 | 2.5391 | 2.309 | 1.723 | 0.95826 | 0.44011 |  | 28.72%
Grocery | New | HVAC tune-up | 0.019059 | 0.0034695 |  | 95.999 | 5 |  | 52.5 | 52.5 | unit (1.5 ton) |  | 4.2307 | FAIL | 33.8674 | Grocery_New_HVAC tune-up_RIM | 0 | 0 | 0 | 0 | 0 | 0 | 0 | 0 | 0 | 0 | 0 | 0 | 0 | 0 | 0 | 0 | 0 | 0 | 0 | 0 | Grocery_New_HVAC tune-up_TRC | 0 | 0 | 0 | 0 | 0 | 0 | 0 | 0 | 0 | 0 | 0 | 0 | 0 | 0 | 0 | 0 | 0 | 0 | 0 | 0 |  | 64.51%
Healthcare | New | HVAC tune-up | 0.13282 | 0.016126 |  | 378.1457 | 5 |  | 52.5 | 52.5 | unit (1.5 ton) |  | 16.6649 | FAIL | FAIL | Healthcare_New_HVAC tune-up_RIM | 0 | 0 | 0 | 0 | 0 | 0 | 0 | 0 | 0 | 0 | 0 | 0 | 0 | 0 | 0 | 0 | 0 | 0 | 0 | 0 | Healthcare_New_HVAC tune-up_TRC | 0 | 0 | 0 | 0 | 0 | 0 | 0 | 0 | 0 | 0 | 0 | 0 | 0 | 0 | 0 | 0 | 0 | 0 | 0 | 0
Hospitals | New | HVAC tune-up | 0.13538 | 0.045758 |  | 358.2013 | 5 |  | 52.5 | 52.5 | unit (1.5 ton) |  | 15.7859 | FAIL | FAIL | Hospitals_New_HVAC tune-up_RIM | 0 | 0 | 0 | 0 | 0 | 0 | 0 | 0 | 0 | 0 | 0 | 0 | 0 | 0 | 0 | 0 | 0 | 0 | 0 | 0 | Hospitals_New_HVAC tune-up_TRC | 0 | 0 | 0 | 0 | 0 | 0 | 0 | 0 | 0 | 0 | 0 | 0 | 0 | 0 | 0 | 0 | 0 | 0 | 0 | 0
Institutional | New | HVAC tune-up | 0.018637 | 0.0033926 |  | 93.8716 | 5 |  | 52.5 | 52.5 | unit (1.5 ton) |  | 4.1369 | FAIL | 34.2803 | Institutional_New_HVAC tune-up_RIM | 0 | 0 | 0 | 0 | 0 | 0 | 0 | 0 | 0 | 0 | 0 | 0 | 0 | 0 | 0 | 0 | 0 | 0 | 0 | 0 | Institutional_New_HVAC tune-up_TRC | 0.2076 | 0.32333 | 0.52577 | 0.80062 | 1.1048 | 1.2229 | 1.1182 | 0.81191 | 0.46677 | 0.22166 | 19.488 | 30.3513 | 49.3545 | 75.1551 | 103.7078 | 114.7999 | 104.9693 | 76.2152 | 43.8163 | 20.8074 |  | 65.3%
Lodging/Hospitality | New | HVAC tune-up | 0.10083 | 0.012242 |  | 287.0663 | 5 |  | 52.5 | 52.5 | unit (1.5 ton) |  | 12.651 | FAIL | FAIL | Lodging/Hospitality_New_HVAC tune-up_RIM | 0 | 0 | 0 | 0 | 0 | 0 | 0 | 0 | 0 | 0 | 0 | 0 | 0 | 0 | 0 | 0 | 0 | 0 | 0 | 0 | Lodging/Hospitality_New_HVAC tune-up_TRC | 0 | 0 | 0 | 0 | 0 | 0 | 0 | 0 | 0 | 0 | 0 | 0 | 0 | 0 | 0 | 0 | 0 | 0 | 0 | 0
Miscellaneous | New | HVAC tune-up | 0.01927 | 0.003508 |  | 97.0627 | 5 |  | 52.5 | 52.5 | unit (1.5 ton) |  | 4.2776 | FAIL | 33.661 | Miscellaneous_New_HVAC tune-up_RIM | 0 | 0 | 0 | 0 | 0 | 0 | 0 | 0 | 0 | 0 | 0 | 0 | 0 | 0 | 0 | 0 | 0 | 0 | 0 | 0 | Miscellaneous_New_HVAC tune-up_TRC | 0 | 0 | 0 | 0 | 0 | 0 | 0 | 0 | 0 | 0 | 0 | 0 | 0 | 0 | 0 | 0 | 0 | 0 | 0 | 0 |  | 64.12%
Offices | New | HVAC tune-up | 0.038831 | 0.0070688 |  | 195.588 | 5 |  | 52.5 | 52.5 | unit (1.5 ton) |  | 8.6196 | FAIL | 14.5381 | Offices_New_HVAC tune-up_RIM | 0 | 0 | 0 | 0 | 0 | 0 | 0 | 0 | 0 | 0 | 0 | 0 | 0 | 0 | 0 | 0 | 0 | 0 | 0 | 0 | Offices_New_HVAC tune-up_TRC | 0.84053 | 0.98062 | 1.1627 | 1.2111 | 1.0059 | 1.0469 | 0.91185 | 0.63057 | 0.34374 | 0.15326 | 164.397 | 191.798 | 227.4067 | 236.8841 | 196.7491 | 204.7644 | 178.3473 | 123.3322 | 67.2311 | 29.9754 |  | 27.69%
Restaurants | New | HVAC tune-up | 0.05591 | 0.010178 |  | 281.6148 | 5 |  | 52.5 | 52.5 | unit (1.5 ton) |  | 12.4108 | FAIL | FAIL | Restaurants_New_HVAC tune-up_RIM | 0 | 0 | 0 | 0 | 0 | 0 | 0 | 0 | 0 | 0 | 0 | 0 | 0 | 0 | 0 | 0 | 0 | 0 | 0 | 0 | Restaurants_New_HVAC tune-up_TRC | 0 | 0 | 0 | 0 | 0 | 0 | 0 | 0 | 0 | 0 | 0 | 0 | 0 | 0 | 0 | 0 | 0 | 0 | 0 | 0
Retail | New | HVAC tune-up | 0.04382 | 0.007977 |  | 220.718 | 5 |  | 52.5 | 52.5 | unit (1.5 ton) |  | 9.727 | FAIL | 9.6606 | Retail_New_HVAC tune-up_RIM | 0 | 0 | 0 | 0 | 0 | 0 | 0 | 0 | 0 | 0 | 0 | 0 | 0 | 0 | 0 | 0 | 0 | 0 | 0 | 0 | Retail_New_HVAC tune-up_TRC | 0.0037246 | 0.0055764 | 0.0087816 | 0.013056 | 0.017735 | 0.01803 | 0.015368 | 0.010393 | 0.0055597 | 0.002444 | 0.82209 | 1.2308 | 1.9383 | 2.8818 | 3.9144 | 3.9796 | 3.3919 | 2.2939 | 1.2271 | 0.53943 |  | 18.4%
Schools K-12 | New | HVAC tune-up | 0.038092 | 0.0069343 |  | 191.8651 | 5 |  | 52.5 | 52.5 | unit (1.5 ton) |  | 8.4555 | FAIL | 15.2607 | Schools K-12_New_HVAC tune-up_RIM | 0 | 0 | 0 | 0 | 0 | 0 | 0 | 0 | 0 | 0 | 0 | 0 | 0 | 0 | 0 | 0 | 0 | 0 | 0 | 0 | Schools K-12_New_HVAC tune-up_TRC | 0.0036906 | 0.0052841 | 0.0079872 | 0.011424 | 0.014958 | 0.015842 | 0.014407 | 0.010751 | 0.0059789 | 0.002746 | 0.70809 | 1.0138 | 1.5325 | 2.192 | 2.87 | 3.0396 | 2.7641 | 2.0627 | 1.1471 | 0.52686 |  | 29.07%
Warehouse | New | HVAC tune-up | 0.008368 | 0.0015233 |  | 42.1492 | 5 |  | 52.5 | 52.5 | unit (1.5 ton) |  | 1.8575 | FAIL | FAIL | Warehouse_New_HVAC tune-up_RIM | 0 | 0 | 0 | 0 | 0 | 0 | 0 | 0 | 0 | 0 | 0 | 0 | 0 | 0 | 0 | 0 | 0 | 0 | 0 | 0 | Warehouse_New_HVAC tune-up_TRC | 0 | 0 | 0 | 0 | 0 | 0 | 0 | 0 | 0 | 0 | 0 | 0 | 0 | 0 | 0 | 0 | 0 | 0 | 0 | 0
Assembly | Existing | HVAC tune-up_RTU | 0.15571 | 0.028346 |  | 784.3099 | 5 |  | 350 | 350 | unit (10 ton) |  | 34.5645 | FAIL | 197.7723 | Assembly_Existing_HVAC tune-up_RTU_RIM | 0 | 0 | 0 | 0 | 0 | 0 | 0 | 0 | 0 | 0 | 0 | 0 | 0 | 0 | 0 | 0 | 0 | 0 | 0 | 0 | Assembly_Existing_HVAC tune-up_RTU_TRC | 10.3845 | 16.6763 | 26.7285 | 42.3312 | 65.3066 | 96.1397 | 131.7235 | 161.7347 | 169.7879 | 144.6364 | 8144.6879 | 13079.3874 | 20963.4002 | 33200.8084 | 51220.6341 | 75403.3312 | 103312.0405 | 126850.1464 | 133166.3361 | 113439.7401 |  | 56.51%
College and University | Existing | HVAC tune-up_RTU | 0.32885 | 0.11115 |  | 870.122 | 5 |  | 350 | 350 | unit (10 ton) |  | 38.3463 | FAIL | 181.1169 | College and University_Existing_HVAC tune-up_RTU_RIM | 0 | 0 | 0 | 0 | 0 | 0 | 0 | 0 | 0 | 0 | 0 | 0 | 0 | 0 | 0 | 0 | 0 | 0 | 0 | 0 | College and University_Existing_HVAC tune-up_RTU_TRC | 0.15135 | 0.24181 | 0.38469 | 0.60281 | 0.91726 | 1.3323 | 1.8022 | 2.1861 | 2.2681 | 1.9094 | 131.6962 | 210.4043 | 334.731 | 524.521 | 798.1298 | 1159.2626 | 1568.1571 | 1902.187 | 1973.4909 | 1661.3697 |  | 51.75%
Grocery | Existing | HVAC tune-up_RTU | 0.086017 | 0.015659 |  | 433.2607 | 5 |  | 350 | 350 | unit (10 ton) |  | 19.0938 | FAIL | FAIL | Grocery_Existing_HVAC tune-up_RTU_RIM | 0 | 0 | 0 | 0 | 0 | 0 | 0 | 0 | 0 | 0 | 0 | 0 | 0 | 0 | 0 | 0 | 0 | 0 | 0 | 0 | Grocery_Existing_HVAC tune-up_RTU_TRC | 0 | 0 | 0 | 0 | 0 | 0 | 0 | 0 | 0 | 0 | 0 | 0 | 0 | 0 | 0 | 0 | 0 | 0 | 0 | 0
Healthcare | Existing | HVAC tune-up_RTU | 0.59942 | 0.072781 |  | 1706.6392 | 5 |  | 350 | 350 | unit (10 ton) |  | 75.2116 | FAIL | 18.7562 | Healthcare_Existing_HVAC tune-up_RTU_RIM | 0 | 0 | 0 | 0 | 0 | 0 | 0 | 0 | 0 | 0 | 0 | 0 | 0 | 0 | 0 | 0 | 0 | 0 | 0 | 0 | Healthcare_Existing_HVAC tune-up_RTU_TRC | 7.5086 | 7.5165 | 7.5683 | 7.637 | 7.7063 | 7.7727 | 7.8418 | 7.904 | 7.9659 | 8.0191 | 12814.4972 | 12828.0194 | 12916.3278 | 13033.6157 | 13151.7891 | 13265.1655 | 13383.1425 | 13489.2397 | 13594.9573 | 13685.6979 |  | 5.359%
Hospitals | Existing | HVAC tune-up_RTU | 0.61098 | 0.20652 |  | 1616.6266 | 5 |  | 350 | 350 | unit (10 ton) |  | 71.2447 | FAIL | 36.2268 | Hospitals_Existing_HVAC tune-up_RTU_RIM | 0 | 0 | 0 | 0 | 0 | 0 | 0 | 0 | 0 | 0 | 0 | 0 | 0 | 0 | 0 | 0 | 0 | 0 | 0 | 0 | Hospitals_Existing_HVAC tune-up_RTU_TRC | 3.0234 | 3.0266 | 3.0474 | 3.0751 | 3.103 | 3.1298 | 3.1576 | 3.1826 | 3.2076 | 3.229 | 4887.746 | 4892.9037 | 4926.5866 | 4971.3229 | 5016.397 | 5059.6414 | 5104.6405 | 5145.1085 | 5185.4316 | 5220.0422 |  | 10.35%
Institutional | Existing | HVAC tune-up_RTU | 0.084111 | 0.015312 |  | 423.6594 | 5 |  | 350 | 350 | unit (10 ton) |  | 18.6707 | FAIL | FAIL | Institutional_Existing_HVAC tune-up_RTU_RIM | 0 | 0 | 0 | 0 | 0 | 0 | 0 | 0 | 0 | 0 | 0 | 0 | 0 | 0 | 0 | 0 | 0 | 0 | 0 | 0 | Institutional_Existing_HVAC tune-up_RTU_TRC | 0 | 0 | 0 | 0 | 0 | 0 | 0 | 0 | 0 | 0 | 0 | 0 | 0 | 0 | 0 | 0 | 0 | 0 | 0 | 0
Lodging/Hospitality | Existing | HVAC tune-up_RTU | 0.45505 | 0.055251 |  | 1295.5816 | 5 |  | 350 | 350 | unit (10 ton) |  | 57.0963 | FAIL | 98.5389 | Lodging/Hospitality_Existing_HVAC tune-up_RTU_RIM | 0 | 0 | 0 | 0 | 0 | 0 | 0 | 0 | 0 | 0 | 0 | 0 | 0 | 0 | 0 | 0 | 0 | 0 | 0 | 0 | Lodging/Hospitality_Existing_HVAC tune-up_RTU_TRC | 3.1821 | 5.2348 | 8.4127 | 13.2784 | 20.2922 | 29.5861 | 40.1446 | 48.799 | 50.7142 | 42.7525 | 4122.7097 | 6782.0553 | 10899.294 | 17203.2312 | 26290.2256 | 38331.1513 | 52010.5685 | 63223.1092 | 65704.4192 | 55389.3829 |  | 28.15%
Miscellaneous | Existing | HVAC tune-up_RTU | 0.08697 | 0.015832 |  | 438.0614 | 5 |  | 350 | 350 | unit (10 ton) |  | 19.3054 | FAIL | FAIL | Miscellaneous_Existing_HVAC tune-up_RTU_RIM | 0 | 0 | 0 | 0 | 0 | 0 | 0 | 0 | 0 | 0 | 0 | 0 | 0 | 0 | 0 | 0 | 0 | 0 | 0 | 0 | Miscellaneous_Existing_HVAC tune-up_RTU_TRC | 0 | 0 | 0 | 0 | 0 | 0 | 0 | 0 | 0 | 0 | 0 | 0 | 0 | 0 | 0 | 0 | 0 | 0 | 0 | 0
Offices | Existing | HVAC tune-up_RTU | 0.17525 | 0.031903 |  | 882.7237 | 5 |  | 350 | 350 | unit (10 ton) |  | 38.9016 | FAIL | 178.671 | Offices_Existing_HVAC tune-up_RTU_RIM | 0 | 0 | 0 | 0 | 0 | 0 | 0 | 0 | 0 | 0 | 0 | 0 | 0 | 0 | 0 | 0 | 0 | 0 | 0 | 0 | Offices_Existing_HVAC tune-up_RTU_TRC | 30.1337 | 49.0551 | 78.3511 | 122.8398 | 186.3992 | 270.0919 | 364.6736 | 441.6459 | 457.5437 | 384.4792 | 26599.7683 | 43302.0718 | 69162.4071 | 108433.6072 | 164539.0266 | 238416.4928 | 321906.0318 | 389851.3562 | 403884.7105 | 339388.9074 |  | 51.05%
Restaurants | Existing | HVAC tune-up_RTU | 0.25233 | 0.045935 |  | 1270.9781 | 5 |  | 350 | 350 | unit (10 ton) |  | 56.012 | FAIL | 103.3142 | Restaurants_Existing_HVAC tune-up_RTU_RIM | 0 | 0 | 0 | 0 | 0 | 0 | 0 | 0 | 0 | 0 | 0 | 0 | 0 | 0 | 0 | 0 | 0 | 0 | 0 | 0 | Restaurants_Existing_HVAC tune-up_RTU_TRC | 13.113 | 21.1993 | 34.018 | 53.8667 | 82.9807 | 121.9787 | 166.9057 | 204.6965 | 214.6544 | 182.6382 | 16666.3408 | 26943.8477 | 43236.0797 | 68463.3404 | 105466.7176 | 155032.3241 | 212133.5481 | 260164.7686 | 272821.0918 | 232129.2148 |  | 29.52%
Retail | Existing | HVAC tune-up_RTU | 0.19777 | 0.036002 |  | 996.1396 | 5 |  | 350 | 350 | unit (10 ton) |  | 43.8999 | FAIL | 156.658 | Retail_Existing_HVAC tune-up_RTU_RIM | 0 | 0 | 0 | 0 | 0 | 0 | 0 | 0 | 0 | 0 | 0 | 0 | 0 | 0 | 0 | 0 | 0 | 0 | 0 | 0 | Retail_Existing_HVAC tune-up_RTU_TRC | 47.2247 | 75.8087 | 120.9596 | 190.1805 | 290.4942 | 423.2937 | 574.1277 | 697.7839 | 725.0655 | 611.0124 | 47042.3816 | 75516.0798 | 120492.6562 | 189446.3116 | 289372.7358 | 421659.593 | 571911.3009 | 695090.2184 | 722266.4808 | 608653.7026 |  | 44.76%
Schools K-12 | Existing | HVAC tune-up_RTU | 0.17191 | 0.031296 |  | 865.9214 | 5 |  | 350 | 350 | unit (10 ton) |  | 38.1611 | FAIL | 181.9322 | Schools K-12_Existing_HVAC tune-up_RTU_RIM | 0 | 0 | 0 | 0 | 0 | 0 | 0 | 0 | 0 | 0 | 0 | 0 | 0 | 0 | 0 | 0 | 0 | 0 | 0 | 0 | Schools K-12_Existing_HVAC tune-up_RTU_TRC | 1.939 | 3.0983 | 4.9301 | 7.7273 | 11.7611 | 17.0856 | 23.1124 | 28.0302 | 29.0714 | 24.4654 | 1679.0193 | 2682.8992 | 4269.0803 | 6691.2548 | 10184.166 | 14794.8287 | 20013.521 | 24271.9503 | 25173.5264 | 21185.1165 |  | 51.98%
Warehouse | Existing | HVAC tune-up_RTU | 0.037766 | 0.006875 |  | 190.2267 | 5 |  | 350 | 350 | unit (10 ton) |  | 8.3833 | FAIL | FAIL | Warehouse_Existing_HVAC tune-up_RTU_RIM | 0 | 0 | 0 | 0 | 0 | 0 | 0 | 0 | 0 | 0 | 0 | 0 | 0 | 0 | 0 | 0 | 0 | 0 | 0 | 0 | Warehouse_Existing_HVAC tune-up_RTU_TRC | 0 | 0 | 0 | 0 | 0 | 0 | 0 | 0 | 0 | 0 | 0 | 0 | 0 | 0 | 0 | 0 | 0 | 0 | 0 | 0
Assembly | New | HVAC tune-up_RTU | 0.15571 | 0.028346 |  | 784.3099 | 5 |  | 350 | 350 | unit (10 ton) |  | 34.5645 | FAIL | 197.7723 | Assembly_New_HVAC tune-up_RTU_RIM | 0 | 0 | 0 | 0 | 0 | 0 | 0 | 0 | 0 | 0 | 0 | 0 | 0 | 0 | 0 | 0 | 0 | 0 | 0 | 0 | Assembly_New_HVAC tune-up_RTU_TRC | 0.93152 | 1.9185 | 3.937 | 7.5871 | 13.7704 | 19.5264 | 25.7525 | 30.85 | 31.3612 | 26.3972 | 730.6039 | 1504.7054 | 3087.8257 | 5950.6593 | 10800.2638 | 15314.7273 | 20197.9512 | 24195.99 | 24596.9289 | 20703.5542 |  | 56.51%
College and University | New | HVAC tune-up_RTU | 0.32885 | 0.11115 |  | 870.122 | 5 |  | 350 | 350 | unit (10 ton) |  | 38.3463 | FAIL | 181.1169 | College and University_New_HVAC tune-up_RTU_RIM | 0 | 0 | 0 | 0 | 0 | 0 | 0 | 0 | 0 | 0 | 0 | 0 | 0 | 0 | 0 | 0 | 0 | 0 | 0 | 0 | College and University_New_HVAC tune-up_RTU_TRC | 0.012094 | 0.018063 | 0.029187 | 0.046441 | 0.071736 | 0.097536 | 0.12714 | 0.15333 | 0.15042 | 0.12181 | 10.523 | 15.7168 | 25.3962 | 40.4095 | 62.4191 | 84.8684 | 110.6284 | 133.4154 | 130.8831 | 105.9857 |  | 51.75%
Grocery | New | HVAC tune-up_RTU | 0.086017 | 0.015659 |  | 433.2607 | 5 |  | 350 | 350 | unit (10 ton) |  | 19.0938 | FAIL | FAIL | Grocery_New_HVAC tune-up_RTU_RIM | 0 | 0 | 0 | 0 | 0 | 0 | 0 | 0 | 0 | 0 | 0 | 0 | 0 | 0 | 0 | 0 | 0 | 0 | 0 | 0 | Grocery_New_HVAC tune-up_RTU_TRC | 0 | 0 | 0 | 0 | 0 | 0 | 0 | 0 | 0 | 0 | 0 | 0 | 0 | 0 | 0 | 0 | 0 | 0 | 0 | 0
Healthcare | New | HVAC tune-up_RTU | 0.59942 | 0.072781 |  | 1706.6392 | 5 |  | 350 | 350 | unit (10 ton) |  | 75.2116 | FAIL | 18.7562 | Healthcare_New_HVAC tune-up_RTU_RIM | 0 | 0 | 0 | 0 | 0 | 0 | 0 | 0 | 0 | 0 | 0 | 0 | 0 | 0 | 0 | 0 | 0 | 0 | 0 | 0 | Healthcare_New_HVAC tune-up_RTU_TRC | 0.72243 | 1.0531 | 1.6601 | 2.5772 | 3.884 | 5.4168 | 7.0528 | 8.2479 | 8.2639 | 6.7282 | 1232.9269 | 1797.1797 | 2833.209 | 4398.3996 | 6628.56 | 9244.5349 | 12036.5454 | 14076.1177 | 14103.4775 | 11482.6871 |  | 5.359%
Hospitals | New | HVAC tune-up_RTU | 0.61098 | 0.20652 |  | 1616.6266 | 5 |  | 350 | 350 | unit (10 ton) |  | 71.2447 | FAIL | 36.2268 | Hospitals_New_HVAC tune-up_RTU_RIM | 0 | 0 | 0 | 0 | 0 | 0 | 0 | 0 | 0 | 0 | 0 | 0 | 0 | 0 | 0 | 0 | 0 | 0 | 0 | 0 | Hospitals_New_HVAC tune-up_RTU_TRC | 0.29089 | 0.42402 | 0.66846 | 1.0377 | 1.5639 | 2.1811 | 2.8399 | 3.3211 | 3.3275 | 2.7092 | 470.2669 | 685.486 | 1080.6515 | 1677.6515 | 2528.2863 | 3526.0797 | 4591.0172 | 5368.9573 | 5379.393 | 4379.7628 |  | 10.35%
Institutional | New | HVAC tune-up_RTU | 0.084111 | 0.015312 |  | 423.6594 | 5 |  | 350 | 350 | unit (10 ton) |  | 18.6707 | FAIL | FAIL | Institutional_New_HVAC tune-up_RTU_RIM | 0 | 0 | 0 | 0 | 0 | 0 | 0 | 0 | 0 | 0 | 0 | 0 | 0 | 0 | 0 | 0 | 0 | 0 | 0 | 0 | Institutional_New_HVAC tune-up_RTU_TRC | 0 | 0 | 0 | 0 | 0 | 0 | 0 | 0 | 0 | 0 | 0 | 0 | 0 | 0 | 0 | 0 | 0 | 0 | 0 | 0
Lodging/Hospitality | New | HVAC tune-up_RTU | 0.45505 | 0.055251 |  | 1295.5816 | 5 |  | 350 | 350 | unit (10 ton) |  | 57.0963 | FAIL | 98.5389 | Lodging/Hospitality_New_HVAC tune-up_RTU_RIM | 0 | 0 | 0 | 0 | 0 | 0 | 0 | 0 | 0 | 0 | 0 | 0 | 0 | 0 | 0 | 0 | 0 | 0 | 0 | 0 | Lodging/Hospitality_New_HVAC tune-up_RTU_TRC | 0.81151 | 1.0403 | 1.4337 | 1.8885 | 2.3213 | 3.1011 | 3.8939 | 4.4033 | 4.2901 | 3.4064 | 1051.3715 | 1347.7401 | 1857.4469 | 2446.7027 | 3007.4857 | 4017.7479 | 5044.8145 | 5704.865 | 5558.201 | 4413.2789 |  | 28.15%
Miscellaneous | New | HVAC tune-up_RTU | 0.08697 | 0.015832 |  | 438.0614 | 5 |  | 350 | 350 | unit (10 ton) |  | 19.3054 | FAIL | FAIL | Miscellaneous_New_HVAC tune-up_RTU_RIM | 0 | 0 | 0 | 0 | 0 | 0 | 0 | 0 | 0 | 0 | 0 | 0 | 0 | 0 | 0 | 0 | 0 | 0 | 0 | 0 | Miscellaneous_New_HVAC tune-up_RTU_TRC | 0 | 0 | 0 | 0 | 0 | 0 | 0 | 0 | 0 | 0 | 0 | 0 | 0 | 0 | 0 | 0 | 0 | 0 | 0 | 0
Offices | New | HVAC tune-up_RTU | 0.17525 | 0.031903 |  | 882.7237 | 5 |  | 350 | 350 | unit (10 ton) |  | 38.9016 | FAIL | 178.671 | Offices_New_HVAC tune-up_RTU_RIM | 0 | 0 | 0 | 0 | 0 | 0 | 0 | 0 | 0 | 0 | 0 | 0 | 0 | 0 | 0 | 0 | 0 | 0 | 0 | 0 | Offices_New_HVAC tune-up_RTU_TRC | 6.1254 | 7.4547 | 9.4486 | 10.949 | 10.7284 | 14.3342 | 17.8962 | 20.0006 | 19.2321 | 15.1185 | 5407.0011 | 6580.4375 | 8340.522 | 9664.9664 | 9470.2226 | 12653.1393 | 15797.3956 | 17655.043 | 16976.5937 | 13345.4464 |  | 51.05%
Restaurants | New | HVAC tune-up_RTU | 0.25233 | 0.045935 |  | 1270.9781 | 5 |  | 350 | 350 | unit (10 ton) |  | 56.012 | FAIL | 103.3142 | Restaurants_New_HVAC tune-up_RTU_RIM | 0 | 0 | 0 | 0 | 0 | 0 | 0 | 0 | 0 | 0 | 0 | 0 | 0 | 0 | 0 | 0 | 0 | 0 | 0 | 0 | Restaurants_New_HVAC tune-up_RTU_TRC | 1.7598 | 2.9845 | 5.4211 | 9.5668 | 16.2288 | 22.7432 | 29.7569 | 35.4917 | 36.0064 | 30.2474 | 2236.6951 | 3793.2534 | 6890.0444 | 12159.2413 | 20626.4957 | 28906.0479 | 37820.3809 | 45109.1926 | 45763.3638 | 38443.8293 |  | 29.52%
Retail | New | HVAC tune-up_RTU | 0.19777 | 0.036002 |  | 996.1396 | 5 |  | 350 | 350 | unit (10 ton) |  | 43.8999 | FAIL | 156.658 | Retail_New_HVAC tune-up_RTU_RIM | 0 | 0 | 0 | 0 | 0 | 0 | 0 | 0 | 0 | 0 | 0 | 0 | 0 | 0 | 0 | 0 | 0 | 0 | 0 | 0 | Retail_New_HVAC tune-up_RTU_TRC | 4.906 | 7.6592 | 12.8875 | 21.3028 | 34.1164 | 44.5083 | 54.3766 | 59.4582 | 56.1522 | 43.5564 | 4887.0797 | 7629.63 | 12837.7695 | 21220.5704 | 33984.7244 | 44336.4656 | 54166.6744 | 59228.6244 | 55935.4694 | 43388.2993 |  | 44.76%
Schools K-12 | New | HVAC tune-up_RTU | 0.17191 | 0.031296 |  | 865.9214 | 5 |  | 350 | 350 | unit (10 ton) |  | 38.1611 | FAIL | 181.9322 | Schools K-12_New_HVAC tune-up_RTU_RIM | 0 | 0 | 0 | 0 | 0 | 0 | 0 | 0 | 0 | 0 | 0 | 0 | 0 | 0 | 0 | 0 | 0 | 0 | 0 | 0 | Schools K-12_New_HVAC tune-up_RTU_TRC | 0.15493 | 0.2314 | 0.37391 | 0.59496 | 0.91901 | 1.2495 | 1.6288 | 1.9643 | 1.927 | 1.5605 | 134.16 | 200.3761 | 323.7807 | 515.1876 | 795.7928 | 1082.0032 | 1410.4212 | 1700.9372 | 1668.6531 | 1351.2315 |  | 51.98%
Warehouse | New | HVAC tune-up_RTU | 0.037766 | 0.006875 |  | 190.2267 | 5 |  | 350 | 350 | unit (10 ton) |  | 8.3833 | FAIL | FAIL | Warehouse_New_HVAC tune-up_RTU_RIM | 0 | 0 | 0 | 0 | 0 | 0 | 0 | 0 | 0 | 0 | 0 | 0 | 0 | 0 | 0 | 0 | 0 | 0 | 0 | 0 | Warehouse_New_HVAC tune-up_RTU_TRC | 0 | 0 | 0 | 0 | 0 | 0 | 0 | 0 | 0 | 0 | 0 | 0 | 0 | 0 | 0 | 0 | 0 | 0 | 0 | 0
Assembly | Existing | Infiltration Reduction - Air Sealing | 7.0636e-06 | 2.0975e-05 |  | 0.031934 | 11 |  | 0.262 | 0.262 | sq ft |  | 0.0014073 | FAIL | FAIL | Assembly_Existing_Infiltration Reduction - Air Sealing_RIM | 0 | 0 | 0 | 0 | 0 | 0 | 0 | 0 | 0 | 0 | 0 | 0 | 0 | 0 | 0 | 0 | 0 | 0 | 0 | 0 | Assembly_Existing_Infiltration Reduction - Air Sealing_TRC | 0 | 0 | 0 | 0 | 0 | 0 | 0 | 0 | 0 | 0 | 0 | 0 | 0 | 0 | 0 | 0 | 0 | 0 | 0 | 0
College and University | Existing | Infiltration Reduction - Air Sealing | 3.4505e-06 | 1.0246e-05 |  | 0.015599 | 11 |  | 0.262 | 0.262 | sq ft |  | 0.00068745 | FAIL | FAIL | College and University_Existing_Infiltration Reduction - Air Sealing_RIM | 0 | 0 | 0 | 0 | 0 | 0 | 0 | 0 | 0 | 0 | 0 | 0 | 0 | 0 | 0 | 0 | 0 | 0 | 0 | 0 | College and University_Existing_Infiltration Reduction - Air Sealing_TRC | 0 | 0 | 0 | 0 | 0 | 0 | 0 | 0 | 0 | 0 | 0 | 0 | 0 | 0 | 0 | 0 | 0 | 0 | 0 | 0
Grocery | Existing | Infiltration Reduction - Air Sealing | 2.402e-05 | 7.1327e-05 |  | 0.10859 | 11 |  | 0.262 | 0.262 | sq ft |  | 0.0047857 | FAIL | FAIL | Grocery_Existing_Infiltration Reduction - Air Sealing_RIM | 0 | 0 | 0 | 0 | 0 | 0 | 0 | 0 | 0 | 0 | 0 | 0 | 0 | 0 | 0 | 0 | 0 | 0 | 0 | 0 | Grocery_Existing_Infiltration Reduction - Air Sealing_TRC | 0 | 0 | 0 | 0 | 0 | 0 | 0 | 0 | 0 | 0 | 0 | 0 | 0 | 0 | 0 | 0 | 0 | 0 | 0 | 0
Healthcare | Existing | Infiltration Reduction - Air Sealing | 6.6932e-06 | 1.9875e-05 |  | 0.030259 | 11 |  | 0.262 | 0.262 | sq ft |  | 0.0013335 | FAIL | FAIL | Healthcare_Existing_Infiltration Reduction - Air Sealing_RIM | 0 | 0 | 0 | 0 | 0 | 0 | 0 | 0 | 0 | 0 | 0 | 0 | 0 | 0 | 0 | 0 | 0 | 0 | 0 | 0 | Healthcare_Existing_Infiltration Reduction - Air Sealing_TRC | 0 | 0 | 0 | 0 | 0 | 0 | 0 | 0 | 0 | 0 | 0 | 0 | 0 | 0 | 0 | 0 | 0 | 0 | 0 | 0
Hospitals | Existing | Infiltration Reduction - Air Sealing | 3.4623e-06 | 1.0281e-05 |  | 0.015653 | 11 |  | 0.262 | 0.262 | sq ft |  | 0.00068981 | FAIL | FAIL | Hospitals_Existing_Infiltration Reduction - Air Sealing_RIM | 0 | 0 | 0 | 0 | 0 | 0 | 0 | 0 | 0 | 0 | 0 | 0 | 0 | 0 | 0 | 0 | 0 | 0 | 0 | 0 | Hospitals_Existing_Infiltration Reduction - Air Sealing_TRC | 0 | 0 | 0 | 0 | 0 | 0 | 0 | 0 | 0 | 0 | 0 | 0 | 0 | 0 | 0 | 0 | 0 | 0 | 0 | 0
Institutional | Existing | Infiltration Reduction - Air Sealing | 2.1601e-05 | 6.4144e-05 |  | 0.097657 | 11 |  | 0.262 | 0.262 | sq ft |  | 0.0043037 | FAIL | FAIL | Institutional_Existing_Infiltration Reduction - Air Sealing_RIM | 0 | 0 | 0 | 0 | 0 | 0 | 0 | 0 | 0 | 0 | 0 | 0 | 0 | 0 | 0 | 0 | 0 | 0 | 0 | 0 | Institutional_Existing_Infiltration Reduction - Air Sealing_TRC | 0 | 0 | 0 | 0 | 0 | 0 | 0 | 0 | 0 | 0 | 0 | 0 | 0 | 0 | 0 | 0 | 0 | 0 | 0 | 0
Lodging/Hospitality | Existing | Infiltration Reduction - Air Sealing | 1.625e-05 | 4.8254e-05 |  | 0.073464 | 11 |  | 0.262 | 0.262 | sq ft |  | 0.0032376 | FAIL | FAIL | Lodging/Hospitality_Existing_Infiltration Reduction - Air Sealing_RIM | 0 | 0 | 0 | 0 | 0 | 0 | 0 | 0 | 0 | 0 | 0 | 0 | 0 | 0 | 0 | 0 | 0 | 0 | 0 | 0 | Lodging/Hospitality_Existing_Infiltration Reduction - Air Sealing_TRC | 0 | 0 | 0 | 0 | 0 | 0 | 0 | 0 | 0 | 0 | 0 | 0 | 0 | 0 | 0 | 0 | 0 | 0 | 0 | 0
Miscellaneous | Existing | Infiltration Reduction - Air Sealing | 4.3178e-06 | 1.2821e-05 |  | 0.01952 | 11 |  | 0.262 | 0.262 | sq ft |  | 0.00086025 | FAIL | FAIL | Miscellaneous_Existing_Infiltration Reduction - Air Sealing_RIM | 0 | 0 | 0 | 0 | 0 | 0 | 0 | 0 | 0 | 0 | 0 | 0 | 0 | 0 | 0 | 0 | 0 | 0 | 0 | 0 | Miscellaneous_Existing_Infiltration Reduction - Air Sealing_TRC | 0 | 0 | 0 | 0 | 0 | 0 | 0 | 0 | 0 | 0 | 0 | 0 | 0 | 0 | 0 | 0 | 0 | 0 | 0 | 0
Offices | Existing | Infiltration Reduction - Air Sealing | 3.1349e-05 | 9.3089e-05 |  | 0.14172 | 11 |  | 0.262 | 0.262 | sq ft |  | 0.0062457 | FAIL | FAIL | Offices_Existing_Infiltration Reduction - Air Sealing_RIM | 0 | 0 | 0 | 0 | 0 | 0 | 0 | 0 | 0 | 0 | 0 | 0 | 0 | 0 | 0 | 0 | 0 | 0 | 0 | 0 | Offices_Existing_Infiltration Reduction - Air Sealing_TRC | 0 | 0 | 0 | 0 | 0 | 0 | 0 | 0 | 0 | 0 | 0 | 0 | 0 | 0 | 0 | 0 | 0 | 0 | 0 | 0
Restaurants | Existing | Infiltration Reduction - Air Sealing | 2.3307e-05 | 6.921e-05 |  | 0.10537 | 11 |  | 0.262 | 0.262 | sq ft |  | 0.0046436 | FAIL | FAIL | Restaurants_Existing_Infiltration Reduction - Air Sealing_RIM | 0 | 0 | 0 | 0 | 0 | 0 | 0 | 0 | 0 | 0 | 0 | 0 | 0 | 0 | 0 | 0 | 0 | 0 | 0 | 0 | Restaurants_Existing_Infiltration Reduction - Air Sealing_TRC | 0 | 0 | 0 | 0 | 0 | 0 | 0 | 0 | 0 | 0 | 0 | 0 | 0 | 0 | 0 | 0 | 0 | 0 | 0 | 0
Retail | Existing | Infiltration Reduction - Air Sealing | 1.0182e-05 | 3.0234e-05 |  | 0.046029 | 11 |  | 0.262 | 0.262 | sq ft |  | 0.0020285 | FAIL | FAIL | Retail_Existing_Infiltration Reduction - Air Sealing_RIM | 0 | 0 | 0 | 0 | 0 | 0 | 0 | 0 | 0 | 0 | 0 | 0 | 0 | 0 | 0 | 0 | 0 | 0 | 0 | 0 | Retail_Existing_Infiltration Reduction - Air Sealing_TRC | 0 | 0 | 0 | 0 | 0 | 0 | 0 | 0 | 0 | 0 | 0 | 0 | 0 | 0 | 0 | 0 | 0 | 0 | 0 | 0
Schools K-12 | Existing | Infiltration Reduction - Air Sealing | 2.3252e-06 | 6.9047e-06 |  | 0.010512 | 11 |  | 0.262 | 0.262 | sq ft |  | 0.00046327 | FAIL | FAIL | Schools K-12_Existing_Infiltration Reduction - Air Sealing_RIM | 0 | 0 | 0 | 0 | 0 | 0 | 0 | 0 | 0 | 0 | 0 | 0 | 0 | 0 | 0 | 0 | 0 | 0 | 0 | 0 | Schools K-12_Existing_Infiltration Reduction - Air Sealing_TRC | 0 | 0 | 0 | 0 | 0 | 0 | 0 | 0 | 0 | 0 | 0 | 0 | 0 | 0 | 0 | 0 | 0 | 0 | 0 | 0
Warehouse | Existing | Infiltration Reduction - Air Sealing | 6.4299e-06 | 1.9093e-05 |  | 0.029069 | 11 |  | 0.262 | 0.262 | sq ft |  | 0.0012811 | FAIL | FAIL | Warehouse_Existing_Infiltration Reduction - Air Sealing_RIM | 0 | 0 | 0 | 0 | 0 | 0 | 0 | 0 | 0 | 0 | 0 | 0 | 0 | 0 | 0 | 0 | 0 | 0 | 0 | 0 | Warehouse_Existing_Infiltration Reduction - Air Sealing_TRC | 0 | 0 | 0 | 0 | 0 | 0 | 0 | 0 | 0 | 0 | 0 | 0 | 0 | 0 | 0 | 0 | 0 | 0 | 0 | 0
Assembly | New | Infiltration Reduction - Air Sealing | 7.0193e-06 | 2.0844e-05 |  | 0.031733 | 11 |  | 0.262 | 0.262 | sq ft |  | 0.0013985 | FAIL | FAIL | Assembly_New_Infiltration Reduction - Air Sealing_RIM | 0 | 0 | 0 | 0 | 0 | 0 | 0 | 0 | 0 | 0 | 0 | 0 | 0 | 0 | 0 | 0 | 0 | 0 | 0 | 0 | Assembly_New_Infiltration Reduction - Air Sealing_TRC | 0 | 0 | 0 | 0 | 0 | 0 | 0 | 0 | 0 | 0 | 0 | 0 | 0 | 0 | 0 | 0 | 0 | 0 | 0 | 0
College and University | New | Infiltration Reduction - Air Sealing | 3.4288e-06 | 1.0182e-05 |  | 0.015501 | 11 |  | 0.262 | 0.262 | sq ft |  | 0.00068314 | FAIL | FAIL | College and University_New_Infiltration Reduction - Air Sealing_RIM | 0 | 0 | 0 | 0 | 0 | 0 | 0 | 0 | 0 | 0 | 0 | 0 | 0 | 0 | 0 | 0 | 0 | 0 | 0 | 0 | College and University_New_Infiltration Reduction - Air Sealing_TRC | 0 | 0 | 0 | 0 | 0 | 0 | 0 | 0 | 0 | 0 | 0 | 0 | 0 | 0 | 0 | 0 | 0 | 0 | 0 | 0
Grocery | New | Infiltration Reduction - Air Sealing | 2.387e-05 | 7.088e-05 |  | 0.10791 | 11 |  | 0.262 | 0.262 | sq ft |  | 0.0047557 | FAIL | FAIL | Grocery_New_Infiltration Reduction - Air Sealing_RIM | 0 | 0 | 0 | 0 | 0 | 0 | 0 | 0 | 0 | 0 | 0 | 0 | 0 | 0 | 0 | 0 | 0 | 0 | 0 | 0 | Grocery_New_Infiltration Reduction - Air Sealing_TRC | 0 | 0 | 0 | 0 | 0 | 0 | 0 | 0 | 0 | 0 | 0 | 0 | 0 | 0 | 0 | 0 | 0 | 0 | 0 | 0
Healthcare | New | Infiltration Reduction - Air Sealing | 6.6513e-06 | 1.9751e-05 |  | 0.030069 | 11 |  | 0.262 | 0.262 | sq ft |  | 0.0013252 | FAIL | FAIL | Healthcare_New_Infiltration Reduction - Air Sealing_RIM | 0 | 0 | 0 | 0 | 0 | 0 | 0 | 0 | 0 | 0 | 0 | 0 | 0 | 0 | 0 | 0 | 0 | 0 | 0 | 0 | Healthcare_New_Infiltration Reduction - Air Sealing_TRC | 0 | 0 | 0 | 0 | 0 | 0 | 0 | 0 | 0 | 0 | 0 | 0 | 0 | 0 | 0 | 0 | 0 | 0 | 0 | 0
Hospitals | New | Infiltration Reduction - Air Sealing | 3.4406e-06 | 1.0217e-05 |  | 0.015554 | 11 |  | 0.262 | 0.262 | sq ft |  | 0.00068548 | FAIL | FAIL | Hospitals_New_Infiltration Reduction - Air Sealing_RIM | 0 | 0 | 0 | 0 | 0 | 0 | 0 | 0 | 0 | 0 | 0 | 0 | 0 | 0 | 0 | 0 | 0 | 0 | 0 | 0 | Hospitals_New_Infiltration Reduction - Air Sealing_TRC | 0 | 0 | 0 | 0 | 0 | 0 | 0 | 0 | 0 | 0 | 0 | 0 | 0 | 0 | 0 | 0 | 0 | 0 | 0 | 0
Institutional | New | Infiltration Reduction - Air Sealing | 2.1466e-05 | 6.3742e-05 |  | 0.097044 | 11 |  | 0.262 | 0.262 | sq ft |  | 0.0042767 | FAIL | FAIL | Institutional_New_Infiltration Reduction - Air Sealing_RIM | 0 | 0 | 0 | 0 | 0 | 0 | 0 | 0 | 0 | 0 | 0 | 0 | 0 | 0 | 0 | 0 | 0 | 0 | 0 | 0 | Institutional_New_Infiltration Reduction - Air Sealing_TRC | 0 | 0 | 0 | 0 | 0 | 0 | 0 | 0 | 0 | 0 | 0 | 0 | 0 | 0 | 0 | 0 | 0 | 0 | 0 | 0
Lodging/Hospitality | New | Infiltration Reduction - Air Sealing | 1.6148e-05 | 4.7951e-05 |  | 0.073003 | 11 |  | 0.262 | 0.262 | sq ft |  | 0.0032173 | FAIL | FAIL | Lodging/Hospitality_New_Infiltration Reduction - Air Sealing_RIM | 0 | 0 | 0 | 0 | 0 | 0 | 0 | 0 | 0 | 0 | 0 | 0 | 0 | 0 | 0 | 0 | 0 | 0 | 0 | 0 | Lodging/Hospitality_New_Infiltration Reduction - Air Sealing_TRC | 0 | 0 | 0 | 0 | 0 | 0 | 0 | 0 | 0 | 0 | 0 | 0 | 0 | 0 | 0 | 0 | 0 | 0 | 0 | 0
Miscellaneous | New | Infiltration Reduction - Air Sealing | 4.2907e-06 | 1.2741e-05 |  | 0.019398 | 11 |  | 0.262 | 0.262 | sq ft |  | 0.00085486 | FAIL | FAIL | Miscellaneous_New_Infiltration Reduction - Air Sealing_RIM | 0 | 0 | 0 | 0 | 0 | 0 | 0 | 0 | 0 | 0 | 0 | 0 | 0 | 0 | 0 | 0 | 0 | 0 | 0 | 0 | Miscellaneous_New_Infiltration Reduction - Air Sealing_TRC | 0 | 0 | 0 | 0 | 0 | 0 | 0 | 0 | 0 | 0 | 0 | 0 | 0 | 0 | 0 | 0 | 0 | 0 | 0 | 0
Offices | New | Infiltration Reduction - Air Sealing | 3.1152e-05 | 9.2505e-05 |  | 0.14083 | 11 |  | 0.262 | 0.262 | sq ft |  | 0.0062066 | FAIL | FAIL | Offices_New_Infiltration Reduction - Air Sealing_RIM | 0 | 0 | 0 | 0 | 0 | 0 | 0 | 0 | 0 | 0 | 0 | 0 | 0 | 0 | 0 | 0 | 0 | 0 | 0 | 0 | Offices_New_Infiltration Reduction - Air Sealing_TRC | 0 | 0 | 0 | 0 | 0 | 0 | 0 | 0 | 0 | 0 | 0 | 0 | 0 | 0 | 0 | 0 | 0 | 0 | 0 | 0
Restaurants | New | Infiltration Reduction - Air Sealing | 2.3161e-05 | 6.8776e-05 |  | 0.10471 | 11 |  | 0.262 | 0.262 | sq ft |  | 0.0046145 | FAIL | FAIL | Restaurants_New_Infiltration Reduction - Air Sealing_RIM | 0 | 0 | 0 | 0 | 0 | 0 | 0 | 0 | 0 | 0 | 0 | 0 | 0 | 0 | 0 | 0 | 0 | 0 | 0 | 0 | Restaurants_New_Infiltration Reduction - Air Sealing_TRC | 0 | 0 | 0 | 0 | 0 | 0 | 0 | 0 | 0 | 0 | 0 | 0 | 0 | 0 | 0 | 0 | 0 | 0 | 0 | 0
Retail | New | Infiltration Reduction - Air Sealing | 1.0118e-05 | 3.0044e-05 |  | 0.045741 | 11 |  | 0.262 | 0.262 | sq ft |  | 0.0020158 | FAIL | FAIL | Retail_New_Infiltration Reduction - Air Sealing_RIM | 0 | 0 | 0 | 0 | 0 | 0 | 0 | 0 | 0 | 0 | 0 | 0 | 0 | 0 | 0 | 0 | 0 | 0 | 0 | 0 | Retail_New_Infiltration Reduction - Air Sealing_TRC | 0 | 0 | 0 | 0 | 0 | 0 | 0 | 0 | 0 | 0 | 0 | 0 | 0 | 0 | 0 | 0 | 0 | 0 | 0 | 0
Schools K-12 | New | Infiltration Reduction - Air Sealing | 2.3107e-06 | 6.8614e-06 |  | 0.010446 | 11 |  | 0.262 | 0.262 | sq ft |  | 0.00046036 | FAIL | FAIL | Schools K-12_New_Infiltration Reduction - Air Sealing_RIM | 0 | 0 | 0 | 0 | 0 | 0 | 0 | 0 | 0 | 0 | 0 | 0 | 0 | 0 | 0 | 0 | 0 | 0 | 0 | 0 | Schools K-12_New_Infiltration Reduction - Air Sealing_TRC | 0 | 0 | 0 | 0 | 0 | 0 | 0 | 0 | 0 | 0 | 0 | 0 | 0 | 0 | 0 | 0 | 0 | 0 | 0 | 0
Warehouse | New | Infiltration Reduction - Air Sealing | 6.3896e-06 | 1.8973e-05 |  | 0.028886 | 11 |  | 0.262 | 0.262 | sq ft |  | 0.001273 | FAIL | FAIL | Warehouse_New_Infiltration Reduction - Air Sealing_RIM | 0 | 0 | 0 | 0 | 0 | 0 | 0 | 0 | 0 | 0 | 0 | 0 | 0 | 0 | 0 | 0 | 0 | 0 | 0 | 0 | Warehouse_New_Infiltration Reduction - Air Sealing_TRC | 0 | 0 | 0 | 0 | 0 | 0 | 0 | 0 | 0 | 0 | 0 | 0 | 0 | 0 | 0 | 0 | 0 | 0 | 0 | 0
Assembly | Existing | Low U-Value Windows | 0.12531 | 0.0014011 |  | 337.1148 | 20 |  | 360 | 360 | 100 sq ft |  | 14.8566 | FAIL | FAIL | Assembly_Existing_Low U-Value Windows_RIM | 0 | 0 | 0 | 0 | 0 | 0 | 0 | 0 | 0 | 0 | 0 | 0 | 0 | 0 | 0 | 0 | 0 | 0 | 0 | 0 | Assembly_Existing_Low U-Value Windows_TRC | 0 | 0 | 0 | 0 | 0 | 0 | 0 | 0 | 0 | 0 | 0 | 0 | 0 | 0 | 0 | 0 | 0 | 0 | 0 | 0
College and University | Existing | Low U-Value Windows | 0.12531 | 0.0014011 |  | 337.1148 | 20 |  | 360 | 360 | 100 sq ft |  | 14.8566 | FAIL | FAIL | College and University_Existing_Low U-Value Windows_RIM | 0 | 0 | 0 | 0 | 0 | 0 | 0 | 0 | 0 | 0 | 0 | 0 | 0 | 0 | 0 | 0 | 0 | 0 | 0 | 0 | College and University_Existing_Low U-Value Windows_TRC | 0 | 0 | 0 | 0 | 0 | 0 | 0 | 0 | 0 | 0 | 0 | 0 | 0 | 0 | 0 | 0 | 0 | 0 | 0 | 0
Grocery | Existing | Low U-Value Windows | 0.12531 | 0.0014011 |  | 337.1148 | 20 |  | 360 | 360 | 100 sq ft |  | 14.8566 | FAIL | FAIL | Grocery_Existing_Low U-Value Windows_RIM | 0 | 0 | 0 | 0 | 0 | 0 | 0 | 0 | 0 | 0 | 0 | 0 | 0 | 0 | 0 | 0 | 0 | 0 | 0 | 0 | Grocery_Existing_Low U-Value Windows_TRC | 0 | 0 | 0 | 0 | 0 | 0 | 0 | 0 | 0 | 0 | 0 | 0 | 0 | 0 | 0 | 0 | 0 | 0 | 0 | 0
Healthcare | Existing | Low U-Value Windows | 0.12531 | 0.0014011 |  | 337.1148 | 20 |  | 360 | 360 | 100 sq ft |  | 14.8566 | FAIL | FAIL | Healthcare_Existing_Low U-Value Windows_RIM | 0 | 0 | 0 | 0 | 0 | 0 | 0 | 0 | 0 | 0 | 0 | 0 | 0 | 0 | 0 | 0 | 0 | 0 | 0 | 0 | Healthcare_Existing_Low U-Value Windows_TRC | 0 | 0 | 0 | 0 | 0 | 0 | 0 | 0 | 0 | 0 | 0 | 0 | 0 | 0 | 0 | 0 | 0 | 0 | 0 | 0
Hospitals | Existing | Low U-Value Windows | 0.12531 | 0.0014011 |  | 337.1148 | 20 |  | 360 | 360 | 100 sq ft |  | 14.8566 | FAIL | FAIL | Hospitals_Existing_Low U-Value Windows_RIM | 0 | 0 | 0 | 0 | 0 | 0 | 0 | 0 | 0 | 0 | 0 | 0 | 0 | 0 | 0 | 0 | 0 | 0 | 0 | 0 | Hospitals_Existing_Low U-Value Windows_TRC | 0 | 0 | 0 | 0 | 0 | 0 | 0 | 0 | 0 | 0 | 0 | 0 | 0 | 0 | 0 | 0 | 0 | 0 | 0 | 0
Institutional | Existing | Low U-Value Windows | 0.12531 | 0.0014011 |  | 337.1148 | 20 |  | 360 | 360 | 100 sq ft |  | 14.8566 | FAIL | FAIL | Institutional_Existing_Low U-Value Windows_RIM | 0 | 0 | 0 | 0 | 0 | 0 | 0 | 0 | 0 | 0 | 0 | 0 | 0 | 0 | 0 | 0 | 0 | 0 | 0 | 0 | Institutional_Existing_Low U-Value Windows_TRC | 0 | 0 | 0 | 0 | 0 | 0 | 0 | 0 | 0 | 0 | 0 | 0 | 0 | 0 | 0 | 0 | 0 | 0 | 0 | 0
Lodging/Hospitality | Existing | Low U-Value Windows | 0.14876 | -0.033477 |  | 337.1148 | 20 |  | 360 | 360 | 100 sq ft |  | 14.8566 | FAIL | FAIL | Lodging/Hospitality_Existing_Low U-Value Windows_RIM | 0 | 0 | 0 | 0 | 0 | 0 | 0 | 0 | 0 | 0 | 0 | 0 | 0 | 0 | 0 | 0 | 0 | 0 | 0 | 0 | Lodging/Hospitality_Existing_Low U-Value Windows_TRC | 0 | 0 | 0 | 0 | 0 | 0 | 0 | 0 | 0 | 0 | 0 | 0 | 0 | 0 | 0 | 0 | 0 | 0 | 0 | 0
Miscellaneous | Existing | Low U-Value Windows | 0.11606 | -0.019598 |  | 337.1148 | 20 |  | 360 | 360 | 100 sq ft |  | 14.8566 | FAIL | FAIL | Miscellaneous_Existing_Low U-Value Windows_RIM | 0 | 0 | 0 | 0 | 0 | 0 | 0 | 0 | 0 | 0 | 0 | 0 | 0 | 0 | 0 | 0 | 0 | 0 | 0 | 0 | Miscellaneous_Existing_Low U-Value Windows_TRC | 0 | 0 | 0 | 0 | 0 | 0 | 0 | 0 | 0 | 0 | 0 | 0 | 0 | 0 | 0 | 0 | 0 | 0 | 0 | 0
Offices | Existing | Low U-Value Windows | 0.12531 | 0.0014011 |  | 337.1148 | 20 |  | 360 | 360 | 100 sq ft |  | 14.8566 | FAIL | FAIL | Offices_Existing_Low U-Value Windows_RIM | 0 | 0 | 0 | 0 | 0 | 0 | 0 | 0 | 0 | 0 | 0 | 0 | 0 | 0 | 0 | 0 | 0 | 0 | 0 | 0 | Offices_Existing_Low U-Value Windows_TRC | 0 | 0 | 0 | 0 | 0 | 0 | 0 | 0 | 0 | 0 | 0 | 0 | 0 | 0 | 0 | 0 | 0 | 0 | 0 | 0
Restaurants | Existing | Low U-Value Windows | 0.12531 | 0.0014011 |  | 337.1148 | 20 |  | 360 | 360 | 100 sq ft |  | 14.8566 | FAIL | FAIL | Restaurants_Existing_Low U-Value Windows_RIM | 0 | 0 | 0 | 0 | 0 | 0 | 0 | 0 | 0 | 0 | 0 | 0 | 0 | 0 | 0 | 0 | 0 | 0 | 0 | 0 | Restaurants_Existing_Low U-Value Windows_TRC | 0 | 0 | 0 | 0 | 0 | 0 | 0 | 0 | 0 | 0 | 0 | 0 | 0 | 0 | 0 | 0 | 0 | 0 | 0 | 0
Retail | Existing | Low U-Value Windows | 0.12531 | 0.0014011 |  | 337.1148 | 20 |  | 360 | 360 | 100 sq ft |  | 14.8566 | FAIL | FAIL | Retail_Existing_Low U-Value Windows_RIM | 0 | 0 | 0 | 0 | 0 | 0 | 0 | 0 | 0 | 0 | 0 | 0 | 0 | 0 | 0 | 0 | 0 | 0 | 0 | 0 | Retail_Existing_Low U-Value Windows_TRC | 0 | 0 | 0 | 0 | 0 | 0 | 0 | 0 | 0 | 0 | 0 | 0 | 0 | 0 | 0 | 0 | 0 | 0 | 0 | 0
Schools K-12 | Existing | Low U-Value Windows | 0.12531 | 0.0014011 |  | 337.1148 | 20 |  | 360 | 360 | 100 sq ft |  | 14.8566 | FAIL | FAIL | Schools K-12_Existing_Low U-Value Windows_RIM | 0 | 0 | 0 | 0 | 0 | 0 | 0 | 0 | 0 | 0 | 0 | 0 | 0 | 0 | 0 | 0 | 0 | 0 | 0 | 0 | Schools K-12_Existing_Low U-Value Windows_TRC | 0 | 0 | 0 | 0 | 0 | 0 | 0 | 0 | 0 | 0 | 0 | 0 | 0 | 0 | 0 | 0 | 0 | 0 | 0 | 0
Warehouse | Existing | Low U-Value Windows | 0.11606 | -0.019598 |  | 337.1148 | 20 |  | 360 | 360 | 100 sq ft |  | 14.8566 | FAIL | FAIL | Warehouse_Existing_Low U-Value Windows_RIM | 0 | 0 | 0 | 0 | 0 | 0 | 0 | 0 | 0 | 0 | 0 | 0 | 0 | 0 | 0 | 0 | 0 | 0 | 0 | 0 | Warehouse_Existing_Low U-Value Windows_TRC | 0 | 0 | 0 | 0 | 0 | 0 | 0 | 0 | 0 | 0 | 0 | 0 | 0 | 0 | 0 | 0 | 0 | 0 | 0 | 0
Assembly | New | Low U-Value Windows | 0.016344 | 0.00018275 |  | 43.9715 | 20 |  | 360 | 360 | 100 sq ft |  | 1.9378 | FAIL | FAIL | Assembly_New_Low U-Value Windows_RIM | 0 | 0 | 0 | 0 | 0 | 0 | 0 | 0 | 0 | 0 | 0 | 0 | 0 | 0 | 0 | 0 | 0 | 0 | 0 | 0 | Assembly_New_Low U-Value Windows_TRC | 0 | 0 | 0 | 0 | 0 | 0 | 0 | 0 | 0 | 0 | 0 | 0 | 0 | 0 | 0 | 0 | 0 | 0 | 0 | 0
College and University | New | Low U-Value Windows | 0.016344 | 0.00018275 |  | 43.9715 | 20 |  | 360 | 360 | 100 sq ft |  | 1.9378 | FAIL | FAIL | College and University_New_Low U-Value Windows_RIM | 0 | 0 | 0 | 0 | 0 | 0 | 0 | 0 | 0 | 0 | 0 | 0 | 0 | 0 | 0 | 0 | 0 | 0 | 0 | 0 | College and University_New_Low U-Value Windows_TRC | 0 | 0 | 0 | 0 | 0 | 0 | 0 | 0 | 0 | 0 | 0 | 0 | 0 | 0 | 0 | 0 | 0 | 0 | 0 | 0
Grocery | New | Low U-Value Windows | 0.016344 | 0.00018275 |  | 43.9715 | 20 |  | 360 | 360 | 100 sq ft |  | 1.9378 | FAIL | FAIL | Grocery_New_Low U-Value Windows_RIM | 0 | 0 | 0 | 0 | 0 | 0 | 0 | 0 | 0 | 0 | 0 | 0 | 0 | 0 | 0 | 0 | 0 | 0 | 0 | 0 | Grocery_New_Low U-Value Windows_TRC | 0 | 0 | 0 | 0 | 0 | 0 | 0 | 0 | 0 | 0 | 0 | 0 | 0 | 0 | 0 | 0 | 0 | 0 | 0 | 0
Healthcare | New | Low U-Value Windows | 0.016344 | 0.00018275 |  | 43.9715 | 20 |  | 360 | 360 | 100 sq ft |  | 1.9378 | FAIL | FAIL | Healthcare_New_Low U-Value Windows_RIM | 0 | 0 | 0 | 0 | 0 | 0 | 0 | 0 | 0 | 0 | 0 | 0 | 0 | 0 | 0 | 0 | 0 | 0 | 0 | 0 | Healthcare_New_Low U-Value Windows_TRC | 0 | 0 | 0 | 0 | 0 | 0 | 0 | 0 | 0 | 0 | 0 | 0 | 0 | 0 | 0 | 0 | 0 | 0 | 0 | 0
Hospitals | New | Low U-Value Windows | 0.016344 | 0.00018275 |  | 43.9715 | 20 |  | 360 | 360 | 100 sq ft |  | 1.9378 | FAIL | FAIL | Hospitals_New_Low U-Value Windows_RIM | 0 | 0 | 0 | 0 | 0 | 0 | 0 | 0 | 0 | 0 | 0 | 0 | 0 | 0 | 0 | 0 | 0 | 0 | 0 | 0 | Hospitals_New_Low U-Value Windows_TRC | 0 | 0 | 0 | 0 | 0 | 0 | 0 | 0 | 0 | 0 | 0 | 0 | 0 | 0 | 0 | 0 | 0 | 0 | 0 | 0
Institutional | New | Low U-Value Windows | 0.016344 | 0.00018275 |  | 43.9715 | 20 |  | 360 | 360 | 100 sq ft |  | 1.9378 | FAIL | FAIL | Institutional_New_Low U-Value Windows_RIM | 0 | 0 | 0 | 0 | 0 | 0 | 0 | 0 | 0 | 0 | 0 | 0 | 0 | 0 | 0 | 0 | 0 | 0 | 0 | 0 | Institutional_New_Low U-Value Windows_TRC | 0 | 0 | 0 | 0 | 0 | 0 | 0 | 0 | 0 | 0 | 0 | 0 | 0 | 0 | 0 | 0 | 0 | 0 | 0 | 0
Lodging/Hospitality | New | Low U-Value Windows | 0.019403 | -0.0043666 |  | 43.9715 | 20 |  | 360 | 360 | 100 sq ft |  | 1.9378 | FAIL | FAIL | Lodging/Hospitality_New_Low U-Value Windows_RIM | 0 | 0 | 0 | 0 | 0 | 0 | 0 | 0 | 0 | 0 | 0 | 0 | 0 | 0 | 0 | 0 | 0 | 0 | 0 | 0 | Lodging/Hospitality_New_Low U-Value Windows_TRC | 0 | 0 | 0 | 0 | 0 | 0 | 0 | 0 | 0 | 0 | 0 | 0 | 0 | 0 | 0 | 0 | 0 | 0 | 0 | 0
Miscellaneous | New | Low U-Value Windows | 0.015138 | -0.0025562 |  | 43.9715 | 20 |  | 360 | 360 | 100 sq ft |  | 1.9378 | FAIL | FAIL | Miscellaneous_New_Low U-Value Windows_RIM | 0 | 0 | 0 | 0 | 0 | 0 | 0 | 0 | 0 | 0 | 0 | 0 | 0 | 0 | 0 | 0 | 0 | 0 | 0 | 0 | Miscellaneous_New_Low U-Value Windows_TRC | 0 | 0 | 0 | 0 | 0 | 0 | 0 | 0 | 0 | 0 | 0 | 0 | 0 | 0 | 0 | 0 | 0 | 0 | 0 | 0
Offices | New | Low U-Value Windows | 0.016344 | 0.00018275 |  | 43.9715 | 20 |  | 360 | 360 | 100 sq ft |  | 1.9378 | FAIL | FAIL | Offices_New_Low U-Value Windows_RIM | 0 | 0 | 0 | 0 | 0 | 0 | 0 | 0 | 0 | 0 | 0 | 0 | 0 | 0 | 0 | 0 | 0 | 0 | 0 | 0 | Offices_New_Low U-Value Windows_TRC | 0 | 0 | 0 | 0 | 0 | 0 | 0 | 0 | 0 | 0 | 0 | 0 | 0 | 0 | 0 | 0 | 0 | 0 | 0 | 0
Restaurants | New | Low U-Value Windows | 0.016344 | 0.00018275 |  | 43.9715 | 20 |  | 360 | 360 | 100 sq ft |  | 1.9378 | FAIL | FAIL | Restaurants_New_Low U-Value Windows_RIM | 0 | 0 | 0 | 0 | 0 | 0 | 0 | 0 | 0 | 0 | 0 | 0 | 0 | 0 | 0 | 0 | 0 | 0 | 0 | 0 | Restaurants_New_Low U-Value Windows_TRC | 0 | 0 | 0 | 0 | 0 | 0 | 0 | 0 | 0 | 0 | 0 | 0 | 0 | 0 | 0 | 0 | 0 | 0 | 0 | 0
Retail | New | Low U-Value Windows | 0.016344 | 0.00018275 |  | 43.9715 | 20 |  | 360 | 360 | 100 sq ft |  | 1.9378 | FAIL | FAIL | Retail_New_Low U-Value Windows_RIM | 0 | 0 | 0 | 0 | 0 | 0 | 0 | 0 | 0 | 0 | 0 | 0 | 0 | 0 | 0 | 0 | 0 | 0 | 0 | 0 | Retail_New_Low U-Value Windows_TRC | 0 | 0 | 0 | 0 | 0 | 0 | 0 | 0 | 0 | 0 | 0 | 0 | 0 | 0 | 0 | 0 | 0 | 0 | 0 | 0
Schools K-12 | New | Low U-Value Windows | 0.016344 | 0.00018275 |  | 43.9715 | 20 |  | 360 | 360 | 100 sq ft |  | 1.9378 | FAIL | FAIL | Schools K-12_New_Low U-Value Windows_RIM | 0 | 0 | 0 | 0 | 0 | 0 | 0 | 0 | 0 | 0 | 0 | 0 | 0 | 0 | 0 | 0 | 0 | 0 | 0 | 0 | Schools K-12_New_Low U-Value Windows_TRC | 0 | 0 | 0 | 0 | 0 | 0 | 0 | 0 | 0 | 0 | 0 | 0 | 0 | 0 | 0 | 0 | 0 | 0 | 0 | 0
Warehouse | New | Low U-Value Windows | 0.015138 | -0.0025562 |  | 43.9715 | 20 |  | 360 | 360 | 100 sq ft |  | 1.9378 | FAIL | FAIL | Warehouse_New_Low U-Value Windows_RIM | 0 | 0 | 0 | 0 | 0 | 0 | 0 | 0 | 0 | 0 | 0 | 0 | 0 | 0 | 0 | 0 | 0 | 0 | 0 | 0 | Warehouse_New_Low U-Value Windows_TRC | 0 | 0 | 0 | 0 | 0 | 0 | 0 | 0 | 0 | 0 | 0 | 0 | 0 | 0 | 0 | 0 | 0 | 0 | 0 | 0
Assembly | Existing | Programmable Thermostat | 0.020551 | -0.2844 |  | 1730.8165 | 11 |  | 2799.84 | 174.99 | thermostat | 16 | 76.277 | FAIL | FAIL | Assembly_Existing_Programmable Thermostat_RIM | 0 | 0 | 0 | 0 | 0 | 0 | 0 | 0 | 0 | 0 | 0 | 0 | 0 | 0 | 0 | 0 | 0 | 0 | 0 | 0 | Assembly_Existing_Programmable Thermostat_TRC | 0 | 0 | 0 | 0 | 0 | 0 | 0 | 0 | 0 | 0 | 0 | 0 | 0 | 0 | 0 | 0 | 0 | 0 | 0 | 0
College and University | Existing | Programmable Thermostat | 0.86408 | 0.25527 |  | 10337.4835 | 11 |  | 10674.39 | 174.99 | thermostat | 61 | 455.5727 | FAIL | FAIL | College and University_Existing_Programmable Thermostat_RIM | 0 | 0 | 0 | 0 | 0 | 0 | 0 | 0 | 0 | 0 | 0 | 0 | 0 | 0 | 0 | 0 | 0 | 0 | 0 | 0 | College and University_Existing_Programmable Thermostat_TRC | 0 | 0 | 0 | 0 | 0 | 0 | 0 | 0 | 0 | 0 | 0 | 0 | 0 | 0 | 0 | 0 | 0 | 0 | 0 | 0
Grocery | Existing | Programmable Thermostat | 1.5442 | -0.0029304 |  | 4167.1083 | 11 |  | 699.96 | 174.99 | thermostat | 4 | 183.6444 | FAIL | FAIL | Grocery_Existing_Programmable Thermostat_RIM | 0 | 0 | 0 | 0 | 0 | 0 | 0 | 0 | 0 | 0 | 0 | 0 | 0 | 0 | 0 | 0 | 0 | 0 | 0 | 0 | Grocery_Existing_Programmable Thermostat_TRC | 0 | 0 | 0 | 0 | 0 | 0 | 0 | 0 | 0 | 0 | 0 | 0 | 0 | 0 | 0 | 0 | 0 | 0 | 0 | 0
Healthcare | Existing | Programmable Thermostat | 0.086367 | -1.1952 |  | 7273.7057 | 11 |  | 2974.83 | 174.99 | thermostat | 17 | 320.5521 | FAIL | FAIL | Healthcare_Existing_Programmable Thermostat_RIM | 0 | 0 | 0 | 0 | 0 | 0 | 0 | 0 | 0 | 0 | 0 | 0 | 0 | 0 | 0 | 0 | 0 | 0 | 0 | 0 | Healthcare_Existing_Programmable Thermostat_TRC | 0 | 0 | 0 | 0 | 0 | 0 | 0 | 0 | 0 | 0 | 0 | 0 | 0 | 0 | 0 | 0 | 0 | 0 | 0 | 0
Hospitals | Existing | Programmable Thermostat | 6.3351 | 1.8716 |  | 75790.8694 | 11 |  | 29398.32 | 174.99 | thermostat | 168 | 3340.1021 | FAIL | 14687.9712 | Hospitals_Existing_Programmable Thermostat_RIM | 0 | 0 | 0 | 0 | 0 | 0 | 0 | 0 | 0 | 0 | 0 | 0 | 0 | 0 | 0 | 0 | 0 | 0 | 0 | 0 | Hospitals_Existing_Programmable Thermostat_TRC | 0 | 0 | 0 | 0 | 0 | 0 | 0 | 0 | 0 | 0 | 0 | 0 | 0 | 0 | 0 | 0 | 0 | 0 | 0 | 0 |  | 49.96%
Institutional | Existing | Programmable Thermostat | 0.099841 | -1.3816 |  | 8408.4813 | 11 |  | 2974.83 | 174.99 | thermostat | 17 | 370.5616 | FAIL | FAIL | Institutional_Existing_Programmable Thermostat_RIM | 0 | 0 | 0 | 0 | 0 | 0 | 0 | 0 | 0 | 0 | 0 | 0 | 0 | 0 | 0 | 0 | 0 | 0 | 0 | 0 | Institutional_Existing_Programmable Thermostat_TRC | 0 | 0 | 0 | 0 | 0 | 0 | 0 | 0 | 0 | 0 | 0 | 0 | 0 | 0 | 0 | 0 | 0 | 0 | 0 | 0
Lodging/Hospitality | Existing | Programmable Thermostat | -0.22094 | 20.6086 |  | 6897.6783 | 11 |  | 4724.73 | 174.99 | thermostat | 27 | 303.9805 | 3385.9506 | 3385.9506 | Lodging/Hospitality_Existing_Programmable Thermostat_RIM | 0 | 0 | 0 | 0 | 0 | 0 | 0 | 0 | 0 | 0 | 0 | 0 | 0 | 0 | 0 | 0 | 0 | 0 | 0 | 0 | Lodging/Hospitality_Existing_Programmable Thermostat_TRC | 0 | 0 | 0 | 0 | 0 | 0 | 0 | 0 | 0 | 0 | 0 | 0 | 0 | 0 | 0 | 0 | 0 | 0 | 0 | 0 | 71.66% | 71.66%
Miscellaneous | Existing | Programmable Thermostat | 0.95185 | -13.172 |  | 80163.8039 | 11 |  | 40422.69 | 174.99 | thermostat | 231 | 3532.8172 | FAIL | FAIL | Miscellaneous_Existing_Programmable Thermostat_RIM | 0 | 0 | 0 | 0 | 0 | 0 | 0 | 0 | 0 | 0 | 0 | 0 | 0 | 0 | 0 | 0 | 0 | 0 | 0 | 0 | Miscellaneous_Existing_Programmable Thermostat_TRC | 0 | 0 | 0 | 0 | 0 | 0 | 0 | 0 | 0 | 0 | 0 | 0 | 0 | 0 | 0 | 0 | 0 | 0 | 0 | 0
Offices | Existing | Programmable Thermostat | 0.071151 | -0.98461 |  | 5992.2752 | 11 |  | 2274.87 | 174.99 | thermostat | 13 | 264.0794 | FAIL | FAIL | Offices_Existing_Programmable Thermostat_RIM | 0 | 0 | 0 | 0 | 0 | 0 | 0 | 0 | 0 | 0 | 0 | 0 | 0 | 0 | 0 | 0 | 0 | 0 | 0 | 0 | Offices_Existing_Programmable Thermostat_TRC | 0 | 0 | 0 | 0 | 0 | 0 | 0 | 0 | 0 | 0 | 0 | 0 | 0 | 0 | 0 | 0 | 0 | 0 | 0 | 0
Restaurants | Existing | Programmable Thermostat | 1.6091 | -0.0030535 |  | 4342.1523 | 11 |  | 874.95 | 174.99 | thermostat | 5 | 191.3586 | FAIL | 32.176 | Restaurants_Existing_Programmable Thermostat_RIM | 0 | 0 | 0 | 0 | 0 | 0 | 0 | 0 | 0 | 0 | 0 | 0 | 0 | 0 | 0 | 0 | 0 | 0 | 0 | 0 | Restaurants_Existing_Programmable Thermostat_TRC | 4.1881 | 6.4963 | 9.7535 | 13.8868 | 18.1375 | 20.7705 | 19.8255 | 15.0406 | 8.9383 | 4.3123 | 18185.4532 | 28208.0553 | 42351.1703 | 60298.519 | 78755.9025 | 90188.481 | 86085.3717 | 65308.4896 | 38811.3678 | 18724.503 |  | 3.677%
Retail | Existing | Programmable Thermostat | 0.70282 | -0.0013337 |  | 1896.5464 | 11 |  | 1749.9 | 174.99 | thermostat | 10 | 83.5808 | FAIL | FAIL | Retail_Existing_Programmable Thermostat_RIM | 0 | 0 | 0 | 0 | 0 | 0 | 0 | 0 | 0 | 0 | 0 | 0 | 0 | 0 | 0 | 0 | 0 | 0 | 0 | 0 | Retail_Existing_Programmable Thermostat_TRC | 0 | 0 | 0 | 0 | 0 | 0 | 0 | 0 | 0 | 0 | 0 | 0 | 0 | 0 | 0 | 0 | 0 | 0 | 0 | 0
Schools K-12 | Existing | Programmable Thermostat | 0.084157 | -1.1646 |  | 7087.571 | 11 |  | 7349.58 | 174.99 | thermostat | 42 | 312.3491 | FAIL | FAIL | Schools K-12_Existing_Programmable Thermostat_RIM | 0 | 0 | 0 | 0 | 0 | 0 | 0 | 0 | 0 | 0 | 0 | 0 | 0 | 0 | 0 | 0 | 0 | 0 | 0 | 0 | Schools K-12_Existing_Programmable Thermostat_TRC | 0 | 0 | 0 | 0 | 0 | 0 | 0 | 0 | 0 | 0 | 0 | 0 | 0 | 0 | 0 | 0 | 0 | 0 | 0 | 0
Warehouse | Existing | Programmable Thermostat | 0.0083602 | -0.11569 |  | 704.082 | 11 |  | 2274.87 | 174.99 | thermostat | 13 | 31.0289 | FAIL | FAIL | Warehouse_Existing_Programmable Thermostat_RIM | 0 | 0 | 0 | 0 | 0 | 0 | 0 | 0 | 0 | 0 | 0 | 0 | 0 | 0 | 0 | 0 | 0 | 0 | 0 | 0 | Warehouse_Existing_Programmable Thermostat_TRC | 0 | 0 | 0 | 0 | 0 | 0 | 0 | 0 | 0 | 0 | 0 | 0 | 0 | 0 | 0 | 0 | 0 | 0 | 0 | 0
Assembly | New | Programmable Thermostat | 0.020551 | -0.2844 |  | 1730.8165 | 11 |  | 2799.84 | 174.99 | thermostat | 16 | 76.277 | FAIL | FAIL | Assembly_New_Programmable Thermostat_RIM | 0 | 0 | 0 | 0 | 0 | 0 | 0 | 0 | 0 | 0 | 0 | 0 | 0 | 0 | 0 | 0 | 0 | 0 | 0 | 0 | Assembly_New_Programmable Thermostat_TRC | 0 | 0 | 0 | 0 | 0 | 0 | 0 | 0 | 0 | 0 | 0 | 0 | 0 | 0 | 0 | 0 | 0 | 0 | 0 | 0
College and University | New | Programmable Thermostat | 0.86408 | 0.25527 |  | 10337.4835 | 11 |  | 10674.39 | 174.99 | thermostat | 61 | 455.5727 | FAIL | FAIL | College and University_New_Programmable Thermostat_RIM | 0 | 0 | 0 | 0 | 0 | 0 | 0 | 0 | 0 | 0 | 0 | 0 | 0 | 0 | 0 | 0 | 0 | 0 | 0 | 0 | College and University_New_Programmable Thermostat_TRC | 0 | 0 | 0 | 0 | 0 | 0 | 0 | 0 | 0 | 0 | 0 | 0 | 0 | 0 | 0 | 0 | 0 | 0 | 0 | 0
Grocery | New | Programmable Thermostat | 1.5442 | -0.0029304 |  | 4167.1083 | 11 |  | 699.96 | 174.99 | thermostat | 4 | 183.6444 | FAIL | FAIL | Grocery_New_Programmable Thermostat_RIM | 0 | 0 | 0 | 0 | 0 | 0 | 0 | 0 | 0 | 0 | 0 | 0 | 0 | 0 | 0 | 0 | 0 | 0 | 0 | 0 | Grocery_New_Programmable Thermostat_TRC | 0 | 0 | 0 | 0 | 0 | 0 | 0 | 0 | 0 | 0 | 0 | 0 | 0 | 0 | 0 | 0 | 0 | 0 | 0 | 0
Healthcare | New | Programmable Thermostat | 0.086367 | -1.1952 |  | 7273.7057 | 11 |  | 2974.83 | 174.99 | thermostat | 17 | 320.5521 | FAIL | FAIL | Healthcare_New_Programmable Thermostat_RIM | 0 | 0 | 0 | 0 | 0 | 0 | 0 | 0 | 0 | 0 | 0 | 0 | 0 | 0 | 0 | 0 | 0 | 0 | 0 | 0 | Healthcare_New_Programmable Thermostat_TRC | 0 | 0 | 0 | 0 | 0 | 0 | 0 | 0 | 0 | 0 | 0 | 0 | 0 | 0 | 0 | 0 | 0 | 0 | 0 | 0
Hospitals | New | Programmable Thermostat | 6.3351 | 1.8716 |  | 75790.8694 | 11 |  | 29398.32 | 174.99 | thermostat | 168 | 3340.1021 | FAIL | 14687.9712 | Hospitals_New_Programmable Thermostat_RIM | 0 | 0 | 0 | 0 | 0 | 0 | 0 | 0 | 0 | 0 | 0 | 0 | 0 | 0 | 0 | 0 | 0 | 0 | 0 | 0 | Hospitals_New_Programmable Thermostat_TRC | 0 | 0 | 0 | 0 | 0 | 0 | 0 | 0 | 0 | 0 | 0 | 0 | 0 | 0 | 0 | 0 | 0 | 0 | 0 | 0 |  | 49.96%
Institutional | New | Programmable Thermostat | 0.099841 | -1.3816 |  | 8408.4813 | 11 |  | 2974.83 | 174.99 | thermostat | 17 | 370.5616 | FAIL | FAIL | Institutional_New_Programmable Thermostat_RIM | 0 | 0 | 0 | 0 | 0 | 0 | 0 | 0 | 0 | 0 | 0 | 0 | 0 | 0 | 0 | 0 | 0 | 0 | 0 | 0 | Institutional_New_Programmable Thermostat_TRC | 0 | 0 | 0 | 0 | 0 | 0 | 0 | 0 | 0 | 0 | 0 | 0 | 0 | 0 | 0 | 0 | 0 | 0 | 0 | 0
Lodging/Hospitality | New | Programmable Thermostat | -0.22094 | 20.6086 |  | 6897.6783 | 11 |  | 4724.73 | 174.99 | thermostat | 27 | 303.9805 | 3385.9506 | 3385.9506 | Lodging/Hospitality_New_Programmable Thermostat_RIM | 0 | 0 | 0 | 0 | 0 | 0 | 0 | 0 | 0 | 0 | 0 | 0 | 0 | 0 | 0 | 0 | 0 | 0 | 0 | 0 | Lodging/Hospitality_New_Programmable Thermostat_TRC | 0 | 0 | 0 | 0 | 0 | 0 | 0 | 0 | 0 | 0 | 0 | 0 | 0 | 0 | 0 | 0 | 0 | 0 | 0 | 0 | 71.66% | 71.66%
Miscellaneous | New | Programmable Thermostat | 0.95185 | -13.172 |  | 80163.8039 | 11 |  | 40422.69 | 174.99 | thermostat | 231 | 3532.8172 | FAIL | FAIL | Miscellaneous_New_Programmable Thermostat_RIM | 0 | 0 | 0 | 0 | 0 | 0 | 0 | 0 | 0 | 0 | 0 | 0 | 0 | 0 | 0 | 0 | 0 | 0 | 0 | 0 | Miscellaneous_New_Programmable Thermostat_TRC | 0 | 0 | 0 | 0 | 0 | 0 | 0 | 0 | 0 | 0 | 0 | 0 | 0 | 0 | 0 | 0 | 0 | 0 | 0 | 0
Offices | New | Programmable Thermostat | 0.071151 | -0.98461 |  | 5992.2752 | 11 |  | 2274.87 | 174.99 | thermostat | 13 | 264.0794 | FAIL | FAIL | Offices_New_Programmable Thermostat_RIM | 0 | 0 | 0 | 0 | 0 | 0 | 0 | 0 | 0 | 0 | 0 | 0 | 0 | 0 | 0 | 0 | 0 | 0 | 0 | 0 | Offices_New_Programmable Thermostat_TRC | 0 | 0 | 0 | 0 | 0 | 0 | 0 | 0 | 0 | 0 | 0 | 0 | 0 | 0 | 0 | 0 | 0 | 0 | 0 | 0
Restaurants | New | Programmable Thermostat | 1.6091 | -0.0030535 |  | 4342.1523 | 11 |  | 874.95 | 174.99 | thermostat | 5 | 191.3586 | FAIL | 32.176 | Restaurants_New_Programmable Thermostat_RIM | 0 | 0 | 0 | 0 | 0 | 0 | 0 | 0 | 0 | 0 | 0 | 0 | 0 | 0 | 0 | 0 | 0 | 0 | 0 | 0 | Restaurants_New_Programmable Thermostat_TRC | 0.56382 | 0.91812 | 1.5634 | 2.4866 | 3.5848 | 3.9192 | 3.5753 | 2.6315 | 1.5084 | 0.71697 | 2448.1846 | 3986.6234 | 6788.5178 | 10797.3803 | 15565.8137 | 17017.9257 | 15524.4665 | 11426.2674 | 6549.7366 | 3113.1874 |  | 3.677%
Retail | New | Programmable Thermostat | 0.70282 | -0.0013337 |  | 1896.5464 | 11 |  | 1749.9 | 174.99 | thermostat | 10 | 83.5808 | FAIL | FAIL | Retail_New_Programmable Thermostat_RIM | 0 | 0 | 0 | 0 | 0 | 0 | 0 | 0 | 0 | 0 | 0 | 0 | 0 | 0 | 0 | 0 | 0 | 0 | 0 | 0 | Retail_New_Programmable Thermostat_TRC | 0 | 0 | 0 | 0 | 0 | 0 | 0 | 0 | 0 | 0 | 0 | 0 | 0 | 0 | 0 | 0 | 0 | 0 | 0 | 0
Schools K-12 | New | Programmable Thermostat | 0.084157 | -1.1646 |  | 7087.571 | 11 |  | 7349.58 | 174.99 | thermostat | 42 | 312.3491 | FAIL | FAIL | Schools K-12_New_Programmable Thermostat_RIM | 0 | 0 | 0 | 0 | 0 | 0 | 0 | 0 | 0 | 0 | 0 | 0 | 0 | 0 | 0 | 0 | 0 | 0 | 0 | 0 | Schools K-12_New_Programmable Thermostat_TRC | 0 | 0 | 0 | 0 | 0 | 0 | 0 | 0 | 0 | 0 | 0 | 0 | 0 | 0 | 0 | 0 | 0 | 0 | 0 | 0
Warehouse | New | Programmable Thermostat | 0.0083602 | -0.11569 |  | 704.082 | 11 |  | 2274.87 | 174.99 | thermostat | 13 | 31.0289 | FAIL | FAIL | Warehouse_New_Programmable Thermostat_RIM | 0 | 0 | 0 | 0 | 0 | 0 | 0 | 0 | 0 | 0 | 0 | 0 | 0 | 0 | 0 | 0 | 0 | 0 | 0 | 0 | Warehouse_New_Programmable Thermostat_TRC | 0 | 0 | 0 | 0 | 0 | 0 | 0 | 0 | 0 | 0 | 0 | 0 | 0 | 0 | 0 | 0 | 0 | 0 | 0 | 0
Assembly | Existing | Roof Insulation | 5.0069e-06 | 0.00011287 |  | 0.25021 | 20 |  | 0.68 | 0.68 | sq ft |  | 0.011027 | FAIL | FAIL | Assembly_Existing_Roof Insulation_RIM | 0 | 0 | 0 | 0 | 0 | 0 | 0 | 0 | 0 | 0 | 0 | 0 | 0 | 0 | 0 | 0 | 0 | 0 | 0 | 0 | Assembly_Existing_Roof Insulation_TRC | 0 | 0 | 0 | 0 | 0 | 0 | 0 | 0 | 0 | 0 | 0 | 0 | 0 | 0 | 0 | 0 | 0 | 0 | 0 | 0
College and University | Existing | Roof Insulation | 0.00010348 | 6.0955e-05 |  | 0.25021 | 20 |  | 0.68 | 0.68 | sq ft |  | 0.011027 | FAIL | FAIL | College and University_Existing_Roof Insulation_RIM | 0 | 0 | 0 | 0 | 0 | 0 | 0 | 0 | 0 | 0 | 0 | 0 | 0 | 0 | 0 | 0 | 0 | 0 | 0 | 0 | College and University_Existing_Roof Insulation_TRC | 0 | 0 | 0 | 0 | 0 | 0 | 0 | 0 | 0 | 0 | 0 | 0 | 0 | 0 | 0 | 0 | 0 | 0 | 0 | 0
Grocery | Existing | Roof Insulation | 5.1061e-05 | 0.00011677 |  | 0.25021 | 20 |  | 0.68 | 0.68 | sq ft |  | 0.011027 | FAIL | FAIL | Grocery_Existing_Roof Insulation_RIM | 0 | 0 | 0 | 0 | 0 | 0 | 0 | 0 | 0 | 0 | 0 | 0 | 0 | 0 | 0 | 0 | 0 | 0 | 0 | 0 | Grocery_Existing_Roof Insulation_TRC | 0 | 0 | 0 | 0 | 0 | 0 | 0 | 0 | 0 | 0 | 0 | 0 | 0 | 0 | 0 | 0 | 0 | 0 | 0 | 0
Healthcare | Existing | Roof Insulation | 5.0069e-06 | 0.00011287 |  | 0.25021 | 20 |  | 0.68 | 0.68 | sq ft |  | 0.011027 | FAIL | FAIL | Healthcare_Existing_Roof Insulation_RIM | 0 | 0 | 0 | 0 | 0 | 0 | 0 | 0 | 0 | 0 | 0 | 0 | 0 | 0 | 0 | 0 | 0 | 0 | 0 | 0 | Healthcare_Existing_Roof Insulation_TRC | 0 | 0 | 0 | 0 | 0 | 0 | 0 | 0 | 0 | 0 | 0 | 0 | 0 | 0 | 0 | 0 | 0 | 0 | 0 | 0
Hospitals | Existing | Roof Insulation | 0.00010348 | 6.0955e-05 |  | 0.25021 | 20 |  | 0.68 | 0.68 | sq ft |  | 0.011027 | FAIL | FAIL | Hospitals_Existing_Roof Insulation_RIM | 0 | 0 | 0 | 0 | 0 | 0 | 0 | 0 | 0 | 0 | 0 | 0 | 0 | 0 | 0 | 0 | 0 | 0 | 0 | 0 | Hospitals_Existing_Roof Insulation_TRC | 0 | 0 | 0 | 0 | 0 | 0 | 0 | 0 | 0 | 0 | 0 | 0 | 0 | 0 | 0 | 0 | 0 | 0 | 0 | 0
Institutional | Existing | Roof Insulation | 5.0069e-06 | 0.00011287 |  | 0.25021 | 20 |  | 0.68 | 0.68 | sq ft |  | 0.011027 | FAIL | FAIL | Institutional_Existing_Roof Insulation_RIM | 0 | 0 | 0 | 0 | 0 | 0 | 0 | 0 | 0 | 0 | 0 | 0 | 0 | 0 | 0 | 0 | 0 | 0 | 0 | 0 | Institutional_Existing_Roof Insulation_TRC | 0 | 0 | 0 | 0 | 0 | 0 | 0 | 0 | 0 | 0 | 0 | 0 | 0 | 0 | 0 | 0 | 0 | 0 | 0 | 0
Lodging/Hospitality | Existing | Roof Insulation | 0.00010348 | 6.0955e-05 |  | 0.25021 | 20 |  | 0.68 | 0.68 | sq ft |  | 0.011027 | FAIL | FAIL | Lodging/Hospitality_Existing_Roof Insulation_RIM | 0 | 0 | 0 | 0 | 0 | 0 | 0 | 0 | 0 | 0 | 0 | 0 | 0 | 0 | 0 | 0 | 0 | 0 | 0 | 0 | Lodging/Hospitality_Existing_Roof Insulation_TRC | 0 | 0 | 0 | 0 | 0 | 0 | 0 | 0 | 0 | 0 | 0 | 0 | 0 | 0 | 0 | 0 | 0 | 0 | 0 | 0
Miscellaneous | Existing | Roof Insulation | 5.0069e-06 | 0.00011287 |  | 0.25021 | 20 |  | 0.68 | 0.68 | sq ft |  | 0.011027 | FAIL | FAIL | Miscellaneous_Existing_Roof Insulation_RIM | 0 | 0 | 0 | 0 | 0 | 0 | 0 | 0 | 0 | 0 | 0 | 0 | 0 | 0 | 0 | 0 | 0 | 0 | 0 | 0 | Miscellaneous_Existing_Roof Insulation_TRC | 0 | 0 | 0 | 0 | 0 | 0 | 0 | 0 | 0 | 0 | 0 | 0 | 0 | 0 | 0 | 0 | 0 | 0 | 0 | 0
Offices | Existing | Roof Insulation | 5.0069e-06 | 0.00011287 |  | 0.25021 | 20 |  | 0.68 | 0.68 | sq ft |  | 0.011027 | FAIL | FAIL | Offices_Existing_Roof Insulation_RIM | 0 | 0 | 0 | 0 | 0 | 0 | 0 | 0 | 0 | 0 | 0 | 0 | 0 | 0 | 0 | 0 | 0 | 0 | 0 | 0 | Offices_Existing_Roof Insulation_TRC | 0 | 0 | 0 | 0 | 0 | 0 | 0 | 0 | 0 | 0 | 0 | 0 | 0 | 0 | 0 | 0 | 0 | 0 | 0 | 0
Restaurants | Existing | Roof Insulation | 5.1061e-05 | 0.00011677 |  | 0.25021 | 20 |  | 0.68 | 0.68 | sq ft |  | 0.011027 | FAIL | FAIL | Restaurants_Existing_Roof Insulation_RIM | 0 | 0 | 0 | 0 | 0 | 0 | 0 | 0 | 0 | 0 | 0 | 0 | 0 | 0 | 0 | 0 | 0 | 0 | 0 | 0 | Restaurants_Existing_Roof Insulation_TRC | 0 | 0 | 0 | 0 | 0 | 0 | 0 | 0 | 0 | 0 | 0 | 0 | 0 | 0 | 0 | 0 | 0 | 0 | 0 | 0
Retail | Existing | Roof Insulation | 5.1061e-05 | 0.00011677 |  | 0.25021 | 20 |  | 0.68 | 0.68 | sq ft |  | 0.011027 | FAIL | FAIL | Retail_Existing_Roof Insulation_RIM | 0 | 0 | 0 | 0 | 0 | 0 | 0 | 0 | 0 | 0 | 0 | 0 | 0 | 0 | 0 | 0 | 0 | 0 | 0 | 0 | Retail_Existing_Roof Insulation_TRC | 0 | 0 | 0 | 0 | 0 | 0 | 0 | 0 | 0 | 0 | 0 | 0 | 0 | 0 | 0 | 0 | 0 | 0 | 0 | 0
Schools K-12 | Existing | Roof Insulation | 5.0069e-06 | 0.00011287 |  | 0.25021 | 20 |  | 0.68 | 0.68 | sq ft |  | 0.011027 | FAIL | FAIL | Schools K-12_Existing_Roof Insulation_RIM | 0 | 0 | 0 | 0 | 0 | 0 | 0 | 0 | 0 | 0 | 0 | 0 | 0 | 0 | 0 | 0 | 0 | 0 | 0 | 0 | Schools K-12_Existing_Roof Insulation_TRC | 0 | 0 | 0 | 0 | 0 | 0 | 0 | 0 | 0 | 0 | 0 | 0 | 0 | 0 | 0 | 0 | 0 | 0 | 0 | 0
Warehouse | Existing | Roof Insulation | 2.8393e-05 | 5.0661e-05 |  | 0.25021 | 20 |  | 0.68 | 0.68 | sq ft |  | 0.011027 | FAIL | FAIL | Warehouse_Existing_Roof Insulation_RIM | 0 | 0 | 0 | 0 | 0 | 0 | 0 | 0 | 0 | 0 | 0 | 0 | 0 | 0 | 0 | 0 | 0 | 0 | 0 | 0 | Warehouse_Existing_Roof Insulation_TRC | 0 | 0 | 0 | 0 | 0 | 0 | 0 | 0 | 0 | 0 | 0 | 0 | 0 | 0 | 0 | 0 | 0 | 0 | 0 | 0
Assembly | New | Roof Insulation | 2.4877e-06 | 5.6079e-05 |  | 0.12432 | 20 |  | 0.68 | 0.68 | sq ft |  | 0.0054789 | FAIL | FAIL | Assembly_New_Roof Insulation_RIM | 0 | 0 | 0 | 0 | 0 | 0 | 0 | 0 | 0 | 0 | 0 | 0 | 0 | 0 | 0 | 0 | 0 | 0 | 0 | 0 | Assembly_New_Roof Insulation_TRC | 0 | 0 | 0 | 0 | 0 | 0 | 0 | 0 | 0 | 0 | 0 | 0 | 0 | 0 | 0 | 0 | 0 | 0 | 0 | 0
College and University | New | Roof Insulation | 5.1417e-05 | 3.0286e-05 |  | 0.12432 | 20 |  | 0.68 | 0.68 | sq ft |  | 0.0054789 | FAIL | FAIL | College and University_New_Roof Insulation_RIM | 0 | 0 | 0 | 0 | 0 | 0 | 0 | 0 | 0 | 0 | 0 | 0 | 0 | 0 | 0 | 0 | 0 | 0 | 0 | 0 | College and University_New_Roof Insulation_TRC | 0 | 0 | 0 | 0 | 0 | 0 | 0 | 0 | 0 | 0 | 0 | 0 | 0 | 0 | 0 | 0 | 0 | 0 | 0 | 0
Grocery | New | Roof Insulation | 2.537e-05 | 5.8021e-05 |  | 0.12432 | 20 |  | 0.68 | 0.68 | sq ft |  | 0.0054789 | FAIL | FAIL | Grocery_New_Roof Insulation_RIM | 0 | 0 | 0 | 0 | 0 | 0 | 0 | 0 | 0 | 0 | 0 | 0 | 0 | 0 | 0 | 0 | 0 | 0 | 0 | 0 | Grocery_New_Roof Insulation_TRC | 0 | 0 | 0 | 0 | 0 | 0 | 0 | 0 | 0 | 0 | 0 | 0 | 0 | 0 | 0 | 0 | 0 | 0 | 0 | 0
Healthcare | New | Roof Insulation | 2.4877e-06 | 5.6079e-05 |  | 0.12432 | 20 |  | 0.68 | 0.68 | sq ft |  | 0.0054789 | FAIL | FAIL | Healthcare_New_Roof Insulation_RIM | 0 | 0 | 0 | 0 | 0 | 0 | 0 | 0 | 0 | 0 | 0 | 0 | 0 | 0 | 0 | 0 | 0 | 0 | 0 | 0 | Healthcare_New_Roof Insulation_TRC | 0 | 0 | 0 | 0 | 0 | 0 | 0 | 0 | 0 | 0 | 0 | 0 | 0 | 0 | 0 | 0 | 0 | 0 | 0 | 0
Hospitals | New | Roof Insulation | 5.1417e-05 | 3.0286e-05 |  | 0.12432 | 20 |  | 0.68 | 0.68 | sq ft |  | 0.0054789 | FAIL | FAIL | Hospitals_New_Roof Insulation_RIM | 0 | 0 | 0 | 0 | 0 | 0 | 0 | 0 | 0 | 0 | 0 | 0 | 0 | 0 | 0 | 0 | 0 | 0 | 0 | 0 | Hospitals_New_Roof Insulation_TRC | 0 | 0 | 0 | 0 | 0 | 0 | 0 | 0 | 0 | 0 | 0 | 0 | 0 | 0 | 0 | 0 | 0 | 0 | 0 | 0
Institutional | New | Roof Insulation | 2.4877e-06 | 5.6079e-05 |  | 0.12432 | 20 |  | 0.68 | 0.68 | sq ft |  | 0.0054789 | FAIL | FAIL | Institutional_New_Roof Insulation_RIM | 0 | 0 | 0 | 0 | 0 | 0 | 0 | 0 | 0 | 0 | 0 | 0 | 0 | 0 | 0 | 0 | 0 | 0 | 0 | 0 | Institutional_New_Roof Insulation_TRC | 0 | 0 | 0 | 0 | 0 | 0 | 0 | 0 | 0 | 0 | 0 | 0 | 0 | 0 | 0 | 0 | 0 | 0 | 0 | 0
Lodging/Hospitality | New | Roof Insulation | 5.1417e-05 | 3.0286e-05 |  | 0.12432 | 20 |  | 0.68 | 0.68 | sq ft |  | 0.0054789 | FAIL | FAIL | Lodging/Hospitality_New_Roof Insulation_RIM | 0 | 0 | 0 | 0 | 0 | 0 | 0 | 0 | 0 | 0 | 0 | 0 | 0 | 0 | 0 | 0 | 0 | 0 | 0 | 0 | Lodging/Hospitality_New_Roof Insulation_TRC | 0 | 0 | 0 | 0 | 0 | 0 | 0 | 0 | 0 | 0 | 0 | 0 | 0 | 0 | 0 | 0 | 0 | 0 | 0 | 0
Miscellaneous | New | Roof Insulation | 2.4877e-06 | 5.6079e-05 |  | 0.12432 | 20 |  | 0.68 | 0.68 | sq ft |  | 0.0054789 | FAIL | FAIL | Miscellaneous_New_Roof Insulation_RIM | 0 | 0 | 0 | 0 | 0 | 0 | 0 | 0 | 0 | 0 | 0 | 0 | 0 | 0 | 0 | 0 | 0 | 0 | 0 | 0 | Miscellaneous_New_Roof Insulation_TRC | 0 | 0 | 0 | 0 | 0 | 0 | 0 | 0 | 0 | 0 | 0 | 0 | 0 | 0 | 0 | 0 | 0 | 0 | 0 | 0
Offices | New | Roof Insulation | 2.4877e-06 | 5.6079e-05 |  | 0.12432 | 20 |  | 0.68 | 0.68 | sq ft |  | 0.0054789 | FAIL | FAIL | Offices_New_Roof Insulation_RIM | 0 | 0 | 0 | 0 | 0 | 0 | 0 | 0 | 0 | 0 | 0 | 0 | 0 | 0 | 0 | 0 | 0 | 0 | 0 | 0 | Offices_New_Roof Insulation_TRC | 0 | 0 | 0 | 0 | 0 | 0 | 0 | 0 | 0 | 0 | 0 | 0 | 0 | 0 | 0 | 0 | 0 | 0 | 0 | 0
Restaurants | New | Roof Insulation | 2.537e-05 | 5.8021e-05 |  | 0.12432 | 20 |  | 0.68 | 0.68 | sq ft |  | 0.0054789 | FAIL | FAIL | Restaurants_New_Roof Insulation_RIM | 0 | 0 | 0 | 0 | 0 | 0 | 0 | 0 | 0 | 0 | 0 | 0 | 0 | 0 | 0 | 0 | 0 | 0 | 0 | 0 | Restaurants_New_Roof Insulation_TRC | 0 | 0 | 0 | 0 | 0 | 0 | 0 | 0 | 0 | 0 | 0 | 0 | 0 | 0 | 0 | 0 | 0 | 0 | 0 | 0
Retail | New | Roof Insulation | 2.537e-05 | 5.8021e-05 |  | 0.12432 | 20 |  | 0.68 | 0.68 | sq ft |  | 0.0054789 | FAIL | FAIL | Retail_New_Roof Insulation_RIM | 0 | 0 | 0 | 0 | 0 | 0 | 0 | 0 | 0 | 0 | 0 | 0 | 0 | 0 | 0 | 0 | 0 | 0 | 0 | 0 | Retail_New_Roof Insulation_TRC | 0 | 0 | 0 | 0 | 0 | 0 | 0 | 0 | 0 | 0 | 0 | 0 | 0 | 0 | 0 | 0 | 0 | 0 | 0 | 0
Schools K-12 | New | Roof Insulation | 2.4877e-06 | 5.6079e-05 |  | 0.12432 | 20 |  | 0.68 | 0.68 | sq ft |  | 0.0054789 | FAIL | FAIL | Schools K-12_New_Roof Insulation_RIM | 0 | 0 | 0 | 0 | 0 | 0 | 0 | 0 | 0 | 0 | 0 | 0 | 0 | 0 | 0 | 0 | 0 | 0 | 0 | 0 | Schools K-12_New_Roof Insulation_TRC | 0 | 0 | 0 | 0 | 0 | 0 | 0 | 0 | 0 | 0 | 0 | 0 | 0 | 0 | 0 | 0 | 0 | 0 | 0 | 0
Warehouse | New | Roof Insulation | 1.4108e-05 | 2.5171e-05 |  | 0.12432 | 20 |  | 0.68 | 0.68 | sq ft |  | 0.0054789 | FAIL | FAIL | Warehouse_New_Roof Insulation_RIM | 0 | 0 | 0 | 0 | 0 | 0 | 0 | 0 | 0 | 0 | 0 | 0 | 0 | 0 | 0 | 0 | 0 | 0 | 0 | 0 | Warehouse_New_Roof Insulation_TRC | 0 | 0 | 0 | 0 | 0 | 0 | 0 | 0 | 0 | 0 | 0 | 0 | 0 | 0 | 0 | 0 | 0 | 0 | 0 | 0
Assembly | Existing | Smart Thermostat | 0.057087 | -0.78999 |  | 4807.8235 | 11 |  | 4384 | 274 | unit | 16 | 211.8807 | FAIL | FAIL | Assembly_Existing_Smart Thermostat_RIM | 0 | 0 | 0 | 0 | 0 | 0 | 0 | 0 | 0 | 0 | 0 | 0 | 0 | 0 | 0 | 0 | 0 | 0 | 0 | 0 | Assembly_Existing_Smart Thermostat_TRC | 0 | 0 | 0 | 0 | 0 | 0 | 0 | 0 | 0 | 0 | 0 | 0 | 0 | 0 | 0 | 0 | 0 | 0 | 0 | 0
College and University | Existing | Smart Thermostat | 2.4002 | 0.70909 |  | 28715.232 | 11 |  | 16714 | 274 | unit | 61 | 1265.4797 | FAIL | FAIL | College and University_Existing_Smart Thermostat_RIM | 0 | 0 | 0 | 0 | 0 | 0 | 0 | 0 | 0 | 0 | 0 | 0 | 0 | 0 | 0 | 0 | 0 | 0 | 0 | 0 | College and University_Existing_Smart Thermostat_TRC | 0 | 0 | 0 | 0 | 0 | 0 | 0 | 0 | 0 | 0 | 0 | 0 | 0 | 0 | 0 | 0 | 0 | 0 | 0 | 0
Grocery | Existing | Smart Thermostat | 4.2896 | -0.0081399 |  | 11575.3008 | 11 |  | 1096 | 274 | unit | 4 | 510.1233 | FAIL | FAIL | Grocery_Existing_Smart Thermostat_RIM | 0 | 0 | 0 | 0 | 0 | 0 | 0 | 0 | 0 | 0 | 0 | 0 | 0 | 0 | 0 | 0 | 0 | 0 | 0 | 0 | Grocery_Existing_Smart Thermostat_TRC | 0 | 0 | 0 | 0 | 0 | 0 | 0 | 0 | 0 | 0 | 0 | 0 | 0 | 0 | 0 | 0 | 0 | 0 | 0 | 0
Healthcare | Existing | Smart Thermostat | 0.23991 | -3.3199 |  | 20204.7382 | 11 |  | 4658 | 274 | unit | 17 | 890.4224 | FAIL | FAIL | Healthcare_Existing_Smart Thermostat_RIM | 0 | 0 | 0 | 0 | 0 | 0 | 0 | 0 | 0 | 0 | 0 | 0 | 0 | 0 | 0 | 0 | 0 | 0 | 0 | 0 | Healthcare_Existing_Smart Thermostat_TRC | 0 | 0 | 0 | 0 | 0 | 0 | 0 | 0 | 0 | 0 | 0 | 0 | 0 | 0 | 0 | 0 | 0 | 0 | 0 | 0
Hospitals | Existing | Smart Thermostat | 17.5975 | 5.1988 |  | 210530.1929 | 11 |  | 46032 | 274 | unit | 168 | 9278.0614 | FAIL | 5169.9201 | Hospitals_Existing_Smart Thermostat_RIM | 0 | 0 | 0 | 0 | 0 | 0 | 0 | 0 | 0 | 0 | 0 | 0 | 0 | 0 | 0 | 0 | 0 | 0 | 0 | 0 | Hospitals_Existing_Smart Thermostat_TRC | 0.17312 | 0.2625 | 0.39094 | 0.55091 | 0.71073 | 0.80459 | 0.76004 | 0.57112 | 0.33636 | 0.16078 | 36447.3511 | 55264.4686 | 82303.6925 | 115982.9161 | 149629.8471 | 169390.8287 | 160011.5649 | 120237.8239 | 70813.3633 | 33848.1334 |  | 11.23%
Institutional | Existing | Smart Thermostat | 0.27734 | -3.8379 |  | 23356.8925 | 11 |  | 4658 | 274 | unit | 17 | 1029.3378 | FAIL | FAIL | Institutional_Existing_Smart Thermostat_RIM | 0 | 0 | 0 | 0 | 0 | 0 | 0 | 0 | 0 | 0 | 0 | 0 | 0 | 0 | 0 | 0 | 0 | 0 | 0 | 0 | Institutional_Existing_Smart Thermostat_TRC | 0 | 0 | 0 | 0 | 0 | 0 | 0 | 0 | 0 | 0 | 0 | 0 | 0 | 0 | 0 | 0 | 0 | 0 | 0 | 0
Lodging/Hospitality | Existing | Smart Thermostat | -0.61374 | 57.2461 |  | 19160.2176 | 11 |  | 7398 | 274 | unit | 27 | 844.3904 | 3679.1684 | 3679.1684 | Lodging/Hospitality_Existing_Smart Thermostat_RIM | 2.2911 | 3.6352 | 5.465 | 7.754 | 10.0445 | 11.4075 | 10.7983 | 8.122 | 4.7852 | 2.2879 | 43897.9319 | 69651.914 | 104710.6541 | 148568.9388 | 192455.038 | 218569.9729 | 206897.3762 | 155620.1395 | 91684.6805 | 43836.9678 | Lodging/Hospitality_Existing_Smart Thermostat_TRC | 2.2911 | 2.369 | 2.4065 | 2.4433 | 2.4738 | 2.5021 | 2.5301 | 2.5548 | 2.5783 | 2.5983 | 43897.9319 | 45391.135 | 46109.0299 | 46813.3404 | 47398.693 | 47941.3339 | 48478.0463 | 48949.6623 | 49401.4337 | 49784.081 | 49.73% | 49.73%
Miscellaneous | Existing | Smart Thermostat | 2.644 | -36.5889 |  | 222677.233 | 11 |  | 63294 | 274 | unit | 231 | 9813.3812 | FAIL | FAIL | Miscellaneous_Existing_Smart Thermostat_RIM | 0 | 0 | 0 | 0 | 0 | 0 | 0 | 0 | 0 | 0 | 0 | 0 | 0 | 0 | 0 | 0 | 0 | 0 | 0 | 0 | Miscellaneous_Existing_Smart Thermostat_TRC | 0 | 0 | 0 | 0 | 0 | 0 | 0 | 0 | 0 | 0 | 0 | 0 | 0 | 0 | 0 | 0 | 0 | 0 | 0 | 0
Offices | Existing | Smart Thermostat | 0.19764 | -2.735 |  | 16645.2088 | 11 |  | 3562 | 274 | unit | 13 | 733.554 | FAIL | FAIL | Offices_Existing_Smart Thermostat_RIM | 0 | 0 | 0 | 0 | 0 | 0 | 0 | 0 | 0 | 0 | 0 | 0 | 0 | 0 | 0 | 0 | 0 | 0 | 0 | 0 | Offices_Existing_Smart Thermostat_TRC | 0 | 0 | 0 | 0 | 0 | 0 | 0 | 0 | 0 | 0 | 0 | 0 | 0 | 0 | 0 | 0 | 0 | 0 | 0 | 0
Restaurants | Existing | Smart Thermostat | 4.4698 | -0.0084818 |  | 12061.5342 | 11 |  | 1370 | 274 | unit | 5 | 531.5516 | FAIL | FAIL | Restaurants_Existing_Smart Thermostat_RIM | 0 | 0 | 0 | 0 | 0 | 0 | 0 | 0 | 0 | 0 | 0 | 0 | 0 | 0 | 0 | 0 | 0 | 0 | 0 | 0 | Restaurants_Existing_Smart Thermostat_TRC | 0 | 0 | 0 | 0 | 0 | 0 | 0 | 0 | 0 | 0 | 0 | 0 | 0 | 0 | 0 | 0 | 0 | 0 | 0 | 0
Retail | Existing | Smart Thermostat | 1.9523 | -0.0037047 |  | 5268.1844 | 11 |  | 2740 | 274 | unit | 10 | 232.1688 | FAIL | 1717.4912 | Retail_Existing_Smart Thermostat_RIM | 0 | 0 | 0 | 0 | 0 | 0 | 0 | 0 | 0 | 0 | 0 | 0 | 0 | 0 | 0 | 0 | 0 | 0 | 0 | 0 | Retail_Existing_Smart Thermostat_TRC | 22.5114 | 34.7082 | 51.7966 | 73.1879 | 94.7234 | 107.4554 | 101.61 | 76.3713 | 44.9812 | 21.5088 | 118594.141 | 182848.9396 | 272874.0543 | 385567.2279 | 499020.3388 | 566094.7594 | 535300.2162 | 402338.2235 | 236969.4349 | 113312.1118 |  | 62.68%
Schools K-12 | Existing | Smart Thermostat | 0.23377 | -3.235 |  | 19687.6973 | 11 |  | 11508 | 274 | unit | 42 | 867.6364 | FAIL | FAIL | Schools K-12_Existing_Smart Thermostat_RIM | 0 | 0 | 0 | 0 | 0 | 0 | 0 | 0 | 0 | 0 | 0 | 0 | 0 | 0 | 0 | 0 | 0 | 0 | 0 | 0 | Schools K-12_Existing_Smart Thermostat_TRC | 0 | 0 | 0 | 0 | 0 | 0 | 0 | 0 | 0 | 0 | 0 | 0 | 0 | 0 | 0 | 0 | 0 | 0 | 0 | 0
Warehouse | Existing | Smart Thermostat | 0.023223 | -0.32136 |  | 1955.7834 | 11 |  | 3562 | 274 | unit | 13 | 86.1913 | FAIL | FAIL | Warehouse_Existing_Smart Thermostat_RIM | 0 | 0 | 0 | 0 | 0 | 0 | 0 | 0 | 0 | 0 | 0 | 0 | 0 | 0 | 0 | 0 | 0 | 0 | 0 | 0 | Warehouse_Existing_Smart Thermostat_TRC | 0 | 0 | 0 | 0 | 0 | 0 | 0 | 0 | 0 | 0 | 0 | 0 | 0 | 0 | 0 | 0 | 0 | 0 | 0 | 0
Assembly | New | Smart Thermostat | 0.057087 | -0.78999 |  | 4807.8235 | 11 |  | 4384 | 274 | unit | 16 | 211.8807 | FAIL | FAIL | Assembly_New_Smart Thermostat_RIM | 0 | 0 | 0 | 0 | 0 | 0 | 0 | 0 | 0 | 0 | 0 | 0 | 0 | 0 | 0 | 0 | 0 | 0 | 0 | 0 | Assembly_New_Smart Thermostat_TRC | 0 | 0 | 0 | 0 | 0 | 0 | 0 | 0 | 0 | 0 | 0 | 0 | 0 | 0 | 0 | 0 | 0 | 0 | 0 | 0
College and University | New | Smart Thermostat | 2.4002 | 0.70909 |  | 28715.232 | 11 |  | 16714 | 274 | unit | 61 | 1265.4797 | FAIL | FAIL | College and University_New_Smart Thermostat_RIM | 0 | 0 | 0 | 0 | 0 | 0 | 0 | 0 | 0 | 0 | 0 | 0 | 0 | 0 | 0 | 0 | 0 | 0 | 0 | 0 | College and University_New_Smart Thermostat_TRC | 0 | 0 | 0 | 0 | 0 | 0 | 0 | 0 | 0 | 0 | 0 | 0 | 0 | 0 | 0 | 0 | 0 | 0 | 0 | 0
Grocery | New | Smart Thermostat | 4.2896 | -0.0081399 |  | 11575.3008 | 11 |  | 1096 | 274 | unit | 4 | 510.1233 | FAIL | FAIL | Grocery_New_Smart Thermostat_RIM | 0 | 0 | 0 | 0 | 0 | 0 | 0 | 0 | 0 | 0 | 0 | 0 | 0 | 0 | 0 | 0 | 0 | 0 | 0 | 0 | Grocery_New_Smart Thermostat_TRC | 0 | 0 | 0 | 0 | 0 | 0 | 0 | 0 | 0 | 0 | 0 | 0 | 0 | 0 | 0 | 0 | 0 | 0 | 0 | 0
Healthcare | New | Smart Thermostat | 0.23991 | -3.3199 |  | 20204.7382 | 11 |  | 4658 | 274 | unit | 17 | 890.4224 | FAIL | FAIL | Healthcare_New_Smart Thermostat_RIM | 0 | 0 | 0 | 0 | 0 | 0 | 0 | 0 | 0 | 0 | 0 | 0 | 0 | 0 | 0 | 0 | 0 | 0 | 0 | 0 | Healthcare_New_Smart Thermostat_TRC | 0 | 0 | 0 | 0 | 0 | 0 | 0 | 0 | 0 | 0 | 0 | 0 | 0 | 0 | 0 | 0 | 0 | 0 | 0 | 0
Hospitals | New | Smart Thermostat | 17.5975 | 5.1988 |  | 210530.1929 | 11 |  | 46032 | 274 | unit | 168 | 9278.0614 | FAIL | 5169.9201 | Hospitals_New_Smart Thermostat_RIM | 0 | 0 | 0 | 0 | 0 | 0 | 0 | 0 | 0 | 0 | 0 | 0 | 0 | 0 | 0 | 0 | 0 | 0 | 0 | 0 | Hospitals_New_Smart Thermostat_TRC | 0.016245 | 0.02254 | 0.032915 | 0.045373 | 0.057243 | 0.06171 | 0.056108 | 0.041069 | 0.023713 | 0.011106 | 3420.1186 | 4745.4139 | 6929.6126 | 9552.4717 | 12051.422 | 12991.8377 | 11812.341 | 8646.3486 | 4992.2476 | 2338.1033 |  | 11.23%
Institutional | New | Smart Thermostat | 0.27734 | -3.8379 |  | 23356.8925 | 11 |  | 4658 | 274 | unit | 17 | 1029.3378 | FAIL | FAIL | Institutional_New_Smart Thermostat_RIM | 0 | 0 | 0 | 0 | 0 | 0 | 0 | 0 | 0 | 0 | 0 | 0 | 0 | 0 | 0 | 0 | 0 | 0 | 0 | 0 | Institutional_New_Smart Thermostat_TRC | 0 | 0 | 0 | 0 | 0 | 0 | 0 | 0 | 0 | 0 | 0 | 0 | 0 | 0 | 0 | 0 | 0 | 0 | 0 | 0
Lodging/Hospitality | New | Smart Thermostat | -0.61374 | 57.2461 |  | 19160.2176 | 11 |  | 7398 | 274 | unit | 27 | 844.3904 | 3679.1684 | 3679.1684 | Lodging/Hospitality_New_Smart Thermostat_RIM | 0.59179 | 0.73028 | 0.94691 | 1.1291 | 1.1847 | 1.2377 | 1.0821 | 0.7511 | 0.41085 | 0.18373 | 11338.7432 | 13992.3569 | 18143.0022 | 21634.3488 | 22698.3882 | 23715.0623 | 20732.3717 | 14391.2061 | 7872.054 | 3520.2801 | Lodging/Hospitality_New_Smart Thermostat_TRC | 0.59179 | 0.73028 | 0.94691 | 1.1291 | 1.1847 | 1.2377 | 1.0821 | 0.7511 | 0.41085 | 0.18373 | 11338.7432 | 13992.3569 | 18143.0022 | 21634.3488 | 22698.3882 | 23715.0623 | 20732.3717 | 14391.2061 | 7872.054 | 3520.2801 | 49.73% | 49.73%
Miscellaneous | New | Smart Thermostat | 2.644 | -36.5889 |  | 222677.233 | 11 |  | 63294 | 274 | unit | 231 | 9813.3812 | FAIL | FAIL | Miscellaneous_New_Smart Thermostat_RIM | 0 | 0 | 0 | 0 | 0 | 0 | 0 | 0 | 0 | 0 | 0 | 0 | 0 | 0 | 0 | 0 | 0 | 0 | 0 | 0 | Miscellaneous_New_Smart Thermostat_TRC | 0 | 0 | 0 | 0 | 0 | 0 | 0 | 0 | 0 | 0 | 0 | 0 | 0 | 0 | 0 | 0 | 0 | 0 | 0 | 0
Offices | New | Smart Thermostat | 0.19764 | -2.735 |  | 16645.2088 | 11 |  | 3562 | 274 | unit | 13 | 733.554 | FAIL | FAIL | Offices_New_Smart Thermostat_RIM | 0 | 0 | 0 | 0 | 0 | 0 | 0 | 0 | 0 | 0 | 0 | 0 | 0 | 0 | 0 | 0 | 0 | 0 | 0 | 0 | Offices_New_Smart Thermostat_TRC | 0 | 0 | 0 | 0 | 0 | 0 | 0 | 0 | 0 | 0 | 0 | 0 | 0 | 0 | 0 | 0 | 0 | 0 | 0 | 0
Restaurants | New | Smart Thermostat | 4.4698 | -0.0084818 |  | 12061.5342 | 11 |  | 1370 | 274 | unit | 5 | 531.5516 | FAIL | FAIL | Restaurants_New_Smart Thermostat_RIM | 0 | 0 | 0 | 0 | 0 | 0 | 0 | 0 | 0 | 0 | 0 | 0 | 0 | 0 | 0 | 0 | 0 | 0 | 0 | 0 | Restaurants_New_Smart Thermostat_TRC | 0 | 0 | 0 | 0 | 0 | 0 | 0 | 0 | 0 | 0 | 0 | 0 | 0 | 0 | 0 | 0 | 0 | 0 | 0 | 0
Retail | New | Smart Thermostat | 1.9523 | -0.0037047 |  | 5268.1844 | 11 |  | 2740 | 274 | unit | 10 | 232.1688 | FAIL | 1717.4912 | Retail_New_Smart Thermostat_RIM | 0 | 0 | 0 | 0 | 0 | 0 | 0 | 0 | 0 | 0 | 0 | 0 | 0 | 0 | 0 | 0 | 0 | 0 | 0 | 0 | Retail_New_Smart Thermostat_TRC | 2.3386 | 3.4959 | 5.4922 | 8.137 | 10.9991 | 11.1145 | 9.4129 | 6.3364 | 3.3898 | 1.4993 | 12320.3701 | 18417.1372 | 28933.8984 | 42867.3573 | 57945.5292 | 58552.9878 | 49588.9348 | 33381.2166 | 17858.0179 | 7898.6565 |  | 62.68%
Schools K-12 | New | Smart Thermostat | 0.23377 | -3.235 |  | 19687.6973 | 11 |  | 11508 | 274 | unit | 42 | 867.6364 | FAIL | FAIL | Schools K-12_New_Smart Thermostat_RIM | 0 | 0 | 0 | 0 | 0 | 0 | 0 | 0 | 0 | 0 | 0 | 0 | 0 | 0 | 0 | 0 | 0 | 0 | 0 | 0 | Schools K-12_New_Smart Thermostat_TRC | 0 | 0 | 0 | 0 | 0 | 0 | 0 | 0 | 0 | 0 | 0 | 0 | 0 | 0 | 0 | 0 | 0 | 0 | 0 | 0
Warehouse | New | Smart Thermostat | 0.023223 | -0.32136 |  | 1955.7834 | 11 |  | 3562 | 274 | unit | 13 | 86.1913 | FAIL | FAIL | Warehouse_New_Smart Thermostat_RIM | 0 | 0 | 0 | 0 | 0 | 0 | 0 | 0 | 0 | 0 | 0 | 0 | 0 | 0 | 0 | 0 | 0 | 0 | 0 | 0 | Warehouse_New_Smart Thermostat_TRC | 0 | 0 | 0 | 0 | 0 | 0 | 0 | 0 | 0 | 0 | 0 | 0 | 0 | 0 | 0 | 0 | 0 | 0 | 0 | 0
Assembly | Existing | Thermal Energy Storage | 3.9872 | 1.1505 |  | -633.7788 | 20 |  | 4786.7959 | 1200.527 | kW | 3.9872 | 518.0954 | FAIL | FAIL | Assembly_Existing_Thermal Energy Storage_RIM | 0 | 0 | 0 | 0 | 0 | 0 | 0 | 0 | 0 | 0 | 0 | 0 | 0 | 0 | 0 | 0 | 0 | 0 | 0 | 0 | Assembly_Existing_Thermal Energy Storage_TRC | 0 | 0 | 0 | 0 | 0 | 0 | 0 | 0 | 0 | 0 | 0 | 0 | 0 | 0 | 0 | 0 | 0 | 0 | 0 | 0
College and University | Existing | Thermal Energy Storage | 23.8142 | 6.8715 |  | -3785.3107 | 20 |  | 28589.6422 | 1200.527 | kW | 23.8142 | 3094.3792 | FAIL | FAIL | College and University_Existing_Thermal Energy Storage_RIM | 0 | 0 | 0 | 0 | 0 | 0 | 0 | 0 | 0 | 0 | 0 | 0 | 0 | 0 | 0 | 0 | 0 | 0 | 0 | 0 | College and University_Existing_Thermal Energy Storage_TRC | 0 | 0 | 0 | 0 | 0 | 0 | 0 | 0 | 0 | 0 | 0 | 0 | 0 | 0 | 0 | 0 | 0 | 0 | 0 | 0
Grocery | Existing | Thermal Energy Storage | 9.5997 | 2.77 |  | -1525.8839 | 20 |  | 11524.6747 | 1200.527 | kW | 9.5997 | 1247.3648 | FAIL | FAIL | Grocery_Existing_Thermal Energy Storage_RIM | 0 | 0 | 0 | 0 | 0 | 0 | 0 | 0 | 0 | 0 | 0 | 0 | 0 | 0 | 0 | 0 | 0 | 0 | 0 | 0 | Grocery_Existing_Thermal Energy Storage_TRC | 0 | 0 | 0 | 0 | 0 | 0 | 0 | 0 | 0 | 0 | 0 | 0 | 0 | 0 | 0 | 0 | 0 | 0 | 0 | 0
Healthcare | Existing | Thermal Energy Storage | 16.7563 | 4.835 |  | -2663.437 | 20 |  | 20116.3701 | 1200.527 | kW | 16.7563 | 2177.2808 | FAIL | FAIL | Healthcare_Existing_Thermal Energy Storage_RIM | 0 | 0 | 0 | 0 | 0 | 0 | 0 | 0 | 0 | 0 | 0 | 0 | 0 | 0 | 0 | 0 | 0 | 0 | 0 | 0 | Healthcare_Existing_Thermal Energy Storage_TRC | 0 | 0 | 0 | 0 | 0 | 0 | 0 | 0 | 0 | 0 | 0 | 0 | 0 | 0 | 0 | 0 | 0 | 0 | 0 | 0
Hospitals | Existing | Thermal Energy Storage | 174.5978 | 50.3796 |  | -27752.5944 | 20 |  | 209609.4116 | 1200.527 | kW | 174.5978 | 22686.9229 | FAIL | FAIL | Hospitals_Existing_Thermal Energy Storage_RIM | 0 | 0 | 0 | 0 | 0 | 0 | 0 | 0 | 0 | 0 | 0 | 0 | 0 | 0 | 0 | 0 | 0 | 0 | 0 | 0 | Hospitals_Existing_Thermal Energy Storage_TRC | 0 | 0 | 0 | 0 | 0 | 0 | 0 | 0 | 0 | 0 | 0 | 0 | 0 | 0 | 0 | 0 | 0 | 0 | 0 | 0
Institutional | Existing | Thermal Energy Storage | 19.3704 | 5.5893 |  | -3078.9615 | 20 |  | 23254.7381 | 1200.527 | kW | 19.3704 | 2516.9597 | FAIL | FAIL | Institutional_Existing_Thermal Energy Storage_RIM | 0 | 0 | 0 | 0 | 0 | 0 | 0 | 0 | 0 | 0 | 0 | 0 | 0 | 0 | 0 | 0 | 0 | 0 | 0 | 0 | Institutional_Existing_Thermal Energy Storage_TRC | 0 | 0 | 0 | 0 | 0 | 0 | 0 | 0 | 0 | 0 | 0 | 0 | 0 | 0 | 0 | 0 | 0 | 0 | 0 | 0
Lodging/Hospitality | Existing | Thermal Energy Storage | 15.89 | 4.585 |  | -2525.7458 | 20 |  | 19076.4179 | 1200.527 | kW | 15.89 | 2064.7223 | FAIL | FAIL | Lodging/Hospitality_Existing_Thermal Energy Storage_RIM | 0 | 0 | 0 | 0 | 0 | 0 | 0 | 0 | 0 | 0 | 0 | 0 | 0 | 0 | 0 | 0 | 0 | 0 | 0 | 0 | Lodging/Hospitality_Existing_Thermal Energy Storage_TRC | 0 | 0 | 0 | 0 | 0 | 0 | 0 | 0 | 0 | 0 | 0 | 0 | 0 | 0 | 0 | 0 | 0 | 0 | 0 | 0
Miscellaneous | Existing | Thermal Energy Storage | 184.6717 | 53.2863 |  | -29353.8464 | 20 |  | 221703.325 | 1200.527 | kW | 184.6717 | 23995.8989 | FAIL | FAIL | Miscellaneous_Existing_Thermal Energy Storage_RIM | 0 | 0 | 0 | 0 | 0 | 0 | 0 | 0 | 0 | 0 | 0 | 0 | 0 | 0 | 0 | 0 | 0 | 0 | 0 | 0 | Miscellaneous_Existing_Thermal Energy Storage_TRC | 0 | 0 | 0 | 0 | 0 | 0 | 0 | 0 | 0 | 0 | 0 | 0 | 0 | 0 | 0 | 0 | 0 | 0 | 0 | 0
Offices | Existing | Thermal Energy Storage | 13.8043 | 3.9832 |  | -2194.2113 | 20 |  | 16572.4088 | 1200.527 | kW | 13.8043 | 1793.7027 | FAIL | FAIL | Offices_Existing_Thermal Energy Storage_RIM | 0 | 0 | 0 | 0 | 0 | 0 | 0 | 0 | 0 | 0 | 0 | 0 | 0 | 0 | 0 | 0 | 0 | 0 | 0 | 0 | Offices_Existing_Thermal Energy Storage_TRC | 0 | 0 | 0 | 0 | 0 | 0 | 0 | 0 | 0 | 0 | 0 | 0 | 0 | 0 | 0 | 0 | 0 | 0 | 0 | 0
Restaurants | Existing | Thermal Energy Storage | 10.0029 | 2.8863 |  | -1589.9803 | 20 |  | 12008.7815 | 1200.527 | kW | 10.0029 | 1299.7618 | FAIL | FAIL | Restaurants_Existing_Thermal Energy Storage_RIM | 0 | 0 | 0 | 0 | 0 | 0 | 0 | 0 | 0 | 0 | 0 | 0 | 0 | 0 | 0 | 0 | 0 | 0 | 0 | 0 | Restaurants_Existing_Thermal Energy Storage_TRC | 0 | 0 | 0 | 0 | 0 | 0 | 0 | 0 | 0 | 0 | 0 | 0 | 0 | 0 | 0 | 0 | 0 | 0 | 0 | 0
Retail | Existing | Thermal Energy Storage | 4.369 | 1.2607 |  | -694.4647 | 20 |  | 5245.1433 | 1200.527 | kW | 4.369 | 567.7043 | FAIL | FAIL | Retail_Existing_Thermal Energy Storage_RIM | 0 | 0 | 0 | 0 | 0 | 0 | 0 | 0 | 0 | 0 | 0 | 0 | 0 | 0 | 0 | 0 | 0 | 0 | 0 | 0 | Retail_Existing_Thermal Energy Storage_TRC | 0 | 0 | 0 | 0 | 0 | 0 | 0 | 0 | 0 | 0 | 0 | 0 | 0 | 0 | 0 | 0 | 0 | 0 | 0 | 0
Schools K-12 | Existing | Thermal Energy Storage | 16.3275 | 4.7112 |  | -2595.2794 | 20 |  | 19601.5906 | 1200.527 | kW | 16.3275 | 2121.564 | FAIL | FAIL | Schools K-12_Existing_Thermal Energy Storage_RIM | 0 | 0 | 0 | 0 | 0 | 0 | 0 | 0 | 0 | 0 | 0 | 0 | 0 | 0 | 0 | 0 | 0 | 0 | 0 | 0 | Schools K-12_Existing_Thermal Energy Storage_TRC | 0 | 0 | 0 | 0 | 0 | 0 | 0 | 0 | 0 | 0 | 0 | 0 | 0 | 0 | 0 | 0 | 0 | 0 | 0 | 0
Warehouse | Existing | Thermal Energy Storage | 1.622 | 0.46802 |  | -257.8161 | 20 |  | 1947.2295 | 1200.527 | kW | 1.622 | 210.757 | FAIL | FAIL | Warehouse_Existing_Thermal Energy Storage_RIM | 0 | 0 | 0 | 0 | 0 | 0 | 0 | 0 | 0 | 0 | 0 | 0 | 0 | 0 | 0 | 0 | 0 | 0 | 0 | 0 | Warehouse_Existing_Thermal Energy Storage_TRC | 0 | 0 | 0 | 0 | 0 | 0 | 0 | 0 | 0 | 0 | 0 | 0 | 0 | 0 | 0 | 0 | 0 | 0 | 0 | 0
Assembly | New | Thermal Energy Storage | 3.9872 | 1.1505 |  | -633.7788 | 20 |  | 4786.7959 | 1200.527 | kW | 3.9872 | 518.0954 | FAIL | FAIL | Assembly_New_Thermal Energy Storage_RIM | 0 | 0 | 0 | 0 | 0 | 0 | 0 | 0 | 0 | 0 | 0 | 0 | 0 | 0 | 0 | 0 | 0 | 0 | 0 | 0 | Assembly_New_Thermal Energy Storage_TRC | 0 | 0 | 0 | 0 | 0 | 0 | 0 | 0 | 0 | 0 | 0 | 0 | 0 | 0 | 0 | 0 | 0 | 0 | 0 | 0
College and University | New | Thermal Energy Storage | 23.8142 | 6.8715 |  | -3785.3107 | 20 |  | 28589.6422 | 1200.527 | kW | 23.8142 | 3094.3792 | FAIL | FAIL | College and University_New_Thermal Energy Storage_RIM | 0 | 0 | 0 | 0 | 0 | 0 | 0 | 0 | 0 | 0 | 0 | 0 | 0 | 0 | 0 | 0 | 0 | 0 | 0 | 0 | College and University_New_Thermal Energy Storage_TRC | 0 | 0 | 0 | 0 | 0 | 0 | 0 | 0 | 0 | 0 | 0 | 0 | 0 | 0 | 0 | 0 | 0 | 0 | 0 | 0
Grocery | New | Thermal Energy Storage | 9.5997 | 2.77 |  | -1525.8839 | 20 |  | 11524.6747 | 1200.527 | kW | 9.5997 | 1247.3648 | FAIL | FAIL | Grocery_New_Thermal Energy Storage_RIM | 0 | 0 | 0 | 0 | 0 | 0 | 0 | 0 | 0 | 0 | 0 | 0 | 0 | 0 | 0 | 0 | 0 | 0 | 0 | 0 | Grocery_New_Thermal Energy Storage_TRC | 0 | 0 | 0 | 0 | 0 | 0 | 0 | 0 | 0 | 0 | 0 | 0 | 0 | 0 | 0 | 0 | 0 | 0 | 0 | 0
Healthcare | New | Thermal Energy Storage | 16.7563 | 4.835 |  | -2663.437 | 20 |  | 20116.3701 | 1200.527 | kW | 16.7563 | 2177.2808 | FAIL | FAIL | Healthcare_New_Thermal Energy Storage_RIM | 0 | 0 | 0 | 0 | 0 | 0 | 0 | 0 | 0 | 0 | 0 | 0 | 0 | 0 | 0 | 0 | 0 | 0 | 0 | 0 | Healthcare_New_Thermal Energy Storage_TRC | 0 | 0 | 0 | 0 | 0 | 0 | 0 | 0 | 0 | 0 | 0 | 0 | 0 | 0 | 0 | 0 | 0 | 0 | 0 | 0
Hospitals | New | Thermal Energy Storage | 174.5978 | 50.3796 |  | -27752.5944 | 20 |  | 209609.4116 | 1200.527 | kW | 174.5978 | 22686.9229 | FAIL | FAIL | Hospitals_New_Thermal Energy Storage_RIM | 0 | 0 | 0 | 0 | 0 | 0 | 0 | 0 | 0 | 0 | 0 | 0 | 0 | 0 | 0 | 0 | 0 | 0 | 0 | 0 | Hospitals_New_Thermal Energy Storage_TRC | 0 | 0 | 0 | 0 | 0 | 0 | 0 | 0 | 0 | 0 | 0 | 0 | 0 | 0 | 0 | 0 | 0 | 0 | 0 | 0
Institutional | New | Thermal Energy Storage | 19.3704 | 5.5893 |  | -3078.9615 | 20 |  | 23254.7381 | 1200.527 | kW | 19.3704 | 2516.9597 | FAIL | FAIL | Institutional_New_Thermal Energy Storage_RIM | 0 | 0 | 0 | 0 | 0 | 0 | 0 | 0 | 0 | 0 | 0 | 0 | 0 | 0 | 0 | 0 | 0 | 0 | 0 | 0 | Institutional_New_Thermal Energy Storage_TRC | 0 | 0 | 0 | 0 | 0 | 0 | 0 | 0 | 0 | 0 | 0 | 0 | 0 | 0 | 0 | 0 | 0 | 0 | 0 | 0
Lodging/Hospitality | New | Thermal Energy Storage | 15.89 | 4.585 |  | -2525.7458 | 20 |  | 19076.4179 | 1200.527 | kW | 15.89 | 2064.7223 | FAIL | FAIL | Lodging/Hospitality_New_Thermal Energy Storage_RIM | 0 | 0 | 0 | 0 | 0 | 0 | 0 | 0 | 0 | 0 | 0 | 0 | 0 | 0 | 0 | 0 | 0 | 0 | 0 | 0 | Lodging/Hospitality_New_Thermal Energy Storage_TRC | 0 | 0 | 0 | 0 | 0 | 0 | 0 | 0 | 0 | 0 | 0 | 0 | 0 | 0 | 0 | 0 | 0 | 0 | 0 | 0
Miscellaneous | New | Thermal Energy Storage | 184.6717 | 53.2863 |  | -29353.8464 | 20 |  | 221703.325 | 1200.527 | kW | 184.6717 | 23995.8989 | FAIL | FAIL | Miscellaneous_New_Thermal Energy Storage_RIM | 0 | 0 | 0 | 0 | 0 | 0 | 0 | 0 | 0 | 0 | 0 | 0 | 0 | 0 | 0 | 0 | 0 | 0 | 0 | 0 | Miscellaneous_New_Thermal Energy Storage_TRC | 0 | 0 | 0 | 0 | 0 | 0 | 0 | 0 | 0 | 0 | 0 | 0 | 0 | 0 | 0 | 0 | 0 | 0 | 0 | 0
Offices | New | Thermal Energy Storage | 13.8043 | 3.9832 |  | -2194.2113 | 20 |  | 16572.4088 | 1200.527 | kW | 13.8043 | 1793.7027 | FAIL | FAIL | Offices_New_Thermal Energy Storage_RIM | 0 | 0 | 0 | 0 | 0 | 0 | 0 | 0 | 0 | 0 | 0 | 0 | 0 | 0 | 0 | 0 | 0 | 0 | 0 | 0 | Offices_New_Thermal Energy Storage_TRC | 0 | 0 | 0 | 0 | 0 | 0 | 0 | 0 | 0 | 0 | 0 | 0 | 0 | 0 | 0 | 0 | 0 | 0 | 0 | 0
Restaurants | New | Thermal Energy Storage | 10.0029 | 2.8863 |  | -1589.9803 | 20 |  | 12008.7815 | 1200.527 | kW | 10.0029 | 1299.7618 | FAIL | FAIL | Restaurants_New_Thermal Energy Storage_RIM | 0 | 0 | 0 | 0 | 0 | 0 | 0 | 0 | 0 | 0 | 0 | 0 | 0 | 0 | 0 | 0 | 0 | 0 | 0 | 0 | Restaurants_New_Thermal Energy Storage_TRC | 0 | 0 | 0 | 0 | 0 | 0 | 0 | 0 | 0 | 0 | 0 | 0 | 0 | 0 | 0 | 0 | 0 | 0 | 0 | 0
Retail | New | Thermal Energy Storage | 4.369 | 1.2607 |  | -694.4647 | 20 |  | 5245.1433 | 1200.527 | kW | 4.369 | 567.7043 | FAIL | FAIL | Retail_New_Thermal Energy Storage_RIM | 0 | 0 | 0 | 0 | 0 | 0 | 0 | 0 | 0 | 0 | 0 | 0 | 0 | 0 | 0 | 0 | 0 | 0 | 0 | 0 | Retail_New_Thermal Energy Storage_TRC | 0 | 0 | 0 | 0 | 0 | 0 | 0 | 0 | 0 | 0 | 0 | 0 | 0 | 0 | 0 | 0 | 0 | 0 | 0 | 0
Schools K-12 | New | Thermal Energy Storage | 16.3275 | 4.7112 |  | -2595.2794 | 20 |  | 19601.5906 | 1200.527 | kW | 16.3275 | 2121.564 | FAIL | FAIL | Schools K-12_New_Thermal Energy Storage_RIM | 0 | 0 | 0 | 0 | 0 | 0 | 0 | 0 | 0 | 0 | 0 | 0 | 0 | 0 | 0 | 0 | 0 | 0 | 0 | 0 | Schools K-12_New_Thermal Energy Storage_TRC | 0 | 0 | 0 | 0 | 0 | 0 | 0 | 0 | 0 | 0 | 0 | 0 | 0 | 0 | 0 | 0 | 0 | 0 | 0 | 0
Warehouse | New | Thermal Energy Storage | 1.622 | 0.46802 |  | -257.8161 | 20 |  | 1947.2295 | 1200.527 | kW | 1.622 | 210.757 | FAIL | FAIL | Warehouse_New_Thermal Energy Storage_RIM | 0 | 0 | 0 | 0 | 0 | 0 | 0 | 0 | 0 | 0 | 0 | 0 | 0 | 0 | 0 | 0 | 0 | 0 | 0 | 0 | Warehouse_New_Thermal Energy Storage_TRC | 0 | 0 | 0 | 0 | 0 | 0 | 0 | 0 | 0 | 0 | 0 | 0 | 0 | 0 | 0 | 0 | 0 | 0 | 0 | 0
Assembly | Existing | Wall Insulation | 3.7715e-05 | 0.00085018 |  | 1.8848 | 20 |  | 0.9419 | 0.9419 | sq ft |  | 0.083062 | FAIL | 0.57608 | Assembly_Existing_Wall Insulation_RIM | 0 | 0 | 0 | 0 | 0 | 0 | 0 | 0 | 0 | 0 | 0 | 0 | 0 | 0 | 0 | 0 | 0 | 0 | 0 | 0 | Assembly_Existing_Wall Insulation_TRC | 0 | 0 | 0 | 0 | 0 | 0 | 0 | 0 | 0 | 0 | 0 | 0 | 0 | 0 | 0 | 0 | 0 | 0 | 0 | 0 |  | 61.16%
College and University | Existing | Wall Insulation | 0.00075709 | 0.00044595 |  | 1.8306 | 20 |  | 0.9419 | 0.9419 | sq ft |  | 0.080673 | FAIL | 0.5866 | College and University_Existing_Wall Insulation_RIM | 0 | 0 | 0 | 0 | 0 | 0 | 0 | 0 | 0 | 0 | 0 | 0 | 0 | 0 | 0 | 0 | 0 | 0 | 0 | 0 | College and University_Existing_Wall Insulation_TRC | 0 | 0 | 0 | 0 | 0 | 0 | 0 | 0 | 0 | 0 | 0 | 0 | 0 | 0 | 0 | 0 | 0 | 0 | 0 | 0 |  | 62.28%
Grocery | Existing | Wall Insulation | 0.00037902 | 0.00086681 |  | 1.8573 | 20 |  | 0.9419 | 0.9419 | sq ft |  | 0.081852 | FAIL | 0.58141 | Grocery_Existing_Wall Insulation_RIM | 0 | 0 | 0 | 0 | 0 | 0 | 0 | 0 | 0 | 0 | 0 | 0 | 0 | 0 | 0 | 0 | 0 | 0 | 0 | 0 | Grocery_Existing_Wall Insulation_TRC | 0 | 0 | 0 | 0 | 0 | 0 | 0 | 0 | 0 | 0 | 0 | 0 | 0 | 0 | 0 | 0 | 0 | 0 | 0 | 0 |  | 61.73%
Healthcare | Existing | Wall Insulation | 3.6108e-05 | 0.00081396 |  | 1.8045 | 20 |  | 0.9419 | 0.9419 | sq ft |  | 0.079523 | FAIL | 0.59167 | Healthcare_Existing_Wall Insulation_RIM | 0 | 0 | 0 | 0 | 0 | 0 | 0 | 0 | 0 | 0 | 0 | 0 | 0 | 0 | 0 | 0 | 0 | 0 | 0 | 0 | Healthcare_Existing_Wall Insulation_TRC | 10142.5102 | 15572.0115 | 23188.2718 | 32672.4313 | 42144.9693 | 47707.6331 | 45069.2167 | 33873.2175 | 19953.7444 | 9538.9905 | 18301.8956 | 28099.2894 | 41842.6329 | 58956.5518 | 76049.5 | 86087.182 | 81326.2284 | 61123.3392 | 36006.0124 | 17212.86 |  | 62.82%
Hospitals | Existing | Wall Insulation | 0.00076815 | 0.00045247 |  | 1.8573 | 20 |  | 0.9419 | 0.9419 | sq ft |  | 0.081852 | FAIL | 0.58141 | Hospitals_Existing_Wall Insulation_RIM | 0 | 0 | 0 | 0 | 0 | 0 | 0 | 0 | 0 | 0 | 0 | 0 | 0 | 0 | 0 | 0 | 0 | 0 | 0 | 0 | Hospitals_Existing_Wall Insulation_TRC | 0 | 0 | 0 | 0 | 0 | 0 | 0 | 0 | 0 | 0 | 0 | 0 | 0 | 0 | 0 | 0 | 0 | 0 | 0 | 0 |  | 61.73%
Institutional | Existing | Wall Insulation | 3.663e-05 | 0.00082573 |  | 1.8306 | 20 |  | 0.9419 | 0.9419 | sq ft |  | 0.080673 | FAIL | 0.5866 | Institutional_Existing_Wall Insulation_RIM | 0 | 0 | 0 | 0 | 0 | 0 | 0 | 0 | 0 | 0 | 0 | 0 | 0 | 0 | 0 | 0 | 0 | 0 | 0 | 0 | Institutional_Existing_Wall Insulation_TRC | 0 | 0 | 0 | 0 | 0 | 0 | 0 | 0 | 0 | 0 | 0 | 0 | 0 | 0 | 0 | 0 | 0 | 0 | 0 | 0 |  | 62.28%
Lodging/Hospitality | Existing | Wall Insulation | 0.00075709 | 0.00044595 |  | 1.8306 | 20 |  | 0.9419 | 0.9419 | sq ft |  | 0.080673 | FAIL | 0.5866 | Lodging/Hospitality_Existing_Wall Insulation_RIM | 0 | 0 | 0 | 0 | 0 | 0 | 0 | 0 | 0 | 0 | 0 | 0 | 0 | 0 | 0 | 0 | 0 | 0 | 0 | 0 | Lodging/Hospitality_Existing_Wall Insulation_TRC | 0 | 0 | 0 | 0 | 0 | 0 | 0 | 0 | 0 | 0 | 0 | 0 | 0 | 0 | 0 | 0 | 0 | 0 | 0 | 0 |  | 62.28%
Miscellaneous | Existing | Wall Insulation | 3.7166e-05 | 0.0008378 |  | 1.8573 | 20 |  | 0.9419 | 0.9419 | sq ft |  | 0.081852 | FAIL | 0.58141 | Miscellaneous_Existing_Wall Insulation_RIM | 0 | 0 | 0 | 0 | 0 | 0 | 0 | 0 | 0 | 0 | 0 | 0 | 0 | 0 | 0 | 0 | 0 | 0 | 0 | 0 | Miscellaneous_Existing_Wall Insulation_TRC | 0 | 0 | 0 | 0 | 0 | 0 | 0 | 0 | 0 | 0 | 0 | 0 | 0 | 0 | 0 | 0 | 0 | 0 | 0 | 0 |  | 61.73%
Offices | Existing | Wall Insulation | 3.7166e-05 | 0.0008378 |  | 1.8573 | 20 |  | 0.9419 | 0.9419 | sq ft |  | 0.081852 | FAIL | 0.58141 | Offices_Existing_Wall Insulation_RIM | 0 | 0 | 0 | 0 | 0 | 0 | 0 | 0 | 0 | 0 | 0 | 0 | 0 | 0 | 0 | 0 | 0 | 0 | 0 | 0 | Offices_Existing_Wall Insulation_TRC | 77058.2328 | 119847.6266 | 179170.0186 | 252694.511 | 325254.7726 | 367254.2781 | 345846.906 | 258943.384 | 151921.5387 | 72349.4952 | 143121.5566 | 222595.0199 | 332775.4998 | 469333.7807 | 604101.1793 | 682107.5698 | 642347.2963 | 480939.9179 | 282166.4382 | 134375.9386 |  | 61.73%
Restaurants | Existing | Wall Insulation | 0.00038463 | 0.00087962 |  | 1.8848 | 20 |  | 0.9419 | 0.9419 | sq ft |  | 0.083062 | FAIL | 0.57608 | Restaurants_Existing_Wall Insulation_RIM | 0 | 0 | 0 | 0 | 0 | 0 | 0 | 0 | 0 | 0 | 0 | 0 | 0 | 0 | 0 | 0 | 0 | 0 | 0 | 0 | Restaurants_Existing_Wall Insulation_TRC | 0 | 0 | 0 | 0 | 0 | 0 | 0 | 0 | 0 | 0 | 0 | 0 | 0 | 0 | 0 | 0 | 0 | 0 | 0 | 0 |  | 61.16%
Retail | Existing | Wall Insulation | 0.00037902 | 0.00086681 |  | 1.8573 | 20 |  | 0.9419 | 0.9419 | sq ft |  | 0.081852 | FAIL | 0.58141 | Retail_Existing_Wall Insulation_RIM | 0 | 0 | 0 | 0 | 0 | 0 | 0 | 0 | 0 | 0 | 0 | 0 | 0 | 0 | 0 | 0 | 0 | 0 | 0 | 0 | Retail_Existing_Wall Insulation_TRC | 50668.703 | 78122.8235 | 116650.7444 | 164946.6756 | 213665.3556 | 242582.6536 | 229506.3976 | 172503.425 | 101547.4505 | 48509.3032 | 94107.8374 | 145098.8387 | 216657.3965 | 306358.2448 | 396844.2715 | 450552.8573 | 426266.1063 | 320393.523 | 188605.7939 | 90097.1477 |  | 61.73%
Schools K-12 | Existing | Wall Insulation | 3.8279e-05 | 0.00086289 |  | 1.9129 | 20 |  | 0.9419 | 0.9419 | sq ft |  | 0.084303 | FAIL | 0.57061 | Schools K-12_Existing_Wall Insulation_RIM | 0 | 0 | 0 | 0 | 0 | 0 | 0 | 0 | 0 | 0 | 0 | 0 | 0 | 0 | 0 | 0 | 0 | 0 | 0 | 0 | Schools K-12_Existing_Wall Insulation_TRC | 0 | 0 | 0 | 0 | 0 | 0 | 0 | 0 | 0 | 0 | 0 | 0 | 0 | 0 | 0 | 0 | 0 | 0 | 0 | 0 |  | 60.58%
Warehouse | Existing | Wall Insulation | 0.00021388 | 0.00038161 |  | 1.8848 | 20 |  | 0.9419 | 0.9419 | sq ft |  | 0.083062 | FAIL | 0.57608 | Warehouse_Existing_Wall Insulation_RIM | 0 | 0 | 0 | 0 | 0 | 0 | 0 | 0 | 0 | 0 | 0 | 0 | 0 | 0 | 0 | 0 | 0 | 0 | 0 | 0 | Warehouse_Existing_Wall Insulation_TRC | 0 | 0 | 0 | 0 | 0 | 0 | 0 | 0 | 0 | 0 | 0 | 0 | 0 | 0 | 0 | 0 | 0 | 0 | 0 | 0 |  | 61.16%
Assembly | New | Wall Insulation | 0 | 0 |  | 0 | 20 |  | 0.9419 | 0.9419 | sq ft |  | 0 | FAIL | FAIL | Assembly_New_Wall Insulation_RIM | 0 | 0 | 0 | 0 | 0 | 0 | 0 | 0 | 0 | 0 | 0 | 0 | 0 | 0 | 0 | 0 | 0 | 0 | 0 | 0 | Assembly_New_Wall Insulation_TRC | 0 | 0 | 0 | 0 | 0 | 0 | 0 | 0 | 0 | 0 | 0 | 0 | 0 | 0 | 0 | 0 | 0 | 0 | 0 | 0
College and University | New | Wall Insulation | 0 | 0 |  | 0 | 20 |  | 0.9419 | 0.9419 | sq ft |  | 0 | FAIL | FAIL | College and University_New_Wall Insulation_RIM | 0 | 0 | 0 | 0 | 0 | 0 | 0 | 0 | 0 | 0 | 0 | 0 | 0 | 0 | 0 | 0 | 0 | 0 | 0 | 0 | College and University_New_Wall Insulation_TRC | 0 | 0 | 0 | 0 | 0 | 0 | 0 | 0 | 0 | 0 | 0 | 0 | 0 | 0 | 0 | 0 | 0 | 0 | 0 | 0
Grocery | New | Wall Insulation | 0 | 0 |  | 0 | 20 |  | 0.9419 | 0.9419 | sq ft |  | 0 | FAIL | FAIL | Grocery_New_Wall Insulation_RIM | 0 | 0 | 0 | 0 | 0 | 0 | 0 | 0 | 0 | 0 | 0 | 0 | 0 | 0 | 0 | 0 | 0 | 0 | 0 | 0 | Grocery_New_Wall Insulation_TRC | 0 | 0 | 0 | 0 | 0 | 0 | 0 | 0 | 0 | 0 | 0 | 0 | 0 | 0 | 0 | 0 | 0 | 0 | 0 | 0
Healthcare | New | Wall Insulation | 0 | 0 |  | 0 | 20 |  | 0.9419 | 0.9419 | sq ft |  | 0 | FAIL | FAIL | Healthcare_New_Wall Insulation_RIM | 0 | 0 | 0 | 0 | 0 | 0 | 0 | 0 | 0 | 0 | 0 | 0 | 0 | 0 | 0 | 0 | 0 | 0 | 0 | 0 | Healthcare_New_Wall Insulation_TRC | 0 | 0 | 0 | 0 | 0 | 0 | 0 | 0 | 0 | 0 | 0 | 0 | 0 | 0 | 0 | 0 | 0 | 0 | 0 | 0
Hospitals | New | Wall Insulation | 0 | 0 |  | 0 | 20 |  | 0.9419 | 0.9419 | sq ft |  | 0 | FAIL | FAIL | Hospitals_New_Wall Insulation_RIM | 0 | 0 | 0 | 0 | 0 | 0 | 0 | 0 | 0 | 0 | 0 | 0 | 0 | 0 | 0 | 0 | 0 | 0 | 0 | 0 | Hospitals_New_Wall Insulation_TRC | 0 | 0 | 0 | 0 | 0 | 0 | 0 | 0 | 0 | 0 | 0 | 0 | 0 | 0 | 0 | 0 | 0 | 0 | 0 | 0
Institutional | New | Wall Insulation | 0 | 0 |  | 0 | 20 |  | 0.9419 | 0.9419 | sq ft |  | 0 | FAIL | FAIL | Institutional_New_Wall Insulation_RIM | 0 | 0 | 0 | 0 | 0 | 0 | 0 | 0 | 0 | 0 | 0 | 0 | 0 | 0 | 0 | 0 | 0 | 0 | 0 | 0 | Institutional_New_Wall Insulation_TRC | 0 | 0 | 0 | 0 | 0 | 0 | 0 | 0 | 0 | 0 | 0 | 0 | 0 | 0 | 0 | 0 | 0 | 0 | 0 | 0
Lodging/Hospitality | New | Wall Insulation | 0 | 0 |  | 0 | 20 |  | 0.9419 | 0.9419 | sq ft |  | 0 | FAIL | FAIL | Lodging/Hospitality_New_Wall Insulation_RIM | 0 | 0 | 0 | 0 | 0 | 0 | 0 | 0 | 0 | 0 | 0 | 0 | 0 | 0 | 0 | 0 | 0 | 0 | 0 | 0 | Lodging/Hospitality_New_Wall Insulation_TRC | 0 | 0 | 0 | 0 | 0 | 0 | 0 | 0 | 0 | 0 | 0 | 0 | 0 | 0 | 0 | 0 | 0 | 0 | 0 | 0
Miscellaneous | New | Wall Insulation | 0 | 0 |  | 0 | 20 |  | 0.9419 | 0.9419 | sq ft |  | 0 | FAIL | FAIL | Miscellaneous_New_Wall Insulation_RIM | 0 | 0 | 0 | 0 | 0 | 0 | 0 | 0 | 0 | 0 | 0 | 0 | 0 | 0 | 0 | 0 | 0 | 0 | 0 | 0 | Miscellaneous_New_Wall Insulation_TRC | 0 | 0 | 0 | 0 | 0 | 0 | 0 | 0 | 0 | 0 | 0 | 0 | 0 | 0 | 0 | 0 | 0 | 0 | 0 | 0
Offices | New | Wall Insulation | 0 | 0 |  | 0 | 20 |  | 0.9419 | 0.9419 | sq ft |  | 0 | FAIL | FAIL | Offices_New_Wall Insulation_RIM | 0 | 0 | 0 | 0 | 0 | 0 | 0 | 0 | 0 | 0 | 0 | 0 | 0 | 0 | 0 | 0 | 0 | 0 | 0 | 0 | Offices_New_Wall Insulation_TRC | 0 | 0 | 0 | 0 | 0 | 0 | 0 | 0 | 0 | 0 | 0 | 0 | 0 | 0 | 0 | 0 | 0 | 0 | 0 | 0
Restaurants | New | Wall Insulation | 0 | 0 |  | 0 | 20 |  | 0.9419 | 0.9419 | sq ft |  | 0 | FAIL | FAIL | Restaurants_New_Wall Insulation_RIM | 0 | 0 | 0 | 0 | 0 | 0 | 0 | 0 | 0 | 0 | 0 | 0 | 0 | 0 | 0 | 0 | 0 | 0 | 0 | 0 | Restaurants_New_Wall Insulation_TRC | 0 | 0 | 0 | 0 | 0 | 0 | 0 | 0 | 0 | 0 | 0 | 0 | 0 | 0 | 0 | 0 | 0 | 0 | 0 | 0
Retail | New | Wall Insulation | 0 | 0 |  | 0 | 20 |  | 0.9419 | 0.9419 | sq ft |  | 0 | FAIL | FAIL | Retail_New_Wall Insulation_RIM | 0 | 0 | 0 | 0 | 0 | 0 | 0 | 0 | 0 | 0 | 0 | 0 | 0 | 0 | 0 | 0 | 0 | 0 | 0 | 0 | Retail_New_Wall Insulation_TRC | 0 | 0 | 0 | 0 | 0 | 0 | 0 | 0 | 0 | 0 | 0 | 0 | 0 | 0 | 0 | 0 | 0 | 0 | 0 | 0
Schools K-12 | New | Wall Insulation | 0 | 0 |  | 0 | 20 |  | 0.9419 | 0.9419 | sq ft |  | 0 | FAIL | FAIL | Schools K-12_New_Wall Insulation_RIM | 0 | 0 | 0 | 0 | 0 | 0 | 0 | 0 | 0 | 0 | 0 | 0 | 0 | 0 | 0 | 0 | 0 | 0 | 0 | 0 | Schools K-12_New_Wall Insulation_TRC | 0 | 0 | 0 | 0 | 0 | 0 | 0 | 0 | 0 | 0 | 0 | 0 | 0 | 0 | 0 | 0 | 0 | 0 | 0 | 0
Warehouse | New | Wall Insulation | 0 | 0 |  | 0 | 20 |  | 0.9419 | 0.9419 | sq ft |  | 0 | FAIL | FAIL | Warehouse_New_Wall Insulation_RIM | 0 | 0 | 0 | 0 | 0 | 0 | 0 | 0 | 0 | 0 | 0 | 0 | 0 | 0 | 0 | 0 | 0 | 0 | 0 | 0 | Warehouse_New_Wall Insulation_TRC | 0 | 0 | 0 | 0 | 0 | 0 | 0 | 0 | 0 | 0 | 0 | 0 | 0 | 0 | 0 | 0 | 0 | 0 | 0 | 0
Assembly | Existing | Warehouse Loading Dock Seals | 7.2475e-06 | 1.2931e-05 |  | 0.063867 | 18 |  | 0.2857 | 0.2857 | facility sq ft |  | 0.0028146 | FAIL | FAIL | Assembly_Existing_Warehouse Loading Dock Seals_RIM | 0 | 0 | 0 | 0 | 0 | 0 | 0 | 0 | 0 | 0 | 0 | 0 | 0 | 0 | 0 | 0 | 0 | 0 | 0 | 0 | Assembly_Existing_Warehouse Loading Dock Seals_TRC | 0 | 0 | 0 | 0 | 0 | 0 | 0 | 0 | 0 | 0 | 0 | 0 | 0 | 0 | 0 | 0 | 0 | 0 | 0 | 0
College and University | Existing | Warehouse Loading Dock Seals | 3.5403e-06 | 6.3167e-06 |  | 0.031198 | 18 |  | 0.2857 | 0.2857 | facility sq ft |  | 0.0013749 | FAIL | FAIL | College and University_Existing_Warehouse Loading Dock Seals_RIM | 0 | 0 | 0 | 0 | 0 | 0 | 0 | 0 | 0 | 0 | 0 | 0 | 0 | 0 | 0 | 0 | 0 | 0 | 0 | 0 | College and University_Existing_Warehouse Loading Dock Seals_TRC | 0 | 0 | 0 | 0 | 0 | 0 | 0 | 0 | 0 | 0 | 0 | 0 | 0 | 0 | 0 | 0 | 0 | 0 | 0 | 0
Grocery | Existing | Warehouse Loading Dock Seals | 2.4646e-05 | 4.3973e-05 |  | 0.21719 | 18 |  | 0.2857 | 0.2857 | facility sq ft |  | 0.0095713 | FAIL | FAIL | Grocery_Existing_Warehouse Loading Dock Seals_RIM | 0 | 0 | 0 | 0 | 0 | 0 | 0 | 0 | 0 | 0 | 0 | 0 | 0 | 0 | 0 | 0 | 0 | 0 | 0 | 0 | Grocery_Existing_Warehouse Loading Dock Seals_TRC | 0 | 0 | 0 | 0 | 0 | 0 | 0 | 0 | 0 | 0 | 0 | 0 | 0 | 0 | 0 | 0 | 0 | 0 | 0 | 0
Healthcare | Existing | Warehouse Loading Dock Seals | 6.8675e-06 | 1.2253e-05 |  | 0.060518 | 18 |  | 0.2857 | 0.2857 | facility sq ft |  | 0.002667 | FAIL | FAIL | Healthcare_Existing_Warehouse Loading Dock Seals_RIM | 0 | 0 | 0 | 0 | 0 | 0 | 0 | 0 | 0 | 0 | 0 | 0 | 0 | 0 | 0 | 0 | 0 | 0 | 0 | 0 | Healthcare_Existing_Warehouse Loading Dock Seals_TRC | 0 | 0 | 0 | 0 | 0 | 0 | 0 | 0 | 0 | 0 | 0 | 0 | 0 | 0 | 0 | 0 | 0 | 0 | 0 | 0
Hospitals | Existing | Warehouse Loading Dock Seals | 3.5524e-06 | 6.3384e-06 |  | 0.031305 | 18 |  | 0.2857 | 0.2857 | facility sq ft |  | 0.0013796 | FAIL | FAIL | Hospitals_Existing_Warehouse Loading Dock Seals_RIM | 0 | 0 | 0 | 0 | 0 | 0 | 0 | 0 | 0 | 0 | 0 | 0 | 0 | 0 | 0 | 0 | 0 | 0 | 0 | 0 | Hospitals_Existing_Warehouse Loading Dock Seals_TRC | 0 | 0 | 0 | 0 | 0 | 0 | 0 | 0 | 0 | 0 | 0 | 0 | 0 | 0 | 0 | 0 | 0 | 0 | 0 | 0
Institutional | Existing | Warehouse Loading Dock Seals | 2.2164e-05 | 3.9545e-05 |  | 0.19531 | 18 |  | 0.2857 | 0.2857 | facility sq ft |  | 0.0086075 | FAIL | FAIL | Institutional_Existing_Warehouse Loading Dock Seals_RIM | 0 | 0 | 0 | 0 | 0 | 0 | 0 | 0 | 0 | 0 | 0 | 0 | 0 | 0 | 0 | 0 | 0 | 0 | 0 | 0 | Institutional_Existing_Warehouse Loading Dock Seals_TRC | 0 | 0 | 0 | 0 | 0 | 0 | 0 | 0 | 0 | 0 | 0 | 0 | 0 | 0 | 0 | 0 | 0 | 0 | 0 | 0
Lodging/Hospitality | Existing | Warehouse Loading Dock Seals | 1.6673e-05 | 2.9748e-05 |  | 0.14693 | 18 |  | 0.2857 | 0.2857 | facility sq ft |  | 0.0064751 | FAIL | FAIL | Lodging/Hospitality_Existing_Warehouse Loading Dock Seals_RIM | 0 | 0 | 0 | 0 | 0 | 0 | 0 | 0 | 0 | 0 | 0 | 0 | 0 | 0 | 0 | 0 | 0 | 0 | 0 | 0 | Lodging/Hospitality_Existing_Warehouse Loading Dock Seals_TRC | 0 | 0 | 0 | 0 | 0 | 0 | 0 | 0 | 0 | 0 | 0 | 0 | 0 | 0 | 0 | 0 | 0 | 0 | 0 | 0
Miscellaneous | Existing | Warehouse Loading Dock Seals | 4.4302e-06 | 7.9045e-06 |  | 0.03904 | 18 |  | 0.2857 | 0.2857 | facility sq ft |  | 0.0017205 | FAIL | FAIL | Miscellaneous_Existing_Warehouse Loading Dock Seals_RIM | 0 | 0 | 0 | 0 | 0 | 0 | 0 | 0 | 0 | 0 | 0 | 0 | 0 | 0 | 0 | 0 | 0 | 0 | 0 | 0 | Miscellaneous_Existing_Warehouse Loading Dock Seals_TRC | 0 | 0 | 0 | 0 | 0 | 0 | 0 | 0 | 0 | 0 | 0 | 0 | 0 | 0 | 0 | 0 | 0 | 0 | 0 | 0
Offices | Existing | Warehouse Loading Dock Seals | 3.2165e-05 | 5.7389e-05 |  | 0.28345 | 18 |  | 0.2857 | 0.2857 | facility sq ft |  | 0.012491 | FAIL | FAIL | Offices_Existing_Warehouse Loading Dock Seals_RIM | 0 | 0 | 0 | 0 | 0 | 0 | 0 | 0 | 0 | 0 | 0 | 0 | 0 | 0 | 0 | 0 | 0 | 0 | 0 | 0 | Offices_Existing_Warehouse Loading Dock Seals_TRC | 0 | 0 | 0 | 0 | 0 | 0 | 0 | 0 | 0 | 0 | 0 | 0 | 0 | 0 | 0 | 0 | 0 | 0 | 0 | 0
Restaurants | Existing | Warehouse Loading Dock Seals | 2.3914e-05 | 4.2668e-05 |  | 0.21074 | 18 |  | 0.2857 | 0.2857 | facility sq ft |  | 0.0092872 | FAIL | FAIL | Restaurants_Existing_Warehouse Loading Dock Seals_RIM | 0 | 0 | 0 | 0 | 0 | 0 | 0 | 0 | 0 | 0 | 0 | 0 | 0 | 0 | 0 | 0 | 0 | 0 | 0 | 0 | Restaurants_Existing_Warehouse Loading Dock Seals_TRC | 0 | 0 | 0 | 0 | 0 | 0 | 0 | 0 | 0 | 0 | 0 | 0 | 0 | 0 | 0 | 0 | 0 | 0 | 0 | 0
Retail | Existing | Warehouse Loading Dock Seals | 1.0447e-05 | 1.8639e-05 |  | 0.092059 | 18 |  | 0.2857 | 0.2857 | facility sq ft |  | 0.004057 | FAIL | FAIL | Retail_Existing_Warehouse Loading Dock Seals_RIM | 0 | 0 | 0 | 0 | 0 | 0 | 0 | 0 | 0 | 0 | 0 | 0 | 0 | 0 | 0 | 0 | 0 | 0 | 0 | 0 | Retail_Existing_Warehouse Loading Dock Seals_TRC | 0 | 0 | 0 | 0 | 0 | 0 | 0 | 0 | 0 | 0 | 0 | 0 | 0 | 0 | 0 | 0 | 0 | 0 | 0 | 0
Schools K-12 | Existing | Warehouse Loading Dock Seals | 2.3858e-06 | 4.2568e-06 |  | 0.021024 | 18 |  | 0.2857 | 0.2857 | facility sq ft |  | 0.00092654 | FAIL | FAIL | Schools K-12_Existing_Warehouse Loading Dock Seals_RIM | 0 | 0 | 0 | 0 | 0 | 0 | 0 | 0 | 0 | 0 | 0 | 0 | 0 | 0 | 0 | 0 | 0 | 0 | 0 | 0 | Schools K-12_Existing_Warehouse Loading Dock Seals_TRC | 0 | 0 | 0 | 0 | 0 | 0 | 0 | 0 | 0 | 0 | 0 | 0 | 0 | 0 | 0 | 0 | 0 | 0 | 0 | 0
Warehouse | Existing | Warehouse Loading Dock Seals | 6.5973e-06 | 1.1771e-05 |  | 0.058137 | 18 |  | 0.2857 | 0.2857 | facility sq ft |  | 0.0025621 | FAIL | FAIL | Warehouse_Existing_Warehouse Loading Dock Seals_RIM | 0 | 0 | 0 | 0 | 0 | 0 | 0 | 0 | 0 | 0 | 0 | 0 | 0 | 0 | 0 | 0 | 0 | 0 | 0 | 0 | Warehouse_Existing_Warehouse Loading Dock Seals_TRC | 0 | 0 | 0 | 0 | 0 | 0 | 0 | 0 | 0 | 0 | 0 | 0 | 0 | 0 | 0 | 0 | 0 | 0 | 0 | 0
Assembly | New | Warehouse Loading Dock Seals | 7.202e-06 | 1.285e-05 |  | 0.063467 | 18 |  | 0.2857 | 0.2857 | facility sq ft |  | 0.002797 | FAIL | FAIL | Assembly_New_Warehouse Loading Dock Seals_RIM | 0 | 0 | 0 | 0 | 0 | 0 | 0 | 0 | 0 | 0 | 0 | 0 | 0 | 0 | 0 | 0 | 0 | 0 | 0 | 0 | Assembly_New_Warehouse Loading Dock Seals_TRC | 0 | 0 | 0 | 0 | 0 | 0 | 0 | 0 | 0 | 0 | 0 | 0 | 0 | 0 | 0 | 0 | 0 | 0 | 0 | 0
College and University | New | Warehouse Loading Dock Seals | 3.5181e-06 | 6.2771e-06 |  | 0.031003 | 18 |  | 0.2857 | 0.2857 | facility sq ft |  | 0.0013663 | FAIL | FAIL | College and University_New_Warehouse Loading Dock Seals_RIM | 0 | 0 | 0 | 0 | 0 | 0 | 0 | 0 | 0 | 0 | 0 | 0 | 0 | 0 | 0 | 0 | 0 | 0 | 0 | 0 | College and University_New_Warehouse Loading Dock Seals_TRC | 0 | 0 | 0 | 0 | 0 | 0 | 0 | 0 | 0 | 0 | 0 | 0 | 0 | 0 | 0 | 0 | 0 | 0 | 0 | 0
Grocery | New | Warehouse Loading Dock Seals | 2.4491e-05 | 4.3698e-05 |  | 0.21582 | 18 |  | 0.2857 | 0.2857 | facility sq ft |  | 0.0095113 | FAIL | FAIL | Grocery_New_Warehouse Loading Dock Seals_RIM | 0 | 0 | 0 | 0 | 0 | 0 | 0 | 0 | 0 | 0 | 0 | 0 | 0 | 0 | 0 | 0 | 0 | 0 | 0 | 0 | Grocery_New_Warehouse Loading Dock Seals_TRC | 0 | 0 | 0 | 0 | 0 | 0 | 0 | 0 | 0 | 0 | 0 | 0 | 0 | 0 | 0 | 0 | 0 | 0 | 0 | 0
Healthcare | New | Warehouse Loading Dock Seals | 6.8244e-06 | 1.2176e-05 |  | 0.060139 | 18 |  | 0.2857 | 0.2857 | facility sq ft |  | 0.0026503 | FAIL | FAIL | Healthcare_New_Warehouse Loading Dock Seals_RIM | 0 | 0 | 0 | 0 | 0 | 0 | 0 | 0 | 0 | 0 | 0 | 0 | 0 | 0 | 0 | 0 | 0 | 0 | 0 | 0 | Healthcare_New_Warehouse Loading Dock Seals_TRC | 0 | 0 | 0 | 0 | 0 | 0 | 0 | 0 | 0 | 0 | 0 | 0 | 0 | 0 | 0 | 0 | 0 | 0 | 0 | 0
Hospitals | New | Warehouse Loading Dock Seals | 3.5302e-06 | 6.2986e-06 |  | 0.031109 | 18 |  | 0.2857 | 0.2857 | facility sq ft |  | 0.001371 | FAIL | FAIL | Hospitals_New_Warehouse Loading Dock Seals_RIM | 0 | 0 | 0 | 0 | 0 | 0 | 0 | 0 | 0 | 0 | 0 | 0 | 0 | 0 | 0 | 0 | 0 | 0 | 0 | 0 | Hospitals_New_Warehouse Loading Dock Seals_TRC | 0 | 0 | 0 | 0 | 0 | 0 | 0 | 0 | 0 | 0 | 0 | 0 | 0 | 0 | 0 | 0 | 0 | 0 | 0 | 0
Institutional | New | Warehouse Loading Dock Seals | 2.2025e-05 | 3.9297e-05 |  | 0.19409 | 18 |  | 0.2857 | 0.2857 | facility sq ft |  | 0.0085535 | FAIL | FAIL | Institutional_New_Warehouse Loading Dock Seals_RIM | 0 | 0 | 0 | 0 | 0 | 0 | 0 | 0 | 0 | 0 | 0 | 0 | 0 | 0 | 0 | 0 | 0 | 0 | 0 | 0 | Institutional_New_Warehouse Loading Dock Seals_TRC | 0 | 0 | 0 | 0 | 0 | 0 | 0 | 0 | 0 | 0 | 0 | 0 | 0 | 0 | 0 | 0 | 0 | 0 | 0 | 0
Lodging/Hospitality | New | Warehouse Loading Dock Seals | 1.6568e-05 | 2.9562e-05 |  | 0.14601 | 18 |  | 0.2857 | 0.2857 | facility sq ft |  | 0.0064345 | FAIL | FAIL | Lodging/Hospitality_New_Warehouse Loading Dock Seals_RIM | 0 | 0 | 0 | 0 | 0 | 0 | 0 | 0 | 0 | 0 | 0 | 0 | 0 | 0 | 0 | 0 | 0 | 0 | 0 | 0 | Lodging/Hospitality_New_Warehouse Loading Dock Seals_TRC | 0 | 0 | 0 | 0 | 0 | 0 | 0 | 0 | 0 | 0 | 0 | 0 | 0 | 0 | 0 | 0 | 0 | 0 | 0 | 0
Miscellaneous | New | Warehouse Loading Dock Seals | 4.4024e-06 | 7.8549e-06 |  | 0.038795 | 18 |  | 0.2857 | 0.2857 | facility sq ft |  | 0.0017097 | FAIL | FAIL | Miscellaneous_New_Warehouse Loading Dock Seals_RIM | 0 | 0 | 0 | 0 | 0 | 0 | 0 | 0 | 0 | 0 | 0 | 0 | 0 | 0 | 0 | 0 | 0 | 0 | 0 | 0 | Miscellaneous_New_Warehouse Loading Dock Seals_TRC | 0 | 0 | 0 | 0 | 0 | 0 | 0 | 0 | 0 | 0 | 0 | 0 | 0 | 0 | 0 | 0 | 0 | 0 | 0 | 0
Offices | New | Warehouse Loading Dock Seals | 3.1963e-05 | 5.703e-05 |  | 0.28167 | 18 |  | 0.2857 | 0.2857 | facility sq ft |  | 0.012413 | FAIL | FAIL | Offices_New_Warehouse Loading Dock Seals_RIM | 0 | 0 | 0 | 0 | 0 | 0 | 0 | 0 | 0 | 0 | 0 | 0 | 0 | 0 | 0 | 0 | 0 | 0 | 0 | 0 | Offices_New_Warehouse Loading Dock Seals_TRC | 0 | 0 | 0 | 0 | 0 | 0 | 0 | 0 | 0 | 0 | 0 | 0 | 0 | 0 | 0 | 0 | 0 | 0 | 0 | 0
Restaurants | New | Warehouse Loading Dock Seals | 2.3764e-05 | 4.2401e-05 |  | 0.20942 | 18 |  | 0.2857 | 0.2857 | facility sq ft |  | 0.009229 | FAIL | FAIL | Restaurants_New_Warehouse Loading Dock Seals_RIM | 0 | 0 | 0 | 0 | 0 | 0 | 0 | 0 | 0 | 0 | 0 | 0 | 0 | 0 | 0 | 0 | 0 | 0 | 0 | 0 | Restaurants_New_Warehouse Loading Dock Seals_TRC | 0 | 0 | 0 | 0 | 0 | 0 | 0 | 0 | 0 | 0 | 0 | 0 | 0 | 0 | 0 | 0 | 0 | 0 | 0 | 0
Retail | New | Warehouse Loading Dock Seals | 1.0381e-05 | 1.8522e-05 |  | 0.091482 | 18 |  | 0.2857 | 0.2857 | facility sq ft |  | 0.0040316 | FAIL | FAIL | Retail_New_Warehouse Loading Dock Seals_RIM | 0 | 0 | 0 | 0 | 0 | 0 | 0 | 0 | 0 | 0 | 0 | 0 | 0 | 0 | 0 | 0 | 0 | 0 | 0 | 0 | Retail_New_Warehouse Loading Dock Seals_TRC | 0 | 0 | 0 | 0 | 0 | 0 | 0 | 0 | 0 | 0 | 0 | 0 | 0 | 0 | 0 | 0 | 0 | 0 | 0 | 0
Schools K-12 | New | Warehouse Loading Dock Seals | 2.3708e-06 | 4.2301e-06 |  | 0.020892 | 18 |  | 0.2857 | 0.2857 | facility sq ft |  | 0.00092073 | FAIL | FAIL | Schools K-12_New_Warehouse Loading Dock Seals_RIM | 0 | 0 | 0 | 0 | 0 | 0 | 0 | 0 | 0 | 0 | 0 | 0 | 0 | 0 | 0 | 0 | 0 | 0 | 0 | 0 | Schools K-12_New_Warehouse Loading Dock Seals_TRC | 0 | 0 | 0 | 0 | 0 | 0 | 0 | 0 | 0 | 0 | 0 | 0 | 0 | 0 | 0 | 0 | 0 | 0 | 0 | 0
Warehouse | New | Warehouse Loading Dock Seals | 6.5559e-06 | 1.1697e-05 |  | 0.057773 | 18 |  | 0.2857 | 0.2857 | facility sq ft |  | 0.002546 | FAIL | FAIL | Warehouse_New_Warehouse Loading Dock Seals_RIM | 0 | 0 | 0 | 0 | 0 | 0 | 0 | 0 | 0 | 0 | 0 | 0 | 0 | 0 | 0 | 0 | 0 | 0 | 0 | 0 | Warehouse_New_Warehouse Loading Dock Seals_TRC | 0 | 0 | 0 | 0 | 0 | 0 | 0 | 0 | 0 | 0 | 0 | 0 | 0 | 0 | 0 | 0 | 0 | 0 | 0 | 0
Assembly | Existing | Water Cooled Refrigeration Heat Recovery | 0 | 0.050273 |  | 752.0072 | 20 |  | 12234.7058 | 254 | ton | 48.1681 | 33.1409 | FAIL | FAIL | Assembly_Existing_Water Cooled Refrigeration Heat Recovery_RIM | 0 | 0 | 0 | 0 | 0 | 0 | 0 | 0 | 0 | 0 | 0 | 0 | 0 | 0 | 0 | 0 | 0 | 0 | 0 | 0 | Assembly_Existing_Water Cooled Refrigeration Heat Recovery_TRC | 0 | 0 | 0 | 0 | 0 | 0 | 0 | 0 | 0 | 0 | 0 | 0 | 0 | 0 | 0 | 0 | 0 | 0 | 0 | 0
College and University | Existing | Water Cooled Refrigeration Heat Recovery | 0 | 0.48778 |  | 4491.4422 | 20 |  | 48217.5883 | 254 | ton | 189.833 | 197.9378 | FAIL | FAIL | College and University_Existing_Water Cooled Refrigeration Heat Recovery_RIM | 0 | 0 | 0 | 0 | 0 | 0 | 0 | 0 | 0 | 0 | 0 | 0 | 0 | 0 | 0 | 0 | 0 | 0 | 0 | 0 | College and University_Existing_Water Cooled Refrigeration Heat Recovery_TRC | 0 | 0 | 0 | 0 | 0 | 0 | 0 | 0 | 0 | 0 | 0 | 0 | 0 | 0 | 0 | 0 | 0 | 0 | 0 | 0
Grocery | Existing | Water Cooled Refrigeration Heat Recovery | 0 | 0.12104 |  | 1810.5302 | 20 |  | 2991.9275 | 254 | ton | 11.7792 | 79.79 | FAIL | FAIL | Grocery_Existing_Water Cooled Refrigeration Heat Recovery_RIM | 0 | 0 | 0 | 0 | 0 | 0 | 0 | 0 | 0 | 0 | 0 | 0 | 0 | 0 | 0 | 0 | 0 | 0 | 0 | 0 | Grocery_Existing_Water Cooled Refrigeration Heat Recovery_TRC | 0 | 0 | 0 | 0 | 0 | 0 | 0 | 0 | 0 | 0 | 0 | 0 | 0 | 0 | 0 | 0 | 0 | 0 | 0 | 0
Healthcare | Existing | Water Cooled Refrigeration Heat Recovery | 0 | 0.34321 |  | 3160.2884 | 20 |  | 12776.6861 | 254 | ton | 50.3019 | 139.2738 | FAIL | FAIL | Healthcare_Existing_Water Cooled Refrigeration Heat Recovery_RIM | 0 | 0 | 0 | 0 | 0 | 0 | 0 | 0 | 0 | 0 | 0 | 0 | 0 | 0 | 0 | 0 | 0 | 0 | 0 | 0 | Healthcare_Existing_Water Cooled Refrigeration Heat Recovery_TRC | 0 | 0 | 0 | 0 | 0 | 0 | 0 | 0 | 0 | 0 | 0 | 0 | 0 | 0 | 0 | 0 | 0 | 0 | 0 | 0
Hospitals | Existing | Water Cooled Refrigeration Heat Recovery | 0 | 3.5762 |  | 32929.7074 | 20 |  | 133131.059 | 254 | ton | 524.138 | 1451.2116 | FAIL | FAIL | Hospitals_Existing_Water Cooled Refrigeration Heat Recovery_RIM | 0 | 0 | 0 | 0 | 0 | 0 | 0 | 0 | 0 | 0 | 0 | 0 | 0 | 0 | 0 | 0 | 0 | 0 | 0 | 0 | Hospitals_Existing_Water Cooled Refrigeration Heat Recovery_TRC | 0 | 0 | 0 | 0 | 0 | 0 | 0 | 0 | 0 | 0 | 0 | 0 | 0 | 0 | 0 | 0 | 0 | 0 | 0 | 0
Institutional | Existing | Water Cooled Refrigeration Heat Recovery | 0 | 0.24423 |  | 3653.327 | 20 |  | 13100.2317 | 254 | ton | 51.5757 | 161.002 | FAIL | FAIL | Institutional_Existing_Water Cooled Refrigeration Heat Recovery_RIM | 0 | 0 | 0 | 0 | 0 | 0 | 0 | 0 | 0 | 0 | 0 | 0 | 0 | 0 | 0 | 0 | 0 | 0 | 0 | 0 | Institutional_Existing_Water Cooled Refrigeration Heat Recovery_TRC | 0 | 0 | 0 | 0 | 0 | 0 | 0 | 0 | 0 | 0 | 0 | 0 | 0 | 0 | 0 | 0 | 0 | 0 | 0 | 0
Lodging/Hospitality | Existing | Water Cooled Refrigeration Heat Recovery | 0 | 0.32547 |  | 2996.9115 | 20 |  | 21466.3879 | 254 | ton | 84.5133 | 132.0738 | FAIL | FAIL | Lodging/Hospitality_Existing_Water Cooled Refrigeration Heat Recovery_RIM | 0 | 0 | 0 | 0 | 0 | 0 | 0 | 0 | 0 | 0 | 0 | 0 | 0 | 0 | 0 | 0 | 0 | 0 | 0 | 0 | Lodging/Hospitality_Existing_Water Cooled Refrigeration Heat Recovery_TRC | 0 | 0 | 0 | 0 | 0 | 0 | 0 | 0 | 0 | 0 | 0 | 0 | 0 | 0 | 0 | 0 | 0 | 0 | 0 | 0
Miscellaneous | Existing | Water Cooled Refrigeration Heat Recovery | 0 | 2.3284 |  | 34829.6652 | 20 |  | 19473.4566 | 254 | ton | 76.6672 | 1534.9427 | FAIL | FAIL | Miscellaneous_Existing_Water Cooled Refrigeration Heat Recovery_RIM | 0 | 0 | 0 | 0 | 0 | 0 | 0 | 0 | 0 | 0 | 0 | 0 | 0 | 0 | 0 | 0 | 0 | 0 | 0 | 0 | Miscellaneous_Existing_Water Cooled Refrigeration Heat Recovery_TRC | 0 | 0 | 0 | 0 | 0 | 0 | 0 | 0 | 0 | 0 | 0 | 0 | 0 | 0 | 0 | 0 | 0 | 0 | 0 | 0
Offices | Existing | Water Cooled Refrigeration Heat Recovery | 0 | 0.17405 |  | 2603.5309 | 20 |  | 10201.2958 | 254 | ton | 40.1626 | 114.7376 | FAIL | FAIL | Offices_Existing_Water Cooled Refrigeration Heat Recovery_RIM | 0 | 0 | 0 | 0 | 0 | 0 | 0 | 0 | 0 | 0 | 0 | 0 | 0 | 0 | 0 | 0 | 0 | 0 | 0 | 0 | Offices_Existing_Water Cooled Refrigeration Heat Recovery_TRC | 0 | 0 | 0 | 0 | 0 | 0 | 0 | 0 | 0 | 0 | 0 | 0 | 0 | 0 | 0 | 0 | 0 | 0 | 0 | 0
Restaurants | Existing | Water Cooled Refrigeration Heat Recovery | 0 | 0.20489 |  | 1886.5835 | 20 |  | 3225.6662 | 254 | ton | 12.6995 | 83.1417 | FAIL | FAIL | Restaurants_Existing_Water Cooled Refrigeration Heat Recovery_RIM | 0 | 0 | 0 | 0 | 0 | 0 | 0 | 0 | 0 | 0 | 0 | 0 | 0 | 0 | 0 | 0 | 0 | 0 | 0 | 0 | Restaurants_Existing_Water Cooled Refrigeration Heat Recovery_TRC | 0 | 0 | 0 | 0 | 0 | 0 | 0 | 0 | 0 | 0 | 0 | 0 | 0 | 0 | 0 | 0 | 0 | 0 | 0 | 0
Retail | Existing | Water Cooled Refrigeration Heat Recovery | 0 | 0.055087 |  | 824.0137 | 20 |  | 7266.8422 | 254 | ton | 28.6096 | 36.3143 | FAIL | FAIL | Retail_Existing_Water Cooled Refrigeration Heat Recovery_RIM | 0 | 0 | 0 | 0 | 0 | 0 | 0 | 0 | 0 | 0 | 0 | 0 | 0 | 0 | 0 | 0 | 0 | 0 | 0 | 0 | Retail_Existing_Water Cooled Refrigeration Heat Recovery_TRC | 0 | 0 | 0 | 0 | 0 | 0 | 0 | 0 | 0 | 0 | 0 | 0 | 0 | 0 | 0 | 0 | 0 | 0 | 0 | 0
Schools K-12 | Existing | Water Cooled Refrigeration Heat Recovery | 0 | 0.33443 |  | 3079.4163 | 20 |  | 33058.8757 | 254 | ton | 130.1531 | 135.7098 | FAIL | FAIL | Schools K-12_Existing_Water Cooled Refrigeration Heat Recovery_RIM | 0 | 0 | 0 | 0 | 0 | 0 | 0 | 0 | 0 | 0 | 0 | 0 | 0 | 0 | 0 | 0 | 0 | 0 | 0 | 0 | Schools K-12_Existing_Water Cooled Refrigeration Heat Recovery_TRC | 0 | 0 | 0 | 0 | 0 | 0 | 0 | 0 | 0 | 0 | 0 | 0 | 0 | 0 | 0 | 0 | 0 | 0 | 0 | 0
Warehouse | Existing | Water Cooled Refrigeration Heat Recovery | 0 | 0.020451 |  | 305.9104 | 20 |  | 10200.6352 | 254 | ton | 40.16 | 13.4815 | FAIL | FAIL | Warehouse_Existing_Water Cooled Refrigeration Heat Recovery_RIM | 0 | 0 | 0 | 0 | 0 | 0 | 0 | 0 | 0 | 0 | 0 | 0 | 0 | 0 | 0 | 0 | 0 | 0 | 0 | 0 | Warehouse_Existing_Water Cooled Refrigeration Heat Recovery_TRC | 0 | 0 | 0 | 0 | 0 | 0 | 0 | 0 | 0 | 0 | 0 | 0 | 0 | 0 | 0 | 0 | 0 | 0 | 0 | 0
Assembly | New | Water Cooled Refrigeration Heat Recovery | 0 | 0.050273 |  | 752.0072 | 20 |  | 12234.7058 | 254 | ton | 48.1681 | 33.1409 | FAIL | FAIL | Assembly_New_Water Cooled Refrigeration Heat Recovery_RIM | 0 | 0 | 0 | 0 | 0 | 0 | 0 | 0 | 0 | 0 | 0 | 0 | 0 | 0 | 0 | 0 | 0 | 0 | 0 | 0 | Assembly_New_Water Cooled Refrigeration Heat Recovery_TRC | 0 | 0 | 0 | 0 | 0 | 0 | 0 | 0 | 0 | 0 | 0 | 0 | 0 | 0 | 0 | 0 | 0 | 0 | 0 | 0
College and University | New | Water Cooled Refrigeration Heat Recovery | 0 | 0.48778 |  | 4491.4422 | 20 |  | 48217.5883 | 254 | ton | 189.833 | 197.9378 | FAIL | FAIL | College and University_New_Water Cooled Refrigeration Heat Recovery_RIM | 0 | 0 | 0 | 0 | 0 | 0 | 0 | 0 | 0 | 0 | 0 | 0 | 0 | 0 | 0 | 0 | 0 | 0 | 0 | 0 | College and University_New_Water Cooled Refrigeration Heat Recovery_TRC | 0 | 0 | 0 | 0 | 0 | 0 | 0 | 0 | 0 | 0 | 0 | 0 | 0 | 0 | 0 | 0 | 0 | 0 | 0 | 0
Grocery | New | Water Cooled Refrigeration Heat Recovery | 0 | 0.12104 |  | 1810.5302 | 20 |  | 2991.9275 | 254 | ton | 11.7792 | 79.79 | FAIL | FAIL | Grocery_New_Water Cooled Refrigeration Heat Recovery_RIM | 0 | 0 | 0 | 0 | 0 | 0 | 0 | 0 | 0 | 0 | 0 | 0 | 0 | 0 | 0 | 0 | 0 | 0 | 0 | 0 | Grocery_New_Water Cooled Refrigeration Heat Recovery_TRC | 0 | 0 | 0 | 0 | 0 | 0 | 0 | 0 | 0 | 0 | 0 | 0 | 0 | 0 | 0 | 0 | 0 | 0 | 0 | 0
Healthcare | New | Water Cooled Refrigeration Heat Recovery | 0 | 0.34321 |  | 3160.2884 | 20 |  | 12776.6861 | 254 | ton | 50.3019 | 139.2738 | FAIL | FAIL | Healthcare_New_Water Cooled Refrigeration Heat Recovery_RIM | 0 | 0 | 0 | 0 | 0 | 0 | 0 | 0 | 0 | 0 | 0 | 0 | 0 | 0 | 0 | 0 | 0 | 0 | 0 | 0 | Healthcare_New_Water Cooled Refrigeration Heat Recovery_TRC | 0 | 0 | 0 | 0 | 0 | 0 | 0 | 0 | 0 | 0 | 0 | 0 | 0 | 0 | 0 | 0 | 0 | 0 | 0 | 0
Hospitals | New | Water Cooled Refrigeration Heat Recovery | 0 | 3.5762 |  | 32929.7074 | 20 |  | 133131.059 | 254 | ton | 524.138 | 1451.2116 | FAIL | FAIL | Hospitals_New_Water Cooled Refrigeration Heat Recovery_RIM | 0 | 0 | 0 | 0 | 0 | 0 | 0 | 0 | 0 | 0 | 0 | 0 | 0 | 0 | 0 | 0 | 0 | 0 | 0 | 0 | Hospitals_New_Water Cooled Refrigeration Heat Recovery_TRC | 0 | 0 | 0 | 0 | 0 | 0 | 0 | 0 | 0 | 0 | 0 | 0 | 0 | 0 | 0 | 0 | 0 | 0 | 0 | 0
Institutional | New | Water Cooled Refrigeration Heat Recovery | 0 | 0.24423 |  | 3653.327 | 20 |  | 13100.2317 | 254 | ton | 51.5757 | 161.002 | FAIL | FAIL | Institutional_New_Water Cooled Refrigeration Heat Recovery_RIM | 0 | 0 | 0 | 0 | 0 | 0 | 0 | 0 | 0 | 0 | 0 | 0 | 0 | 0 | 0 | 0 | 0 | 0 | 0 | 0 | Institutional_New_Water Cooled Refrigeration Heat Recovery_TRC | 0 | 0 | 0 | 0 | 0 | 0 | 0 | 0 | 0 | 0 | 0 | 0 | 0 | 0 | 0 | 0 | 0 | 0 | 0 | 0
Lodging/Hospitality | New | Water Cooled Refrigeration Heat Recovery | 0 | 0.32547 |  | 2996.9115 | 20 |  | 21466.3879 | 254 | ton | 84.5133 | 132.0738 | FAIL | FAIL | Lodging/Hospitality_New_Water Cooled Refrigeration Heat Recovery_RIM | 0 | 0 | 0 | 0 | 0 | 0 | 0 | 0 | 0 | 0 | 0 | 0 | 0 | 0 | 0 | 0 | 0 | 0 | 0 | 0 | Lodging/Hospitality_New_Water Cooled Refrigeration Heat Recovery_TRC | 0 | 0 | 0 | 0 | 0 | 0 | 0 | 0 | 0 | 0 | 0 | 0 | 0 | 0 | 0 | 0 | 0 | 0 | 0 | 0
Miscellaneous | New | Water Cooled Refrigeration Heat Recovery | 0 | 2.3284 |  | 34829.6652 | 20 |  | 19473.4566 | 254 | ton | 76.6672 | 1534.9427 | FAIL | FAIL | Miscellaneous_New_Water Cooled Refrigeration Heat Recovery_RIM | 0 | 0 | 0 | 0 | 0 | 0 | 0 | 0 | 0 | 0 | 0 | 0 | 0 | 0 | 0 | 0 | 0 | 0 | 0 | 0 | Miscellaneous_New_Water Cooled Refrigeration Heat Recovery_TRC | 0 | 0 | 0 | 0 | 0 | 0 | 0 | 0 | 0 | 0 | 0 | 0 | 0 | 0 | 0 | 0 | 0 | 0 | 0 | 0
Offices | New | Water Cooled Refrigeration Heat Recovery | 0 | 0.17405 |  | 2603.5309 | 20 |  | 10201.2958 | 254 | ton | 40.1626 | 114.7376 | FAIL | FAIL | Offices_New_Water Cooled Refrigeration Heat Recovery_RIM | 0 | 0 | 0 | 0 | 0 | 0 | 0 | 0 | 0 | 0 | 0 | 0 | 0 | 0 | 0 | 0 | 0 | 0 | 0 | 0 | Offices_New_Water Cooled Refrigeration Heat Recovery_TRC | 0 | 0 | 0 | 0 | 0 | 0 | 0 | 0 | 0 | 0 | 0 | 0 | 0 | 0 | 0 | 0 | 0 | 0 | 0 | 0
Restaurants | New | Water Cooled Refrigeration Heat Recovery | 0 | 0.20489 |  | 1886.5835 | 20 |  | 3225.6662 | 254 | ton | 12.6995 | 83.1417 | FAIL | FAIL | Restaurants_New_Water Cooled Refrigeration Heat Recovery_RIM | 0 | 0 | 0 | 0 | 0 | 0 | 0 | 0 | 0 | 0 | 0 | 0 | 0 | 0 | 0 | 0 | 0 | 0 | 0 | 0 | Restaurants_New_Water Cooled Refrigeration Heat Recovery_TRC | 0 | 0 | 0 | 0 | 0 | 0 | 0 | 0 | 0 | 0 | 0 | 0 | 0 | 0 | 0 | 0 | 0 | 0 | 0 | 0
Retail | New | Water Cooled Refrigeration Heat Recovery | 0 | 0.055087 |  | 824.0137 | 20 |  | 7266.8422 | 254 | ton | 28.6096 | 36.3143 | FAIL | FAIL | Retail_New_Water Cooled Refrigeration Heat Recovery_RIM | 0 | 0 | 0 | 0 | 0 | 0 | 0 | 0 | 0 | 0 | 0 | 0 | 0 | 0 | 0 | 0 | 0 | 0 | 0 | 0 | Retail_New_Water Cooled Refrigeration Heat Recovery_TRC | 0 | 0 | 0 | 0 | 0 | 0 | 0 | 0 | 0 | 0 | 0 | 0 | 0 | 0 | 0 | 0 | 0 | 0 | 0 | 0
Schools K-12 | New | Water Cooled Refrigeration Heat Recovery | 0 | 0.33443 |  | 3079.4163 | 20 |  | 33058.8757 | 254 | ton | 130.1531 | 135.7098 | FAIL | FAIL | Schools K-12_New_Water Cooled Refrigeration Heat Recovery_RIM | 0 | 0 | 0 | 0 | 0 | 0 | 0 | 0 | 0 | 0 | 0 | 0 | 0 | 0 | 0 | 0 | 0 | 0 | 0 | 0 | Schools K-12_New_Water Cooled Refrigeration Heat Recovery_TRC | 0 | 0 | 0 | 0 | 0 | 0 | 0 | 0 | 0 | 0 | 0 | 0 | 0 | 0 | 0 | 0 | 0 | 0 | 0 | 0
Warehouse | New | Water Cooled Refrigeration Heat Recovery | 0 | 0.020451 |  | 305.9104 | 20 |  | 10200.6352 | 254 | ton | 40.16 | 13.4815 | FAIL | FAIL | Warehouse_New_Water Cooled Refrigeration Heat Recovery_RIM | 0 | 0 | 0 | 0 | 0 | 0 | 0 | 0 | 0 | 0 | 0 | 0 | 0 | 0 | 0 | 0 | 0 | 0 | 0 | 0 | Warehouse_New_Water Cooled Refrigeration Heat Recovery_TRC | 0 | 0 | 0 | 0 | 0 | 0 | 0 | 0 | 0 | 0 | 0 | 0 | 0 | 0 | 0 | 0 | 0 | 0 | 0 | 0
Assembly | Existing | Waterside Economizer | 4.3604 | 0 |  | 10741.0246 | 20 |  | 286420.8 | 7160.52 | economizer | 40 | 473.3567 | FAIL | FAIL | Assembly_Existing_Waterside Economizer_RIM | 0 | 0 | 0 | 0 | 0 | 0 | 0 | 0 | 0 | 0 | 0 | 0 | 0 | 0 | 0 | 0 | 0 | 0 | 0 | 0 | Assembly_Existing_Waterside Economizer_TRC | 0 | 0 | 0 | 0 | 0 | 0 | 0 | 0 | 0 | 0 | 0 | 0 | 0 | 0 | 0 | 0 | 0 | 0 | 0 | 0
College and University | Existing | Waterside Economizer | 4.8375 | 0 |  | 11916.2094 | 20 |  | 286420.8 | 7160.52 | economizer | 40 | 525.1471 | FAIL | FAIL | College and University_Existing_Waterside Economizer_RIM | 0 | 0 | 0 | 0 | 0 | 0 | 0 | 0 | 0 | 0 | 0 | 0 | 0 | 0 | 0 | 0 | 0 | 0 | 0 | 0 | College and University_Existing_Waterside Economizer_TRC | 0 | 0 | 0 | 0 | 0 | 0 | 0 | 0 | 0 | 0 | 0 | 0 | 0 | 0 | 0 | 0 | 0 | 0 | 0 | 0
Grocery | Existing | Waterside Economizer | 2.4088 | 0 |  | 5933.4505 | 20 |  | 286420.8 | 7160.52 | economizer | 40 | 261.487 | FAIL | FAIL | Grocery_Existing_Waterside Economizer_RIM | 0 | 0 | 0 | 0 | 0 | 0 | 0 | 0 | 0 | 0 | 0 | 0 | 0 | 0 | 0 | 0 | 0 | 0 | 0 | 0 | Grocery_Existing_Waterside Economizer_TRC | 0 | 0 | 0 | 0 | 0 | 0 | 0 | 0 | 0 | 0 | 0 | 0 | 0 | 0 | 0 | 0 | 0 | 0 | 0 | 0
Healthcare | Existing | Waterside Economizer | 9.4882 | 0 |  | 23372.2065 | 20 |  | 286420.8 | 7160.52 | economizer | 40 | 1030.0127 | FAIL | FAIL | Healthcare_Existing_Waterside Economizer_RIM | 0 | 0 | 0 | 0 | 0 | 0 | 0 | 0 | 0 | 0 | 0 | 0 | 0 | 0 | 0 | 0 | 0 | 0 | 0 | 0 | Healthcare_Existing_Waterside Economizer_TRC | 0 | 0 | 0 | 0 | 0 | 0 | 0 | 0 | 0 | 0 | 0 | 0 | 0 | 0 | 0 | 0 | 0 | 0 | 0 | 0
Hospitals | Existing | Waterside Economizer | 8.9878 | 0 |  | 22139.4952 | 20 |  | 286420.8 | 7160.52 | economizer | 40 | 975.6871 | FAIL | FAIL | Hospitals_Existing_Waterside Economizer_RIM | 0 | 0 | 0 | 0 | 0 | 0 | 0 | 0 | 0 | 0 | 0 | 0 | 0 | 0 | 0 | 0 | 0 | 0 | 0 | 0 | Hospitals_Existing_Waterside Economizer_TRC | 0 | 0 | 0 | 0 | 0 | 0 | 0 | 0 | 0 | 0 | 0 | 0 | 0 | 0 | 0 | 0 | 0 | 0 | 0 | 0
Institutional | Existing | Waterside Economizer | 2.3554 | 0 |  | 5801.9613 | 20 |  | 286420.8 | 7160.52 | economizer | 40 | 255.6923 | FAIL | FAIL | Institutional_Existing_Waterside Economizer_RIM | 0 | 0 | 0 | 0 | 0 | 0 | 0 | 0 | 0 | 0 | 0 | 0 | 0 | 0 | 0 | 0 | 0 | 0 | 0 | 0 | Institutional_Existing_Waterside Economizer_TRC | 0 | 0 | 0 | 0 | 0 | 0 | 0 | 0 | 0 | 0 | 0 | 0 | 0 | 0 | 0 | 0 | 0 | 0 | 0 | 0
Lodging/Hospitality | Existing | Waterside Economizer | 7.2029 | 0 |  | 17742.8249 | 20 |  | 286420.8 | 7160.52 | economizer | 40 | 781.9259 | FAIL | FAIL | Lodging/Hospitality_Existing_Waterside Economizer_RIM | 0 | 0 | 0 | 0 | 0 | 0 | 0 | 0 | 0 | 0 | 0 | 0 | 0 | 0 | 0 | 0 | 0 | 0 | 0 | 0 | Lodging/Hospitality_Existing_Waterside Economizer_TRC | 0 | 0 | 0 | 0 | 0 | 0 | 0 | 0 | 0 | 0 | 0 | 0 | 0 | 0 | 0 | 0 | 0 | 0 | 0 | 0
Miscellaneous | Existing | Waterside Economizer | 2.4354 | 0 |  | 5999.1951 | 20 |  | 286420.8 | 7160.52 | economizer | 40 | 264.3844 | FAIL | FAIL | Miscellaneous_Existing_Waterside Economizer_RIM | 0 | 0 | 0 | 0 | 0 | 0 | 0 | 0 | 0 | 0 | 0 | 0 | 0 | 0 | 0 | 0 | 0 | 0 | 0 | 0 | Miscellaneous_Existing_Waterside Economizer_TRC | 0 | 0 | 0 | 0 | 0 | 0 | 0 | 0 | 0 | 0 | 0 | 0 | 0 | 0 | 0 | 0 | 0 | 0 | 0 | 0
Offices | Existing | Waterside Economizer | 4.9076 | 0 |  | 12088.789 | 20 |  | 286420.8 | 7160.52 | economizer | 40 | 532.7527 | FAIL | FAIL | Offices_Existing_Waterside Economizer_RIM | 0 | 0 | 0 | 0 | 0 | 0 | 0 | 0 | 0 | 0 | 0 | 0 | 0 | 0 | 0 | 0 | 0 | 0 | 0 | 0 | Offices_Existing_Waterside Economizer_TRC | 0 | 0 | 0 | 0 | 0 | 0 | 0 | 0 | 0 | 0 | 0 | 0 | 0 | 0 | 0 | 0 | 0 | 0 | 0 | 0
Restaurants | Existing | Waterside Economizer | 7.0661 | 0 |  | 17405.8838 | 20 |  | 286420.8 | 7160.52 | economizer | 40 | 767.077 | FAIL | FAIL | Restaurants_Existing_Waterside Economizer_RIM | 0 | 0 | 0 | 0 | 0 | 0 | 0 | 0 | 0 | 0 | 0 | 0 | 0 | 0 | 0 | 0 | 0 | 0 | 0 | 0 | Restaurants_Existing_Waterside Economizer_TRC | 0 | 0 | 0 | 0 | 0 | 0 | 0 | 0 | 0 | 0 | 0 | 0 | 0 | 0 | 0 | 0 | 0 | 0 | 0 | 0
Retail | Existing | Waterside Economizer | 5.5381 | 0 |  | 13642.0052 | 20 |  | 286420.8 | 7160.52 | economizer | 40 | 601.2029 | FAIL | FAIL | Retail_Existing_Waterside Economizer_RIM | 0 | 0 | 0 | 0 | 0 | 0 | 0 | 0 | 0 | 0 | 0 | 0 | 0 | 0 | 0 | 0 | 0 | 0 | 0 | 0 | Retail_Existing_Waterside Economizer_TRC | 0 | 0 | 0 | 0 | 0 | 0 | 0 | 0 | 0 | 0 | 0 | 0 | 0 | 0 | 0 | 0 | 0 | 0 | 0 | 0
Schools K-12 | Existing | Waterside Economizer | 4.8142 | 0 |  | 11858.6828 | 20 |  | 286420.8 | 7160.52 | economizer | 40 | 522.6119 | FAIL | FAIL | Schools K-12_Existing_Waterside Economizer_RIM | 0 | 0 | 0 | 0 | 0 | 0 | 0 | 0 | 0 | 0 | 0 | 0 | 0 | 0 | 0 | 0 | 0 | 0 | 0 | 0 | Schools K-12_Existing_Waterside Economizer_TRC | 0 | 0 | 0 | 0 | 0 | 0 | 0 | 0 | 0 | 0 | 0 | 0 | 0 | 0 | 0 | 0 | 0 | 0 | 0 | 0
Warehouse | Existing | Waterside Economizer | 1.0576 | 0 |  | 2605.1299 | 20 |  | 286420.8 | 7160.52 | economizer | 40 | 114.808 | FAIL | FAIL | Warehouse_Existing_Waterside Economizer_RIM | 0 | 0 | 0 | 0 | 0 | 0 | 0 | 0 | 0 | 0 | 0 | 0 | 0 | 0 | 0 | 0 | 0 | 0 | 0 | 0 | Warehouse_Existing_Waterside Economizer_TRC | 0 | 0 | 0 | 0 | 0 | 0 | 0 | 0 | 0 | 0 | 0 | 0 | 0 | 0 | 0 | 0 | 0 | 0 | 0 | 0
Assembly | New | Waterside Economizer | 4.3604 | 0 |  | 10741.0246 | 20 |  | 286420.8 | 7160.52 | economizer | 40 | 473.3567 | FAIL | FAIL | Assembly_New_Waterside Economizer_RIM | 0 | 0 | 0 | 0 | 0 | 0 | 0 | 0 | 0 | 0 | 0 | 0 | 0 | 0 | 0 | 0 | 0 | 0 | 0 | 0 | Assembly_New_Waterside Economizer_TRC | 0 | 0 | 0 | 0 | 0 | 0 | 0 | 0 | 0 | 0 | 0 | 0 | 0 | 0 | 0 | 0 | 0 | 0 | 0 | 0
College and University | New | Waterside Economizer | 4.8375 | 0 |  | 11916.2094 | 20 |  | 286420.8 | 7160.52 | economizer | 40 | 525.1471 | FAIL | FAIL | College and University_New_Waterside Economizer_RIM | 0 | 0 | 0 | 0 | 0 | 0 | 0 | 0 | 0 | 0 | 0 | 0 | 0 | 0 | 0 | 0 | 0 | 0 | 0 | 0 | College and University_New_Waterside Economizer_TRC | 0 | 0 | 0 | 0 | 0 | 0 | 0 | 0 | 0 | 0 | 0 | 0 | 0 | 0 | 0 | 0 | 0 | 0 | 0 | 0
Grocery | New | Waterside Economizer | 2.4088 | 0 |  | 5933.4505 | 20 |  | 286420.8 | 7160.52 | economizer | 40 | 261.487 | FAIL | FAIL | Grocery_New_Waterside Economizer_RIM | 0 | 0 | 0 | 0 | 0 | 0 | 0 | 0 | 0 | 0 | 0 | 0 | 0 | 0 | 0 | 0 | 0 | 0 | 0 | 0 | Grocery_New_Waterside Economizer_TRC | 0 | 0 | 0 | 0 | 0 | 0 | 0 | 0 | 0 | 0 | 0 | 0 | 0 | 0 | 0 | 0 | 0 | 0 | 0 | 0
Healthcare | New | Waterside Economizer | 9.4882 | 0 |  | 23372.2065 | 20 |  | 286420.8 | 7160.52 | economizer | 40 | 1030.0127 | FAIL | FAIL | Healthcare_New_Waterside Economizer_RIM | 0 | 0 | 0 | 0 | 0 | 0 | 0 | 0 | 0 | 0 | 0 | 0 | 0 | 0 | 0 | 0 | 0 | 0 | 0 | 0 | Healthcare_New_Waterside Economizer_TRC | 0 | 0 | 0 | 0 | 0 | 0 | 0 | 0 | 0 | 0 | 0 | 0 | 0 | 0 | 0 | 0 | 0 | 0 | 0 | 0
Hospitals | New | Waterside Economizer | 8.9878 | 0 |  | 22139.4952 | 20 |  | 286420.8 | 7160.52 | economizer | 40 | 975.6871 | FAIL | FAIL | Hospitals_New_Waterside Economizer_RIM | 0 | 0 | 0 | 0 | 0 | 0 | 0 | 0 | 0 | 0 | 0 | 0 | 0 | 0 | 0 | 0 | 0 | 0 | 0 | 0 | Hospitals_New_Waterside Economizer_TRC | 0 | 0 | 0 | 0 | 0 | 0 | 0 | 0 | 0 | 0 | 0 | 0 | 0 | 0 | 0 | 0 | 0 | 0 | 0 | 0
Institutional | New | Waterside Economizer | 2.3554 | 0 |  | 5801.9613 | 20 |  | 286420.8 | 7160.52 | economizer | 40 | 255.6923 | FAIL | FAIL | Institutional_New_Waterside Economizer_RIM | 0 | 0 | 0 | 0 | 0 | 0 | 0 | 0 | 0 | 0 | 0 | 0 | 0 | 0 | 0 | 0 | 0 | 0 | 0 | 0 | Institutional_New_Waterside Economizer_TRC | 0 | 0 | 0 | 0 | 0 | 0 | 0 | 0 | 0 | 0 | 0 | 0 | 0 | 0 | 0 | 0 | 0 | 0 | 0 | 0
Lodging/Hospitality | New | Waterside Economizer | 7.2029 | 0 |  | 17742.8249 | 20 |  | 286420.8 | 7160.52 | economizer | 40 | 781.9259 | FAIL | FAIL | Lodging/Hospitality_New_Waterside Economizer_RIM | 0 | 0 | 0 | 0 | 0 | 0 | 0 | 0 | 0 | 0 | 0 | 0 | 0 | 0 | 0 | 0 | 0 | 0 | 0 | 0 | Lodging/Hospitality_New_Waterside Economizer_TRC | 0 | 0 | 0 | 0 | 0 | 0 | 0 | 0 | 0 | 0 | 0 | 0 | 0 | 0 | 0 | 0 | 0 | 0 | 0 | 0
Miscellaneous | New | Waterside Economizer | 2.4354 | 0 |  | 5999.1951 | 20 |  | 286420.8 | 7160.52 | economizer | 40 | 264.3844 | FAIL | FAIL | Miscellaneous_New_Waterside Economizer_RIM | 0 | 0 | 0 | 0 | 0 | 0 | 0 | 0 | 0 | 0 | 0 | 0 | 0 | 0 | 0 | 0 | 0 | 0 | 0 | 0 | Miscellaneous_New_Waterside Economizer_TRC | 0 | 0 | 0 | 0 | 0 | 0 | 0 | 0 | 0 | 0 | 0 | 0 | 0 | 0 | 0 | 0 | 0 | 0 | 0 | 0
Offices | New | Waterside Economizer | 4.9076 | 0 |  | 12088.789 | 20 |  | 286420.8 | 7160.52 | economizer | 40 | 532.7527 | FAIL | FAIL | Offices_New_Waterside Economizer_RIM | 0 | 0 | 0 | 0 | 0 | 0 | 0 | 0 | 0 | 0 | 0 | 0 | 0 | 0 | 0 | 0 | 0 | 0 | 0 | 0 | Offices_New_Waterside Economizer_TRC | 0 | 0 | 0 | 0 | 0 | 0 | 0 | 0 | 0 | 0 | 0 | 0 | 0 | 0 | 0 | 0 | 0 | 0 | 0 | 0
Restaurants | New | Waterside Economizer | 7.0661 | 0 |  | 17405.8838 | 20 |  | 286420.8 | 7160.52 | economizer | 40 | 767.077 | FAIL | FAIL | Restaurants_New_Waterside Economizer_RIM | 0 | 0 | 0 | 0 | 0 | 0 | 0 | 0 | 0 | 0 | 0 | 0 | 0 | 0 | 0 | 0 | 0 | 0 | 0 | 0 | Restaurants_New_Waterside Economizer_TRC | 0 | 0 | 0 | 0 | 0 | 0 | 0 | 0 | 0 | 0 | 0 | 0 | 0 | 0 | 0 | 0 | 0 | 0 | 0 | 0
Retail | New | Waterside Economizer | 5.5381 | 0 |  | 13642.0052 | 20 |  | 286420.8 | 7160.52 | economizer | 40 | 601.2029 | FAIL | FAIL | Retail_New_Waterside Economizer_RIM | 0 | 0 | 0 | 0 | 0 | 0 | 0 | 0 | 0 | 0 | 0 | 0 | 0 | 0 | 0 | 0 | 0 | 0 | 0 | 0 | Retail_New_Waterside Economizer_TRC | 0 | 0 | 0 | 0 | 0 | 0 | 0 | 0 | 0 | 0 | 0 | 0 | 0 | 0 | 0 | 0 | 0 | 0 | 0 | 0
Schools K-12 | New | Waterside Economizer | 4.8142 | 0 |  | 11858.6828 | 20 |  | 286420.8 | 7160.52 | economizer | 40 | 522.6119 | FAIL | FAIL | Schools K-12_New_Waterside Economizer_RIM | 0 | 0 | 0 | 0 | 0 | 0 | 0 | 0 | 0 | 0 | 0 | 0 | 0 | 0 | 0 | 0 | 0 | 0 | 0 | 0 | Schools K-12_New_Waterside Economizer_TRC | 0 | 0 | 0 | 0 | 0 | 0 | 0 | 0 | 0 | 0 | 0 | 0 | 0 | 0 | 0 | 0 | 0 | 0 | 0 | 0
Warehouse | New | Waterside Economizer | 1.0576 | 0 |  | 2605.1299 | 20 |  | 286420.8 | 7160.52 | economizer | 40 | 114.808 | FAIL | FAIL | Warehouse_New_Waterside Economizer_RIM | 0 | 0 | 0 | 0 | 0 | 0 | 0 | 0 | 0 | 0 | 0 | 0 | 0 | 0 | 0 | 0 | 0 | 0 | 0 | 0 | Warehouse_New_Waterside Economizer_TRC | 0 | 0 | 0 | 0 | 0 | 0 | 0 | 0 | 0 | 0 | 0 | 0 | 0 | 0 | 0 | 0 | 0 | 0 | 0 | 0
Assembly | Existing | Window Sun Protection | 0.042491 | -0.010532 |  | 111.1908 | 10 |  | 350 | 3.5 | sq ft | 100 | 4.9002 | FAIL | FAIL | Assembly_Existing_Window Sun Protection_RIM | 0 | 0 | 0 | 0 | 0 | 0 | 0 | 0 | 0 | 0 | 0 | 0 | 0 | 0 | 0 | 0 | 0 | 0 | 0 | 0 | Assembly_Existing_Window Sun Protection_TRC | 0 | 0 | 0 | 0 | 0 | 0 | 0 | 0 | 0 | 0 | 0 | 0 | 0 | 0 | 0 | 0 | 0 | 0 | 0 | 0
College and University | Existing | Window Sun Protection | 0.042491 | -0.010532 |  | 111.1908 | 10 |  | 350 | 3.5 | sq ft | 100 | 4.9002 | FAIL | FAIL | College and University_Existing_Window Sun Protection_RIM | 0 | 0 | 0 | 0 | 0 | 0 | 0 | 0 | 0 | 0 | 0 | 0 | 0 | 0 | 0 | 0 | 0 | 0 | 0 | 0 | College and University_Existing_Window Sun Protection_TRC | 0 | 0 | 0 | 0 | 0 | 0 | 0 | 0 | 0 | 0 | 0 | 0 | 0 | 0 | 0 | 0 | 0 | 0 | 0 | 0
Grocery | Existing | Window Sun Protection | 0.042491 | -0.010532 |  | 111.1908 | 10 |  | 350 | 3.5 | sq ft | 100 | 4.9002 | FAIL | FAIL | Grocery_Existing_Window Sun Protection_RIM | 0 | 0 | 0 | 0 | 0 | 0 | 0 | 0 | 0 | 0 | 0 | 0 | 0 | 0 | 0 | 0 | 0 | 0 | 0 | 0 | Grocery_Existing_Window Sun Protection_TRC | 0 | 0 | 0 | 0 | 0 | 0 | 0 | 0 | 0 | 0 | 0 | 0 | 0 | 0 | 0 | 0 | 0 | 0 | 0 | 0
Healthcare | Existing | Window Sun Protection | 0.042491 | -0.010532 |  | 111.1908 | 10 |  | 350 | 3.5 | sq ft | 100 | 4.9002 | FAIL | FAIL | Healthcare_Existing_Window Sun Protection_RIM | 0 | 0 | 0 | 0 | 0 | 0 | 0 | 0 | 0 | 0 | 0 | 0 | 0 | 0 | 0 | 0 | 0 | 0 | 0 | 0 | Healthcare_Existing_Window Sun Protection_TRC | 0 | 0 | 0 | 0 | 0 | 0 | 0 | 0 | 0 | 0 | 0 | 0 | 0 | 0 | 0 | 0 | 0 | 0 | 0 | 0
Hospitals | Existing | Window Sun Protection | 0.042491 | -0.010532 |  | 111.1908 | 10 |  | 350 | 3.5 | sq ft | 100 | 4.9002 | FAIL | FAIL | Hospitals_Existing_Window Sun Protection_RIM | 0 | 0 | 0 | 0 | 0 | 0 | 0 | 0 | 0 | 0 | 0 | 0 | 0 | 0 | 0 | 0 | 0 | 0 | 0 | 0 | Hospitals_Existing_Window Sun Protection_TRC | 0 | 0 | 0 | 0 | 0 | 0 | 0 | 0 | 0 | 0 | 0 | 0 | 0 | 0 | 0 | 0 | 0 | 0 | 0 | 0
Institutional | Existing | Window Sun Protection | 0.042491 | -0.010532 |  | 111.1908 | 10 |  | 350 | 3.5 | sq ft | 100 | 4.9002 | FAIL | FAIL | Institutional_Existing_Window Sun Protection_RIM | 0 | 0 | 0 | 0 | 0 | 0 | 0 | 0 | 0 | 0 | 0 | 0 | 0 | 0 | 0 | 0 | 0 | 0 | 0 | 0 | Institutional_Existing_Window Sun Protection_TRC | 0 | 0 | 0 | 0 | 0 | 0 | 0 | 0 | 0 | 0 | 0 | 0 | 0 | 0 | 0 | 0 | 0 | 0 | 0 | 0
Lodging/Hospitality | Existing | Window Sun Protection | 0.049635 | -0.024541 |  | 111.1908 | 10 |  | 350 | 3.5 | sq ft | 100 | 4.9002 | FAIL | FAIL | Lodging/Hospitality_Existing_Window Sun Protection_RIM | 0 | 0 | 0 | 0 | 0 | 0 | 0 | 0 | 0 | 0 | 0 | 0 | 0 | 0 | 0 | 0 | 0 | 0 | 0 | 0 | Lodging/Hospitality_Existing_Window Sun Protection_TRC | 0 | 0 | 0 | 0 | 0 | 0 | 0 | 0 | 0 | 0 | 0 | 0 | 0 | 0 | 0 | 0 | 0 | 0 | 0 | 0
Miscellaneous | Existing | Window Sun Protection | 0.058425 | -0.042841 |  | 111.1908 | 10 |  | 350 | 3.5 | sq ft | 100 | 4.9002 | FAIL | FAIL | Miscellaneous_Existing_Window Sun Protection_RIM | 0 | 0 | 0 | 0 | 0 | 0 | 0 | 0 | 0 | 0 | 0 | 0 | 0 | 0 | 0 | 0 | 0 | 0 | 0 | 0 | Miscellaneous_Existing_Window Sun Protection_TRC | 0 | 0 | 0 | 0 | 0 | 0 | 0 | 0 | 0 | 0 | 0 | 0 | 0 | 0 | 0 | 0 | 0 | 0 | 0 | 0
Offices | Existing | Window Sun Protection | 0.042491 | -0.010532 |  | 111.1908 | 10 |  | 350 | 3.5 | sq ft | 100 | 4.9002 | FAIL | FAIL | Offices_Existing_Window Sun Protection_RIM | 0 | 0 | 0 | 0 | 0 | 0 | 0 | 0 | 0 | 0 | 0 | 0 | 0 | 0 | 0 | 0 | 0 | 0 | 0 | 0 | Offices_Existing_Window Sun Protection_TRC | 0 | 0 | 0 | 0 | 0 | 0 | 0 | 0 | 0 | 0 | 0 | 0 | 0 | 0 | 0 | 0 | 0 | 0 | 0 | 0
Restaurants | Existing | Window Sun Protection | 0.042491 | -0.010532 |  | 111.1908 | 10 |  | 350 | 3.5 | sq ft | 100 | 4.9002 | FAIL | FAIL | Restaurants_Existing_Window Sun Protection_RIM | 0 | 0 | 0 | 0 | 0 | 0 | 0 | 0 | 0 | 0 | 0 | 0 | 0 | 0 | 0 | 0 | 0 | 0 | 0 | 0 | Restaurants_Existing_Window Sun Protection_TRC | 0 | 0 | 0 | 0 | 0 | 0 | 0 | 0 | 0 | 0 | 0 | 0 | 0 | 0 | 0 | 0 | 0 | 0 | 0 | 0
Retail | Existing | Window Sun Protection | 0.042491 | -0.010532 |  | 111.1908 | 10 |  | 350 | 3.5 | sq ft | 100 | 4.9002 | FAIL | FAIL | Retail_Existing_Window Sun Protection_RIM | 0 | 0 | 0 | 0 | 0 | 0 | 0 | 0 | 0 | 0 | 0 | 0 | 0 | 0 | 0 | 0 | 0 | 0 | 0 | 0 | Retail_Existing_Window Sun Protection_TRC | 0 | 0 | 0 | 0 | 0 | 0 | 0 | 0 | 0 | 0 | 0 | 0 | 0 | 0 | 0 | 0 | 0 | 0 | 0 | 0
Schools K-12 | Existing | Window Sun Protection | 0.042491 | -0.010532 |  | 111.1908 | 10 |  | 350 | 3.5 | sq ft | 100 | 4.9002 | FAIL | FAIL | Schools K-12_Existing_Window Sun Protection_RIM | 0 | 0 | 0 | 0 | 0 | 0 | 0 | 0 | 0 | 0 | 0 | 0 | 0 | 0 | 0 | 0 | 0 | 0 | 0 | 0 | Schools K-12_Existing_Window Sun Protection_TRC | 0 | 0 | 0 | 0 | 0 | 0 | 0 | 0 | 0 | 0 | 0 | 0 | 0 | 0 | 0 | 0 | 0 | 0 | 0 | 0
Warehouse | Existing | Window Sun Protection | 0.058425 | -0.042841 |  | 111.1908 | 10 |  | 350 | 3.5 | sq ft | 100 | 4.9002 | FAIL | FAIL | Warehouse_Existing_Window Sun Protection_RIM | 0 | 0 | 0 | 0 | 0 | 0 | 0 | 0 | 0 | 0 | 0 | 0 | 0 | 0 | 0 | 0 | 0 | 0 | 0 | 0 | Warehouse_Existing_Window Sun Protection_TRC | 0 | 0 | 0 | 0 | 0 | 0 | 0 | 0 | 0 | 0 | 0 | 0 | 0 | 0 | 0 | 0 | 0 | 0 | 0 | 0
Assembly | New | Window Sun Protection | 0.025494 | -0.0063194 |  | 66.7145 | 10 |  | 350 | 3.5 | sq ft | 100 | 2.9401 | FAIL | FAIL | Assembly_New_Window Sun Protection_RIM | 0 | 0 | 0 | 0 | 0 | 0 | 0 | 0 | 0 | 0 | 0 | 0 | 0 | 0 | 0 | 0 | 0 | 0 | 0 | 0 | Assembly_New_Window Sun Protection_TRC | 0 | 0 | 0 | 0 | 0 | 0 | 0 | 0 | 0 | 0 | 0 | 0 | 0 | 0 | 0 | 0 | 0 | 0 | 0 | 0
College and University | New | Window Sun Protection | 0.025494 | -0.0063194 |  | 66.7145 | 10 |  | 350 | 3.5 | sq ft | 100 | 2.9401 | FAIL | FAIL | College and University_New_Window Sun Protection_RIM | 0 | 0 | 0 | 0 | 0 | 0 | 0 | 0 | 0 | 0 | 0 | 0 | 0 | 0 | 0 | 0 | 0 | 0 | 0 | 0 | College and University_New_Window Sun Protection_TRC | 0 | 0 | 0 | 0 | 0 | 0 | 0 | 0 | 0 | 0 | 0 | 0 | 0 | 0 | 0 | 0 | 0 | 0 | 0 | 0
Grocery | New | Window Sun Protection | 0.025494 | -0.0063194 |  | 66.7145 | 10 |  | 350 | 3.5 | sq ft | 100 | 2.9401 | FAIL | FAIL | Grocery_New_Window Sun Protection_RIM | 0 | 0 | 0 | 0 | 0 | 0 | 0 | 0 | 0 | 0 | 0 | 0 | 0 | 0 | 0 | 0 | 0 | 0 | 0 | 0 | Grocery_New_Window Sun Protection_TRC | 0 | 0 | 0 | 0 | 0 | 0 | 0 | 0 | 0 | 0 | 0 | 0 | 0 | 0 | 0 | 0 | 0 | 0 | 0 | 0
Healthcare | New | Window Sun Protection | 0.025494 | -0.0063194 |  | 66.7145 | 10 |  | 350 | 3.5 | sq ft | 100 | 2.9401 | FAIL | FAIL | Healthcare_New_Window Sun Protection_RIM | 0 | 0 | 0 | 0 | 0 | 0 | 0 | 0 | 0 | 0 | 0 | 0 | 0 | 0 | 0 | 0 | 0 | 0 | 0 | 0 | Healthcare_New_Window Sun Protection_TRC | 0 | 0 | 0 | 0 | 0 | 0 | 0 | 0 | 0 | 0 | 0 | 0 | 0 | 0 | 0 | 0 | 0 | 0 | 0 | 0
Hospitals | New | Window Sun Protection | 0.025494 | -0.0063194 |  | 66.7145 | 10 |  | 350 | 3.5 | sq ft | 100 | 2.9401 | FAIL | FAIL | Hospitals_New_Window Sun Protection_RIM | 0 | 0 | 0 | 0 | 0 | 0 | 0 | 0 | 0 | 0 | 0 | 0 | 0 | 0 | 0 | 0 | 0 | 0 | 0 | 0 | Hospitals_New_Window Sun Protection_TRC | 0 | 0 | 0 | 0 | 0 | 0 | 0 | 0 | 0 | 0 | 0 | 0 | 0 | 0 | 0 | 0 | 0 | 0 | 0 | 0
Institutional | New | Window Sun Protection | 0.025494 | -0.0063194 |  | 66.7145 | 10 |  | 350 | 3.5 | sq ft | 100 | 2.9401 | FAIL | FAIL | Institutional_New_Window Sun Protection_RIM | 0 | 0 | 0 | 0 | 0 | 0 | 0 | 0 | 0 | 0 | 0 | 0 | 0 | 0 | 0 | 0 | 0 | 0 | 0 | 0 | Institutional_New_Window Sun Protection_TRC | 0 | 0 | 0 | 0 | 0 | 0 | 0 | 0 | 0 | 0 | 0 | 0 | 0 | 0 | 0 | 0 | 0 | 0 | 0 | 0
Lodging/Hospitality | New | Window Sun Protection | 0.029781 | -0.014724 |  | 66.7145 | 10 |  | 350 | 3.5 | sq ft | 100 | 2.9401 | FAIL | FAIL | Lodging/Hospitality_New_Window Sun Protection_RIM | 0 | 0 | 0 | 0 | 0 | 0 | 0 | 0 | 0 | 0 | 0 | 0 | 0 | 0 | 0 | 0 | 0 | 0 | 0 | 0 | Lodging/Hospitality_New_Window Sun Protection_TRC | 0 | 0 | 0 | 0 | 0 | 0 | 0 | 0 | 0 | 0 | 0 | 0 | 0 | 0 | 0 | 0 | 0 | 0 | 0 | 0
Miscellaneous | New | Window Sun Protection | 0.035055 | -0.025705 |  | 66.7145 | 10 |  | 350 | 3.5 | sq ft | 100 | 2.9401 | FAIL | FAIL | Miscellaneous_New_Window Sun Protection_RIM | 0 | 0 | 0 | 0 | 0 | 0 | 0 | 0 | 0 | 0 | 0 | 0 | 0 | 0 | 0 | 0 | 0 | 0 | 0 | 0 | Miscellaneous_New_Window Sun Protection_TRC | 0 | 0 | 0 | 0 | 0 | 0 | 0 | 0 | 0 | 0 | 0 | 0 | 0 | 0 | 0 | 0 | 0 | 0 | 0 | 0
Offices | New | Window Sun Protection | 0.025494 | -0.0063194 |  | 66.7145 | 10 |  | 350 | 3.5 | sq ft | 100 | 2.9401 | FAIL | FAIL | Offices_New_Window Sun Protection_RIM | 0 | 0 | 0 | 0 | 0 | 0 | 0 | 0 | 0 | 0 | 0 | 0 | 0 | 0 | 0 | 0 | 0 | 0 | 0 | 0 | Offices_New_Window Sun Protection_TRC | 0 | 0 | 0 | 0 | 0 | 0 | 0 | 0 | 0 | 0 | 0 | 0 | 0 | 0 | 0 | 0 | 0 | 0 | 0 | 0
Restaurants | New | Window Sun Protection | 0.025494 | -0.0063194 |  | 66.7145 | 10 |  | 350 | 3.5 | sq ft | 100 | 2.9401 | FAIL | FAIL | Restaurants_New_Window Sun Protection_RIM | 0 | 0 | 0 | 0 | 0 | 0 | 0 | 0 | 0 | 0 | 0 | 0 | 0 | 0 | 0 | 0 | 0 | 0 | 0 | 0 | Restaurants_New_Window Sun Protection_TRC | 0 | 0 | 0 | 0 | 0 | 0 | 0 | 0 | 0 | 0 | 0 | 0 | 0 | 0 | 0 | 0 | 0 | 0 | 0 | 0
Retail | New | Window Sun Protection | 0.025494 | -0.0063194 |  | 66.7145 | 10 |  | 350 | 3.5 | sq ft | 100 | 2.9401 | FAIL | FAIL | Retail_New_Window Sun Protection_RIM | 0 | 0 | 0 | 0 | 0 | 0 | 0 | 0 | 0 | 0 | 0 | 0 | 0 | 0 | 0 | 0 | 0 | 0 | 0 | 0 | Retail_New_Window Sun Protection_TRC | 0 | 0 | 0 | 0 | 0 | 0 | 0 | 0 | 0 | 0 | 0 | 0 | 0 | 0 | 0 | 0 | 0 | 0 | 0 | 0
Schools K-12 | New | Window Sun Protection | 0.025494 | -0.0063194 |  | 66.7145 | 10 |  | 350 | 3.5 | sq ft | 100 | 2.9401 | FAIL | FAIL | Schools K-12_New_Window Sun Protection_RIM | 0 | 0 | 0 | 0 | 0 | 0 | 0 | 0 | 0 | 0 | 0 | 0 | 0 | 0 | 0 | 0 | 0 | 0 | 0 | 0 | Schools K-12_New_Window Sun Protection_TRC | 0 | 0 | 0 | 0 | 0 | 0 | 0 | 0 | 0 | 0 | 0 | 0 | 0 | 0 | 0 | 0 | 0 | 0 | 0 | 0
Warehouse | New | Window Sun Protection | 0.035055 | -0.025705 |  | 66.7145 | 10 |  | 350 | 3.5 | sq ft | 100 | 2.9401 | FAIL | FAIL | Warehouse_New_Window Sun Protection_RIM | 0 | 0 | 0 | 0 | 0 | 0 | 0 | 0 | 0 | 0 | 0 | 0 | 0 | 0 | 0 | 0 | 0 | 0 | 0 | 0 | Warehouse_New_Window Sun Protection_TRC | 0 | 0 | 0 | 0 | 0 | 0 | 0 | 0 | 0 | 0 | 0 | 0 | 0 | 0 | 0 | 0 | 0 | 0 | 0 | 0
Assembly | Existing | Bi-Level Lighting Control (Interior) | 0.0012256 | 0 |  | 445.78 | 8 |  | 373 | 373 | unit |  | 9.9164 | FAIL | FAIL | Assembly_Existing_Bi-Level Lighting Control (Interior)_RIM | 0 | 0 | 0 | 0 | 0 | 0 | 0 | 0 | 0 | 0 | 0 | 0 | 0 | 0 | 0 | 0 | 0 | 0 | 0 | 0 | Assembly_Existing_Bi-Level Lighting Control (Interior)_TRC | 0 | 0 | 0 | 0 | 0 | 0 | 0 | 0 | 0 | 0 | 0 | 0 | 0 | 0 | 0 | 0 | 0 | 0 | 0 | 0
College and University | Existing | Bi-Level Lighting Control (Interior) | 0.0018785 | 0 |  | 683.24 | 8 |  | 373 | 373 | unit |  | 15.1987 | FAIL | FAIL | College and University_Existing_Bi-Level Lighting Control (Interior)_RIM | 0 | 0 | 0 | 0 | 0 | 0 | 0 | 0 | 0 | 0 | 0 | 0 | 0 | 0 | 0 | 0 | 0 | 0 | 0 | 0 | College and University_Existing_Bi-Level Lighting Control (Interior)_TRC | 0 | 0 | 0 | 0 | 0 | 0 | 0 | 0 | 0 | 0 | 0 | 0 | 0 | 0 | 0 | 0 | 0 | 0 | 0 | 0
Grocery | Existing | Bi-Level Lighting Control (Interior) | 0.010616 | 0 |  | 859.32 | 8 |  | 373 | 373 | unit |  | 19.1155 | FAIL | 206.2135 | Grocery_Existing_Bi-Level Lighting Control (Interior)_RIM | 0 | 0 | 0 | 0 | 0 | 0 | 0 | 0 | 0 | 0 | 0 | 0 | 0 | 0 | 0 | 0 | 0 | 0 | 0 | 0 | Grocery_Existing_Bi-Level Lighting Control (Interior)_TRC | 18.6181 | 28.6708 | 42.2171 | 58.3013 | 72.7662 | 78.1937 | 68.7512 | 47.5285 | 25.9462 | 11.7962 | 15998.8943 | 24637.3671 | 36278.0314 | 50099.4802 | 62529.4253 | 67193.376 | 59079.2509 | 40842.2168 | 22296.1241 | 10136.6732 |  | 55.29%
Healthcare | Existing | Bi-Level Lighting Control (Interior) | 0.0021427 | 0 |  | 779.34 | 8 |  | 373 | 373 | unit |  | 17.3364 | FAIL | FAIL | Healthcare_Existing_Bi-Level Lighting Control (Interior)_RIM | 0 | 0 | 0 | 0 | 0 | 0 | 0 | 0 | 0 | 0 | 0 | 0 | 0 | 0 | 0 | 0 | 0 | 0 | 0 | 0 | Healthcare_Existing_Bi-Level Lighting Control (Interior)_TRC | 0 | 0 | 0 | 0 | 0 | 0 | 0 | 0 | 0 | 0 | 0 | 0 | 0 | 0 | 0 | 0 | 0 | 0 | 0 | 0
Hospitals | Existing | Bi-Level Lighting Control (Interior) | 0.0028987 | 0 |  | 1054.31 | 8 |  | 373 | 373 | unit |  | 23.4531 | FAIL | 168.3676 | Hospitals_Existing_Bi-Level Lighting Control (Interior)_RIM | 0 | 0 | 0 | 0 | 0 | 0 | 0 | 0 | 0 | 0 | 0 | 0 | 0 | 0 | 0 | 0 | 0 | 0 | 0 | 0 | Hospitals_Existing_Bi-Level Lighting Control (Interior)_TRC | 26.7142 | 40.7887 | 59.6597 | 81.6989 | 100.9336 | 107.3339 | 93.3659 | 63.8458 | 34.4784 | 15.509 | 28165.0163 | 43003.9221 | 62899.841 | 86135.9789 | 106415.352 | 113163.25 | 98436.6397 | 67313.2263 | 36350.8926 | 16351.3117 |  | 45.14%
Institutional | Existing | Bi-Level Lighting Control (Interior) | 0.0014059 | 0 |  | 511.345 | 8 |  | 373 | 373 | unit |  | 11.3749 | FAIL | FAIL | Institutional_Existing_Bi-Level Lighting Control (Interior)_RIM | 0 | 0 | 0 | 0 | 0 | 0 | 0 | 0 | 0 | 0 | 0 | 0 | 0 | 0 | 0 | 0 | 0 | 0 | 0 | 0 | Institutional_Existing_Bi-Level Lighting Control (Interior)_TRC | 0 | 0 | 0 | 0 | 0 | 0 | 0 | 0 | 0 | 0 | 0 | 0 | 0 | 0 | 0 | 0 | 0 | 0 | 0 | 0
Lodging/Hospitality | Existing | Bi-Level Lighting Control (Interior) | 0.0071882 | 0 |  | 581.87 | 8 |  | 373 | 373 | unit |  | 12.9437 | FAIL | FAIL | Lodging/Hospitality_Existing_Bi-Level Lighting Control (Interior)_RIM | 0 | 0 | 0 | 0 | 0 | 0 | 0 | 0 | 0 | 0 | 0 | 0 | 0 | 0 | 0 | 0 | 0 | 0 | 0 | 0 | Lodging/Hospitality_Existing_Bi-Level Lighting Control (Interior)_TRC | 0 | 0 | 0 | 0 | 0 | 0 | 0 | 0 | 0 | 0 | 0 | 0 | 0 | 0 | 0 | 0 | 0 | 0 | 0 | 0
Miscellaneous | Existing | Bi-Level Lighting Control (Interior) | 0.0018785 | 0 |  | 683.24 | 8 |  | 373 | 373 | unit |  | 15.1987 | FAIL | FAIL | Miscellaneous_Existing_Bi-Level Lighting Control (Interior)_RIM | 0 | 0 | 0 | 0 | 0 | 0 | 0 | 0 | 0 | 0 | 0 | 0 | 0 | 0 | 0 | 0 | 0 | 0 | 0 | 0 | Miscellaneous_Existing_Bi-Level Lighting Control (Interior)_TRC | 0 | 0 | 0 | 0 | 0 | 0 | 0 | 0 | 0 | 0 | 0 | 0 | 0 | 0 | 0 | 0 | 0 | 0 | 0 | 0
Offices | Existing | Bi-Level Lighting Control (Interior) | 0.0013863 | 0 |  | 504.215 | 8 |  | 373 | 373 | unit |  | 11.2162 | FAIL | FAIL | Offices_Existing_Bi-Level Lighting Control (Interior)_RIM | 0 | 0 | 0 | 0 | 0 | 0 | 0 | 0 | 0 | 0 | 0 | 0 | 0 | 0 | 0 | 0 | 0 | 0 | 0 | 0 | Offices_Existing_Bi-Level Lighting Control (Interior)_TRC | 0 | 0 | 0 | 0 | 0 | 0 | 0 | 0 | 0 | 0 | 0 | 0 | 0 | 0 | 0 | 0 | 0 | 0 | 0 | 0
Restaurants | Existing | Bi-Level Lighting Control (Interior) | 0.006428 | 0 |  | 520.335 | 8 |  | 373 | 373 | unit |  | 11.5748 | FAIL | FAIL | Restaurants_Existing_Bi-Level Lighting Control (Interior)_RIM | 0 | 0 | 0 | 0 | 0 | 0 | 0 | 0 | 0 | 0 | 0 | 0 | 0 | 0 | 0 | 0 | 0 | 0 | 0 | 0 | Restaurants_Existing_Bi-Level Lighting Control (Interior)_TRC | 0 | 0 | 0 | 0 | 0 | 0 | 0 | 0 | 0 | 0 | 0 | 0 | 0 | 0 | 0 | 0 | 0 | 0 | 0 | 0
Retail | Existing | Bi-Level Lighting Control (Interior) | 0.0095434 | 0 |  | 772.52 | 8 |  | 373 | 373 | unit |  | 17.1847 | FAIL | FAIL | Retail_Existing_Bi-Level Lighting Control (Interior)_RIM | 0 | 0 | 0 | 0 | 0 | 0 | 0 | 0 | 0 | 0 | 0 | 0 | 0 | 0 | 0 | 0 | 0 | 0 | 0 | 0 | Retail_Existing_Bi-Level Lighting Control (Interior)_TRC | 0 | 0 | 0 | 0 | 0 | 0 | 0 | 0 | 0 | 0 | 0 | 0 | 0 | 0 | 0 | 0 | 0 | 0 | 0 | 0
Schools K-12 | Existing | Bi-Level Lighting Control (Interior) | 0.0010138 | 0 |  | 368.745 | 8 |  | 373 | 373 | unit |  | 8.2027 | FAIL | FAIL | Schools K-12_Existing_Bi-Level Lighting Control (Interior)_RIM | 0 | 0 | 0 | 0 | 0 | 0 | 0 | 0 | 0 | 0 | 0 | 0 | 0 | 0 | 0 | 0 | 0 | 0 | 0 | 0 | Schools K-12_Existing_Bi-Level Lighting Control (Interior)_TRC | 0 | 0 | 0 | 0 | 0 | 0 | 0 | 0 | 0 | 0 | 0 | 0 | 0 | 0 | 0 | 0 | 0 | 0 | 0 | 0
Warehouse | Existing | Bi-Level Lighting Control (Interior) | 0.0016296 | 0 |  | 592.72 | 8 |  | 373 | 373 | unit |  | 13.185 | FAIL | FAIL | Warehouse_Existing_Bi-Level Lighting Control (Interior)_RIM | 0 | 0 | 0 | 0 | 0 | 0 | 0 | 0 | 0 | 0 | 0 | 0 | 0 | 0 | 0 | 0 | 0 | 0 | 0 | 0 | Warehouse_Existing_Bi-Level Lighting Control (Interior)_TRC | 0 | 0 | 0 | 0 | 0 | 0 | 0 | 0 | 0 | 0 | 0 | 0 | 0 | 0 | 0 | 0 | 0 | 0 | 0 | 0
Assembly | New | Bi-Level Lighting Control (Interior) | 0.0012256 | 0 |  | 445.78 | 8 |  | 373 | 373 | unit |  | 9.9164 | FAIL | FAIL | Assembly_New_Bi-Level Lighting Control (Interior)_RIM | 0 | 0 | 0 | 0 | 0 | 0 | 0 | 0 | 0 | 0 | 0 | 0 | 0 | 0 | 0 | 0 | 0 | 0 | 0 | 0 | Assembly_New_Bi-Level Lighting Control (Interior)_TRC | 0 | 0 | 0 | 0 | 0 | 0 | 0 | 0 | 0 | 0 | 0 | 0 | 0 | 0 | 0 | 0 | 0 | 0 | 0 | 0
College and University | New | Bi-Level Lighting Control (Interior) | 0.0018785 | 0 |  | 683.24 | 8 |  | 373 | 373 | unit |  | 15.1987 | FAIL | FAIL | College and University_New_Bi-Level Lighting Control (Interior)_RIM | 0 | 0 | 0 | 0 | 0 | 0 | 0 | 0 | 0 | 0 | 0 | 0 | 0 | 0 | 0 | 0 | 0 | 0 | 0 | 0 | College and University_New_Bi-Level Lighting Control (Interior)_TRC | 0 | 0 | 0 | 0 | 0 | 0 | 0 | 0 | 0 | 0 | 0 | 0 | 0 | 0 | 0 | 0 | 0 | 0 | 0 | 0
Grocery | New | Bi-Level Lighting Control (Interior) | 0.010616 | 0 |  | 859.32 | 8 |  | 373 | 373 | unit |  | 19.1155 | FAIL | 206.2135 | Grocery_New_Bi-Level Lighting Control (Interior)_RIM | 0 | 0 | 0 | 0 | 0 | 0 | 0 | 0 | 0 | 0 | 0 | 0 | 0 | 0 | 0 | 0 | 0 | 0 | 0 | 0 | Grocery_New_Bi-Level Lighting Control (Interior)_TRC | 2.0115 | 3.1598 | 5.1798 | 7.8682 | 10.7026 | 11.3073 | 9.7705 | 6.6426 | 3.5617 | 1.5903 | 1728.504 | 2715.2818 | 4451.0804 | 6761.317 | 9196.9961 | 9716.5525 | 8395.971 | 5708.11 | 3060.5999 | 1366.5563 |  | 55.29%
Healthcare | New | Bi-Level Lighting Control (Interior) | 0.0021427 | 0 |  | 779.34 | 8 |  | 373 | 373 | unit |  | 17.3364 | FAIL | FAIL | Healthcare_New_Bi-Level Lighting Control (Interior)_RIM | 0 | 0 | 0 | 0 | 0 | 0 | 0 | 0 | 0 | 0 | 0 | 0 | 0 | 0 | 0 | 0 | 0 | 0 | 0 | 0 | Healthcare_New_Bi-Level Lighting Control (Interior)_TRC | 0 | 0 | 0 | 0 | 0 | 0 | 0 | 0 | 0 | 0 | 0 | 0 | 0 | 0 | 0 | 0 | 0 | 0 | 0 | 0
Hospitals | New | Bi-Level Lighting Control (Interior) | 0.0028987 | 0 |  | 1054.31 | 8 |  | 373 | 373 | unit |  | 23.4531 | FAIL | 168.3676 | Hospitals_New_Bi-Level Lighting Control (Interior)_RIM | 0 | 0 | 0 | 0 | 0 | 0 | 0 | 0 | 0 | 0 | 0 | 0 | 0 | 0 | 0 | 0 | 0 | 0 | 0 | 0 | Hospitals_New_Bi-Level Lighting Control (Interior)_TRC | 2.0673 | 2.8506 | 4.1214 | 5.5781 | 6.8102 | 6.9393 | 5.8018 | 3.8236 | 1.9942 | 0.86763 | 2179.5546 | 3005.3809 | 4345.2816 | 5881.0519 | 7180.0698 | 7316.1326 | 6116.9211 | 4031.2522 | 2102.5467 | 914.7497 |  | 45.14%
Institutional | New | Bi-Level Lighting Control (Interior) | 0.0014059 | 0 |  | 511.345 | 8 |  | 373 | 373 | unit |  | 11.3749 | FAIL | FAIL | Institutional_New_Bi-Level Lighting Control (Interior)_RIM | 0 | 0 | 0 | 0 | 0 | 0 | 0 | 0 | 0 | 0 | 0 | 0 | 0 | 0 | 0 | 0 | 0 | 0 | 0 | 0 | Institutional_New_Bi-Level Lighting Control (Interior)_TRC | 0 | 0 | 0 | 0 | 0 | 0 | 0 | 0 | 0 | 0 | 0 | 0 | 0 | 0 | 0 | 0 | 0 | 0 | 0 | 0
Lodging/Hospitality | New | Bi-Level Lighting Control (Interior) | 0.0071882 | 0 |  | 581.87 | 8 |  | 373 | 373 | unit |  | 12.9437 | FAIL | FAIL | Lodging/Hospitality_New_Bi-Level Lighting Control (Interior)_RIM | 0 | 0 | 0 | 0 | 0 | 0 | 0 | 0 | 0 | 0 | 0 | 0 | 0 | 0 | 0 | 0 | 0 | 0 | 0 | 0 | Lodging/Hospitality_New_Bi-Level Lighting Control (Interior)_TRC | 0 | 0 | 0 | 0 | 0 | 0 | 0 | 0 | 0 | 0 | 0 | 0 | 0 | 0 | 0 | 0 | 0 | 0 | 0 | 0
Miscellaneous | New | Bi-Level Lighting Control (Interior) | 0.0018785 | 0 |  | 683.24 | 8 |  | 373 | 373 | unit |  | 15.1987 | FAIL | FAIL | Miscellaneous_New_Bi-Level Lighting Control (Interior)_RIM | 0 | 0 | 0 | 0 | 0 | 0 | 0 | 0 | 0 | 0 | 0 | 0 | 0 | 0 | 0 | 0 | 0 | 0 | 0 | 0 | Miscellaneous_New_Bi-Level Lighting Control (Interior)_TRC | 0 | 0 | 0 | 0 | 0 | 0 | 0 | 0 | 0 | 0 | 0 | 0 | 0 | 0 | 0 | 0 | 0 | 0 | 0 | 0
Offices | New | Bi-Level Lighting Control (Interior) | 0.0013863 | 0 |  | 504.215 | 8 |  | 373 | 373 | unit |  | 11.2162 | FAIL | FAIL | Offices_New_Bi-Level Lighting Control (Interior)_RIM | 0 | 0 | 0 | 0 | 0 | 0 | 0 | 0 | 0 | 0 | 0 | 0 | 0 | 0 | 0 | 0 | 0 | 0 | 0 | 0 | Offices_New_Bi-Level Lighting Control (Interior)_TRC | 0 | 0 | 0 | 0 | 0 | 0 | 0 | 0 | 0 | 0 | 0 | 0 | 0 | 0 | 0 | 0 | 0 | 0 | 0 | 0
Restaurants | New | Bi-Level Lighting Control (Interior) | 0.006428 | 0 |  | 520.335 | 8 |  | 373 | 373 | unit |  | 11.5748 | FAIL | FAIL | Restaurants_New_Bi-Level Lighting Control (Interior)_RIM | 0 | 0 | 0 | 0 | 0 | 0 | 0 | 0 | 0 | 0 | 0 | 0 | 0 | 0 | 0 | 0 | 0 | 0 | 0 | 0 | Restaurants_New_Bi-Level Lighting Control (Interior)_TRC | 0 | 0 | 0 | 0 | 0 | 0 | 0 | 0 | 0 | 0 | 0 | 0 | 0 | 0 | 0 | 0 | 0 | 0 | 0 | 0
Retail | New | Bi-Level Lighting Control (Interior) | 0.0095434 | 0 |  | 772.52 | 8 |  | 373 | 373 | unit |  | 17.1847 | FAIL | FAIL | Retail_New_Bi-Level Lighting Control (Interior)_RIM | 0 | 0 | 0 | 0 | 0 | 0 | 0 | 0 | 0 | 0 | 0 | 0 | 0 | 0 | 0 | 0 | 0 | 0 | 0 | 0 | Retail_New_Bi-Level Lighting Control (Interior)_TRC | 0 | 0 | 0 | 0 | 0 | 0 | 0 | 0 | 0 | 0 | 0 | 0 | 0 | 0 | 0 | 0 | 0 | 0 | 0 | 0
Schools K-12 | New | Bi-Level Lighting Control (Interior) | 0.0010138 | 0 |  | 368.745 | 8 |  | 373 | 373 | unit |  | 8.2027 | FAIL | FAIL | Schools K-12_New_Bi-Level Lighting Control (Interior)_RIM | 0 | 0 | 0 | 0 | 0 | 0 | 0 | 0 | 0 | 0 | 0 | 0 | 0 | 0 | 0 | 0 | 0 | 0 | 0 | 0 | Schools K-12_New_Bi-Level Lighting Control (Interior)_TRC | 0 | 0 | 0 | 0 | 0 | 0 | 0 | 0 | 0 | 0 | 0 | 0 | 0 | 0 | 0 | 0 | 0 | 0 | 0 | 0
Warehouse | New | Bi-Level Lighting Control (Interior) | 0.0016296 | 0 |  | 592.72 | 8 |  | 373 | 373 | unit |  | 13.185 | FAIL | FAIL | Warehouse_New_Bi-Level Lighting Control (Interior)_RIM | 0 | 0 | 0 | 0 | 0 | 0 | 0 | 0 | 0 | 0 | 0 | 0 | 0 | 0 | 0 | 0 | 0 | 0 | 0 | 0 | Warehouse_New_Bi-Level Lighting Control (Interior)_TRC | 0 | 0 | 0 | 0 | 0 | 0 | 0 | 0 | 0 | 0 | 0 | 0 | 0 | 0 | 0 | 0 | 0 | 0 | 0 | 0
Assembly | Existing | Interior Lighting Controls | 0 | 0 |  | 402.64 | 8 |  | 156.3796 | 156.3796 | unit |  | 8.9567 | FAIL | 78.2307 | Assembly_Existing_Interior Lighting Controls_RIM | 0 | 0 | 0 | 0 | 0 | 0 | 0 | 0 | 0 | 0 | 0 | 0 | 0 | 0 | 0 | 0 | 0 | 0 | 0 | 0 | Assembly_Existing_Interior Lighting Controls_TRC | 8.331 | 12.7479 | 18.7608 | 25.937 | 32.4585 | 34.9489 | 30.7677 | 21.2897 | 11.6297 | 5.2918 | 3354.3745 | 5132.8012 | 7553.8559 | 10443.2772 | 13069.0889 | 14071.8236 | 12388.3078 | 8572.088 | 4682.5833 | 2130.7068 |  | 50.03%
College and University | Existing | Interior Lighting Controls | 0 | 0 |  | 617.12 | 8 |  | 156.3796 | 156.3796 | unit |  | 13.7278 | FAIL | 36.602 | College and University_Existing_Interior Lighting Controls_RIM | 0 | 0 | 0 | 0 | 0 | 0 | 0 | 0 | 0 | 0 | 0 | 0 | 0 | 0 | 0 | 0 | 0 | 0 | 0 | 0 | College and University_Existing_Interior Lighting Controls_TRC | 35.0213 | 53.3225 | 77.9077 | 106.5945 | 131.6027 | 139.8327 | 121.5412 | 83.0691 | 44.8306 | 20.1525 | 21612.3207 | 32906.3724 | 48078.3891 | 65781.5839 | 81214.6626 | 86293.5629 | 75005.5084 | 51263.5798 | 27665.8318 | 12436.4934 |  | 23.41%
Grocery | Existing | Interior Lighting Controls | 0 | 0 |  | 776.16 | 8 |  | 156.3796 | 156.3796 | unit |  | 17.2657 | FAIL | 5.7337 | Grocery_Existing_Interior Lighting Controls_RIM | 0 | 0 | 0 | 0 | 0 | 0 | 0 | 0 | 0 | 0 | 0 | 0 | 0 | 0 | 0 | 0 | 0 | 0 | 0 | 0 | Grocery_Existing_Interior Lighting Controls_TRC | 4.9793 | 7.6692 | 11.2953 | 15.6027 | 19.4782 | 20.9325 | 18.4014 | 12.7166 | 6.9397 | 3.1543 | 3864.7346 | 5952.4948 | 8766.9445 | 12110.2242 | 15118.2309 | 16246.9532 | 14282.4618 | 9870.1049 | 5386.2868 | 2448.2642 |  | 3.667%
Healthcare | Existing | Interior Lighting Controls | 0 | 0 |  | 703.92 | 8 |  | 156.3796 | 156.3796 | unit |  | 15.6587 | FAIL | 19.7548 | Healthcare_Existing_Interior Lighting Controls_RIM | 0 | 0 | 0 | 0 | 0 | 0 | 0 | 0 | 0 | 0 | 0 | 0 | 0 | 0 | 0 | 0 | 0 | 0 | 0 | 0 | Healthcare_Existing_Interior Lighting Controls_TRC | 33.3935 | 50.9871 | 74.5764 | 102.1261 | 126.1701 | 134.1706 | 116.7102 | 79.8091 | 43.099 | 19.3867 | 23506.3607 | 35890.8262 | 52495.8457 | 71888.5928 | 88813.6411 | 94445.398 | 82154.6537 | 56179.2317 | 30338.246 | 13646.7108 |  | 12.63%
Hospitals | Existing | Interior Lighting Controls | 0 | 0 |  | 952.28 | 8 |  | 156.3796 | 156.3796 | unit |  | 21.1834 | FAIL | FAIL | Hospitals_Existing_Interior Lighting Controls_RIM | 0 | 0 | 0 | 0 | 0 | 0 | 0 | 0 | 0 | 0 | 0 | 0 | 0 | 0 | 0 | 0 | 0 | 0 | 0 | 0 | Hospitals_Existing_Interior Lighting Controls_TRC | 0 | 0 | 0 | 0 | 0 | 0 | 0 | 0 | 0 | 0 | 0 | 0 | 0 | 0 | 0 | 0 | 0 | 0 | 0 | 0
Institutional | Existing | Interior Lighting Controls | 0 | 0 |  | 461.86 | 8 |  | 156.3796 | 156.3796 | unit |  | 10.2741 | FAIL | 66.7366 | Institutional_Existing_Interior Lighting Controls_RIM | 0 | 0 | 0 | 0 | 0 | 0 | 0 | 0 | 0 | 0 | 0 | 0 | 0 | 0 | 0 | 0 | 0 | 0 | 0 | 0 | Institutional_Existing_Interior Lighting Controls_TRC | 75.818 | 115.8611 | 169.8032 | 233.2401 | 289.3344 | 309.0239 | 270.0191 | 185.4862 | 100.6226 | 45.4653 | 35017.3214 | 53511.6171 | 78425.326 | 107724.264 | 133631.9723 | 142725.7811 | 124711.0297 | 85668.6408 | 46473.5476 | 20998.5896 |  | 42.68%
Lodging/Hospitality | Existing | Interior Lighting Controls | 0 | 0 |  | 525.56 | 8 |  | 156.3796 | 156.3796 | unit |  | 11.6911 | FAIL | 54.373 | Lodging/Hospitality_Existing_Interior Lighting Controls_RIM | 0 | 0 | 0 | 0 | 0 | 0 | 0 | 0 | 0 | 0 | 0 | 0 | 0 | 0 | 0 | 0 | 0 | 0 | 0 | 0 | Lodging/Hospitality_Existing_Interior Lighting Controls_TRC | 15.9254 | 24.9631 | 36.8362 | 50.7537 | 62.9164 | 67.0936 | 58.4954 | 40.072 | 21.6698 | 9.7579 | 8369.7325 | 13119.5846 | 19359.6302 | 26674.1074 | 33066.3606 | 35261.7153 | 30742.8671 | 21060.2351 | 11388.7843 | 5128.339 |  | 34.77%
Miscellaneous | Existing | Interior Lighting Controls | 0 | 0 |  | 617.12 | 8 |  | 156.3796 | 156.3796 | unit |  | 13.7278 | FAIL | 36.602 | Miscellaneous_Existing_Interior Lighting Controls_RIM | 0 | 0 | 0 | 0 | 0 | 0 | 0 | 0 | 0 | 0 | 0 | 0 | 0 | 0 | 0 | 0 | 0 | 0 | 0 | 0 | Miscellaneous_Existing_Interior Lighting Controls_TRC | 75.8587 | 106.8175 | 149.9858 | 197.1901 | 233.9043 | 238.9019 | 199.6563 | 131.2076 | 68.1107 | 29.4576 | 46813.9147 | 65919.1853 | 92559.2364 | 121689.9831 | 144347.0311 | 147431.1305 | 123211.8828 | 80970.8049 | 42032.5009 | 18178.8639 |  | 23.41%
Offices | Existing | Interior Lighting Controls | 0 | 0 |  | 455.42 | 8 |  | 156.3796 | 156.3796 | unit |  | 10.1308 | FAIL | 67.9865 | Offices_Existing_Interior Lighting Controls_RIM | 0 | 0 | 0 | 0 | 0 | 0 | 0 | 0 | 0 | 0 | 0 | 0 | 0 | 0 | 0 | 0 | 0 | 0 | 0 | 0 | Offices_Existing_Interior Lighting Controls_TRC | 250.8215 | 389.283 | 571.3436 | 782.6684 | 964.2586 | 1022.4561 | 886.7633 | 604.5371 | 325.4486 | 145.9326 | 114229.1449 | 177287.2552 | 260201.3059 | 356442.8501 | 439142.6715 | 465646.9442 | 403849.7405 | 275318.2745 | 148215.8167 | 66460.6371 |  | 43.48%
Restaurants | Existing | Interior Lighting Controls | 0 | 0 |  | 469.98 | 8 |  | 156.3796 | 156.3796 | unit |  | 10.4547 | FAIL | 65.1606 | Restaurants_Existing_Interior Lighting Controls_RIM | 0 | 0 | 0 | 0 | 0 | 0 | 0 | 0 | 0 | 0 | 0 | 0 | 0 | 0 | 0 | 0 | 0 | 0 | 0 | 0 | Restaurants_Existing_Interior Lighting Controls_TRC | 11.3933 | 17.5533 | 25.8685 | 35.7658 | 44.7033 | 48.0689 | 42.2589 | 29.1989 | 15.9272 | 7.2368 | 5354.6176 | 8249.7216 | 12157.6802 | 16809.2229 | 21009.6753 | 22591.3989 | 19860.8513 | 13722.9086 | 7485.4628 | 3401.1488 |  | 41.67%
Retail | Existing | Interior Lighting Controls | 0 | 0 |  | 697.76 | 8 |  | 156.3796 | 156.3796 | unit |  | 15.5216 | FAIL | 20.9504 | Retail_Existing_Interior Lighting Controls_RIM | 0 | 0 | 0 | 0 | 0 | 0 | 0 | 0 | 0 | 0 | 0 | 0 | 0 | 0 | 0 | 0 | 0 | 0 | 0 | 0 | Retail_Existing_Interior Lighting Controls_TRC | 47.6015 | 72.8321 | 106.746 | 146.5762 | 181.6976 | 193.7004 | 168.7882 | 115.5455 | 62.432 | 28.0879 | 33214.3999 | 50819.3252 | 74483.0837 | 102274.9812 | 126781.3021 | 135156.418 | 117773.6597 | 80623.0281 | 43562.5762 | 19598.6057 |  | 13.4%
Schools K-12 | Existing | Interior Lighting Controls | 0 | 0 |  | 333.06 | 8 |  | 156.3796 | 156.3796 | unit |  | 7.4089 | FAIL | FAIL | Schools K-12_Existing_Interior Lighting Controls_RIM | 0 | 0 | 0 | 0 | 0 | 0 | 0 | 0 | 0 | 0 | 0 | 0 | 0 | 0 | 0 | 0 | 0 | 0 | 0 | 0 | Schools K-12_Existing_Interior Lighting Controls_TRC | 0 | 0 | 0 | 0 | 0 | 0 | 0 | 0 | 0 | 0 | 0 | 0 | 0 | 0 | 0 | 0 | 0 | 0 | 0 | 0
Warehouse | Existing | Interior Lighting Controls | 0 | 0 |  | 535.36 | 8 |  | 156.3796 | 156.3796 | unit |  | 11.9091 | FAIL | 52.4709 | Warehouse_Existing_Interior Lighting Controls_RIM | 0 | 0 | 0 | 0 | 0 | 0 | 0 | 0 | 0 | 0 | 0 | 0 | 0 | 0 | 0 | 0 | 0 | 0 | 0 | 0 | Warehouse_Existing_Interior Lighting Controls_TRC | 23.4752 | 35.6418 | 52.0334 | 71.1655 | 87.8644 | 93.3302 | 81.0601 | 55.3253 | 29.8121 | 13.3785 | 12567.6658 | 19081.1988 | 27856.5936 | 38099.1517 | 47039.0585 | 49965.2727 | 43396.3354 | 29618.9524 | 15960.2283 | 7162.3182 |  | 33.55%
Assembly | New | Interior Lighting Controls | 0 | 0 |  | 402.64 | 8 |  | 156.3796 | 156.3796 | unit |  | 8.9567 | FAIL | 78.2307 | Assembly_New_Interior Lighting Controls_RIM | 0 | 0 | 0 | 0 | 0 | 0 | 0 | 0 | 0 | 0 | 0 | 0 | 0 | 0 | 0 | 0 | 0 | 0 | 0 | 0 | Assembly_New_Interior Lighting Controls_TRC | 0.60159 | 1.1726 | 2.2082 | 3.7126 | 5.4627 | 5.6623 | 4.7956 | 3.2357 | 1.7106 | 0.76865 | 242.2228 | 472.127 | 889.0996 | 1494.8383 | 2199.5104 | 2279.8734 | 1930.9024 | 1302.8107 | 688.7547 | 309.4898 |  | 50.03%
College and University | New | Interior Lighting Controls | 0 | 0 |  | 617.12 | 8 |  | 156.3796 | 156.3796 | unit |  | 13.7278 | FAIL | 36.602 | College and University_New_Interior Lighting Controls_RIM | 0 | 0 | 0 | 0 | 0 | 0 | 0 | 0 | 0 | 0 | 0 | 0 | 0 | 0 | 0 | 0 | 0 | 0 | 0 | 0 | College and University_New_Interior Lighting Controls_TRC | 2.2527 | 3.1841 | 4.7216 | 6.5544 | 8.2079 | 8.1577 | 6.8287 | 4.6384 | 2.3664 | 1.023 | 1390.1591 | 1964.9973 | 2913.783 | 4044.8568 | 5065.2431 | 5034.2947 | 4214.1543 | 2862.4296 | 1460.3547 | 631.3058 |  | 23.41%
Grocery | New | Interior Lighting Controls | 0 | 0 |  | 776.16 | 8 |  | 156.3796 | 156.3796 | unit |  | 17.2657 | FAIL | 5.7337 | Grocery_New_Interior Lighting Controls_RIM | 0 | 0 | 0 | 0 | 0 | 0 | 0 | 0 | 0 | 0 | 0 | 0 | 0 | 0 | 0 | 0 | 0 | 0 | 0 | 0 | Grocery_New_Interior Lighting Controls_TRC | 0.53922 | 0.84823 | 1.3931 | 2.1206 | 2.8897 | 3.0546 | 2.6357 | 1.7867 | 0.95532 | 0.42578 | 418.5231 | 658.3637 | 1081.2308 | 1645.9068 | 2242.8831 | 2370.8624 | 2045.6947 | 1386.7845 | 741.4799 | 330.4765 |  | 3.667%
Healthcare | New | Interior Lighting Controls | 0 | 0 |  | 703.92 | 8 |  | 156.3796 | 156.3796 | unit |  | 15.6587 | FAIL | 19.7548 | Healthcare_New_Interior Lighting Controls_RIM | 0 | 0 | 0 | 0 | 0 | 0 | 0 | 0 | 0 | 0 | 0 | 0 | 0 | 0 | 0 | 0 | 0 | 0 | 0 | 0 | Healthcare_New_Interior Lighting Controls_TRC | 2.5839 | 3.5629 | 5.1514 | 6.972 | 8.512 | 8.6733 | 7.2516 | 4.7791 | 2.4926 | 1.0844 | 1818.8398 | 2507.9924 | 3626.1405 | 4907.7418 | 5991.7731 | 6105.3177 | 5104.5749 | 3364.0827 | 1754.5767 | 763.3593 |  | 12.63%
Hospitals | New | Interior Lighting Controls | 0 | 0 |  | 952.28 | 8 |  | 156.3796 | 156.3796 | unit |  | 21.1834 | FAIL | FAIL | Hospitals_New_Interior Lighting Controls_RIM | 0 | 0 | 0 | 0 | 0 | 0 | 0 | 0 | 0 | 0 | 0 | 0 | 0 | 0 | 0 | 0 | 0 | 0 | 0 | 0 | Hospitals_New_Interior Lighting Controls_TRC | 0 | 0 | 0 | 0 | 0 | 0 | 0 | 0 | 0 | 0 | 0 | 0 | 0 | 0 | 0 | 0 | 0 | 0 | 0 | 0
Institutional | New | Interior Lighting Controls | 0 | 0 |  | 461.86 | 8 |  | 156.3796 | 156.3796 | unit |  | 10.2741 | FAIL | 66.7366 | Institutional_New_Interior Lighting Controls_RIM | 0 | 0 | 0 | 0 | 0 | 0 | 0 | 0 | 0 | 0 | 0 | 0 | 0 | 0 | 0 | 0 | 0 | 0 | 0 | 0 | Institutional_New_Interior Lighting Controls_TRC | 5.8057 | 8.9625 | 14.3869 | 21.4652 | 28.7209 | 30.3854 | 26.112 | 17.5525 | 9.2848 | 4.0806 | 2681.4111 | 4139.4211 | 6644.7193 | 9913.9032 | 13265.0438 | 14033.8183 | 12060.0673 | 8106.7786 | 4288.2675 | 1884.6528 |  | 42.68%
Lodging/Hospitality | New | Interior Lighting Controls | 0 | 0 |  | 525.56 | 8 |  | 156.3796 | 156.3796 | unit |  | 11.6911 | FAIL | 54.373 | Lodging/Hospitality_New_Interior Lighting Controls_RIM | 0 | 0 | 0 | 0 | 0 | 0 | 0 | 0 | 0 | 0 | 0 | 0 | 0 | 0 | 0 | 0 | 0 | 0 | 0 | 0 | Lodging/Hospitality_New_Interior Lighting Controls_TRC | 3.288 | 4.0029 | 5.0876 | 5.8822 | 5.8969 | 5.7774 | 4.648 | 2.9378 | 1.4752 | 0.62141 | 1728.0224 | 2103.7864 | 2673.813 | 3091.4462 | 3099.1702 | 3036.3954 | 2442.8286 | 1543.9767 | 775.3213 | 326.5866 |  | 34.77%
Miscellaneous | New | Interior Lighting Controls | 0 | 0 |  | 617.12 | 8 |  | 156.3796 | 156.3796 | unit |  | 13.7278 | FAIL | 36.602 | Miscellaneous_New_Interior Lighting Controls_RIM | 0 | 0 | 0 | 0 | 0 | 0 | 0 | 0 | 0 | 0 | 0 | 0 | 0 | 0 | 0 | 0 | 0 | 0 | 0 | 0 | Miscellaneous_New_Interior Lighting Controls_TRC | 0 | 0 | 0 | 0 | 0 | 0 | 0 | 0 | 0 | 0 | 0 | 0 | 0 | 0 | 0 | 0 | 0 | 0 | 0 | 0 |  | 23.41%
Offices | New | Interior Lighting Controls | 0 | 0 |  | 455.42 | 8 |  | 156.3796 | 156.3796 | unit |  | 10.1308 | FAIL | 67.9865 | Offices_New_Interior Lighting Controls_RIM | 0 | 0 | 0 | 0 | 0 | 0 | 0 | 0 | 0 | 0 | 0 | 0 | 0 | 0 | 0 | 0 | 0 | 0 | 0 | 0 | Offices_New_Interior Lighting Controls_TRC | 41.0007 | 47.2241 | 54.9278 | 55.5304 | 44.1116 | 43.0825 | 34.5414 | 21.7424 | 10.8727 | 4.5628 | 18672.5194 | 21506.7904 | 25015.22 | 25289.6574 | 20089.324 | 19620.6432 | 15730.842 | 9901.9375 | 4951.6245 | 2078.0117 |  | 43.48%
Restaurants | New | Interior Lighting Controls | 0 | 0 |  | 469.98 | 8 |  | 156.3796 | 156.3796 | unit |  | 10.4547 | FAIL | 65.1606 | Restaurants_New_Interior Lighting Controls_RIM | 0 | 0 | 0 | 0 | 0 | 0 | 0 | 0 | 0 | 0 | 0 | 0 | 0 | 0 | 0 | 0 | 0 | 0 | 0 | 0 | Restaurants_New_Interior Lighting Controls_TRC | 1.2338 | 1.9831 | 3.3121 | 5.1116 | 7.0465 | 7.2281 | 6.0684 | 4.0648 | 2.137 | 0.95587 | 579.8667 | 932.0191 | 1556.6002 | 2402.3679 | 3311.703 | 3397.0749 | 2852.0337 | 1910.3517 | 1004.3355 | 449.2402 |  | 41.67%
Retail | New | Interior Lighting Controls | 0 | 0 |  | 697.76 | 8 |  | 156.3796 | 156.3796 | unit |  | 15.5216 | FAIL | 20.9504 | Retail_New_Interior Lighting Controls_RIM | 0 | 0 | 0 | 0 | 0 | 0 | 0 | 0 | 0 | 0 | 0 | 0 | 0 | 0 | 0 | 0 | 0 | 0 | 0 | 0 | Retail_New_Interior Lighting Controls_TRC | 3.9761 | 5.8742 | 9.0695 | 13.0777 | 16.9773 | 16.1889 | 12.701 | 7.8228 | 3.8427 | 1.5915 | 2774.3515 | 4098.8032 | 6328.3458 | 9125.0938 | 11846.0676 | 11295.9846 | 8862.2475 | 5458.4406 | 2681.264 | 1110.4859 |  | 13.4%
Schools K-12 | New | Interior Lighting Controls | 0 | 0 |  | 333.06 | 8 |  | 156.3796 | 156.3796 | unit |  | 7.4089 | FAIL | FAIL | Schools K-12_New_Interior Lighting Controls_RIM | 0 | 0 | 0 | 0 | 0 | 0 | 0 | 0 | 0 | 0 | 0 | 0 | 0 | 0 | 0 | 0 | 0 | 0 | 0 | 0 | Schools K-12_New_Interior Lighting Controls_TRC | 0 | 0 | 0 | 0 | 0 | 0 | 0 | 0 | 0 | 0 | 0 | 0 | 0 | 0 | 0 | 0 | 0 | 0 | 0 | 0
Warehouse | New | Interior Lighting Controls | 0 | 0 |  | 535.36 | 8 |  | 156.3796 | 156.3796 | unit |  | 11.9091 | FAIL | 52.4709 | Warehouse_New_Interior Lighting Controls_RIM | 0 | 0 | 0 | 0 | 0 | 0 | 0 | 0 | 0 | 0 | 0 | 0 | 0 | 0 | 0 | 0 | 0 | 0 | 0 | 0 | Warehouse_New_Interior Lighting Controls_TRC | 1.1816 | 1.7844 | 2.8232 | 4.1576 | 5.4965 | 5.2132 | 4.0674 | 2.4898 | 1.2158 | 0.50108 | 632.5786 | 955.3133 | 1511.4383 | 2225.7972 | 2942.6083 | 2790.921 | 2177.537 | 1332.9127 | 650.8912 | 268.2559 |  | 33.55%
Assembly | Existing | Efficient Motor Belts | 0.012997 | 0.0032092 |  | 94.8071 | 10 |  | 396.51 | 396.51 | motor belt |  | 3.2535 | FAIL | FAIL | Assembly_Existing_Efficient Motor Belts_RIM | 0 | 0 | 0 | 0 | 0 | 0 | 0 | 0 | 0 | 0 | 0 | 0 | 0 | 0 | 0 | 0 | 0 | 0 | 0 | 0 | Assembly_Existing_Efficient Motor Belts_TRC | 0 | 0 | 0 | 0 | 0 | 0 | 0 | 0 | 0 | 0 | 0 | 0 | 0 | 0 | 0 | 0 | 0 | 0 | 0 | 0
College and University | Existing | Efficient Motor Belts | 0.012292 | 0.010296 |  | 94.8071 | 10 |  | 396.51 | 396.51 | motor belt |  | 3.2535 | FAIL | FAIL | College and University_Existing_Efficient Motor Belts_RIM | 0 | 0 | 0 | 0 | 0 | 0 | 0 | 0 | 0 | 0 | 0 | 0 | 0 | 0 | 0 | 0 | 0 | 0 | 0 | 0 | College and University_Existing_Efficient Motor Belts_TRC | 0 | 0 | 0 | 0 | 0 | 0 | 0 | 0 | 0 | 0 | 0 | 0 | 0 | 0 | 0 | 0 | 0 | 0 | 0 | 0
Grocery | Existing | Efficient Motor Belts | 0.012997 | 0.0032092 |  | 94.8071 | 10 |  | 396.51 | 396.51 | motor belt |  | 3.2535 | FAIL | FAIL | Grocery_Existing_Efficient Motor Belts_RIM | 0 | 0 | 0 | 0 | 0 | 0 | 0 | 0 | 0 | 0 | 0 | 0 | 0 | 0 | 0 | 0 | 0 | 0 | 0 | 0 | Grocery_Existing_Efficient Motor Belts_TRC | 0 | 0 | 0 | 0 | 0 | 0 | 0 | 0 | 0 | 0 | 0 | 0 | 0 | 0 | 0 | 0 | 0 | 0 | 0 | 0
Healthcare | Existing | Efficient Motor Belts | 0.012292 | 0.010296 |  | 94.8071 | 10 |  | 396.51 | 396.51 | motor belt |  | 3.2535 | FAIL | FAIL | Healthcare_Existing_Efficient Motor Belts_RIM | 0 | 0 | 0 | 0 | 0 | 0 | 0 | 0 | 0 | 0 | 0 | 0 | 0 | 0 | 0 | 0 | 0 | 0 | 0 | 0 | Healthcare_Existing_Efficient Motor Belts_TRC | 0 | 0 | 0 | 0 | 0 | 0 | 0 | 0 | 0 | 0 | 0 | 0 | 0 | 0 | 0 | 0 | 0 | 0 | 0 | 0
Hospitals | Existing | Efficient Motor Belts | 0.012292 | 0.010296 |  | 94.8071 | 10 |  | 396.51 | 396.51 | motor belt |  | 3.2535 | FAIL | FAIL | Hospitals_Existing_Efficient Motor Belts_RIM | 0 | 0 | 0 | 0 | 0 | 0 | 0 | 0 | 0 | 0 | 0 | 0 | 0 | 0 | 0 | 0 | 0 | 0 | 0 | 0 | Hospitals_Existing_Efficient Motor Belts_TRC | 0 | 0 | 0 | 0 | 0 | 0 | 0 | 0 | 0 | 0 | 0 | 0 | 0 | 0 | 0 | 0 | 0 | 0 | 0 | 0
Institutional | Existing | Efficient Motor Belts | 0.012997 | 0.0032092 |  | 94.8071 | 10 |  | 396.51 | 396.51 | motor belt |  | 3.2535 | FAIL | FAIL | Institutional_Existing_Efficient Motor Belts_RIM | 0 | 0 | 0 | 0 | 0 | 0 | 0 | 0 | 0 | 0 | 0 | 0 | 0 | 0 | 0 | 0 | 0 | 0 | 0 | 0 | Institutional_Existing_Efficient Motor Belts_TRC | 0 | 0 | 0 | 0 | 0 | 0 | 0 | 0 | 0 | 0 | 0 | 0 | 0 | 0 | 0 | 0 | 0 | 0 | 0 | 0
Lodging/Hospitality | Existing | Efficient Motor Belts | 0.012292 | 0.010296 |  | 94.8071 | 10 |  | 396.51 | 396.51 | motor belt |  | 3.2535 | FAIL | FAIL | Lodging/Hospitality_Existing_Efficient Motor Belts_RIM | 0 | 0 | 0 | 0 | 0 | 0 | 0 | 0 | 0 | 0 | 0 | 0 | 0 | 0 | 0 | 0 | 0 | 0 | 0 | 0 | Lodging/Hospitality_Existing_Efficient Motor Belts_TRC | 0 | 0 | 0 | 0 | 0 | 0 | 0 | 0 | 0 | 0 | 0 | 0 | 0 | 0 | 0 | 0 | 0 | 0 | 0 | 0
Miscellaneous | Existing | Efficient Motor Belts | 0.012997 | 0.0032092 |  | 94.8071 | 10 |  | 396.51 | 396.51 | motor belt |  | 3.2535 | FAIL | FAIL | Miscellaneous_Existing_Efficient Motor Belts_RIM | 0 | 0 | 0 | 0 | 0 | 0 | 0 | 0 | 0 | 0 | 0 | 0 | 0 | 0 | 0 | 0 | 0 | 0 | 0 | 0 | Miscellaneous_Existing_Efficient Motor Belts_TRC | 0 | 0 | 0 | 0 | 0 | 0 | 0 | 0 | 0 | 0 | 0 | 0 | 0 | 0 | 0 | 0 | 0 | 0 | 0 | 0
Offices | Existing | Efficient Motor Belts | 0.012997 | 0.0032092 |  | 94.8071 | 10 |  | 396.51 | 396.51 | motor belt |  | 3.2535 | FAIL | FAIL | Offices_Existing_Efficient Motor Belts_RIM | 0 | 0 | 0 | 0 | 0 | 0 | 0 | 0 | 0 | 0 | 0 | 0 | 0 | 0 | 0 | 0 | 0 | 0 | 0 | 0 | Offices_Existing_Efficient Motor Belts_TRC | 0 | 0 | 0 | 0 | 0 | 0 | 0 | 0 | 0 | 0 | 0 | 0 | 0 | 0 | 0 | 0 | 0 | 0 | 0 | 0
Restaurants | Existing | Efficient Motor Belts | 0.012292 | 0.010296 |  | 94.8071 | 10 |  | 396.51 | 396.51 | motor belt |  | 3.2535 | FAIL | FAIL | Restaurants_Existing_Efficient Motor Belts_RIM | 0 | 0 | 0 | 0 | 0 | 0 | 0 | 0 | 0 | 0 | 0 | 0 | 0 | 0 | 0 | 0 | 0 | 0 | 0 | 0 | Restaurants_Existing_Efficient Motor Belts_TRC | 0 | 0 | 0 | 0 | 0 | 0 | 0 | 0 | 0 | 0 | 0 | 0 | 0 | 0 | 0 | 0 | 0 | 0 | 0 | 0
Retail | Existing | Efficient Motor Belts | 0.012997 | 0.0032092 |  | 94.8071 | 10 |  | 396.51 | 396.51 | motor belt |  | 3.2535 | FAIL | FAIL | Retail_Existing_Efficient Motor Belts_RIM | 0 | 0 | 0 | 0 | 0 | 0 | 0 | 0 | 0 | 0 | 0 | 0 | 0 | 0 | 0 | 0 | 0 | 0 | 0 | 0 | Retail_Existing_Efficient Motor Belts_TRC | 0 | 0 | 0 | 0 | 0 | 0 | 0 | 0 | 0 | 0 | 0 | 0 | 0 | 0 | 0 | 0 | 0 | 0 | 0 | 0
Schools K-12 | Existing | Efficient Motor Belts | 0.012292 | 0.010296 |  | 94.8071 | 10 |  | 396.51 | 396.51 | motor belt |  | 3.2535 | FAIL | FAIL | Schools K-12_Existing_Efficient Motor Belts_RIM | 0 | 0 | 0 | 0 | 0 | 0 | 0 | 0 | 0 | 0 | 0 | 0 | 0 | 0 | 0 | 0 | 0 | 0 | 0 | 0 | Schools K-12_Existing_Efficient Motor Belts_TRC | 0 | 0 | 0 | 0 | 0 | 0 | 0 | 0 | 0 | 0 | 0 | 0 | 0 | 0 | 0 | 0 | 0 | 0 | 0 | 0
Warehouse | Existing | Efficient Motor Belts | 0.012997 | 0.0032092 |  | 94.8071 | 10 |  | 396.51 | 396.51 | motor belt |  | 3.2535 | FAIL | FAIL | Warehouse_Existing_Efficient Motor Belts_RIM | 0 | 0 | 0 | 0 | 0 | 0 | 0 | 0 | 0 | 0 | 0 | 0 | 0 | 0 | 0 | 0 | 0 | 0 | 0 | 0 | Warehouse_Existing_Efficient Motor Belts_TRC | 0 | 0 | 0 | 0 | 0 | 0 | 0 | 0 | 0 | 0 | 0 | 0 | 0 | 0 | 0 | 0 | 0 | 0 | 0 | 0
Assembly | New | Efficient Motor Belts | 0.012997 | 0.0032092 |  | 94.8071 | 10 |  | 396.51 | 396.51 | motor belt |  | 3.2535 | FAIL | FAIL | Assembly_New_Efficient Motor Belts_RIM | 0 | 0 | 0 | 0 | 0 | 0 | 0 | 0 | 0 | 0 | 0 | 0 | 0 | 0 | 0 | 0 | 0 | 0 | 0 | 0 | Assembly_New_Efficient Motor Belts_TRC | 0 | 0 | 0 | 0 | 0 | 0 | 0 | 0 | 0 | 0 | 0 | 0 | 0 | 0 | 0 | 0 | 0 | 0 | 0 | 0
College and University | New | Efficient Motor Belts | 0.012292 | 0.010296 |  | 94.8071 | 10 |  | 396.51 | 396.51 | motor belt |  | 3.2535 | FAIL | FAIL | College and University_New_Efficient Motor Belts_RIM | 0 | 0 | 0 | 0 | 0 | 0 | 0 | 0 | 0 | 0 | 0 | 0 | 0 | 0 | 0 | 0 | 0 | 0 | 0 | 0 | College and University_New_Efficient Motor Belts_TRC | 0 | 0 | 0 | 0 | 0 | 0 | 0 | 0 | 0 | 0 | 0 | 0 | 0 | 0 | 0 | 0 | 0 | 0 | 0 | 0
Grocery | New | Efficient Motor Belts | 0.012997 | 0.0032092 |  | 94.8071 | 10 |  | 396.51 | 396.51 | motor belt |  | 3.2535 | FAIL | FAIL | Grocery_New_Efficient Motor Belts_RIM | 0 | 0 | 0 | 0 | 0 | 0 | 0 | 0 | 0 | 0 | 0 | 0 | 0 | 0 | 0 | 0 | 0 | 0 | 0 | 0 | Grocery_New_Efficient Motor Belts_TRC | 0 | 0 | 0 | 0 | 0 | 0 | 0 | 0 | 0 | 0 | 0 | 0 | 0 | 0 | 0 | 0 | 0 | 0 | 0 | 0
Healthcare | New | Efficient Motor Belts | 0.012292 | 0.010296 |  | 94.8071 | 10 |  | 396.51 | 396.51 | motor belt |  | 3.2535 | FAIL | FAIL | Healthcare_New_Efficient Motor Belts_RIM | 0 | 0 | 0 | 0 | 0 | 0 | 0 | 0 | 0 | 0 | 0 | 0 | 0 | 0 | 0 | 0 | 0 | 0 | 0 | 0 | Healthcare_New_Efficient Motor Belts_TRC | 0 | 0 | 0 | 0 | 0 | 0 | 0 | 0 | 0 | 0 | 0 | 0 | 0 | 0 | 0 | 0 | 0 | 0 | 0 | 0
Hospitals | New | Efficient Motor Belts | 0.012292 | 0.010296 |  | 94.8071 | 10 |  | 396.51 | 396.51 | motor belt |  | 3.2535 | FAIL | FAIL | Hospitals_New_Efficient Motor Belts_RIM | 0 | 0 | 0 | 0 | 0 | 0 | 0 | 0 | 0 | 0 | 0 | 0 | 0 | 0 | 0 | 0 | 0 | 0 | 0 | 0 | Hospitals_New_Efficient Motor Belts_TRC | 0 | 0 | 0 | 0 | 0 | 0 | 0 | 0 | 0 | 0 | 0 | 0 | 0 | 0 | 0 | 0 | 0 | 0 | 0 | 0
Institutional | New | Efficient Motor Belts | 0.012997 | 0.0032092 |  | 94.8071 | 10 |  | 396.51 | 396.51 | motor belt |  | 3.2535 | FAIL | FAIL | Institutional_New_Efficient Motor Belts_RIM | 0 | 0 | 0 | 0 | 0 | 0 | 0 | 0 | 0 | 0 | 0 | 0 | 0 | 0 | 0 | 0 | 0 | 0 | 0 | 0 | Institutional_New_Efficient Motor Belts_TRC | 0 | 0 | 0 | 0 | 0 | 0 | 0 | 0 | 0 | 0 | 0 | 0 | 0 | 0 | 0 | 0 | 0 | 0 | 0 | 0
Lodging/Hospitality | New | Efficient Motor Belts | 0.012292 | 0.010296 |  | 94.8071 | 10 |  | 396.51 | 396.51 | motor belt |  | 3.2535 | FAIL | FAIL | Lodging/Hospitality_New_Efficient Motor Belts_RIM | 0 | 0 | 0 | 0 | 0 | 0 | 0 | 0 | 0 | 0 | 0 | 0 | 0 | 0 | 0 | 0 | 0 | 0 | 0 | 0 | Lodging/Hospitality_New_Efficient Motor Belts_TRC | 0 | 0 | 0 | 0 | 0 | 0 | 0 | 0 | 0 | 0 | 0 | 0 | 0 | 0 | 0 | 0 | 0 | 0 | 0 | 0
Miscellaneous | New | Efficient Motor Belts | 0.012997 | 0.0032092 |  | 94.8071 | 10 |  | 396.51 | 396.51 | motor belt |  | 3.2535 | FAIL | FAIL | Miscellaneous_New_Efficient Motor Belts_RIM | 0 | 0 | 0 | 0 | 0 | 0 | 0 | 0 | 0 | 0 | 0 | 0 | 0 | 0 | 0 | 0 | 0 | 0 | 0 | 0 | Miscellaneous_New_Efficient Motor Belts_TRC | 0 | 0 | 0 | 0 | 0 | 0 | 0 | 0 | 0 | 0 | 0 | 0 | 0 | 0 | 0 | 0 | 0 | 0 | 0 | 0
Offices | New | Efficient Motor Belts | 0.012997 | 0.0032092 |  | 94.8071 | 10 |  | 396.51 | 396.51 | motor belt |  | 3.2535 | FAIL | FAIL | Offices_New_Efficient Motor Belts_RIM | 0 | 0 | 0 | 0 | 0 | 0 | 0 | 0 | 0 | 0 | 0 | 0 | 0 | 0 | 0 | 0 | 0 | 0 | 0 | 0 | Offices_New_Efficient Motor Belts_TRC | 0 | 0 | 0 | 0 | 0 | 0 | 0 | 0 | 0 | 0 | 0 | 0 | 0 | 0 | 0 | 0 | 0 | 0 | 0 | 0
Restaurants | New | Efficient Motor Belts | 0.012292 | 0.010296 |  | 94.8071 | 10 |  | 396.51 | 396.51 | motor belt |  | 3.2535 | FAIL | FAIL | Restaurants_New_Efficient Motor Belts_RIM | 0 | 0 | 0 | 0 | 0 | 0 | 0 | 0 | 0 | 0 | 0 | 0 | 0 | 0 | 0 | 0 | 0 | 0 | 0 | 0 | Restaurants_New_Efficient Motor Belts_TRC | 0 | 0 | 0 | 0 | 0 | 0 | 0 | 0 | 0 | 0 | 0 | 0 | 0 | 0 | 0 | 0 | 0 | 0 | 0 | 0
Retail | New | Efficient Motor Belts | 0.012997 | 0.0032092 |  | 94.8071 | 10 |  | 396.51 | 396.51 | motor belt |  | 3.2535 | FAIL | FAIL | Retail_New_Efficient Motor Belts_RIM | 0 | 0 | 0 | 0 | 0 | 0 | 0 | 0 | 0 | 0 | 0 | 0 | 0 | 0 | 0 | 0 | 0 | 0 | 0 | 0 | Retail_New_Efficient Motor Belts_TRC | 0 | 0 | 0 | 0 | 0 | 0 | 0 | 0 | 0 | 0 | 0 | 0 | 0 | 0 | 0 | 0 | 0 | 0 | 0 | 0
Schools K-12 | New | Efficient Motor Belts | 0.012292 | 0.010296 |  | 94.8071 | 10 |  | 396.51 | 396.51 | motor belt |  | 3.2535 | FAIL | FAIL | Schools K-12_New_Efficient Motor Belts_RIM | 0 | 0 | 0 | 0 | 0 | 0 | 0 | 0 | 0 | 0 | 0 | 0 | 0 | 0 | 0 | 0 | 0 | 0 | 0 | 0 | Schools K-12_New_Efficient Motor Belts_TRC | 0 | 0 | 0 | 0 | 0 | 0 | 0 | 0 | 0 | 0 | 0 | 0 | 0 | 0 | 0 | 0 | 0 | 0 | 0 | 0
Warehouse | New | Efficient Motor Belts | 0.012997 | 0.0032092 |  | 94.8071 | 10 |  | 396.51 | 396.51 | motor belt |  | 3.2535 | FAIL | FAIL | Warehouse_New_Efficient Motor Belts_RIM | 0 | 0 | 0 | 0 | 0 | 0 | 0 | 0 | 0 | 0 | 0 | 0 | 0 | 0 | 0 | 0 | 0 | 0 | 0 | 0 | Warehouse_New_Efficient Motor Belts_TRC | 0 | 0 | 0 | 0 | 0 | 0 | 0 | 0 | 0 | 0 | 0 | 0 | 0 | 0 | 0 | 0 | 0 | 0 | 0 | 0
Assembly | Existing | Engine Block Timer | 0 | 0 |  | 259.2 | 5 |  | 78.49 | 78.49 | timer |  | 8.895 | FAIL | 28.1815 | Assembly_Existing_Engine Block Timer_RIM | 0 | 0 | 0 | 0 | 0 | 0 | 0 | 0 | 0 | 0 | 0 | 0 | 0 | 0 | 0 | 0 | 0 | 0 | 0 | 0 | Assembly_Existing_Engine Block Timer_TRC | 0 | 0 | 0 | 0 | 0 | 0 | 0 | 0 | 0 | 0 | 0 | 0 | 0 | 0 | 0 | 0 | 0 | 0 | 0 | 0 |  | 35.9%
College and University | Existing | Engine Block Timer | 0.032279 | 0.032279 |  | 259.2 | 5 |  | 78.49 | 78.49 | timer |  | 8.895 | FAIL | 28.1815 | College and University_Existing_Engine Block Timer_RIM | 0 | 0 | 0 | 0 | 0 | 0 | 0 | 0 | 0 | 0 | 0 | 0 | 0 | 0 | 0 | 0 | 0 | 0 | 0 | 0 | College and University_Existing_Engine Block Timer_TRC | 1.5098 | 2.5563 | 4.0271 | 6.2094 | 9.2105 | 12.8535 | 16.3527 | 18.1325 | 16.6516 | 12.1027 | 391.3283 | 662.5985 | 1043.821 | 1609.4883 | 2387.3497 | 3331.6257 | 4238.6129 | 4699.9335 | 4316.0959 | 3137.0322 |  | 35.9%
Grocery | Existing | Engine Block Timer | 0 | 0 |  | 259.2 | 5 |  | 78.49 | 78.49 | timer |  | 8.895 | FAIL | 28.1815 | Grocery_Existing_Engine Block Timer_RIM | 0 | 0 | 0 | 0 | 0 | 0 | 0 | 0 | 0 | 0 | 0 | 0 | 0 | 0 | 0 | 0 | 0 | 0 | 0 | 0 | Grocery_Existing_Engine Block Timer_TRC | 0 | 0 | 0 | 0 | 0 | 0 | 0 | 0 | 0 | 0 | 0 | 0 | 0 | 0 | 0 | 0 | 0 | 0 | 0 | 0 |  | 35.9%
Healthcare | Existing | Engine Block Timer | 0 | 0 |  | 259.2 | 5 |  | 78.49 | 78.49 | timer |  | 8.895 | FAIL | 28.1815 | Healthcare_Existing_Engine Block Timer_RIM | 0 | 0 | 0 | 0 | 0 | 0 | 0 | 0 | 0 | 0 | 0 | 0 | 0 | 0 | 0 | 0 | 0 | 0 | 0 | 0 | Healthcare_Existing_Engine Block Timer_TRC | 1.1737 | 1.9929 | 3.1429 | 4.8504 | 7.1994 | 10.0552 | 12.8025 | 14.2034 | 13.0518 | 9.4925 | 304.2241 | 516.5618 | 814.6469 | 1257.2217 | 1866.0774 | 2606.3155 | 3318.4184 | 3681.5183 | 3383.0327 | 2460.4662 |  | 35.9%
Hospitals | Existing | Engine Block Timer | 0.032279 | 0.032279 |  | 259.2 | 5 |  | 78.49 | 78.49 | timer |  | 8.895 | FAIL | 28.1815 | Hospitals_Existing_Engine Block Timer_RIM | 0 | 0 | 0 | 0 | 0 | 0 | 0 | 0 | 0 | 0 | 0 | 0 | 0 | 0 | 0 | 0 | 0 | 0 | 0 | 0 | Hospitals_Existing_Engine Block Timer_TRC | 1.4698 | 1.5695 | 1.5803 | 1.5946 | 1.6091 | 1.6229 | 1.6374 | 1.6503 | 1.6633 | 1.6744 | 380.9746 | 406.8017 | 409.6021 | 413.3215 | 417.0691 | 420.6644 | 424.4057 | 427.7703 | 431.1228 | 434.0004 |  | 35.9%
Institutional | Existing | Engine Block Timer | 0.012328 | 0.012951 |  | 259.2 | 5 |  | 78.49 | 78.49 | timer |  | 8.895 | FAIL | 28.1815 | Institutional_Existing_Engine Block Timer_RIM | 0 | 0 | 0 | 0 | 0 | 0 | 0 | 0 | 0 | 0 | 0 | 0 | 0 | 0 | 0 | 0 | 0 | 0 | 0 | 0 | Institutional_Existing_Engine Block Timer_TRC | 16.1627 | 27.4653 | 43.397 | 67.1688 | 100.0889 | 140.3725 | 179.4941 | 200.0217 | 184.6572 | 134.9401 | 4189.37 | 7119.0038 | 11248.5007 | 17410.1616 | 25943.0465 | 36384.5441 | 46524.8656 | 51845.624 | 47863.1571 | 34976.4789 |  | 35.9%
Lodging/Hospitality | Existing | Engine Block Timer | 0 | 0 |  | 259.2 | 5 |  | 78.49 | 78.49 | timer |  | 8.895 | FAIL | 28.1815 | Lodging/Hospitality_Existing_Engine Block Timer_RIM | 0 | 0 | 0 | 0 | 0 | 0 | 0 | 0 | 0 | 0 | 0 | 0 | 0 | 0 | 0 | 0 | 0 | 0 | 0 | 0 | Lodging/Hospitality_Existing_Engine Block Timer_TRC | 1.6283 | 2.8383 | 4.5159 | 7.0121 | 10.4434 | 14.627 | 18.6658 | 20.7452 | 19.0896 | 13.8986 | 422.0453 | 735.6956 | 1170.5253 | 1817.5277 | 2706.9215 | 3791.3065 | 4838.1866 | 5377.1686 | 4948.0306 | 3602.5118 |  | 35.9%
Miscellaneous | Existing | Engine Block Timer | 0.012328 | 0.012951 |  | 259.2 | 5 |  | 78.49 | 78.49 | timer |  | 8.895 | FAIL | 28.1815 | Miscellaneous_Existing_Engine Block Timer_RIM | 0 | 0 | 0 | 0 | 0 | 0 | 0 | 0 | 0 | 0 | 0 | 0 | 0 | 0 | 0 | 0 | 0 | 0 | 0 | 0 | Miscellaneous_Existing_Engine Block Timer_TRC | 0 | 0 | 0 | 0 | 0 | 0 | 0 | 0 | 0 | 0 | 0 | 0 | 0 | 0 | 0 | 0 | 0 | 0 | 0 | 0 |  | 35.9%
Offices | Existing | Engine Block Timer | 0.012328 | 0.012951 |  | 259.2 | 5 |  | 78.49 | 78.49 | timer |  | 8.895 | FAIL | 28.1815 | Offices_Existing_Engine Block Timer_RIM | 0 | 0 | 0 | 0 | 0 | 0 | 0 | 0 | 0 | 0 | 0 | 0 | 0 | 0 | 0 | 0 | 0 | 0 | 0 | 0 | Offices_Existing_Engine Block Timer_TRC | 32.2207 | 55.6085 | 87.9913 | 135.8224 | 201.0057 | 279.8746 | 355.2158 | 392.8416 | 359.9003 | 261.0013 | 8351.6042 | 14413.7121 | 22807.3568 | 35205.1622 | 52100.6824 | 72543.4897 | 92071.9301 | 101824.5373 | 93286.166 | 67651.5324 |  | 35.9%
Restaurants | Existing | Engine Block Timer | 0.012328 | 0.012951 |  | 259.2 | 5 |  | 78.49 | 78.49 | timer |  | 8.895 | FAIL | 28.1815 | Restaurants_Existing_Engine Block Timer_RIM | 0 | 0 | 0 | 0 | 0 | 0 | 0 | 0 | 0 | 0 | 0 | 0 | 0 | 0 | 0 | 0 | 0 | 0 | 0 | 0 | Restaurants_Existing_Engine Block Timer_TRC | 0 | 0 | 0 | 0 | 0 | 0 | 0 | 0 | 0 | 0 | 0 | 0 | 0 | 0 | 0 | 0 | 0 | 0 | 0 | 0 |  | 35.9%
Retail | Existing | Engine Block Timer | 0.012328 | 0.012951 |  | 259.2 | 5 |  | 78.49 | 78.49 | timer |  | 8.895 | FAIL | 28.1815 | Retail_Existing_Engine Block Timer_RIM | 0 | 0 | 0 | 0 | 0 | 0 | 0 | 0 | 0 | 0 | 0 | 0 | 0 | 0 | 0 | 0 | 0 | 0 | 0 | 0 | Retail_Existing_Engine Block Timer_TRC | 0 | 0 | 0 | 0 | 0 | 0 | 0 | 0 | 0 | 0 | 0 | 0 | 0 | 0 | 0 | 0 | 0 | 0 | 0 | 0 |  | 35.9%
Schools K-12 | Existing | Engine Block Timer | 0.012328 | 0.012951 |  | 259.2 | 5 |  | 78.49 | 78.49 | timer |  | 8.895 | FAIL | 28.1815 | Schools K-12_Existing_Engine Block Timer_RIM | 0 | 0 | 0 | 0 | 0 | 0 | 0 | 0 | 0 | 0 | 0 | 0 | 0 | 0 | 0 | 0 | 0 | 0 | 0 | 0 | Schools K-12_Existing_Engine Block Timer_TRC | 0 | 0 | 0 | 0 | 0 | 0 | 0 | 0 | 0 | 0 | 0 | 0 | 0 | 0 | 0 | 0 | 0 | 0 | 0 | 0 |  | 35.9%
Warehouse | Existing | Engine Block Timer | 0.012328 | 0.012951 |  | 259.2 | 5 |  | 78.49 | 78.49 | timer |  | 8.895 | FAIL | 28.1815 | Warehouse_Existing_Engine Block Timer_RIM | 0 | 0 | 0 | 0 | 0 | 0 | 0 | 0 | 0 | 0 | 0 | 0 | 0 | 0 | 0 | 0 | 0 | 0 | 0 | 0 | Warehouse_Existing_Engine Block Timer_TRC | 0 | 0 | 0 | 0 | 0 | 0 | 0 | 0 | 0 | 0 | 0 | 0 | 0 | 0 | 0 | 0 | 0 | 0 | 0 | 0 |  | 35.9%
Assembly | New | Engine Block Timer | 0 | 0 |  | 259.2 | 5 |  | 78.49 | 78.49 | timer |  | 8.895 | FAIL | 28.1815 | Assembly_New_Engine Block Timer_RIM | 0 | 0 | 0 | 0 | 0 | 0 | 0 | 0 | 0 | 0 | 0 | 0 | 0 | 0 | 0 | 0 | 0 | 0 | 0 | 0 | Assembly_New_Engine Block Timer_TRC | 0 | 0 | 0 | 0 | 0 | 0 | 0 | 0 | 0 | 0 | 0 | 0 | 0 | 0 | 0 | 0 | 0 | 0 | 0 | 0 |  | 35.9%
College and University | New | Engine Block Timer | 0.032279 | 0.032279 |  | 259.2 | 5 |  | 78.49 | 78.49 | timer |  | 8.895 | FAIL | 28.1815 | College and University_New_Engine Block Timer_RIM | 0 | 0 | 0 | 0 | 0 | 0 | 0 | 0 | 0 | 0 | 0 | 0 | 0 | 0 | 0 | 0 | 0 | 0 | 0 | 0 | College and University_New_Engine Block Timer_TRC | 0.51471 | 0.77658 | 1.2633 | 2.0109 | 3.0782 | 4.0884 | 5.0968 | 5.7147 | 5.0478 | 3.5899 | 133.4127 | 201.2903 | 327.4494 | 521.2164 | 797.873 | 1059.7142 | 1321.0943 | 1481.2585 | 1308.3966 | 930.497 |  | 35.9%
Grocery | New | Engine Block Timer | 0 | 0 |  | 259.2 | 5 |  | 78.49 | 78.49 | timer |  | 8.895 | FAIL | 28.1815 | Grocery_New_Engine Block Timer_RIM | 0 | 0 | 0 | 0 | 0 | 0 | 0 | 0 | 0 | 0 | 0 | 0 | 0 | 0 | 0 | 0 | 0 | 0 | 0 | 0 | Grocery_New_Engine Block Timer_TRC | 0 | 0 | 0 | 0 | 0 | 0 | 0 | 0 | 0 | 0 | 0 | 0 | 0 | 0 | 0 | 0 | 0 | 0 | 0 | 0 |  | 35.9%
Healthcare | New | Engine Block Timer | 0 | 0 |  | 259.2 | 5 |  | 78.49 | 78.49 | timer |  | 8.895 | FAIL | 28.1815 | Healthcare_New_Engine Block Timer_RIM | 0 | 0 | 0 | 0 | 0 | 0 | 0 | 0 | 0 | 0 | 0 | 0 | 0 | 0 | 0 | 0 | 0 | 0 | 0 | 0 | Healthcare_New_Engine Block Timer_TRC | 0.47681 | 0.69787 | 1.0977 | 1.6837 | 2.4753 | 3.316 | 4.0758 | 4.4202 | 4.0359 | 2.9525 | 123.5896 | 180.8892 | 284.5316 | 436.4041 | 641.5935 | 859.4975 | 1056.4435 | 1145.7214 | 1046.0969 | 765.3007 |  | 35.9%
Hospitals | New | Engine Block Timer | 0.032279 | 0.032279 |  | 259.2 | 5 |  | 78.49 | 78.49 | timer |  | 8.895 | FAIL | 28.1815 | Hospitals_New_Engine Block Timer_RIM | 0 | 0 | 0 | 0 | 0 | 0 | 0 | 0 | 0 | 0 | 0 | 0 | 0 | 0 | 0 | 0 | 0 | 0 | 0 | 0 | Hospitals_New_Engine Block Timer_TRC | 0.60097 | 0.88304 | 1.3973 | 2.1622 | 3.2177 | 4.3749 | 5.4541 | 5.9562 | 5.402 | 3.8777 | 155.7718 | 228.8849 | 362.1913 | 560.4492 | 834.0403 | 1133.972 | 1413.6968 | 1543.8487 | 1400.1965 | 1005.1089 |  | 35.9%
Institutional | New | Engine Block Timer | 0.012328 | 0.012951 |  | 259.2 | 5 |  | 78.49 | 78.49 | timer |  | 8.895 | FAIL | 28.1815 | Institutional_New_Engine Block Timer_RIM | 0 | 0 | 0 | 0 | 0 | 0 | 0 | 0 | 0 | 0 | 0 | 0 | 0 | 0 | 0 | 0 | 0 | 0 | 0 | 0 | Institutional_New_Engine Block Timer_TRC | 1.6255 | 2.665 | 4.6584 | 7.8884 | 12.7405 | 17.7798 | 22.5445 | 24.9977 | 23.1298 | 17.0254 | 421.3362 | 690.7713 | 1207.4502 | 2044.6692 | 3302.3449 | 4608.5149 | 5843.5368 | 6479.4079 | 5995.241 | 4412.9871 |  | 35.9%
Lodging/Hospitality | New | Engine Block Timer | 0 | 0 |  | 259.2 | 5 |  | 78.49 | 78.49 | timer |  | 8.895 | FAIL | 28.1815 | Lodging/Hospitality_New_Engine Block Timer_RIM | 0 | 0 | 0 | 0 | 0 | 0 | 0 | 0 | 0 | 0 | 0 | 0 | 0 | 0 | 0 | 0 | 0 | 0 | 0 | 0 | Lodging/Hospitality_New_Engine Block Timer_TRC | 1.765 | 2.2808 | 3.1537 | 4.1321 | 4.9883 | 6.4254 | 7.5994 | 7.9042 | 6.9484 | 4.9216 | 457.4819 | 591.1874 | 817.4366 | 1071.0405 | 1292.9662 | 1665.451 | 1969.776 | 2048.7562 | 1801.0196 | 1275.6707 |  | 35.9%
Miscellaneous | New | Engine Block Timer | 0.012328 | 0.012951 |  | 259.2 | 5 |  | 78.49 | 78.49 | timer |  | 8.895 | FAIL | 28.1815 | Miscellaneous_New_Engine Block Timer_RIM | 0 | 0 | 0 | 0 | 0 | 0 | 0 | 0 | 0 | 0 | 0 | 0 | 0 | 0 | 0 | 0 | 0 | 0 | 0 | 0 | Miscellaneous_New_Engine Block Timer_TRC | 0 | 0 | 0 | 0 | 0 | 0 | 0 | 0 | 0 | 0 | 0 | 0 | 0 | 0 | 0 | 0 | 0 | 0 | 0 | 0 |  | 35.9%
Offices | New | Engine Block Timer | 0.012328 | 0.012951 |  | 259.2 | 5 |  | 78.49 | 78.49 | timer |  | 8.895 | FAIL | 28.1815 | Offices_New_Engine Block Timer_RIM | 0 | 0 | 0 | 0 | 0 | 0 | 0 | 0 | 0 | 0 | 0 | 0 | 0 | 0 | 0 | 0 | 0 | 0 | 0 | 0 | Offices_New_Engine Block Timer_TRC | 6.9177 | 8.4618 | 10.7174 | 12.2974 | 11.7916 | 15.1911 | 17.9709 | 18.6595 | 16.3217 | 11.4721 | 1793.0626 | 2193.2969 | 2777.9478 | 3187.4876 | 3056.3722 | 3937.5453 | 4658.0613 | 4836.5354 | 4230.5775 | 2973.5583 |  | 35.9%
Restaurants | New | Engine Block Timer | 0.012328 | 0.012951 |  | 259.2 | 5 |  | 78.49 | 78.49 | timer |  | 8.895 | FAIL | 28.1815 | Restaurants_New_Engine Block Timer_RIM | 0 | 0 | 0 | 0 | 0 | 0 | 0 | 0 | 0 | 0 | 0 | 0 | 0 | 0 | 0 | 0 | 0 | 0 | 0 | 0 | Restaurants_New_Engine Block Timer_TRC | 0 | 0 | 0 | 0 | 0 | 0 | 0 | 0 | 0 | 0 | 0 | 0 | 0 | 0 | 0 | 0 | 0 | 0 | 0 | 0 |  | 35.9%
Retail | New | Engine Block Timer | 0.012328 | 0.012951 |  | 259.2 | 5 |  | 78.49 | 78.49 | timer |  | 8.895 | FAIL | 28.1815 | Retail_New_Engine Block Timer_RIM | 0 | 0 | 0 | 0 | 0 | 0 | 0 | 0 | 0 | 0 | 0 | 0 | 0 | 0 | 0 | 0 | 0 | 0 | 0 | 0 | Retail_New_Engine Block Timer_TRC | 0 | 0 | 0 | 0 | 0 | 0 | 0 | 0 | 0 | 0 | 0 | 0 | 0 | 0 | 0 | 0 | 0 | 0 | 0 | 0 |  | 35.9%
Schools K-12 | New | Engine Block Timer | 0.012328 | 0.012951 |  | 259.2 | 5 |  | 78.49 | 78.49 | timer |  | 8.895 | FAIL | 28.1815 | Schools K-12_New_Engine Block Timer_RIM | 0 | 0 | 0 | 0 | 0 | 0 | 0 | 0 | 0 | 0 | 0 | 0 | 0 | 0 | 0 | 0 | 0 | 0 | 0 | 0 | Schools K-12_New_Engine Block Timer_TRC | 0 | 0 | 0 | 0 | 0 | 0 | 0 | 0 | 0 | 0 | 0 | 0 | 0 | 0 | 0 | 0 | 0 | 0 | 0 | 0 |  | 35.9%
Warehouse | New | Engine Block Timer | 0.012328 | 0.012951 |  | 259.2 | 5 |  | 78.49 | 78.49 | timer |  | 8.895 | FAIL | 28.1815 | Warehouse_New_Engine Block Timer_RIM | 0 | 0 | 0 | 0 | 0 | 0 | 0 | 0 | 0 | 0 | 0 | 0 | 0 | 0 | 0 | 0 | 0 | 0 | 0 | 0 | Warehouse_New_Engine Block Timer_TRC | 0 | 0 | 0 | 0 | 0 | 0 | 0 | 0 | 0 | 0 | 0 | 0 | 0 | 0 | 0 | 0 | 0 | 0 | 0 | 0 |  | 35.9%
Assembly | Existing | Regenerative Drive Elevator Motor | 0.28225 | 0.025857 |  | 2027.9355 | 13 |  | 10000 | 10000 | elevator motor |  | 69.5932 | FAIL | FAIL | Assembly_Existing_Regenerative Drive Elevator Motor_RIM | 0 | 0 | 0 | 0 | 0 | 0 | 0 | 0 | 0 | 0 | 0 | 0 | 0 | 0 | 0 | 0 | 0 | 0 | 0 | 0 | Assembly_Existing_Regenerative Drive Elevator Motor_TRC | 0 | 0 | 0 | 0 | 0 | 0 | 0 | 0 | 0 | 0 | 0 | 0 | 0 | 0 | 0 | 0 | 0 | 0 | 0 | 0
College and University | Existing | Regenerative Drive Elevator Motor | 0.26293 | 0.22024 |  | 2027.9355 | 13 |  | 10000 | 10000 | elevator motor |  | 69.5932 | FAIL | FAIL | College and University_Existing_Regenerative Drive Elevator Motor_RIM | 0 | 0 | 0 | 0 | 0 | 0 | 0 | 0 | 0 | 0 | 0 | 0 | 0 | 0 | 0 | 0 | 0 | 0 | 0 | 0 | College and University_Existing_Regenerative Drive Elevator Motor_TRC | 0 | 0 | 0 | 0 | 0 | 0 | 0 | 0 | 0 | 0 | 0 | 0 | 0 | 0 | 0 | 0 | 0 | 0 | 0 | 0
Grocery | Existing | Regenerative Drive Elevator Motor | 0.28225 | 0.025857 |  | 2027.9355 | 13 |  | 10000 | 10000 | elevator motor |  | 69.5932 | FAIL | FAIL | Grocery_Existing_Regenerative Drive Elevator Motor_RIM | 0 | 0 | 0 | 0 | 0 | 0 | 0 | 0 | 0 | 0 | 0 | 0 | 0 | 0 | 0 | 0 | 0 | 0 | 0 | 0 | Grocery_Existing_Regenerative Drive Elevator Motor_TRC | 0 | 0 | 0 | 0 | 0 | 0 | 0 | 0 | 0 | 0 | 0 | 0 | 0 | 0 | 0 | 0 | 0 | 0 | 0 | 0
Healthcare | Existing | Regenerative Drive Elevator Motor | 0.26293 | 0.22024 |  | 2027.9355 | 13 |  | 10000 | 10000 | elevator motor |  | 69.5932 | FAIL | FAIL | Healthcare_Existing_Regenerative Drive Elevator Motor_RIM | 0 | 0 | 0 | 0 | 0 | 0 | 0 | 0 | 0 | 0 | 0 | 0 | 0 | 0 | 0 | 0 | 0 | 0 | 0 | 0 | Healthcare_Existing_Regenerative Drive Elevator Motor_TRC | 0 | 0 | 0 | 0 | 0 | 0 | 0 | 0 | 0 | 0 | 0 | 0 | 0 | 0 | 0 | 0 | 0 | 0 | 0 | 0
Hospitals | Existing | Regenerative Drive Elevator Motor | 0.26293 | 0.22024 |  | 2027.9355 | 13 |  | 10000 | 10000 | elevator motor |  | 69.5932 | FAIL | FAIL | Hospitals_Existing_Regenerative Drive Elevator Motor_RIM | 0 | 0 | 0 | 0 | 0 | 0 | 0 | 0 | 0 | 0 | 0 | 0 | 0 | 0 | 0 | 0 | 0 | 0 | 0 | 0 | Hospitals_Existing_Regenerative Drive Elevator Motor_TRC | 0 | 0 | 0 | 0 | 0 | 0 | 0 | 0 | 0 | 0 | 0 | 0 | 0 | 0 | 0 | 0 | 0 | 0 | 0 | 0
Institutional | Existing | Regenerative Drive Elevator Motor | 0.28225 | 0.025857 |  | 2027.9355 | 13 |  | 10000 | 10000 | elevator motor |  | 69.5932 | FAIL | FAIL | Institutional_Existing_Regenerative Drive Elevator Motor_RIM | 0 | 0 | 0 | 0 | 0 | 0 | 0 | 0 | 0 | 0 | 0 | 0 | 0 | 0 | 0 | 0 | 0 | 0 | 0 | 0 | Institutional_Existing_Regenerative Drive Elevator Motor_TRC | 0 | 0 | 0 | 0 | 0 | 0 | 0 | 0 | 0 | 0 | 0 | 0 | 0 | 0 | 0 | 0 | 0 | 0 | 0 | 0
Lodging/Hospitality | Existing | Regenerative Drive Elevator Motor | 0.26293 | 0.22024 |  | 2027.9355 | 13 |  | 10000 | 10000 | elevator motor |  | 69.5932 | FAIL | FAIL | Lodging/Hospitality_Existing_Regenerative Drive Elevator Motor_RIM | 0 | 0 | 0 | 0 | 0 | 0 | 0 | 0 | 0 | 0 | 0 | 0 | 0 | 0 | 0 | 0 | 0 | 0 | 0 | 0 | Lodging/Hospitality_Existing_Regenerative Drive Elevator Motor_TRC | 0 | 0 | 0 | 0 | 0 | 0 | 0 | 0 | 0 | 0 | 0 | 0 | 0 | 0 | 0 | 0 | 0 | 0 | 0 | 0
Miscellaneous | Existing | Regenerative Drive Elevator Motor | 0.28225 | 0.025857 |  | 2027.9355 | 13 |  | 10000 | 10000 | elevator motor |  | 69.5932 | FAIL | FAIL | Miscellaneous_Existing_Regenerative Drive Elevator Motor_RIM | 0 | 0 | 0 | 0 | 0 | 0 | 0 | 0 | 0 | 0 | 0 | 0 | 0 | 0 | 0 | 0 | 0 | 0 | 0 | 0 | Miscellaneous_Existing_Regenerative Drive Elevator Motor_TRC | 0 | 0 | 0 | 0 | 0 | 0 | 0 | 0 | 0 | 0 | 0 | 0 | 0 | 0 | 0 | 0 | 0 | 0 | 0 | 0
Offices | Existing | Regenerative Drive Elevator Motor | 0.28225 | 0.025857 |  | 2027.9355 | 13 |  | 10000 | 10000 | elevator motor |  | 69.5932 | FAIL | FAIL | Offices_Existing_Regenerative Drive Elevator Motor_RIM | 0 | 0 | 0 | 0 | 0 | 0 | 0 | 0 | 0 | 0 | 0 | 0 | 0 | 0 | 0 | 0 | 0 | 0 | 0 | 0 | Offices_Existing_Regenerative Drive Elevator Motor_TRC | 0 | 0 | 0 | 0 | 0 | 0 | 0 | 0 | 0 | 0 | 0 | 0 | 0 | 0 | 0 | 0 | 0 | 0 | 0 | 0
Restaurants | Existing | Regenerative Drive Elevator Motor | 0.26293 | 0.22024 |  | 2027.9355 | 13 |  | 10000 | 10000 | elevator motor |  | 69.5932 | FAIL | FAIL | Restaurants_Existing_Regenerative Drive Elevator Motor_RIM | 0 | 0 | 0 | 0 | 0 | 0 | 0 | 0 | 0 | 0 | 0 | 0 | 0 | 0 | 0 | 0 | 0 | 0 | 0 | 0 | Restaurants_Existing_Regenerative Drive Elevator Motor_TRC | 0 | 0 | 0 | 0 | 0 | 0 | 0 | 0 | 0 | 0 | 0 | 0 | 0 | 0 | 0 | 0 | 0 | 0 | 0 | 0
Retail | Existing | Regenerative Drive Elevator Motor | 0.28225 | 0.025857 |  | 2027.9355 | 13 |  | 10000 | 10000 | elevator motor |  | 69.5932 | FAIL | FAIL | Retail_Existing_Regenerative Drive Elevator Motor_RIM | 0 | 0 | 0 | 0 | 0 | 0 | 0 | 0 | 0 | 0 | 0 | 0 | 0 | 0 | 0 | 0 | 0 | 0 | 0 | 0 | Retail_Existing_Regenerative Drive Elevator Motor_TRC | 0 | 0 | 0 | 0 | 0 | 0 | 0 | 0 | 0 | 0 | 0 | 0 | 0 | 0 | 0 | 0 | 0 | 0 | 0 | 0
Schools K-12 | Existing | Regenerative Drive Elevator Motor | 0.26293 | 0.22024 |  | 2027.9355 | 13 |  | 10000 | 10000 | elevator motor |  | 69.5932 | FAIL | FAIL | Schools K-12_Existing_Regenerative Drive Elevator Motor_RIM | 0 | 0 | 0 | 0 | 0 | 0 | 0 | 0 | 0 | 0 | 0 | 0 | 0 | 0 | 0 | 0 | 0 | 0 | 0 | 0 | Schools K-12_Existing_Regenerative Drive Elevator Motor_TRC | 0 | 0 | 0 | 0 | 0 | 0 | 0 | 0 | 0 | 0 | 0 | 0 | 0 | 0 | 0 | 0 | 0 | 0 | 0 | 0
Warehouse | Existing | Regenerative Drive Elevator Motor | 0.28225 | 0.025857 |  | 2027.9355 | 13 |  | 10000 | 10000 | elevator motor |  | 69.5932 | FAIL | FAIL | Warehouse_Existing_Regenerative Drive Elevator Motor_RIM | 0 | 0 | 0 | 0 | 0 | 0 | 0 | 0 | 0 | 0 | 0 | 0 | 0 | 0 | 0 | 0 | 0 | 0 | 0 | 0 | Warehouse_Existing_Regenerative Drive Elevator Motor_TRC | 0 | 0 | 0 | 0 | 0 | 0 | 0 | 0 | 0 | 0 | 0 | 0 | 0 | 0 | 0 | 0 | 0 | 0 | 0 | 0
Assembly | New | Regenerative Drive Elevator Motor | 0.28225 | 0.025857 |  | 2027.9355 | 13 |  | 10000 | 10000 | elevator motor |  | 69.5932 | FAIL | FAIL | Assembly_New_Regenerative Drive Elevator Motor_RIM | 0 | 0 | 0 | 0 | 0 | 0 | 0 | 0 | 0 | 0 | 0 | 0 | 0 | 0 | 0 | 0 | 0 | 0 | 0 | 0 | Assembly_New_Regenerative Drive Elevator Motor_TRC | 0 | 0 | 0 | 0 | 0 | 0 | 0 | 0 | 0 | 0 | 0 | 0 | 0 | 0 | 0 | 0 | 0 | 0 | 0 | 0
College and University | New | Regenerative Drive Elevator Motor | 0.26293 | 0.22024 |  | 2027.9355 | 13 |  | 10000 | 10000 | elevator motor |  | 69.5932 | FAIL | FAIL | College and University_New_Regenerative Drive Elevator Motor_RIM | 0 | 0 | 0 | 0 | 0 | 0 | 0 | 0 | 0 | 0 | 0 | 0 | 0 | 0 | 0 | 0 | 0 | 0 | 0 | 0 | College and University_New_Regenerative Drive Elevator Motor_TRC | 0 | 0 | 0 | 0 | 0 | 0 | 0 | 0 | 0 | 0 | 0 | 0 | 0 | 0 | 0 | 0 | 0 | 0 | 0 | 0
Grocery | New | Regenerative Drive Elevator Motor | 0.28225 | 0.025857 |  | 2027.9355 | 13 |  | 10000 | 10000 | elevator motor |  | 69.5932 | FAIL | FAIL | Grocery_New_Regenerative Drive Elevator Motor_RIM | 0 | 0 | 0 | 0 | 0 | 0 | 0 | 0 | 0 | 0 | 0 | 0 | 0 | 0 | 0 | 0 | 0 | 0 | 0 | 0 | Grocery_New_Regenerative Drive Elevator Motor_TRC | 0 | 0 | 0 | 0 | 0 | 0 | 0 | 0 | 0 | 0 | 0 | 0 | 0 | 0 | 0 | 0 | 0 | 0 | 0 | 0
Healthcare | New | Regenerative Drive Elevator Motor | 0.26293 | 0.22024 |  | 2027.9355 | 13 |  | 10000 | 10000 | elevator motor |  | 69.5932 | FAIL | FAIL | Healthcare_New_Regenerative Drive Elevator Motor_RIM | 0 | 0 | 0 | 0 | 0 | 0 | 0 | 0 | 0 | 0 | 0 | 0 | 0 | 0 | 0 | 0 | 0 | 0 | 0 | 0 | Healthcare_New_Regenerative Drive Elevator Motor_TRC | 0 | 0 | 0 | 0 | 0 | 0 | 0 | 0 | 0 | 0 | 0 | 0 | 0 | 0 | 0 | 0 | 0 | 0 | 0 | 0
Hospitals | New | Regenerative Drive Elevator Motor | 0.26293 | 0.22024 |  | 2027.9355 | 13 |  | 10000 | 10000 | elevator motor |  | 69.5932 | FAIL | FAIL | Hospitals_New_Regenerative Drive Elevator Motor_RIM | 0 | 0 | 0 | 0 | 0 | 0 | 0 | 0 | 0 | 0 | 0 | 0 | 0 | 0 | 0 | 0 | 0 | 0 | 0 | 0 | Hospitals_New_Regenerative Drive Elevator Motor_TRC | 0 | 0 | 0 | 0 | 0 | 0 | 0 | 0 | 0 | 0 | 0 | 0 | 0 | 0 | 0 | 0 | 0 | 0 | 0 | 0
Institutional | New | Regenerative Drive Elevator Motor | 0.28225 | 0.025857 |  | 2027.9355 | 13 |  | 10000 | 10000 | elevator motor |  | 69.5932 | FAIL | FAIL | Institutional_New_Regenerative Drive Elevator Motor_RIM | 0 | 0 | 0 | 0 | 0 | 0 | 0 | 0 | 0 | 0 | 0 | 0 | 0 | 0 | 0 | 0 | 0 | 0 | 0 | 0 | Institutional_New_Regenerative Drive Elevator Motor_TRC | 0 | 0 | 0 | 0 | 0 | 0 | 0 | 0 | 0 | 0 | 0 | 0 | 0 | 0 | 0 | 0 | 0 | 0 | 0 | 0
Lodging/Hospitality | New | Regenerative Drive Elevator Motor | 0.26293 | 0.22024 |  | 2027.9355 | 13 |  | 10000 | 10000 | elevator motor |  | 69.5932 | FAIL | FAIL | Lodging/Hospitality_New_Regenerative Drive Elevator Motor_RIM | 0 | 0 | 0 | 0 | 0 | 0 | 0 | 0 | 0 | 0 | 0 | 0 | 0 | 0 | 0 | 0 | 0 | 0 | 0 | 0 | Lodging/Hospitality_New_Regenerative Drive Elevator Motor_TRC | 0 | 0 | 0 | 0 | 0 | 0 | 0 | 0 | 0 | 0 | 0 | 0 | 0 | 0 | 0 | 0 | 0 | 0 | 0 | 0
Miscellaneous | New | Regenerative Drive Elevator Motor | 0.28225 | 0.025857 |  | 2027.9355 | 13 |  | 10000 | 10000 | elevator motor |  | 69.5932 | FAIL | FAIL | Miscellaneous_New_Regenerative Drive Elevator Motor_RIM | 0 | 0 | 0 | 0 | 0 | 0 | 0 | 0 | 0 | 0 | 0 | 0 | 0 | 0 | 0 | 0 | 0 | 0 | 0 | 0 | Miscellaneous_New_Regenerative Drive Elevator Motor_TRC | 0 | 0 | 0 | 0 | 0 | 0 | 0 | 0 | 0 | 0 | 0 | 0 | 0 | 0 | 0 | 0 | 0 | 0 | 0 | 0
Offices | New | Regenerative Drive Elevator Motor | 0.28225 | 0.025857 |  | 2027.9355 | 13 |  | 10000 | 10000 | elevator motor |  | 69.5932 | FAIL | FAIL | Offices_New_Regenerative Drive Elevator Motor_RIM | 0 | 0 | 0 | 0 | 0 | 0 | 0 | 0 | 0 | 0 | 0 | 0 | 0 | 0 | 0 | 0 | 0 | 0 | 0 | 0 | Offices_New_Regenerative Drive Elevator Motor_TRC | 0 | 0 | 0 | 0 | 0 | 0 | 0 | 0 | 0 | 0 | 0 | 0 | 0 | 0 | 0 | 0 | 0 | 0 | 0 | 0
Restaurants | New | Regenerative Drive Elevator Motor | 0.26293 | 0.22024 |  | 2027.9355 | 13 |  | 10000 | 10000 | elevator motor |  | 69.5932 | FAIL | FAIL | Restaurants_New_Regenerative Drive Elevator Motor_RIM | 0 | 0 | 0 | 0 | 0 | 0 | 0 | 0 | 0 | 0 | 0 | 0 | 0 | 0 | 0 | 0 | 0 | 0 | 0 | 0 | Restaurants_New_Regenerative Drive Elevator Motor_TRC | 0 | 0 | 0 | 0 | 0 | 0 | 0 | 0 | 0 | 0 | 0 | 0 | 0 | 0 | 0 | 0 | 0 | 0 | 0 | 0
Retail | New | Regenerative Drive Elevator Motor | 0.28225 | 0.025857 |  | 2027.9355 | 13 |  | 10000 | 10000 | elevator motor |  | 69.5932 | FAIL | FAIL | Retail_New_Regenerative Drive Elevator Motor_RIM | 0 | 0 | 0 | 0 | 0 | 0 | 0 | 0 | 0 | 0 | 0 | 0 | 0 | 0 | 0 | 0 | 0 | 0 | 0 | 0 | Retail_New_Regenerative Drive Elevator Motor_TRC | 0 | 0 | 0 | 0 | 0 | 0 | 0 | 0 | 0 | 0 | 0 | 0 | 0 | 0 | 0 | 0 | 0 | 0 | 0 | 0
Schools K-12 | New | Regenerative Drive Elevator Motor | 0.26293 | 0.22024 |  | 2027.9355 | 13 |  | 10000 | 10000 | elevator motor |  | 69.5932 | FAIL | FAIL | Schools K-12_New_Regenerative Drive Elevator Motor_RIM | 0 | 0 | 0 | 0 | 0 | 0 | 0 | 0 | 0 | 0 | 0 | 0 | 0 | 0 | 0 | 0 | 0 | 0 | 0 | 0 | Schools K-12_New_Regenerative Drive Elevator Motor_TRC | 0 | 0 | 0 | 0 | 0 | 0 | 0 | 0 | 0 | 0 | 0 | 0 | 0 | 0 | 0 | 0 | 0 | 0 | 0 | 0
Warehouse | New | Regenerative Drive Elevator Motor | 0.28225 | 0.025857 |  | 2027.9355 | 13 |  | 10000 | 10000 | elevator motor |  | 69.5932 | FAIL | FAIL | Warehouse_New_Regenerative Drive Elevator Motor_RIM | 0 | 0 | 0 | 0 | 0 | 0 | 0 | 0 | 0 | 0 | 0 | 0 | 0 | 0 | 0 | 0 | 0 | 0 | 0 | 0 | Warehouse_New_Regenerative Drive Elevator Motor_TRC | 0 | 0 | 0 | 0 | 0 | 0 | 0 | 0 | 0 | 0 | 0 | 0 | 0 | 0 | 0 | 0 | 0 | 0 | 0 | 0
Assembly | Existing | VSD Controlled Compressor | 1.9843 | 0.92875 |  | 13160.16 | 15 |  | 3986 | 3986 | compressor (20hp) | 1 | 451.6205 | FAIL | 1431.7274 | Assembly_Existing_VSD Controlled Compressor_RIM | 0 | 0 | 0 | 0 | 0 | 0 | 0 | 0 | 0 | 0 | 0 | 0 | 0 | 0 | 0 | 0 | 0 | 0 | 0 | 0 | Assembly_Existing_VSD Controlled Compressor_TRC | 0.031539 | 0.053668 | 0.085161 | 0.13268 | 0.19949 | 0.28211 | 0.36353 | 0.4081 | 0.37934 | 0.27909 | 415.0554 | 706.2843 | 1120.7261 | 1746.1236 | 2625.3161 | 3712.6402 | 4784.0671 | 5370.6158 | 4992.1491 | 3672.818 |  | 35.92%
College and University | Existing | VSD Controlled Compressor | 1.7063 | 1.4292 |  | 13160.16 | 15 |  | 3986 | 3986 | compressor (20hp) | 1 | 451.6205 | FAIL | 1431.7274 | College and University_Existing_VSD Controlled Compressor_RIM | 0 | 0 | 0 | 0 | 0 | 0 | 0 | 0 | 0 | 0 | 0 | 0 | 0 | 0 | 0 | 0 | 0 | 0 | 0 | 0 | College and University_Existing_VSD Controlled Compressor_TRC | 0.1021 | 0.17287 | 0.27233 | 0.41988 | 0.62277 | 0.86902 | 1.1055 | 1.2258 | 1.1257 | 0.81829 | 1343.6638 | 2275.0452 | 3583.8568 | 5525.7412 | 8195.755 | 11436.5043 | 14548.7965 | 16131.6445 | 14814.7326 | 10768.7929 |  | 35.92%
Grocery | Existing | VSD Controlled Compressor | 1.9843 | 0.92875 |  | 13160.16 | 15 |  | 3986 | 3986 | compressor (20hp) | 1 | 451.6205 | FAIL | 1431.7274 | Grocery_Existing_VSD Controlled Compressor_RIM | 0 | 0 | 0 | 0 | 0 | 0 | 0 | 0 | 0 | 0 | 0 | 0 | 0 | 0 | 0 | 0 | 0 | 0 | 0 | 0 | Grocery_Existing_VSD Controlled Compressor_TRC | 0.15978 | 0.27368 | 0.43461 | 0.67656 | 1.0147 | 1.4323 | 1.8429 | 2.0662 | 1.9187 | 1.4101 | 2102.7782 | 3601.6659 | 5719.5037 | 8903.6823 | 13354.1594 | 18848.8002 | 24253.1218 | 27191.8362 | 25250.5481 | 18557.2363 |  | 35.92%
Healthcare | Existing | VSD Controlled Compressor | 1.7063 | 1.4292 |  | 13160.16 | 15 |  | 3986 | 3986 | compressor (20hp) | 1 | 451.6205 | FAIL | 1431.7274 | Healthcare_Existing_VSD Controlled Compressor_RIM | 0 | 0 | 0 | 0 | 0 | 0 | 0 | 0 | 0 | 0 | 0 | 0 | 0 | 0 | 0 | 0 | 0 | 0 | 0 | 0 | Healthcare_Existing_VSD Controlled Compressor_TRC | 0.079388 | 0.08477 | 0.085354 | 0.086129 | 0.08691 | 0.087659 | 0.088438 | 0.089139 | 0.089838 | 0.090438 | 1044.7603 | 1115.5869 | 1123.2667 | 1133.4666 | 1143.7435 | 1153.6033 | 1163.8631 | 1173.0899 | 1182.2836 | 1190.1748 |  | 35.92%
Hospitals | Existing | VSD Controlled Compressor | 1.7063 | 1.4292 |  | 13160.16 | 15 |  | 3986 | 3986 | compressor (20hp) | 1 | 451.6205 | FAIL | 1431.7274 | Hospitals_Existing_VSD Controlled Compressor_RIM | 0 | 0 | 0 | 0 | 0 | 0 | 0 | 0 | 0 | 0 | 0 | 0 | 0 | 0 | 0 | 0 | 0 | 0 | 0 | 0 | Hospitals_Existing_VSD Controlled Compressor_TRC | 0.07455 | 0.12658 | 0.19963 | 0.30808 | 0.45728 | 0.63867 | 0.81317 | 0.90215 | 0.82901 | 0.60293 | 981.085 | 1665.8478 | 2627.1355 | 4054.3843 | 6017.8687 | 8405.0449 | 10701.4887 | 11872.4408 | 10909.8619 | 7934.6989 |  | 35.92%
Institutional | Existing | VSD Controlled Compressor | 1.9843 | 0.92875 |  | 13160.16 | 15 |  | 3986 | 3986 | compressor (20hp) | 1 | 451.6205 | FAIL | 1431.7274 | Institutional_Existing_VSD Controlled Compressor_RIM | 0 | 0 | 0 | 0 | 0 | 0 | 0 | 0 | 0 | 0 | 0 | 0 | 0 | 0 | 0 | 0 | 0 | 0 | 0 | 0 | Institutional_Existing_VSD Controlled Compressor_TRC | 0.21286 | 0.36173 | 0.57161 | 0.88484 | 1.3187 | 1.8499 | 2.3659 | 2.6368 | 2.434 | 1.7782 | 2801.2329 | 4760.4166 | 7522.4431 | 11644.5711 | 17354.7535 | 24344.8273 | 31135.9362 | 34700.1323 | 32031.6749 | 23401.1728 |  | 35.92%
Lodging/Hospitality | Existing | VSD Controlled Compressor | 1.7063 | 1.4292 |  | 13160.16 | 15 |  | 3986 | 3986 | compressor (20hp) | 1 | 451.6205 | FAIL | 1431.7274 | Lodging/Hospitality_Existing_VSD Controlled Compressor_RIM | 0 | 0 | 0 | 0 | 0 | 0 | 0 | 0 | 0 | 0 | 0 | 0 | 0 | 0 | 0 | 0 | 0 | 0 | 0 | 0 | Lodging/Hospitality_Existing_VSD Controlled Compressor_TRC | 0.11013 | 0.12073 | 0.12264 | 0.12451 | 0.12607 | 0.12751 | 0.12894 | 0.1302 | 0.1314 | 0.13242 | 1449.3795 | 1588.8369 | 1613.9656 | 1638.6187 | 1659.108 | 1678.1021 | 1696.8888 | 1713.3969 | 1729.2104 | 1742.6043 |  | 35.92%
Miscellaneous | Existing | VSD Controlled Compressor | 1.9843 | 0.92875 |  | 13160.16 | 15 |  | 3986 | 3986 | compressor (20hp) | 1 | 451.6205 | FAIL | 1431.7274 | Miscellaneous_Existing_VSD Controlled Compressor_RIM | 0 | 0 | 0 | 0 | 0 | 0 | 0 | 0 | 0 | 0 | 0 | 0 | 0 | 0 | 0 | 0 | 0 | 0 | 0 | 0 | Miscellaneous_Existing_VSD Controlled Compressor_TRC | 2.3916 | 2.3551 | 2.2764 | 2.2054 | 2.1366 | 2.0699 | 2.0063 | 1.9434 | 1.8827 | 1.8223 | 31473.3308 | 30993.3327 | 29958.094 | 29022.8499 | 28118.5754 | 27239.64 | 26403.3373 | 25575.2819 | 24777.2388 | 23982.0331 |  | 35.92%
Offices | Existing | VSD Controlled Compressor | 1.9843 | 0.92875 |  | 13160.16 | 15 |  | 3986 | 3986 | compressor (20hp) | 1 | 451.6205 | FAIL | 1431.7274 | Offices_Existing_VSD Controlled Compressor_RIM | 0 | 0 | 0 | 0 | 0 | 0 | 0 | 0 | 0 | 0 | 0 | 0 | 0 | 0 | 0 | 0 | 0 | 0 | 0 | 0 | Offices_Existing_VSD Controlled Compressor_TRC | 0.42434 | 0.73239 | 1.159 | 1.7892 | 2.6484 | 3.6883 | 4.6821 | 5.1786 | 4.7439 | 3.4394 | 5584.3212 | 9638.3253 | 15252.4365 | 23546.537 | 34853.0579 | 48538.7071 | 61617.4965 | 68150.8803 | 62430.3185 | 45262.5664 |  | 35.92%
Restaurants | Existing | VSD Controlled Compressor | 1.7063 | 1.4292 |  | 13160.16 | 15 |  | 3986 | 3986 | compressor (20hp) | 1 | 451.6205 | FAIL | 1431.7274 | Restaurants_Existing_VSD Controlled Compressor_RIM | 0 | 0 | 0 | 0 | 0 | 0 | 0 | 0 | 0 | 0 | 0 | 0 | 0 | 0 | 0 | 0 | 0 | 0 | 0 | 0 | Restaurants_Existing_VSD Controlled Compressor_TRC | 0.079026 | 0.1354 | 0.21514 | 0.33522 | 0.50339 | 0.71093 | 0.91481 | 1.0255 | 0.95185 | 0.69928 | 1040.0011 | 1781.8667 | 2831.342 | 4411.6051 | 6624.7035 | 9355.9184 | 12039.0982 | 13495.6702 | 12526.5509 | 9202.6343 |  | 35.92%
Retail | Existing | VSD Controlled Compressor | 1.9843 | 0.92875 |  | 13160.16 | 15 |  | 3986 | 3986 | compressor (20hp) | 1 | 451.6205 | FAIL | 1431.7274 | Retail_Existing_VSD Controlled Compressor_RIM | 0 | 0 | 0 | 0 | 0 | 0 | 0 | 0 | 0 | 0 | 0 | 0 | 0 | 0 | 0 | 0 | 0 | 0 | 0 | 0 | Retail_Existing_VSD Controlled Compressor_TRC | 0.3111 | 0.33288 | 0.33586 | 0.33983 | 0.34407 | 0.3479 | 0.35161 | 0.35478 | 0.35776 | 0.36021 | 4094.1467 | 4380.8117 | 4419.9902 | 4472.2274 | 4528.0364 | 4578.4459 | 4627.2573 | 4668.9618 | 4708.152 | 4740.3857 |  | 35.92%
Schools K-12 | Existing | VSD Controlled Compressor | 1.7063 | 1.4292 |  | 13160.16 | 15 |  | 3986 | 3986 | compressor (20hp) | 1 | 451.6205 | FAIL | 1431.7274 | Schools K-12_Existing_VSD Controlled Compressor_RIM | 0 | 0 | 0 | 0 | 0 | 0 | 0 | 0 | 0 | 0 | 0 | 0 | 0 | 0 | 0 | 0 | 0 | 0 | 0 | 0 | Schools K-12_Existing_VSD Controlled Compressor_TRC | 0.18676 | 0.31622 | 0.49816 | 0.76813 | 1.1394 | 1.59 | 2.0229 | 2.243 | 2.0599 | 1.4971 | 2457.8042 | 4161.5631 | 6555.8962 | 10108.6666 | 14994.1587 | 20924.8454 | 26621.3337 | 29518.7369 | 27107.979 | 19702.6675 |  | 35.92%
Warehouse | Existing | VSD Controlled Compressor | 1.9843 | 0.92875 |  | 13160.16 | 15 |  | 3986 | 3986 | compressor (20hp) | 1 | 451.6205 | FAIL | 1431.7274 | Warehouse_Existing_VSD Controlled Compressor_RIM | 0 | 0 | 0 | 0 | 0 | 0 | 0 | 0 | 0 | 0 | 0 | 0 | 0 | 0 | 0 | 0 | 0 | 0 | 0 | 0 | Warehouse_Existing_VSD Controlled Compressor_TRC | 0.056037 | 0.094614 | 0.14893 | 0.22955 | 0.3405 | 0.47503 | 0.60389 | 0.6687 | 0.61315 | 0.44489 | 737.4507 | 1245.1297 | 1959.9394 | 3020.9068 | 4481.0393 | 6251.5051 | 7947.3471 | 8800.1689 | 8069.0978 | 5854.8148 |  | 35.92%
Assembly | New | VSD Controlled Compressor | 1.9843 | 0.92875 |  | 13160.16 | 15 |  | 3986 | 3986 | compressor (20hp) | 1 | 451.6205 | FAIL | 1431.7274 | Assembly_New_VSD Controlled Compressor_RIM | 0 | 0 | 0 | 0 | 0 | 0 | 0 | 0 | 0 | 0 | 0 | 0 | 0 | 0 | 0 | 0 | 0 | 0 | 0 | 0 | Assembly_New_VSD Controlled Compressor_TRC | 0.015029 | 0.031201 | 0.064269 | 0.12345 | 0.22125 | 0.30585 | 0.38623 | 0.43207 | 0.39758 | 0.29505 | 197.7792 | 410.605 | 845.784 | 1624.6278 | 2911.7186 | 4025.0727 | 5082.8692 | 5686.073 | 5232.2786 | 3882.9492 |  | 35.92%
College and University | New | VSD Controlled Compressor | 1.7063 | 1.4292 |  | 13160.16 | 15 |  | 3986 | 3986 | compressor (20hp) | 1 | 451.6205 | FAIL | 1431.7274 | College and University_New_VSD Controlled Compressor_RIM | 0 | 0 | 0 | 0 | 0 | 0 | 0 | 0 | 0 | 0 | 0 | 0 | 0 | 0 | 0 | 0 | 0 | 0 | 0 | 0 | College and University_New_VSD Controlled Compressor_TRC | 0.043446 | 0.065491 | 0.10639 | 0.169 | 0.25799 | 0.34152 | 0.42442 | 0.47514 | 0.42031 | 0.30018 | 571.7526 | 861.8683 | 1400.1095 | 2224.1055 | 3395.2391 | 4494.4653 | 5585.3945 | 6252.9539 | 5531.4087 | 3950.4574 |  | 35.92%
Grocery | New | VSD Controlled Compressor | 1.9843 | 0.92875 |  | 13160.16 | 15 |  | 3986 | 3986 | compressor (20hp) | 1 | 451.6205 | FAIL | 1431.7274 | Grocery_New_VSD Controlled Compressor_RIM | 0 | 0 | 0 | 0 | 0 | 0 | 0 | 0 | 0 | 0 | 0 | 0 | 0 | 0 | 0 | 0 | 0 | 0 | 0 | 0 | Grocery_New_VSD Controlled Compressor_TRC | 0.022837 | 0.038263 | 0.068735 | 0.11954 | 0.19842 | 0.27972 | 0.35986 | 0.40447 | 0.37642 | 0.27708 | 300.5345 | 503.5476 | 904.5587 | 1573.1647 | 2611.1952 | 3681.1087 | 4735.8587 | 5322.9135 | 4953.76 | 3646.4085 |  | 35.92%
Healthcare | New | VSD Controlled Compressor | 1.7063 | 1.4292 |  | 13160.16 | 15 |  | 3986 | 3986 | compressor (20hp) | 1 | 451.6205 | FAIL | 1431.7274 | Healthcare_New_VSD Controlled Compressor_RIM | 0 | 0 | 0 | 0 | 0 | 0 | 0 | 0 | 0 | 0 | 0 | 0 | 0 | 0 | 0 | 0 | 0 | 0 | 0 | 0 | Healthcare_New_VSD Controlled Compressor_TRC | 0.040575 | 0.059619 | 0.094343 | 0.14598 | 0.21725 | 0.29537 | 0.36824 | 0.40214 | 0.36472 | 0.26181 | 533.9731 | 784.599 | 1241.563 | 1921.1751 | 2859.0235 | 3887.1653 | 4846.0396 | 5292.1898 | 4799.7616 | 3445.4331 |  | 35.92%
Hospitals | New | VSD Controlled Compressor | 1.7063 | 1.4292 |  | 13160.16 | 15 |  | 3986 | 3986 | compressor (20hp) | 1 | 451.6205 | FAIL | 1431.7274 | Hospitals_New_VSD Controlled Compressor_RIM | 0 | 0 | 0 | 0 | 0 | 0 | 0 | 0 | 0 | 0 | 0 | 0 | 0 | 0 | 0 | 0 | 0 | 0 | 0 | 0 | Hospitals_New_VSD Controlled Compressor_TRC | 0.038045 | 0.055852 | 0.088258 | 0.13629 | 0.20227 | 0.27409 | 0.34062 | 0.37141 | 0.33735 | 0.24319 | 500.6808 | 735.0153 | 1161.4944 | 1793.6383 | 2661.8581 | 3607.0557 | 4482.6783 | 4887.878 | 4439.628 | 3200.4186 |  | 35.92%
Institutional | New | VSD Controlled Compressor | 1.9843 | 0.92875 |  | 13160.16 | 15 |  | 3986 | 3986 | compressor (20hp) | 1 | 451.6205 | FAIL | 1431.7274 | Institutional_New_VSD Controlled Compressor_RIM | 0 | 0 | 0 | 0 | 0 | 0 | 0 | 0 | 0 | 0 | 0 | 0 | 0 | 0 | 0 | 0 | 0 | 0 | 0 | 0 | Institutional_New_VSD Controlled Compressor_TRC | 0.10756 | 0.17685 | 0.31052 | 0.52932 | 0.86267 | 1.2172 | 1.5596 | 1.7382 | 1.6004 | 1.1616 | 1415.4704 | 2327.431 | 4086.5563 | 6965.8823 | 11352.8229 | 16018.0864 | 20524.3846 | 22874.4794 | 21061.0474 | 15286.8694 |  | 35.92%
Lodging/Hospitality | New | VSD Controlled Compressor | 1.7063 | 1.4292 |  | 13160.16 | 15 |  | 3986 | 3986 | compressor (20hp) | 1 | 451.6205 | FAIL | 1431.7274 | Lodging/Hospitality_New_VSD Controlled Compressor_RIM | 0 | 0 | 0 | 0 | 0 | 0 | 0 | 0 | 0 | 0 | 0 | 0 | 0 | 0 | 0 | 0 | 0 | 0 | 0 | 0 | Lodging/Hospitality_New_VSD Controlled Compressor_TRC | 0.15019 | 0.19485 | 0.27104 | 0.35828 | 0.43781 | 0.57235 | 0.68659 | 0.71909 | 0.62792 | 0.4364 | 1976.5667 | 2564.2499 | 3566.9113 | 4715.0259 | 5761.6243 | 7532.1718 | 9035.6109 | 9463.3882 | 8263.5412 | 5743.1516 |  | 35.92%
Miscellaneous | New | VSD Controlled Compressor | 1.9843 | 0.92875 |  | 13160.16 | 15 |  | 3986 | 3986 | compressor (20hp) | 1 | 451.6205 | FAIL | 1431.7274 | Miscellaneous_New_VSD Controlled Compressor_RIM | 0 | 0 | 0 | 0 | 0 | 0 | 0 | 0 | 0 | 0 | 0 | 0 | 0 | 0 | 0 | 0 | 0 | 0 | 0 | 0 | Miscellaneous_New_VSD Controlled Compressor_TRC | 0 | 0 | 0 | 0 | 0 | 0 | 0 | 0 | 0 | 0 | 0 | 0 | 0 | 0 | 0 | 0 | 0 | 0 | 0 | 0 |  | 35.92%
Offices | New | VSD Controlled Compressor | 1.9843 | 0.92875 |  | 13160.16 | 15 |  | 3986 | 3986 | compressor (20hp) | 1 | 451.6205 | FAIL | 1431.7274 | Offices_New_VSD Controlled Compressor_RIM | 0 | 0 | 0 | 0 | 0 | 0 | 0 | 0 | 0 | 0 | 0 | 0 | 0 | 0 | 0 | 0 | 0 | 0 | 0 | 0 | Offices_New_VSD Controlled Compressor_TRC | 0.45773 | 0.56154 | 0.71442 | 0.82516 | 0.79841 | 1.04 | 1.2432 | 1.2974 | 1.1293 | 0.78271 | 6023.7577 | 7389.9243 | 9401.829 | 10859.2937 | 10507.2164 | 13685.9578 | 16360.6125 | 17074.5893 | 14861.8535 | 10300.5961 |  | 35.92%
Restaurants | New | VSD Controlled Compressor | 1.7063 | 1.4292 |  | 13160.16 | 15 |  | 3986 | 3986 | compressor (20hp) | 1 | 451.6205 | FAIL | 1431.7274 | Restaurants_New_VSD Controlled Compressor_RIM | 0 | 0 | 0 | 0 | 0 | 0 | 0 | 0 | 0 | 0 | 0 | 0 | 0 | 0 | 0 | 0 | 0 | 0 | 0 | 0 | Restaurants_New_VSD Controlled Compressor_TRC | 0.056699 | 0.097275 | 0.17823 | 0.31541 | 0.5315 | 0.72857 | 0.91095 | 1.0072 | 0.9168 | 0.67463 | 746.1675 | 1280.151 | 2345.5228 | 4150.7819 | 6994.5595 | 9588.0605 | 11988.1884 | 13255.1572 | 12065.2239 | 8878.2905 |  | 35.92%
Retail | New | VSD Controlled Compressor | 1.9843 | 0.92875 |  | 13160.16 | 15 |  | 3986 | 3986 | compressor (20hp) | 1 | 451.6205 | FAIL | 1431.7274 | Retail_New_VSD Controlled Compressor_RIM | 0 | 0 | 0 | 0 | 0 | 0 | 0 | 0 | 0 | 0 | 0 | 0 | 0 | 0 | 0 | 0 | 0 | 0 | 0 | 0 | Retail_New_VSD Controlled Compressor_TRC | 0.17163 | 0.2702 | 0.45658 | 0.75271 | 1.1911 | 1.5155 | 1.7729 | 1.8094 | 1.5456 | 1.0562 | 2258.6775 | 3555.8743 | 6008.7222 | 9905.8184 | 15674.8846 | 19944.2001 | 23331.3056 | 23812.5072 | 20340.175 | 13899.3874 |  | 35.92%
Schools K-12 | New | VSD Controlled Compressor | 1.7063 | 1.4292 |  | 13160.16 | 15 |  | 3986 | 3986 | compressor (20hp) | 1 | 451.6205 | FAIL | 1431.7274 | Schools K-12_New_VSD Controlled Compressor_RIM | 0 | 0 | 0 | 0 | 0 | 0 | 0 | 0 | 0 | 0 | 0 | 0 | 0 | 0 | 0 | 0 | 0 | 0 | 0 | 0 | Schools K-12_New_VSD Controlled Compressor_TRC | 0.079589 | 0.12008 | 0.19534 | 0.31094 | 0.47598 | 0.63218 | 0.78811 | 0.88366 | 0.78054 | 0.5551 | 1047.4016 | 1580.2977 | 2570.7528 | 4091.9857 | 6263.9723 | 8319.6457 | 10371.6986 | 11629.1219 | 10272.0111 | 7305.1824 |  | 35.92%
Warehouse | New | VSD Controlled Compressor | 1.9843 | 0.92875 |  | 13160.16 | 15 |  | 3986 | 3986 | compressor (20hp) | 1 | 451.6205 | FAIL | 1431.7274 | Warehouse_New_VSD Controlled Compressor_RIM | 0 | 0 | 0 | 0 | 0 | 0 | 0 | 0 | 0 | 0 | 0 | 0 | 0 | 0 | 0 | 0 | 0 | 0 | 0 | 0 | Warehouse_New_VSD Controlled Compressor_TRC | 0.018612 | 0.029939 | 0.051811 | 0.08717 | 0.14037 | 0.17756 | 0.20656 | 0.20963 | 0.17818 | 0.12128 | 244.9424 | 393.999 | 681.8413 | 1147.1735 | 1847.3096 | 2336.6539 | 2718.3039 | 2758.7774 | 2344.8688 | 1596.0573 |  | 35.92%
Assembly | Existing | Network PC Power Management | 0.39582 | 0 |  | 2661.0035 | 5 |  | 638 | 29 | computer | 22 | 59.1939 | FAIL | 121.5224 | Assembly_Existing_Network PC Power Management_RIM | 0 | 0 | 0 | 0 | 0 | 0 | 0 | 0 | 0 | 0 | 0 | 0 | 0 | 0 | 0 | 0 | 0 | 0 | 0 | 0 | Assembly_Existing_Network PC Power Management_TRC | 0 | 0 | 0 | 0 | 0 | 0 | 0 | 0 | 0 | 0 | 0 | 0 | 0 | 0 | 0 | 0 | 0 | 0 | 0 | 0 |  | 19.05%
College and University | Existing | Network PC Power Management | 0.93955 | 0.81114 |  | 6992.2928 | 5 |  | 1653 | 29 | computer | 57 | 155.5433 | FAIL | 295.8568 | College and University_Existing_Network PC Power Management_RIM | 0 | 0 | 0 | 0 | 0 | 0 | 0 | 0 | 0 | 0 | 0 | 0 | 0 | 0 | 0 | 0 | 0 | 0 | 0 | 0 | College and University_Existing_Network PC Power Management_TRC | 0.59686 | 0.74146 | 0.74575 | 0.75187 | 0.75818 | 0.76408 | 0.77028 | 0.77598 | 0.78156 | 0.78626 | 4173.4246 | 5184.4975 | 5214.5224 | 5257.2637 | 5301.3944 | 5342.6999 | 5386.0403 | 5425.8916 | 5464.8925 | 5497.7808 |  | 17.9%
Grocery | Existing | Network PC Power Management | 0.5037 | 0.3508 |  | 3386.2106 | 5 |  | 812 | 29 | computer | 28 | 75.3261 | FAIL | 154.766 | Grocery_Existing_Network PC Power Management_RIM | 0 | 0 | 0 | 0 | 0 | 0 | 0 | 0 | 0 | 0 | 0 | 0 | 0 | 0 | 0 | 0 | 0 | 0 | 0 | 0 | Grocery_Existing_Network PC Power Management_TRC | 0 | 0 | 0 | 0 | 0 | 0 | 0 | 0 | 0 | 0 | 0 | 0 | 0 | 0 | 0 | 0 | 0 | 0 | 0 | 0 |  | 19.06%
Healthcare | Existing | Network PC Power Management | 0.70789 | 0.49301 |  | 4758.9388 | 5 |  | 1131 | 29 | computer | 39 | 105.8624 | FAIL | 207.3314 | Healthcare_Existing_Network PC Power Management_RIM | 0 | 0 | 0 | 0 | 0 | 0 | 0 | 0 | 0 | 0 | 0 | 0 | 0 | 0 | 0 | 0 | 0 | 0 | 0 | 0 | Healthcare_Existing_Network PC Power Management_TRC | 0.62837 | 0.7828 | 0.78818 | 0.79534 | 0.80255 | 0.80947 | 0.81667 | 0.82314 | 0.8296 | 0.83513 | 2990.3696 | 3725.2757 | 3750.9205 | 3784.9811 | 3819.2989 | 3852.2235 | 3886.4842 | 3917.295 | 3947.9956 | 3974.3468 |  | 18.33%
Hospitals | Existing | Network PC Power Management | 5.6089 | 4.8423 |  | 41742.7 | 5 |  | 9773 | 29 | computer | 337 | 928.565 | FAIL | 1671.1049 | Hospitals_Existing_Network PC Power Management_RIM | 0 | 0 | 0 | 0 | 0 | 0 | 0 | 0 | 0 | 0 | 0 | 0 | 0 | 0 | 0 | 0 | 0 | 0 | 0 | 0 | Hospitals_Existing_Network PC Power Management_TRC | 0.067271 | 0.083803 | 0.08438 | 0.085147 | 0.085919 | 0.086659 | 0.08743 | 0.088123 | 0.088814 | 0.089406 | 2808.0749 | 3498.1807 | 3522.2622 | 3554.2464 | 3586.4722 | 3617.3897 | 3649.5619 | 3678.4944 | 3707.3234 | 3732.0682 |  | 17.1%
Institutional | Existing | Network PC Power Management | 0.64622 | 0 |  | 4344.3187 | 5 |  | 1044 | 29 | computer | 36 | 96.6392 | FAIL | 200.8055 | Institutional_Existing_Network PC Power Management_RIM | 0 | 0 | 0 | 0 | 0 | 0 | 0 | 0 | 0 | 0 | 0 | 0 | 0 | 0 | 0 | 0 | 0 | 0 | 0 | 0 | Institutional_Existing_Network PC Power Management_TRC | 1.0093 | 1.9311 | 2.8833 | 4.0783 | 5.2867 | 6.0134 | 5.7049 | 4.3029 | 2.5431 | 1.2201 | 4384.83 | 8389.1008 | 12525.7724 | 17717.6463 | 22967.1778 | 26124.2517 | 24783.9113 | 18692.9923 | 11047.8966 | 5300.3955 |  | 19.23%
Lodging/Hospitality | Existing | Network PC Power Management | 0.58124 | 0.40481 |  | 3907.5345 | 5 |  | 928 | 29 | computer | 32 | 86.923 | FAIL | 169.5815 | Lodging/Hospitality_Existing_Network PC Power Management_RIM | 0 | 0 | 0 | 0 | 0 | 0 | 0 | 0 | 0 | 0 | 0 | 0 | 0 | 0 | 0 | 0 | 0 | 0 | 0 | 0 | Lodging/Hospitality_Existing_Network PC Power Management_TRC | 2.5046 | 3.2031 | 3.2538 | 3.3035 | 3.3448 | 3.3831 | 3.421 | 3.4542 | 3.4861 | 3.5131 | 9786.6297 | 12516.3342 | 12714.2895 | 12908.4989 | 13069.9064 | 13219.5364 | 13367.5316 | 13497.5769 | 13622.1502 | 13727.6628 |  | 18.27%
Miscellaneous | Existing | Network PC Power Management | 8.6767 | 0 |  | 58330.5263 | 5 |  | 13659 | 29 | computer | 471 | 1297.5606 | FAIL | 2337.552 | Miscellaneous_Existing_Network PC Power Management_RIM | 0 | 0 | 0 | 0 | 0 | 0 | 0 | 0 | 0 | 0 | 0 | 0 | 0 | 0 | 0 | 0 | 0 | 0 | 0 | 0 | Miscellaneous_Existing_Network PC Power Management_TRC | 0 | 0 | 0 | 0 | 0 | 0 | 0 | 0 | 0 | 0 | 0 | 0 | 0 | 0 | 0 | 0 | 0 | 0 | 0 | 0 |  | 17.11%
Offices | Existing | Network PC Power Management | 0.49125 | 0.34213 |  | 3302.5466 | 5 |  | 783 | 29 | computer | 27 | 73.465 | FAIL | 142.0044 | Offices_Existing_Network PC Power Management_RIM | 0 | 0 | 0 | 0 | 0 | 0 | 0 | 0 | 0 | 0 | 0 | 0 | 0 | 0 | 0 | 0 | 0 | 0 | 0 | 0 | Offices_Existing_Network PC Power Management_TRC | 3.9825 | 5.043 | 5.0952 | 5.1432 | 5.1754 | 5.2051 | 5.2358 | 5.2612 | 5.2859 | 5.3045 | 13152.3643 | 16654.8187 | 16827.1217 | 16985.6073 | 17092.1637 | 17189.9602 | 17291.4727 | 17375.3259 | 17456.9422 | 17518.2091 |  | 18.14%
Restaurants | Existing | Network PC Power Management | 0.47359 | 0 |  | 3183.805 | 5 |  | 754 | 29 | computer | 26 | 70.8236 | FAIL | 136.0511 | Restaurants_Existing_Network PC Power Management_RIM | 0 | 0 | 0 | 0 | 0 | 0 | 0 | 0 | 0 | 0 | 0 | 0 | 0 | 0 | 0 | 0 | 0 | 0 | 0 | 0 | Restaurants_Existing_Network PC Power Management_TRC | 0 | 0 | 0 | 0 | 0 | 0 | 0 | 0 | 0 | 0 | 0 | 0 | 0 | 0 | 0 | 0 | 0 | 0 | 0 | 0 |  | 18.04%
Retail | Existing | Network PC Power Management | 0.21429 | 0.14924 |  | 1440.5919 | 5 |  | 348 | 29 | computer | 12 | 32.0459 | FAIL | 68.3936 | Retail_Existing_Network PC Power Management_RIM | 0 | 0 | 0 | 0 | 0 | 0 | 0 | 0 | 0 | 0 | 0 | 0 | 0 | 0 | 0 | 0 | 0 | 0 | 0 | 0 | Retail_Existing_Network PC Power Management_TRC | 8.373 | 10.4524 | 10.5459 | 10.6705 | 10.8037 | 10.924 | 11.0404 | 11.1399 | 11.2335 | 11.3104 | 12062.0285 | 15057.689 | 15192.3532 | 15371.9023 | 15563.7286 | 15736.9956 | 15904.7696 | 16048.1162 | 16182.8204 | 16293.6137 |  | 19.65%
Schools K-12 | Existing | Network PC Power Management | 0.71311 | 0.49665 |  | 4794.046 | 5 |  | 1131 | 29 | computer | 39 | 106.6434 | FAIL | 200.5173 | Schools K-12_Existing_Network PC Power Management_RIM | 0 | 0 | 0 | 0 | 0 | 0 | 0 | 0 | 0 | 0 | 0 | 0 | 0 | 0 | 0 | 0 | 0 | 0 | 0 | 0 | Schools K-12_Existing_Network PC Power Management_TRC | 1.1785 | 1.4641 | 1.4725 | 1.4846 | 1.4971 | 1.5087 | 1.521 | 1.5322 | 1.5432 | 1.5525 | 5650.0083 | 7018.8051 | 7059.453 | 7117.3165 | 7177.0608 | 7232.9805 | 7291.655 | 7345.606 | 7398.4056 | 7442.9299 |  | 17.73%
Warehouse | Existing | Network PC Power Management | 0.058244 | 0 |  | 391.5584 | 5 |  | 116 | 29 | computer | 4 | 8.7102 | FAIL | 40.0019 | Warehouse_Existing_Network PC Power Management_RIM | 0 | 0 | 0 | 0 | 0 | 0 | 0 | 0 | 0 | 0 | 0 | 0 | 0 | 0 | 0 | 0 | 0 | 0 | 0 | 0 | Warehouse_Existing_Network PC Power Management_TRC | 0 | 0 | 0 | 0 | 0 | 0 | 0 | 0 | 0 | 0 | 0 | 0 | 0 | 0 | 0 | 0 | 0 | 0 | 0 | 0 |  | 34.48%
Assembly | New | Network PC Power Management | 0.39582 | 0 |  | 2661.0035 | 5 |  | 638 | 29 | computer | 22 | 59.1939 | FAIL | 121.5224 | Assembly_New_Network PC Power Management_RIM | 0 | 0 | 0 | 0 | 0 | 0 | 0 | 0 | 0 | 0 | 0 | 0 | 0 | 0 | 0 | 0 | 0 | 0 | 0 | 0 | Assembly_New_Network PC Power Management_TRC | 0 | 0 | 0 | 0 | 0 | 0 | 0 | 0 | 0 | 0 | 0 | 0 | 0 | 0 | 0 | 0 | 0 | 0 | 0 | 0 |  | 19.05%
College and University | New | Network PC Power Management | 0.93955 | 0.81114 |  | 6992.2928 | 5 |  | 1653 | 29 | computer | 57 | 155.5433 | FAIL | 295.8568 | College and University_New_Network PC Power Management_RIM | 0 | 0 | 0 | 0 | 0 | 0 | 0 | 0 | 0 | 0 | 0 | 0 | 0 | 0 | 0 | 0 | 0 | 0 | 0 | 0 | College and University_New_Network PC Power Management_TRC | 0.059329 | 0.085725 | 0.13077 | 0.18876 | 0.24941 | 0.26657 | 0.24463 | 0.18422 | 0.10339 | 0.047922 | 414.8478 | 599.4137 | 914.3561 | 1319.8306 | 1743.9446 | 1863.9222 | 1710.5498 | 1288.1447 | 722.9655 | 335.0858 |  | 17.9%
Grocery | New | Network PC Power Management | 0.5037 | 0.3508 |  | 3386.2106 | 5 |  | 812 | 29 | computer | 28 | 75.3261 | FAIL | 154.766 | Grocery_New_Network PC Power Management_RIM | 0 | 0 | 0 | 0 | 0 | 0 | 0 | 0 | 0 | 0 | 0 | 0 | 0 | 0 | 0 | 0 | 0 | 0 | 0 | 0 | Grocery_New_Network PC Power Management_TRC | 0 | 0 | 0 | 0 | 0 | 0 | 0 | 0 | 0 | 0 | 0 | 0 | 0 | 0 | 0 | 0 | 0 | 0 | 0 | 0 |  | 19.06%
Healthcare | New | Network PC Power Management | 0.70789 | 0.49301 |  | 4758.9388 | 5 |  | 1131 | 29 | computer | 39 | 105.8624 | FAIL | 207.3314 | Healthcare_New_Network PC Power Management_RIM | 0 | 0 | 0 | 0 | 0 | 0 | 0 | 0 | 0 | 0 | 0 | 0 | 0 | 0 | 0 | 0 | 0 | 0 | 0 | 0 | Healthcare_New_Network PC Power Management_TRC | 0.075236 | 0.1061 | 0.15789 | 0.22237 | 0.28667 | 0.31427 | 0.28808 | 0.21037 | 0.12059 | 0.056194 | 358.0438 | 504.8998 | 751.4082 | 1058.2308 | 1364.2212 | 1495.6062 | 1370.9503 | 1001.134 | 573.8663 | 267.4254 |  | 18.33%
Hospitals | New | Network PC Power Management | 5.6089 | 4.8423 |  | 41742.7 | 5 |  | 9773 | 29 | computer | 337 | 928.565 | FAIL | 1671.1049 | Hospitals_New_Network PC Power Management_RIM | 0 | 0 | 0 | 0 | 0 | 0 | 0 | 0 | 0 | 0 | 0 | 0 | 0 | 0 | 0 | 0 | 0 | 0 | 0 | 0 | Hospitals_New_Network PC Power Management_TRC | 0.0080545 | 0.011358 | 0.016904 | 0.023806 | 0.030689 | 0.033645 | 0.030841 | 0.022521 | 0.01291 | 0.006016 | 336.2172 | 474.1208 | 705.6019 | 993.7205 | 1281.0575 | 1404.4332 | 1287.3764 | 940.1043 | 538.883 | 251.123 |  | 17.1%
Institutional | New | Network PC Power Management | 0.64622 | 0 |  | 4344.3187 | 5 |  | 1044 | 29 | computer | 36 | 96.6392 | FAIL | 200.8055 | Institutional_New_Network PC Power Management_RIM | 0 | 0 | 0 | 0 | 0 | 0 | 0 | 0 | 0 | 0 | 0 | 0 | 0 | 0 | 0 | 0 | 0 | 0 | 0 | 0 | Institutional_New_Network PC Power Management_TRC | 0.11948 | 0.18854 | 0.31134 | 0.48302 | 0.68194 | 0.77583 | 0.73093 | 0.54473 | 0.31699 | 0.14937 | 519.0544 | 819.0861 | 1352.5708 | 2098.3838 | 2962.5541 | 3370.4681 | 3175.4131 | 2366.4829 | 1377.1027 | 648.8926 |  | 19.23%
Lodging/Hospitality | New | Network PC Power Management | 0.58124 | 0.40481 |  | 3907.5345 | 5 |  | 928 | 29 | computer | 32 | 86.923 | FAIL | 169.5815 | Lodging/Hospitality_New_Network PC Power Management_RIM | 0 | 0 | 0 | 0 | 0 | 0 | 0 | 0 | 0 | 0 | 0 | 0 | 0 | 0 | 0 | 0 | 0 | 0 | 0 | 0 | Lodging/Hospitality_New_Network PC Power Management_TRC | 0.80014 | 0.99623 | 1.3033 | 1.568 | 1.6598 | 1.7496 | 1.5432 | 1.0808 | 0.59648 | 0.26912 | 3126.5907 | 3892.7863 | 5092.6324 | 6126.8942 | 6485.6702 | 6836.7122 | 6030.247 | 4223.2452 | 2330.7735 | 1051.6035 |  | 18.27%
Miscellaneous | New | Network PC Power Management | 8.6767 | 0 |  | 58330.5263 | 5 |  | 13659 | 29 | computer | 471 | 1297.5606 | FAIL | 2337.552 | Miscellaneous_New_Network PC Power Management_RIM | 0 | 0 | 0 | 0 | 0 | 0 | 0 | 0 | 0 | 0 | 0 | 0 | 0 | 0 | 0 | 0 | 0 | 0 | 0 | 0 | Miscellaneous_New_Network PC Power Management_TRC | 0 | 0 | 0 | 0 | 0 | 0 | 0 | 0 | 0 | 0 | 0 | 0 | 0 | 0 | 0 | 0 | 0 | 0 | 0 | 0 |  | 17.11%
Offices | New | Network PC Power Management | 0.49125 | 0.34213 |  | 3302.5466 | 5 |  | 783 | 29 | computer | 27 | 73.465 | FAIL | 142.0044 | Offices_New_Network PC Power Management_RIM | 0 | 0 | 0 | 0 | 0 | 0 | 0 | 0 | 0 | 0 | 0 | 0 | 0 | 0 | 0 | 0 | 0 | 0 | 0 | 0 | Offices_New_Network PC Power Management_TRC | 1.0064 | 1.1849 | 1.4177 | 1.4904 | 1.2492 | 1.312 | 1.1532 | 0.80479 | 0.44273 | 0.1992 | 3323.6054 | 3913.115 | 4682.1439 | 4921.9849 | 4125.5324 | 4332.96 | 3808.5489 | 2657.8612 | 1462.1409 | 657.8797 |  | 18.14%
Restaurants | New | Network PC Power Management | 0.47359 | 0 |  | 3183.805 | 5 |  | 754 | 29 | computer | 26 | 70.8236 | FAIL | 136.0511 | Restaurants_New_Network PC Power Management_RIM | 0 | 0 | 0 | 0 | 0 | 0 | 0 | 0 | 0 | 0 | 0 | 0 | 0 | 0 | 0 | 0 | 0 | 0 | 0 | 0 | Restaurants_New_Network PC Power Management_TRC | 0 | 0 | 0 | 0 | 0 | 0 | 0 | 0 | 0 | 0 | 0 | 0 | 0 | 0 | 0 | 0 | 0 | 0 | 0 | 0 |  | 18.04%
Retail | New | Network PC Power Management | 0.21429 | 0.14924 |  | 1440.5919 | 5 |  | 348 | 29 | computer | 12 | 32.0459 | FAIL | 68.3936 | Retail_New_Network PC Power Management_RIM | 0 | 0 | 0 | 0 | 0 | 0 | 0 | 0 | 0 | 0 | 0 | 0 | 0 | 0 | 0 | 0 | 0 | 0 | 0 | 0 | Retail_New_Network PC Power Management_TRC | 1.0821 | 1.635 | 2.5983 | 3.8986 | 5.3442 | 5.4829 | 4.7161 | 3.2186 | 1.7376 | 0.77084 | 1558.9051 | 2355.3342 | 3743.157 | 5616.3293 | 7698.7494 | 7898.5907 | 6793.9529 | 4636.7179 | 2503.1937 | 1110.461 |  | 19.65%
Schools K-12 | New | Network PC Power Management | 0.71311 | 0.49665 |  | 4794.046 | 5 |  | 1131 | 29 | computer | 39 | 106.6434 | FAIL | 200.5173 | Schools K-12_New_Network PC Power Management_RIM | 0 | 0 | 0 | 0 | 0 | 0 | 0 | 0 | 0 | 0 | 0 | 0 | 0 | 0 | 0 | 0 | 0 | 0 | 0 | 0 | Schools K-12_New_Network PC Power Management_TRC | 0.11715 | 0.16927 | 0.25821 | 0.37271 | 0.49248 | 0.52636 | 0.48305 | 0.36376 | 0.20416 | 0.094626 | 561.6235 | 811.49 | 1237.8609 | 1786.7949 | 2360.9631 | 2523.3895 | 2315.753 | 1743.8983 | 978.7552 | 453.6412 |  | 17.73%
Warehouse | New | Network PC Power Management | 0.058244 | 0 |  | 391.5584 | 5 |  | 116 | 29 | computer | 4 | 8.7102 | FAIL | 40.0019 | Warehouse_New_Network PC Power Management_RIM | 0 | 0 | 0 | 0 | 0 | 0 | 0 | 0 | 0 | 0 | 0 | 0 | 0 | 0 | 0 | 0 | 0 | 0 | 0 | 0 | Warehouse_New_Network PC Power Management_TRC | 0 | 0 | 0 | 0 | 0 | 0 | 0 | 0 | 0 | 0 | 0 | 0 | 0 | 0 | 0 | 0 | 0 | 0 | 0 | 0 |  | 34.48%
Assembly | Existing | Smart Strip Plug Outlet | 0.0083127 | 0 |  | 55.9044 | 4 |  | 10 | 10 | smart strip | 1 | 1.2436 | FAIL | FAIL | Assembly_Existing_Smart Strip Plug Outlet_RIM | 0 | 0 | 0 | 0 | 0 | 0 | 0 | 0 | 0 | 0 | 0 | 0 | 0 | 0 | 0 | 0 | 0 | 0 | 0 | 0 | Assembly_Existing_Smart Strip Plug Outlet_TRC | 0 | 0 | 0 | 0 | 0 | 0 | 0 | 0 | 0 | 0 | 0 | 0 | 0 | 0 | 0 | 0 | 0 | 0 | 0 | 0
College and University | Existing | Smart Strip Plug Outlet | 0.021843 | 0.015181 |  | 146.8994 | 4 |  | 20 | 10 | smart strip | 2 | 3.2678 | FAIL | FAIL | College and University_Existing_Smart Strip Plug Outlet_RIM | 0 | 0 | 0 | 0 | 0 | 0 | 0 | 0 | 0 | 0 | 0 | 0 | 0 | 0 | 0 | 0 | 0 | 0 | 0 | 0 | College and University_Existing_Smart Strip Plug Outlet_TRC | 0 | 0 | 0 | 0 | 0 | 0 | 0 | 0 | 0 | 0 | 0 | 0 | 0 | 0 | 0 | 0 | 0 | 0 | 0 | 0
Grocery | Existing | Smart Strip Plug Outlet | 0.010578 | 0.0073516 |  | 71.1401 | 4 |  | 10 | 10 | smart strip | 1 | 1.5825 | FAIL | FAIL | Grocery_Existing_Smart Strip Plug Outlet_RIM | 0 | 0 | 0 | 0 | 0 | 0 | 0 | 0 | 0 | 0 | 0 | 0 | 0 | 0 | 0 | 0 | 0 | 0 | 0 | 0 | Grocery_Existing_Smart Strip Plug Outlet_TRC | 0 | 0 | 0 | 0 | 0 | 0 | 0 | 0 | 0 | 0 | 0 | 0 | 0 | 0 | 0 | 0 | 0 | 0 | 0 | 0
Healthcare | Existing | Smart Strip Plug Outlet | 0.014866 | 0.010332 |  | 99.9794 | 4 |  | 10 | 10 | smart strip | 1 | 2.224 | FAIL | FAIL | Healthcare_Existing_Smart Strip Plug Outlet_RIM | 0 | 0 | 0 | 0 | 0 | 0 | 0 | 0 | 0 | 0 | 0 | 0 | 0 | 0 | 0 | 0 | 0 | 0 | 0 | 0 | Healthcare_Existing_Smart Strip Plug Outlet_TRC | 0 | 0 | 0 | 0 | 0 | 0 | 0 | 0 | 0 | 0 | 0 | 0 | 0 | 0 | 0 | 0 | 0 | 0 | 0 | 0
Hospitals | Existing | Smart Strip Plug Outlet | 0.1304 | 0.090625 |  | 876.9623 | 4 |  | 80 | 10 | smart strip | 8 | 19.508 | FAIL | FAIL | Hospitals_Existing_Smart Strip Plug Outlet_RIM | 0 | 0 | 0 | 0 | 0 | 0 | 0 | 0 | 0 | 0 | 0 | 0 | 0 | 0 | 0 | 0 | 0 | 0 | 0 | 0 | Hospitals_Existing_Smart Strip Plug Outlet_TRC | 0 | 0 | 0 | 0 | 0 | 0 | 0 | 0 | 0 | 0 | 0 | 0 | 0 | 0 | 0 | 0 | 0 | 0 | 0 | 0
Institutional | Existing | Smart Strip Plug Outlet | 0.013571 | 0 |  | 91.2687 | 4 |  | 10 | 10 | smart strip | 1 | 2.0303 | FAIL | FAIL | Institutional_Existing_Smart Strip Plug Outlet_RIM | 0 | 0 | 0 | 0 | 0 | 0 | 0 | 0 | 0 | 0 | 0 | 0 | 0 | 0 | 0 | 0 | 0 | 0 | 0 | 0 | Institutional_Existing_Smart Strip Plug Outlet_TRC | 0 | 0 | 0 | 0 | 0 | 0 | 0 | 0 | 0 | 0 | 0 | 0 | 0 | 0 | 0 | 0 | 0 | 0 | 0 | 0
Lodging/Hospitality | Existing | Smart Strip Plug Outlet | 0.012207 | 0.0084835 |  | 82.0924 | 4 |  | 10 | 10 | smart strip | 1 | 1.8261 | FAIL | FAIL | Lodging/Hospitality_Existing_Smart Strip Plug Outlet_RIM | 0 | 0 | 0 | 0 | 0 | 0 | 0 | 0 | 0 | 0 | 0 | 0 | 0 | 0 | 0 | 0 | 0 | 0 | 0 | 0 | Lodging/Hospitality_Existing_Smart Strip Plug Outlet_TRC | 0 | 0 | 0 | 0 | 0 | 0 | 0 | 0 | 0 | 0 | 0 | 0 | 0 | 0 | 0 | 0 | 0 | 0 | 0 | 0
Miscellaneous | Existing | Smart Strip Plug Outlet | 0.18222 | 0 |  | 1225.4519 | 4 |  | 110 | 10 | smart strip | 11 | 27.2601 | FAIL | FAIL | Miscellaneous_Existing_Smart Strip Plug Outlet_RIM | 0 | 0 | 0 | 0 | 0 | 0 | 0 | 0 | 0 | 0 | 0 | 0 | 0 | 0 | 0 | 0 | 0 | 0 | 0 | 0 | Miscellaneous_Existing_Smart Strip Plug Outlet_TRC | 0 | 0 | 0 | 0 | 0 | 0 | 0 | 0 | 0 | 0 | 0 | 0 | 0 | 0 | 0 | 0 | 0 | 0 | 0 | 0
Offices | Existing | Smart Strip Plug Outlet | 0.010317 | 0.00717 |  | 69.3824 | 4 |  | 10 | 10 | smart strip | 1 | 1.5434 | FAIL | FAIL | Offices_Existing_Smart Strip Plug Outlet_RIM | 0 | 0 | 0 | 0 | 0 | 0 | 0 | 0 | 0 | 0 | 0 | 0 | 0 | 0 | 0 | 0 | 0 | 0 | 0 | 0 | Offices_Existing_Smart Strip Plug Outlet_TRC | 0 | 0 | 0 | 0 | 0 | 0 | 0 | 0 | 0 | 0 | 0 | 0 | 0 | 0 | 0 | 0 | 0 | 0 | 0 | 0
Restaurants | Existing | Smart Strip Plug Outlet | 0.0099458 | 0 |  | 66.8878 | 4 |  | 10 | 10 | smart strip | 1 | 1.4879 | FAIL | FAIL | Restaurants_Existing_Smart Strip Plug Outlet_RIM | 0 | 0 | 0 | 0 | 0 | 0 | 0 | 0 | 0 | 0 | 0 | 0 | 0 | 0 | 0 | 0 | 0 | 0 | 0 | 0 | Restaurants_Existing_Smart Strip Plug Outlet_TRC | 0 | 0 | 0 | 0 | 0 | 0 | 0 | 0 | 0 | 0 | 0 | 0 | 0 | 0 | 0 | 0 | 0 | 0 | 0 | 0
Retail | Existing | Smart Strip Plug Outlet | 0.0045002 | 0.0031276 |  | 30.265 | 4 |  | 10 | 10 | smart strip | 1 | 0.67324 | FAIL | 4.1258 | Retail_Existing_Smart Strip Plug Outlet_RIM | 0 | 0 | 0 | 0 | 0 | 0 | 0 | 0 | 0 | 0 | 0 | 0 | 0 | 0 | 0 | 0 | 0 | 0 | 0 | 0 | Retail_Existing_Smart Strip Plug Outlet_TRC | 129.1988 | 220.1519 | 328.7244 | 464.8235 | 602.1139 | 683.6035 | 646.7543 | 486.1186 | 286.163 | 136.7003 | 3910.2084 | 6662.9068 | 9948.8604 | 14067.9044 | 18223.0039 | 20689.2912 | 19574.0485 | 14712.4014 | 8660.7368 | 4137.2411 |  | 41.26%
Schools K-12 | Existing | Smart Strip Plug Outlet | 0.014976 | 0.010408 |  | 100.717 | 4 |  | 10 | 10 | smart strip | 1 | 2.2404 | FAIL | FAIL | Schools K-12_Existing_Smart Strip Plug Outlet_RIM | 0 | 0 | 0 | 0 | 0 | 0 | 0 | 0 | 0 | 0 | 0 | 0 | 0 | 0 | 0 | 0 | 0 | 0 | 0 | 0 | Schools K-12_Existing_Smart Strip Plug Outlet_TRC | 0 | 0 | 0 | 0 | 0 | 0 | 0 | 0 | 0 | 0 | 0 | 0 | 0 | 0 | 0 | 0 | 0 | 0 | 0 | 0
Warehouse | Existing | Smart Strip Plug Outlet | 0.0012232 | 0 |  | 8.2262 | 4 |  | 10 | 10 | smart strip | 1 | 0.18299 | FAIL | FAIL | Warehouse_Existing_Smart Strip Plug Outlet_RIM | 0 | 0 | 0 | 0 | 0 | 0 | 0 | 0 | 0 | 0 | 0 | 0 | 0 | 0 | 0 | 0 | 0 | 0 | 0 | 0 | Warehouse_Existing_Smart Strip Plug Outlet_TRC | 0 | 0 | 0 | 0 | 0 | 0 | 0 | 0 | 0 | 0 | 0 | 0 | 0 | 0 | 0 | 0 | 0 | 0 | 0 | 0
Assembly | New | Smart Strip Plug Outlet | 0.0083127 | 0 |  | 55.9044 | 4 |  | 10 | 10 | smart strip | 1 | 1.2436 | FAIL | FAIL | Assembly_New_Smart Strip Plug Outlet_RIM | 0 | 0 | 0 | 0 | 0 | 0 | 0 | 0 | 0 | 0 | 0 | 0 | 0 | 0 | 0 | 0 | 0 | 0 | 0 | 0 | Assembly_New_Smart Strip Plug Outlet_TRC | 0 | 0 | 0 | 0 | 0 | 0 | 0 | 0 | 0 | 0 | 0 | 0 | 0 | 0 | 0 | 0 | 0 | 0 | 0 | 0
College and University | New | Smart Strip Plug Outlet | 0.021843 | 0.015181 |  | 146.8994 | 4 |  | 20 | 10 | smart strip | 2 | 3.2678 | FAIL | FAIL | College and University_New_Smart Strip Plug Outlet_RIM | 0 | 0 | 0 | 0 | 0 | 0 | 0 | 0 | 0 | 0 | 0 | 0 | 0 | 0 | 0 | 0 | 0 | 0 | 0 | 0 | College and University_New_Smart Strip Plug Outlet_TRC | 0 | 0 | 0 | 0 | 0 | 0 | 0 | 0 | 0 | 0 | 0 | 0 | 0 | 0 | 0 | 0 | 0 | 0 | 0 | 0
Grocery | New | Smart Strip Plug Outlet | 0.010578 | 0.0073516 |  | 71.1401 | 4 |  | 10 | 10 | smart strip | 1 | 1.5825 | FAIL | FAIL | Grocery_New_Smart Strip Plug Outlet_RIM | 0 | 0 | 0 | 0 | 0 | 0 | 0 | 0 | 0 | 0 | 0 | 0 | 0 | 0 | 0 | 0 | 0 | 0 | 0 | 0 | Grocery_New_Smart Strip Plug Outlet_TRC | 0 | 0 | 0 | 0 | 0 | 0 | 0 | 0 | 0 | 0 | 0 | 0 | 0 | 0 | 0 | 0 | 0 | 0 | 0 | 0
Healthcare | New | Smart Strip Plug Outlet | 0.014866 | 0.010332 |  | 99.9794 | 4 |  | 10 | 10 | smart strip | 1 | 2.224 | FAIL | FAIL | Healthcare_New_Smart Strip Plug Outlet_RIM | 0 | 0 | 0 | 0 | 0 | 0 | 0 | 0 | 0 | 0 | 0 | 0 | 0 | 0 | 0 | 0 | 0 | 0 | 0 | 0 | Healthcare_New_Smart Strip Plug Outlet_TRC | 0 | 0 | 0 | 0 | 0 | 0 | 0 | 0 | 0 | 0 | 0 | 0 | 0 | 0 | 0 | 0 | 0 | 0 | 0 | 0
Hospitals | New | Smart Strip Plug Outlet | 0.1304 | 0.090625 |  | 876.9623 | 4 |  | 80 | 10 | smart strip | 8 | 19.508 | FAIL | FAIL | Hospitals_New_Smart Strip Plug Outlet_RIM | 0 | 0 | 0 | 0 | 0 | 0 | 0 | 0 | 0 | 0 | 0 | 0 | 0 | 0 | 0 | 0 | 0 | 0 | 0 | 0 | Hospitals_New_Smart Strip Plug Outlet_TRC | 0 | 0 | 0 | 0 | 0 | 0 | 0 | 0 | 0 | 0 | 0 | 0 | 0 | 0 | 0 | 0 | 0 | 0 | 0 | 0
Institutional | New | Smart Strip Plug Outlet | 0.013571 | 0 |  | 91.2687 | 4 |  | 10 | 10 | smart strip | 1 | 2.0303 | FAIL | FAIL | Institutional_New_Smart Strip Plug Outlet_RIM | 0 | 0 | 0 | 0 | 0 | 0 | 0 | 0 | 0 | 0 | 0 | 0 | 0 | 0 | 0 | 0 | 0 | 0 | 0 | 0 | Institutional_New_Smart Strip Plug Outlet_TRC | 0 | 0 | 0 | 0 | 0 | 0 | 0 | 0 | 0 | 0 | 0 | 0 | 0 | 0 | 0 | 0 | 0 | 0 | 0 | 0
Lodging/Hospitality | New | Smart Strip Plug Outlet | 0.012207 | 0.0084835 |  | 82.0924 | 4 |  | 10 | 10 | smart strip | 1 | 1.8261 | FAIL | FAIL | Lodging/Hospitality_New_Smart Strip Plug Outlet_RIM | 0 | 0 | 0 | 0 | 0 | 0 | 0 | 0 | 0 | 0 | 0 | 0 | 0 | 0 | 0 | 0 | 0 | 0 | 0 | 0 | Lodging/Hospitality_New_Smart Strip Plug Outlet_TRC | 0 | 0 | 0 | 0 | 0 | 0 | 0 | 0 | 0 | 0 | 0 | 0 | 0 | 0 | 0 | 0 | 0 | 0 | 0 | 0
Miscellaneous | New | Smart Strip Plug Outlet | 0.18222 | 0 |  | 1225.4519 | 4 |  | 110 | 10 | smart strip | 11 | 27.2601 | FAIL | FAIL | Miscellaneous_New_Smart Strip Plug Outlet_RIM | 0 | 0 | 0 | 0 | 0 | 0 | 0 | 0 | 0 | 0 | 0 | 0 | 0 | 0 | 0 | 0 | 0 | 0 | 0 | 0 | Miscellaneous_New_Smart Strip Plug Outlet_TRC | 0 | 0 | 0 | 0 | 0 | 0 | 0 | 0 | 0 | 0 | 0 | 0 | 0 | 0 | 0 | 0 | 0 | 0 | 0 | 0
Offices | New | Smart Strip Plug Outlet | 0.010317 | 0.00717 |  | 69.3824 | 4 |  | 10 | 10 | smart strip | 1 | 1.5434 | FAIL | FAIL | Offices_New_Smart Strip Plug Outlet_RIM | 0 | 0 | 0 | 0 | 0 | 0 | 0 | 0 | 0 | 0 | 0 | 0 | 0 | 0 | 0 | 0 | 0 | 0 | 0 | 0 | Offices_New_Smart Strip Plug Outlet_TRC | 0 | 0 | 0 | 0 | 0 | 0 | 0 | 0 | 0 | 0 | 0 | 0 | 0 | 0 | 0 | 0 | 0 | 0 | 0 | 0
Restaurants | New | Smart Strip Plug Outlet | 0.0099458 | 0 |  | 66.8878 | 4 |  | 10 | 10 | smart strip | 1 | 1.4879 | FAIL | FAIL | Restaurants_New_Smart Strip Plug Outlet_RIM | 0 | 0 | 0 | 0 | 0 | 0 | 0 | 0 | 0 | 0 | 0 | 0 | 0 | 0 | 0 | 0 | 0 | 0 | 0 | 0 | Restaurants_New_Smart Strip Plug Outlet_TRC | 0 | 0 | 0 | 0 | 0 | 0 | 0 | 0 | 0 | 0 | 0 | 0 | 0 | 0 | 0 | 0 | 0 | 0 | 0 | 0
Retail | New | Smart Strip Plug Outlet | 0.0045002 | 0.0031276 |  | 30.265 | 4 |  | 10 | 10 | smart strip | 1 | 0.67324 | FAIL | 4.1258 | Retail_New_Smart Strip Plug Outlet_RIM | 0 | 0 | 0 | 0 | 0 | 0 | 0 | 0 | 0 | 0 | 0 | 0 | 0 | 0 | 0 | 0 | 0 | 0 | 0 | 0 | Retail_New_Smart Strip Plug Outlet_TRC | 14.8101 | 22.3378 | 35.415 | 52.9818 | 72.4165 | 74.1752 | 63.8624 | 43.7398 | 23.7153 | 10.5538 | 448.2293 | 676.054 | 1071.8377 | 1603.4963 | 2191.6892 | 2244.9152 | 1932.799 | 1323.7874 | 717.7458 | 319.4123 |  | 41.26%
Schools K-12 | New | Smart Strip Plug Outlet | 0.014976 | 0.010408 |  | 100.717 | 4 |  | 10 | 10 | smart strip | 1 | 2.2404 | FAIL | FAIL | Schools K-12_New_Smart Strip Plug Outlet_RIM | 0 | 0 | 0 | 0 | 0 | 0 | 0 | 0 | 0 | 0 | 0 | 0 | 0 | 0 | 0 | 0 | 0 | 0 | 0 | 0 | Schools K-12_New_Smart Strip Plug Outlet_TRC | 0 | 0 | 0 | 0 | 0 | 0 | 0 | 0 | 0 | 0 | 0 | 0 | 0 | 0 | 0 | 0 | 0 | 0 | 0 | 0
Warehouse | New | Smart Strip Plug Outlet | 0.0012232 | 0 |  | 8.2262 | 4 |  | 10 | 10 | smart strip | 1 | 0.18299 | FAIL | FAIL | Warehouse_New_Smart Strip Plug Outlet_RIM | 0 | 0 | 0 | 0 | 0 | 0 | 0 | 0 | 0 | 0 | 0 | 0 | 0 | 0 | 0 | 0 | 0 | 0 | 0 | 0 | Warehouse_New_Smart Strip Plug Outlet_TRC | 0 | 0 | 0 | 0 | 0 | 0 | 0 | 0 | 0 | 0 | 0 | 0 | 0 | 0 | 0 | 0 | 0 | 0 | 0 | 0
Assembly | Existing | Anti-Sweat Controls | 0.081727 | 0.082167 |  | 1022.6336 | 8 |  | 171 | 171 | door |  | 22.7485 | FAIL | FAIL | Assembly_Existing_Anti-Sweat Controls_RIM | 0 | 0 | 0 | 0 | 0 | 0 | 0 | 0 | 0 | 0 | 0 | 0 | 0 | 0 | 0 | 0 | 0 | 0 | 0 | 0 | Assembly_Existing_Anti-Sweat Controls_TRC | 0 | 0 | 0 | 0 | 0 | 0 | 0 | 0 | 0 | 0 | 0 | 0 | 0 | 0 | 0 | 0 | 0 | 0 | 0 | 0
College and University | Existing | Anti-Sweat Controls | 0.13259 | 0.11106 |  | 1022.6336 | 8 |  | 171 | 171 | door |  | 22.7485 | FAIL | FAIL | College and University_Existing_Anti-Sweat Controls_RIM | 0 | 0 | 0 | 0 | 0 | 0 | 0 | 0 | 0 | 0 | 0 | 0 | 0 | 0 | 0 | 0 | 0 | 0 | 0 | 0 | College and University_Existing_Anti-Sweat Controls_TRC | 0 | 0 | 0 | 0 | 0 | 0 | 0 | 0 | 0 | 0 | 0 | 0 | 0 | 0 | 0 | 0 | 0 | 0 | 0 | 0
Grocery | Existing | Anti-Sweat Controls | 0.081727 | 0.082167 |  | 1022.6336 | 8 |  | 171 | 171 | door |  | 22.7485 | FAIL | FAIL | Grocery_Existing_Anti-Sweat Controls_RIM | 0 | 0 | 0 | 0 | 0 | 0 | 0 | 0 | 0 | 0 | 0 | 0 | 0 | 0 | 0 | 0 | 0 | 0 | 0 | 0 | Grocery_Existing_Anti-Sweat Controls_TRC | 0 | 0 | 0 | 0 | 0 | 0 | 0 | 0 | 0 | 0 | 0 | 0 | 0 | 0 | 0 | 0 | 0 | 0 | 0 | 0
Healthcare | Existing | Anti-Sweat Controls | 0.13259 | 0.11106 |  | 1022.6336 | 8 |  | 171 | 171 | door |  | 22.7485 | FAIL | FAIL | Healthcare_Existing_Anti-Sweat Controls_RIM | 0 | 0 | 0 | 0 | 0 | 0 | 0 | 0 | 0 | 0 | 0 | 0 | 0 | 0 | 0 | 0 | 0 | 0 | 0 | 0 | Healthcare_Existing_Anti-Sweat Controls_TRC | 0 | 0 | 0 | 0 | 0 | 0 | 0 | 0 | 0 | 0 | 0 | 0 | 0 | 0 | 0 | 0 | 0 | 0 | 0 | 0
Hospitals | Existing | Anti-Sweat Controls | 0.13259 | 0.11106 |  | 1022.6336 | 8 |  | 171 | 171 | door |  | 22.7485 | FAIL | FAIL | Hospitals_Existing_Anti-Sweat Controls_RIM | 0 | 0 | 0 | 0 | 0 | 0 | 0 | 0 | 0 | 0 | 0 | 0 | 0 | 0 | 0 | 0 | 0 | 0 | 0 | 0 | Hospitals_Existing_Anti-Sweat Controls_TRC | 0 | 0 | 0 | 0 | 0 | 0 | 0 | 0 | 0 | 0 | 0 | 0 | 0 | 0 | 0 | 0 | 0 | 0 | 0 | 0
Institutional | Existing | Anti-Sweat Controls | 0.081727 | 0.082167 |  | 1022.6336 | 8 |  | 171 | 171 | door |  | 22.7485 | FAIL | FAIL | Institutional_Existing_Anti-Sweat Controls_RIM | 0 | 0 | 0 | 0 | 0 | 0 | 0 | 0 | 0 | 0 | 0 | 0 | 0 | 0 | 0 | 0 | 0 | 0 | 0 | 0 | Institutional_Existing_Anti-Sweat Controls_TRC | 0 | 0 | 0 | 0 | 0 | 0 | 0 | 0 | 0 | 0 | 0 | 0 | 0 | 0 | 0 | 0 | 0 | 0 | 0 | 0
Lodging/Hospitality | Existing | Anti-Sweat Controls | 0.13259 | 0.11106 |  | 1022.6336 | 8 |  | 171 | 171 | door |  | 22.7485 | FAIL | FAIL | Lodging/Hospitality_Existing_Anti-Sweat Controls_RIM | 0 | 0 | 0 | 0 | 0 | 0 | 0 | 0 | 0 | 0 | 0 | 0 | 0 | 0 | 0 | 0 | 0 | 0 | 0 | 0 | Lodging/Hospitality_Existing_Anti-Sweat Controls_TRC | 0 | 0 | 0 | 0 | 0 | 0 | 0 | 0 | 0 | 0 | 0 | 0 | 0 | 0 | 0 | 0 | 0 | 0 | 0 | 0
Miscellaneous | Existing | Anti-Sweat Controls | 0.081727 | 0.082167 |  | 1022.6336 | 8 |  | 171 | 171 | door |  | 22.7485 | FAIL | FAIL | Miscellaneous_Existing_Anti-Sweat Controls_RIM | 0 | 0 | 0 | 0 | 0 | 0 | 0 | 0 | 0 | 0 | 0 | 0 | 0 | 0 | 0 | 0 | 0 | 0 | 0 | 0 | Miscellaneous_Existing_Anti-Sweat Controls_TRC | 0 | 0 | 0 | 0 | 0 | 0 | 0 | 0 | 0 | 0 | 0 | 0 | 0 | 0 | 0 | 0 | 0 | 0 | 0 | 0
Offices | Existing | Anti-Sweat Controls | 0.081727 | 0.082167 |  | 1022.6336 | 8 |  | 171 | 171 | door |  | 22.7485 | FAIL | FAIL | Offices_Existing_Anti-Sweat Controls_RIM | 0 | 0 | 0 | 0 | 0 | 0 | 0 | 0 | 0 | 0 | 0 | 0 | 0 | 0 | 0 | 0 | 0 | 0 | 0 | 0 | Offices_Existing_Anti-Sweat Controls_TRC | 0 | 0 | 0 | 0 | 0 | 0 | 0 | 0 | 0 | 0 | 0 | 0 | 0 | 0 | 0 | 0 | 0 | 0 | 0 | 0
Restaurants | Existing | Anti-Sweat Controls | 0.13259 | 0.11106 |  | 1022.6336 | 8 |  | 171 | 171 | door |  | 22.7485 | FAIL | FAIL | Restaurants_Existing_Anti-Sweat Controls_RIM | 0 | 0 | 0 | 0 | 0 | 0 | 0 | 0 | 0 | 0 | 0 | 0 | 0 | 0 | 0 | 0 | 0 | 0 | 0 | 0 | Restaurants_Existing_Anti-Sweat Controls_TRC | 0 | 0 | 0 | 0 | 0 | 0 | 0 | 0 | 0 | 0 | 0 | 0 | 0 | 0 | 0 | 0 | 0 | 0 | 0 | 0
Retail | Existing | Anti-Sweat Controls | 0.081727 | 0.082167 |  | 1022.6336 | 8 |  | 171 | 171 | door |  | 22.7485 | FAIL | FAIL | Retail_Existing_Anti-Sweat Controls_RIM | 0 | 0 | 0 | 0 | 0 | 0 | 0 | 0 | 0 | 0 | 0 | 0 | 0 | 0 | 0 | 0 | 0 | 0 | 0 | 0 | Retail_Existing_Anti-Sweat Controls_TRC | 0 | 0 | 0 | 0 | 0 | 0 | 0 | 0 | 0 | 0 | 0 | 0 | 0 | 0 | 0 | 0 | 0 | 0 | 0 | 0
Schools K-12 | Existing | Anti-Sweat Controls | 0.13259 | 0.11106 |  | 1022.6336 | 8 |  | 171 | 171 | door |  | 22.7485 | FAIL | FAIL | Schools K-12_Existing_Anti-Sweat Controls_RIM | 0 | 0 | 0 | 0 | 0 | 0 | 0 | 0 | 0 | 0 | 0 | 0 | 0 | 0 | 0 | 0 | 0 | 0 | 0 | 0 | Schools K-12_Existing_Anti-Sweat Controls_TRC | 0 | 0 | 0 | 0 | 0 | 0 | 0 | 0 | 0 | 0 | 0 | 0 | 0 | 0 | 0 | 0 | 0 | 0 | 0 | 0
Warehouse | Existing | Anti-Sweat Controls | 0.081727 | 0.082167 |  | 1022.6336 | 8 |  | 171 | 171 | door |  | 22.7485 | FAIL | FAIL | Warehouse_Existing_Anti-Sweat Controls_RIM | 0 | 0 | 0 | 0 | 0 | 0 | 0 | 0 | 0 | 0 | 0 | 0 | 0 | 0 | 0 | 0 | 0 | 0 | 0 | 0 | Warehouse_Existing_Anti-Sweat Controls_TRC | 0 | 0 | 0 | 0 | 0 | 0 | 0 | 0 | 0 | 0 | 0 | 0 | 0 | 0 | 0 | 0 | 0 | 0 | 0 | 0
Assembly | New | Anti-Sweat Controls | 0.081727 | 0.082167 |  | 1022.6336 | 8 |  | 171 | 171 | door |  | 22.7485 | FAIL | FAIL | Assembly_New_Anti-Sweat Controls_RIM | 0 | 0 | 0 | 0 | 0 | 0 | 0 | 0 | 0 | 0 | 0 | 0 | 0 | 0 | 0 | 0 | 0 | 0 | 0 | 0 | Assembly_New_Anti-Sweat Controls_TRC | 0 | 0 | 0 | 0 | 0 | 0 | 0 | 0 | 0 | 0 | 0 | 0 | 0 | 0 | 0 | 0 | 0 | 0 | 0 | 0
College and University | New | Anti-Sweat Controls | 0.13259 | 0.11106 |  | 1022.6336 | 8 |  | 171 | 171 | door |  | 22.7485 | FAIL | FAIL | College and University_New_Anti-Sweat Controls_RIM | 0 | 0 | 0 | 0 | 0 | 0 | 0 | 0 | 0 | 0 | 0 | 0 | 0 | 0 | 0 | 0 | 0 | 0 | 0 | 0 | College and University_New_Anti-Sweat Controls_TRC | 0 | 0 | 0 | 0 | 0 | 0 | 0 | 0 | 0 | 0 | 0 | 0 | 0 | 0 | 0 | 0 | 0 | 0 | 0 | 0
Grocery | New | Anti-Sweat Controls | 0.081727 | 0.082167 |  | 1022.6336 | 8 |  | 171 | 171 | door |  | 22.7485 | FAIL | FAIL | Grocery_New_Anti-Sweat Controls_RIM | 0 | 0 | 0 | 0 | 0 | 0 | 0 | 0 | 0 | 0 | 0 | 0 | 0 | 0 | 0 | 0 | 0 | 0 | 0 | 0 | Grocery_New_Anti-Sweat Controls_TRC | 0 | 0 | 0 | 0 | 0 | 0 | 0 | 0 | 0 | 0 | 0 | 0 | 0 | 0 | 0 | 0 | 0 | 0 | 0 | 0
Healthcare | New | Anti-Sweat Controls | 0.13259 | 0.11106 |  | 1022.6336 | 8 |  | 171 | 171 | door |  | 22.7485 | FAIL | FAIL | Healthcare_New_Anti-Sweat Controls_RIM | 0 | 0 | 0 | 0 | 0 | 0 | 0 | 0 | 0 | 0 | 0 | 0 | 0 | 0 | 0 | 0 | 0 | 0 | 0 | 0 | Healthcare_New_Anti-Sweat Controls_TRC | 0 | 0 | 0 | 0 | 0 | 0 | 0 | 0 | 0 | 0 | 0 | 0 | 0 | 0 | 0 | 0 | 0 | 0 | 0 | 0
Hospitals | New | Anti-Sweat Controls | 0.13259 | 0.11106 |  | 1022.6336 | 8 |  | 171 | 171 | door |  | 22.7485 | FAIL | FAIL | Hospitals_New_Anti-Sweat Controls_RIM | 0 | 0 | 0 | 0 | 0 | 0 | 0 | 0 | 0 | 0 | 0 | 0 | 0 | 0 | 0 | 0 | 0 | 0 | 0 | 0 | Hospitals_New_Anti-Sweat Controls_TRC | 0 | 0 | 0 | 0 | 0 | 0 | 0 | 0 | 0 | 0 | 0 | 0 | 0 | 0 | 0 | 0 | 0 | 0 | 0 | 0
Institutional | New | Anti-Sweat Controls | 0.081727 | 0.082167 |  | 1022.6336 | 8 |  | 171 | 171 | door |  | 22.7485 | FAIL | FAIL | Institutional_New_Anti-Sweat Controls_RIM | 0 | 0 | 0 | 0 | 0 | 0 | 0 | 0 | 0 | 0 | 0 | 0 | 0 | 0 | 0 | 0 | 0 | 0 | 0 | 0 | Institutional_New_Anti-Sweat Controls_TRC | 0 | 0 | 0 | 0 | 0 | 0 | 0 | 0 | 0 | 0 | 0 | 0 | 0 | 0 | 0 | 0 | 0 | 0 | 0 | 0
Lodging/Hospitality | New | Anti-Sweat Controls | 0.13259 | 0.11106 |  | 1022.6336 | 8 |  | 171 | 171 | door |  | 22.7485 | FAIL | FAIL | Lodging/Hospitality_New_Anti-Sweat Controls_RIM | 0 | 0 | 0 | 0 | 0 | 0 | 0 | 0 | 0 | 0 | 0 | 0 | 0 | 0 | 0 | 0 | 0 | 0 | 0 | 0 | Lodging/Hospitality_New_Anti-Sweat Controls_TRC | 0 | 0 | 0 | 0 | 0 | 0 | 0 | 0 | 0 | 0 | 0 | 0 | 0 | 0 | 0 | 0 | 0 | 0 | 0 | 0
Miscellaneous | New | Anti-Sweat Controls | 0.081727 | 0.082167 |  | 1022.6336 | 8 |  | 171 | 171 | door |  | 22.7485 | FAIL | FAIL | Miscellaneous_New_Anti-Sweat Controls_RIM | 0 | 0 | 0 | 0 | 0 | 0 | 0 | 0 | 0 | 0 | 0 | 0 | 0 | 0 | 0 | 0 | 0 | 0 | 0 | 0 | Miscellaneous_New_Anti-Sweat Controls_TRC | 0 | 0 | 0 | 0 | 0 | 0 | 0 | 0 | 0 | 0 | 0 | 0 | 0 | 0 | 0 | 0 | 0 | 0 | 0 | 0
Offices | New | Anti-Sweat Controls | 0.081727 | 0.082167 |  | 1022.6336 | 8 |  | 171 | 171 | door |  | 22.7485 | FAIL | FAIL | Offices_New_Anti-Sweat Controls_RIM | 0 | 0 | 0 | 0 | 0 | 0 | 0 | 0 | 0 | 0 | 0 | 0 | 0 | 0 | 0 | 0 | 0 | 0 | 0 | 0 | Offices_New_Anti-Sweat Controls_TRC | 0 | 0 | 0 | 0 | 0 | 0 | 0 | 0 | 0 | 0 | 0 | 0 | 0 | 0 | 0 | 0 | 0 | 0 | 0 | 0
Restaurants | New | Anti-Sweat Controls | 0.13259 | 0.11106 |  | 1022.6336 | 8 |  | 171 | 171 | door |  | 22.7485 | FAIL | FAIL | Restaurants_New_Anti-Sweat Controls_RIM | 0 | 0 | 0 | 0 | 0 | 0 | 0 | 0 | 0 | 0 | 0 | 0 | 0 | 0 | 0 | 0 | 0 | 0 | 0 | 0 | Restaurants_New_Anti-Sweat Controls_TRC | 0 | 0 | 0 | 0 | 0 | 0 | 0 | 0 | 0 | 0 | 0 | 0 | 0 | 0 | 0 | 0 | 0 | 0 | 0 | 0
Retail | New | Anti-Sweat Controls | 0.081727 | 0.082167 |  | 1022.6336 | 8 |  | 171 | 171 | door |  | 22.7485 | FAIL | FAIL | Retail_New_Anti-Sweat Controls_RIM | 0 | 0 | 0 | 0 | 0 | 0 | 0 | 0 | 0 | 0 | 0 | 0 | 0 | 0 | 0 | 0 | 0 | 0 | 0 | 0 | Retail_New_Anti-Sweat Controls_TRC | 0 | 0 | 0 | 0 | 0 | 0 | 0 | 0 | 0 | 0 | 0 | 0 | 0 | 0 | 0 | 0 | 0 | 0 | 0 | 0
Schools K-12 | New | Anti-Sweat Controls | 0.13259 | 0.11106 |  | 1022.6336 | 8 |  | 171 | 171 | door |  | 22.7485 | FAIL | FAIL | Schools K-12_New_Anti-Sweat Controls_RIM | 0 | 0 | 0 | 0 | 0 | 0 | 0 | 0 | 0 | 0 | 0 | 0 | 0 | 0 | 0 | 0 | 0 | 0 | 0 | 0 | Schools K-12_New_Anti-Sweat Controls_TRC | 0 | 0 | 0 | 0 | 0 | 0 | 0 | 0 | 0 | 0 | 0 | 0 | 0 | 0 | 0 | 0 | 0 | 0 | 0 | 0
Warehouse | New | Anti-Sweat Controls | 0.081727 | 0.082167 |  | 1022.6336 | 8 |  | 171 | 171 | door |  | 22.7485 | FAIL | FAIL | Warehouse_New_Anti-Sweat Controls_RIM | 0 | 0 | 0 | 0 | 0 | 0 | 0 | 0 | 0 | 0 | 0 | 0 | 0 | 0 | 0 | 0 | 0 | 0 | 0 | 0 | Warehouse_New_Anti-Sweat Controls_TRC | 0 | 0 | 0 | 0 | 0 | 0 | 0 | 0 | 0 | 0 | 0 | 0 | 0 | 0 | 0 | 0 | 0 | 0 | 0 | 0
Assembly | Existing | Automatic Door Closer for Walk-in Coolers and Freezers | 0.0054303 | 0.0012106 |  | 39.0829 | 8 |  | 156.82 | 156.82 | cooler/freezer |  | 0.8694 | FAIL | FAIL | Assembly_Existing_Automatic Door Closer for Walk-in Coolers and Freezers_RIM | 0 | 0 | 0 | 0 | 0 | 0 | 0 | 0 | 0 | 0 | 0 | 0 | 0 | 0 | 0 | 0 | 0 | 0 | 0 | 0 | Assembly_Existing_Automatic Door Closer for Walk-in Coolers and Freezers_TRC | 0 | 0 | 0 | 0 | 0 | 0 | 0 | 0 | 0 | 0 | 0 | 0 | 0 | 0 | 0 | 0 | 0 | 0 | 0 | 0
College and University | Existing | Automatic Door Closer for Walk-in Coolers and Freezers | 0.0050673 | 0.0042445 |  | 39.0829 | 8 |  | 156.82 | 156.82 | cooler/freezer |  | 0.8694 | FAIL | FAIL | College and University_Existing_Automatic Door Closer for Walk-in Coolers and Freezers_RIM | 0 | 0 | 0 | 0 | 0 | 0 | 0 | 0 | 0 | 0 | 0 | 0 | 0 | 0 | 0 | 0 | 0 | 0 | 0 | 0 | College and University_Existing_Automatic Door Closer for Walk-in Coolers and Freezers_TRC | 0 | 0 | 0 | 0 | 0 | 0 | 0 | 0 | 0 | 0 | 0 | 0 | 0 | 0 | 0 | 0 | 0 | 0 | 0 | 0
Grocery | Existing | Automatic Door Closer for Walk-in Coolers and Freezers | 0.0054303 | 0.0012106 |  | 39.0829 | 8 |  | 156.82 | 156.82 | cooler/freezer |  | 0.8694 | FAIL | FAIL | Grocery_Existing_Automatic Door Closer for Walk-in Coolers and Freezers_RIM | 0 | 0 | 0 | 0 | 0 | 0 | 0 | 0 | 0 | 0 | 0 | 0 | 0 | 0 | 0 | 0 | 0 | 0 | 0 | 0 | Grocery_Existing_Automatic Door Closer for Walk-in Coolers and Freezers_TRC | 0 | 0 | 0 | 0 | 0 | 0 | 0 | 0 | 0 | 0 | 0 | 0 | 0 | 0 | 0 | 0 | 0 | 0 | 0 | 0
Healthcare | Existing | Automatic Door Closer for Walk-in Coolers and Freezers | 0.0050673 | 0.0042445 |  | 39.0829 | 8 |  | 156.82 | 156.82 | cooler/freezer |  | 0.8694 | FAIL | FAIL | Healthcare_Existing_Automatic Door Closer for Walk-in Coolers and Freezers_RIM | 0 | 0 | 0 | 0 | 0 | 0 | 0 | 0 | 0 | 0 | 0 | 0 | 0 | 0 | 0 | 0 | 0 | 0 | 0 | 0 | Healthcare_Existing_Automatic Door Closer for Walk-in Coolers and Freezers_TRC | 0 | 0 | 0 | 0 | 0 | 0 | 0 | 0 | 0 | 0 | 0 | 0 | 0 | 0 | 0 | 0 | 0 | 0 | 0 | 0
Hospitals | Existing | Automatic Door Closer for Walk-in Coolers and Freezers | 0.0050673 | 0.0042445 |  | 39.0829 | 8 |  | 156.82 | 156.82 | cooler/freezer |  | 0.8694 | FAIL | FAIL | Hospitals_Existing_Automatic Door Closer for Walk-in Coolers and Freezers_RIM | 0 | 0 | 0 | 0 | 0 | 0 | 0 | 0 | 0 | 0 | 0 | 0 | 0 | 0 | 0 | 0 | 0 | 0 | 0 | 0 | Hospitals_Existing_Automatic Door Closer for Walk-in Coolers and Freezers_TRC | 0 | 0 | 0 | 0 | 0 | 0 | 0 | 0 | 0 | 0 | 0 | 0 | 0 | 0 | 0 | 0 | 0 | 0 | 0 | 0
Institutional | Existing | Automatic Door Closer for Walk-in Coolers and Freezers | 0.0054303 | 0.0012106 |  | 39.0829 | 8 |  | 156.82 | 156.82 | cooler/freezer |  | 0.8694 | FAIL | FAIL | Institutional_Existing_Automatic Door Closer for Walk-in Coolers and Freezers_RIM | 0 | 0 | 0 | 0 | 0 | 0 | 0 | 0 | 0 | 0 | 0 | 0 | 0 | 0 | 0 | 0 | 0 | 0 | 0 | 0 | Institutional_Existing_Automatic Door Closer for Walk-in Coolers and Freezers_TRC | 0 | 0 | 0 | 0 | 0 | 0 | 0 | 0 | 0 | 0 | 0 | 0 | 0 | 0 | 0 | 0 | 0 | 0 | 0 | 0
Lodging/Hospitality | Existing | Automatic Door Closer for Walk-in Coolers and Freezers | 0.0050673 | 0.0042445 |  | 39.0829 | 8 |  | 156.82 | 156.82 | cooler/freezer |  | 0.8694 | FAIL | FAIL | Lodging/Hospitality_Existing_Automatic Door Closer for Walk-in Coolers and Freezers_RIM | 0 | 0 | 0 | 0 | 0 | 0 | 0 | 0 | 0 | 0 | 0 | 0 | 0 | 0 | 0 | 0 | 0 | 0 | 0 | 0 | Lodging/Hospitality_Existing_Automatic Door Closer for Walk-in Coolers and Freezers_TRC | 0 | 0 | 0 | 0 | 0 | 0 | 0 | 0 | 0 | 0 | 0 | 0 | 0 | 0 | 0 | 0 | 0 | 0 | 0 | 0
Miscellaneous | Existing | Automatic Door Closer for Walk-in Coolers and Freezers | 0.0054303 | 0.0012106 |  | 39.0829 | 8 |  | 156.82 | 156.82 | cooler/freezer |  | 0.8694 | FAIL | FAIL | Miscellaneous_Existing_Automatic Door Closer for Walk-in Coolers and Freezers_RIM | 0 | 0 | 0 | 0 | 0 | 0 | 0 | 0 | 0 | 0 | 0 | 0 | 0 | 0 | 0 | 0 | 0 | 0 | 0 | 0 | Miscellaneous_Existing_Automatic Door Closer for Walk-in Coolers and Freezers_TRC | 0 | 0 | 0 | 0 | 0 | 0 | 0 | 0 | 0 | 0 | 0 | 0 | 0 | 0 | 0 | 0 | 0 | 0 | 0 | 0
Offices | Existing | Automatic Door Closer for Walk-in Coolers and Freezers | 0.0054303 | 0.0012106 |  | 39.0829 | 8 |  | 156.82 | 156.82 | cooler/freezer |  | 0.8694 | FAIL | FAIL | Offices_Existing_Automatic Door Closer for Walk-in Coolers and Freezers_RIM | 0 | 0 | 0 | 0 | 0 | 0 | 0 | 0 | 0 | 0 | 0 | 0 | 0 | 0 | 0 | 0 | 0 | 0 | 0 | 0 | Offices_Existing_Automatic Door Closer for Walk-in Coolers and Freezers_TRC | 0 | 0 | 0 | 0 | 0 | 0 | 0 | 0 | 0 | 0 | 0 | 0 | 0 | 0 | 0 | 0 | 0 | 0 | 0 | 0
Restaurants | Existing | Automatic Door Closer for Walk-in Coolers and Freezers | 0.0050673 | 0.0042445 |  | 39.0829 | 8 |  | 156.82 | 156.82 | cooler/freezer |  | 0.8694 | FAIL | FAIL | Restaurants_Existing_Automatic Door Closer for Walk-in Coolers and Freezers_RIM | 0 | 0 | 0 | 0 | 0 | 0 | 0 | 0 | 0 | 0 | 0 | 0 | 0 | 0 | 0 | 0 | 0 | 0 | 0 | 0 | Restaurants_Existing_Automatic Door Closer for Walk-in Coolers and Freezers_TRC | 0 | 0 | 0 | 0 | 0 | 0 | 0 | 0 | 0 | 0 | 0 | 0 | 0 | 0 | 0 | 0 | 0 | 0 | 0 | 0
Retail | Existing | Automatic Door Closer for Walk-in Coolers and Freezers | 0.0054303 | 0.0012106 |  | 39.0829 | 8 |  | 156.82 | 156.82 | cooler/freezer |  | 0.8694 | FAIL | FAIL | Retail_Existing_Automatic Door Closer for Walk-in Coolers and Freezers_RIM | 0 | 0 | 0 | 0 | 0 | 0 | 0 | 0 | 0 | 0 | 0 | 0 | 0 | 0 | 0 | 0 | 0 | 0 | 0 | 0 | Retail_Existing_Automatic Door Closer for Walk-in Coolers and Freezers_TRC | 0 | 0 | 0 | 0 | 0 | 0 | 0 | 0 | 0 | 0 | 0 | 0 | 0 | 0 | 0 | 0 | 0 | 0 | 0 | 0
Schools K-12 | Existing | Automatic Door Closer for Walk-in Coolers and Freezers | 0.0050673 | 0.0042445 |  | 39.0829 | 8 |  | 156.82 | 156.82 | cooler/freezer |  | 0.8694 | FAIL | FAIL | Schools K-12_Existing_Automatic Door Closer for Walk-in Coolers and Freezers_RIM | 0 | 0 | 0 | 0 | 0 | 0 | 0 | 0 | 0 | 0 | 0 | 0 | 0 | 0 | 0 | 0 | 0 | 0 | 0 | 0 | Schools K-12_Existing_Automatic Door Closer for Walk-in Coolers and Freezers_TRC | 0 | 0 | 0 | 0 | 0 | 0 | 0 | 0 | 0 | 0 | 0 | 0 | 0 | 0 | 0 | 0 | 0 | 0 | 0 | 0
Warehouse | Existing | Automatic Door Closer for Walk-in Coolers and Freezers | 0.0054303 | 0.0012106 |  | 39.0829 | 8 |  | 156.82 | 156.82 | cooler/freezer |  | 0.8694 | FAIL | FAIL | Warehouse_Existing_Automatic Door Closer for Walk-in Coolers and Freezers_RIM | 0 | 0 | 0 | 0 | 0 | 0 | 0 | 0 | 0 | 0 | 0 | 0 | 0 | 0 | 0 | 0 | 0 | 0 | 0 | 0 | Warehouse_Existing_Automatic Door Closer for Walk-in Coolers and Freezers_TRC | 0 | 0 | 0 | 0 | 0 | 0 | 0 | 0 | 0 | 0 | 0 | 0 | 0 | 0 | 0 | 0 | 0 | 0 | 0 | 0
Assembly | New | Automatic Door Closer for Walk-in Coolers and Freezers | 0.0054303 | 0.0012106 |  | 39.0829 | 8 |  | 156.82 | 156.82 | cooler/freezer |  | 0.8694 | FAIL | FAIL | Assembly_New_Automatic Door Closer for Walk-in Coolers and Freezers_RIM | 0 | 0 | 0 | 0 | 0 | 0 | 0 | 0 | 0 | 0 | 0 | 0 | 0 | 0 | 0 | 0 | 0 | 0 | 0 | 0 | Assembly_New_Automatic Door Closer for Walk-in Coolers and Freezers_TRC | 0 | 0 | 0 | 0 | 0 | 0 | 0 | 0 | 0 | 0 | 0 | 0 | 0 | 0 | 0 | 0 | 0 | 0 | 0 | 0
College and University | New | Automatic Door Closer for Walk-in Coolers and Freezers | 0.0050673 | 0.0042445 |  | 39.0829 | 8 |  | 156.82 | 156.82 | cooler/freezer |  | 0.8694 | FAIL | FAIL | College and University_New_Automatic Door Closer for Walk-in Coolers and Freezers_RIM | 0 | 0 | 0 | 0 | 0 | 0 | 0 | 0 | 0 | 0 | 0 | 0 | 0 | 0 | 0 | 0 | 0 | 0 | 0 | 0 | College and University_New_Automatic Door Closer for Walk-in Coolers and Freezers_TRC | 0 | 0 | 0 | 0 | 0 | 0 | 0 | 0 | 0 | 0 | 0 | 0 | 0 | 0 | 0 | 0 | 0 | 0 | 0 | 0
Grocery | New | Automatic Door Closer for Walk-in Coolers and Freezers | 0.0054303 | 0.0012106 |  | 39.0829 | 8 |  | 156.82 | 156.82 | cooler/freezer |  | 0.8694 | FAIL | FAIL | Grocery_New_Automatic Door Closer for Walk-in Coolers and Freezers_RIM | 0 | 0 | 0 | 0 | 0 | 0 | 0 | 0 | 0 | 0 | 0 | 0 | 0 | 0 | 0 | 0 | 0 | 0 | 0 | 0 | Grocery_New_Automatic Door Closer for Walk-in Coolers and Freezers_TRC | 0 | 0 | 0 | 0 | 0 | 0 | 0 | 0 | 0 | 0 | 0 | 0 | 0 | 0 | 0 | 0 | 0 | 0 | 0 | 0
Healthcare | New | Automatic Door Closer for Walk-in Coolers and Freezers | 0.0050673 | 0.0042445 |  | 39.0829 | 8 |  | 156.82 | 156.82 | cooler/freezer |  | 0.8694 | FAIL | FAIL | Healthcare_New_Automatic Door Closer for Walk-in Coolers and Freezers_RIM | 0 | 0 | 0 | 0 | 0 | 0 | 0 | 0 | 0 | 0 | 0 | 0 | 0 | 0 | 0 | 0 | 0 | 0 | 0 | 0 | Healthcare_New_Automatic Door Closer for Walk-in Coolers and Freezers_TRC | 0 | 0 | 0 | 0 | 0 | 0 | 0 | 0 | 0 | 0 | 0 | 0 | 0 | 0 | 0 | 0 | 0 | 0 | 0 | 0
Hospitals | New | Automatic Door Closer for Walk-in Coolers and Freezers | 0.0050673 | 0.0042445 |  | 39.0829 | 8 |  | 156.82 | 156.82 | cooler/freezer |  | 0.8694 | FAIL | FAIL | Hospitals_New_Automatic Door Closer for Walk-in Coolers and Freezers_RIM | 0 | 0 | 0 | 0 | 0 | 0 | 0 | 0 | 0 | 0 | 0 | 0 | 0 | 0 | 0 | 0 | 0 | 0 | 0 | 0 | Hospitals_New_Automatic Door Closer for Walk-in Coolers and Freezers_TRC | 0 | 0 | 0 | 0 | 0 | 0 | 0 | 0 | 0 | 0 | 0 | 0 | 0 | 0 | 0 | 0 | 0 | 0 | 0 | 0
Institutional | New | Automatic Door Closer for Walk-in Coolers and Freezers | 0.0054303 | 0.0012106 |  | 39.0829 | 8 |  | 156.82 | 156.82 | cooler/freezer |  | 0.8694 | FAIL | FAIL | Institutional_New_Automatic Door Closer for Walk-in Coolers and Freezers_RIM | 0 | 0 | 0 | 0 | 0 | 0 | 0 | 0 | 0 | 0 | 0 | 0 | 0 | 0 | 0 | 0 | 0 | 0 | 0 | 0 | Institutional_New_Automatic Door Closer for Walk-in Coolers and Freezers_TRC | 0 | 0 | 0 | 0 | 0 | 0 | 0 | 0 | 0 | 0 | 0 | 0 | 0 | 0 | 0 | 0 | 0 | 0 | 0 | 0
Lodging/Hospitality | New | Automatic Door Closer for Walk-in Coolers and Freezers | 0.0050673 | 0.0042445 |  | 39.0829 | 8 |  | 156.82 | 156.82 | cooler/freezer |  | 0.8694 | FAIL | FAIL | Lodging/Hospitality_New_Automatic Door Closer for Walk-in Coolers and Freezers_RIM | 0 | 0 | 0 | 0 | 0 | 0 | 0 | 0 | 0 | 0 | 0 | 0 | 0 | 0 | 0 | 0 | 0 | 0 | 0 | 0 | Lodging/Hospitality_New_Automatic Door Closer for Walk-in Coolers and Freezers_TRC | 0 | 0 | 0 | 0 | 0 | 0 | 0 | 0 | 0 | 0 | 0 | 0 | 0 | 0 | 0 | 0 | 0 | 0 | 0 | 0
Miscellaneous | New | Automatic Door Closer for Walk-in Coolers and Freezers | 0.0054303 | 0.0012106 |  | 39.0829 | 8 |  | 156.82 | 156.82 | cooler/freezer |  | 0.8694 | FAIL | FAIL | Miscellaneous_New_Automatic Door Closer for Walk-in Coolers and Freezers_RIM | 0 | 0 | 0 | 0 | 0 | 0 | 0 | 0 | 0 | 0 | 0 | 0 | 0 | 0 | 0 | 0 | 0 | 0 | 0 | 0 | Miscellaneous_New_Automatic Door Closer for Walk-in Coolers and Freezers_TRC | 0 | 0 | 0 | 0 | 0 | 0 | 0 | 0 | 0 | 0 | 0 | 0 | 0 | 0 | 0 | 0 | 0 | 0 | 0 | 0
Offices | New | Automatic Door Closer for Walk-in Coolers and Freezers | 0.0054303 | 0.0012106 |  | 39.0829 | 8 |  | 156.82 | 156.82 | cooler/freezer |  | 0.8694 | FAIL | FAIL | Offices_New_Automatic Door Closer for Walk-in Coolers and Freezers_RIM | 0 | 0 | 0 | 0 | 0 | 0 | 0 | 0 | 0 | 0 | 0 | 0 | 0 | 0 | 0 | 0 | 0 | 0 | 0 | 0 | Offices_New_Automatic Door Closer for Walk-in Coolers and Freezers_TRC | 0 | 0 | 0 | 0 | 0 | 0 | 0 | 0 | 0 | 0 | 0 | 0 | 0 | 0 | 0 | 0 | 0 | 0 | 0 | 0
Restaurants | New | Automatic Door Closer for Walk-in Coolers and Freezers | 0.0050673 | 0.0042445 |  | 39.0829 | 8 |  | 156.82 | 156.82 | cooler/freezer |  | 0.8694 | FAIL | FAIL | Restaurants_New_Automatic Door Closer for Walk-in Coolers and Freezers_RIM | 0 | 0 | 0 | 0 | 0 | 0 | 0 | 0 | 0 | 0 | 0 | 0 | 0 | 0 | 0 | 0 | 0 | 0 | 0 | 0 | Restaurants_New_Automatic Door Closer for Walk-in Coolers and Freezers_TRC | 0 | 0 | 0 | 0 | 0 | 0 | 0 | 0 | 0 | 0 | 0 | 0 | 0 | 0 | 0 | 0 | 0 | 0 | 0 | 0
Retail | New | Automatic Door Closer for Walk-in Coolers and Freezers | 0.0054303 | 0.0012106 |  | 39.0829 | 8 |  | 156.82 | 156.82 | cooler/freezer |  | 0.8694 | FAIL | FAIL | Retail_New_Automatic Door Closer for Walk-in Coolers and Freezers_RIM | 0 | 0 | 0 | 0 | 0 | 0 | 0 | 0 | 0 | 0 | 0 | 0 | 0 | 0 | 0 | 0 | 0 | 0 | 0 | 0 | Retail_New_Automatic Door Closer for Walk-in Coolers and Freezers_TRC | 0 | 0 | 0 | 0 | 0 | 0 | 0 | 0 | 0 | 0 | 0 | 0 | 0 | 0 | 0 | 0 | 0 | 0 | 0 | 0
Schools K-12 | New | Automatic Door Closer for Walk-in Coolers and Freezers | 0.0050673 | 0.0042445 |  | 39.0829 | 8 |  | 156.82 | 156.82 | cooler/freezer |  | 0.8694 | FAIL | FAIL | Schools K-12_New_Automatic Door Closer for Walk-in Coolers and Freezers_RIM | 0 | 0 | 0 | 0 | 0 | 0 | 0 | 0 | 0 | 0 | 0 | 0 | 0 | 0 | 0 | 0 | 0 | 0 | 0 | 0 | Schools K-12_New_Automatic Door Closer for Walk-in Coolers and Freezers_TRC | 0 | 0 | 0 | 0 | 0 | 0 | 0 | 0 | 0 | 0 | 0 | 0 | 0 | 0 | 0 | 0 | 0 | 0 | 0 | 0
Warehouse | New | Automatic Door Closer for Walk-in Coolers and Freezers | 0.0054303 | 0.0012106 |  | 39.0829 | 8 |  | 156.82 | 156.82 | cooler/freezer |  | 0.8694 | FAIL | FAIL | Warehouse_New_Automatic Door Closer for Walk-in Coolers and Freezers_RIM | 0 | 0 | 0 | 0 | 0 | 0 | 0 | 0 | 0 | 0 | 0 | 0 | 0 | 0 | 0 | 0 | 0 | 0 | 0 | 0 | Warehouse_New_Automatic Door Closer for Walk-in Coolers and Freezers_TRC | 0 | 0 | 0 | 0 | 0 | 0 | 0 | 0 | 0 | 0 | 0 | 0 | 0 | 0 | 0 | 0 | 0 | 0 | 0 | 0
Assembly | Existing | Demand Defrost | 0.054904 | 0.0050296 |  | 394.47 | 10 |  | 666.68 | 666.68 | freezer |  | 8.775 | FAIL | FAIL | Assembly_Existing_Demand Defrost_RIM | 0 | 0 | 0 | 0 | 0 | 0 | 0 | 0 | 0 | 0 | 0 | 0 | 0 | 0 | 0 | 0 | 0 | 0 | 0 | 0 | Assembly_Existing_Demand Defrost_TRC | 0 | 0 | 0 | 0 | 0 | 0 | 0 | 0 | 0 | 0 | 0 | 0 | 0 | 0 | 0 | 0 | 0 | 0 | 0 | 0
College and University | Existing | Demand Defrost | 0.051145 | 0.04284 |  | 394.47 | 10 |  | 666.68 | 666.68 | freezer |  | 8.775 | FAIL | FAIL | College and University_Existing_Demand Defrost_RIM | 0 | 0 | 0 | 0 | 0 | 0 | 0 | 0 | 0 | 0 | 0 | 0 | 0 | 0 | 0 | 0 | 0 | 0 | 0 | 0 | College and University_Existing_Demand Defrost_TRC | 0 | 0 | 0 | 0 | 0 | 0 | 0 | 0 | 0 | 0 | 0 | 0 | 0 | 0 | 0 | 0 | 0 | 0 | 0 | 0
Grocery | Existing | Demand Defrost | 0.054904 | 0.0050296 |  | 394.47 | 10 |  | 666.68 | 666.68 | freezer |  | 8.775 | FAIL | FAIL | Grocery_Existing_Demand Defrost_RIM | 0 | 0 | 0 | 0 | 0 | 0 | 0 | 0 | 0 | 0 | 0 | 0 | 0 | 0 | 0 | 0 | 0 | 0 | 0 | 0 | Grocery_Existing_Demand Defrost_TRC | 0 | 0 | 0 | 0 | 0 | 0 | 0 | 0 | 0 | 0 | 0 | 0 | 0 | 0 | 0 | 0 | 0 | 0 | 0 | 0
Healthcare | Existing | Demand Defrost | 0.051145 | 0.04284 |  | 394.47 | 10 |  | 666.68 | 666.68 | freezer |  | 8.775 | FAIL | FAIL | Healthcare_Existing_Demand Defrost_RIM | 0 | 0 | 0 | 0 | 0 | 0 | 0 | 0 | 0 | 0 | 0 | 0 | 0 | 0 | 0 | 0 | 0 | 0 | 0 | 0 | Healthcare_Existing_Demand Defrost_TRC | 0 | 0 | 0 | 0 | 0 | 0 | 0 | 0 | 0 | 0 | 0 | 0 | 0 | 0 | 0 | 0 | 0 | 0 | 0 | 0
Hospitals | Existing | Demand Defrost | 0.051145 | 0.04284 |  | 394.47 | 10 |  | 666.68 | 666.68 | freezer |  | 8.775 | FAIL | FAIL | Hospitals_Existing_Demand Defrost_RIM | 0 | 0 | 0 | 0 | 0 | 0 | 0 | 0 | 0 | 0 | 0 | 0 | 0 | 0 | 0 | 0 | 0 | 0 | 0 | 0 | Hospitals_Existing_Demand Defrost_TRC | 0 | 0 | 0 | 0 | 0 | 0 | 0 | 0 | 0 | 0 | 0 | 0 | 0 | 0 | 0 | 0 | 0 | 0 | 0 | 0
Institutional | Existing | Demand Defrost | 0.054904 | 0.0050296 |  | 394.47 | 10 |  | 666.68 | 666.68 | freezer |  | 8.775 | FAIL | FAIL | Institutional_Existing_Demand Defrost_RIM | 0 | 0 | 0 | 0 | 0 | 0 | 0 | 0 | 0 | 0 | 0 | 0 | 0 | 0 | 0 | 0 | 0 | 0 | 0 | 0 | Institutional_Existing_Demand Defrost_TRC | 0 | 0 | 0 | 0 | 0 | 0 | 0 | 0 | 0 | 0 | 0 | 0 | 0 | 0 | 0 | 0 | 0 | 0 | 0 | 0
Lodging/Hospitality | Existing | Demand Defrost | 0.051145 | 0.04284 |  | 394.47 | 10 |  | 666.68 | 666.68 | freezer |  | 8.775 | FAIL | FAIL | Lodging/Hospitality_Existing_Demand Defrost_RIM | 0 | 0 | 0 | 0 | 0 | 0 | 0 | 0 | 0 | 0 | 0 | 0 | 0 | 0 | 0 | 0 | 0 | 0 | 0 | 0 | Lodging/Hospitality_Existing_Demand Defrost_TRC | 0 | 0 | 0 | 0 | 0 | 0 | 0 | 0 | 0 | 0 | 0 | 0 | 0 | 0 | 0 | 0 | 0 | 0 | 0 | 0
Miscellaneous | Existing | Demand Defrost | 0.054904 | 0.0050296 |  | 394.47 | 10 |  | 666.68 | 666.68 | freezer |  | 8.775 | FAIL | FAIL | Miscellaneous_Existing_Demand Defrost_RIM | 0 | 0 | 0 | 0 | 0 | 0 | 0 | 0 | 0 | 0 | 0 | 0 | 0 | 0 | 0 | 0 | 0 | 0 | 0 | 0 | Miscellaneous_Existing_Demand Defrost_TRC | 0 | 0 | 0 | 0 | 0 | 0 | 0 | 0 | 0 | 0 | 0 | 0 | 0 | 0 | 0 | 0 | 0 | 0 | 0 | 0
Offices | Existing | Demand Defrost | 0.054904 | 0.0050296 |  | 394.47 | 10 |  | 666.68 | 666.68 | freezer |  | 8.775 | FAIL | FAIL | Offices_Existing_Demand Defrost_RIM | 0 | 0 | 0 | 0 | 0 | 0 | 0 | 0 | 0 | 0 | 0 | 0 | 0 | 0 | 0 | 0 | 0 | 0 | 0 | 0 | Offices_Existing_Demand Defrost_TRC | 0 | 0 | 0 | 0 | 0 | 0 | 0 | 0 | 0 | 0 | 0 | 0 | 0 | 0 | 0 | 0 | 0 | 0 | 0 | 0
Restaurants | Existing | Demand Defrost | 0.051145 | 0.04284 |  | 394.47 | 10 |  | 666.68 | 666.68 | freezer |  | 8.775 | FAIL | FAIL | Restaurants_Existing_Demand Defrost_RIM | 0 | 0 | 0 | 0 | 0 | 0 | 0 | 0 | 0 | 0 | 0 | 0 | 0 | 0 | 0 | 0 | 0 | 0 | 0 | 0 | Restaurants_Existing_Demand Defrost_TRC | 0 | 0 | 0 | 0 | 0 | 0 | 0 | 0 | 0 | 0 | 0 | 0 | 0 | 0 | 0 | 0 | 0 | 0 | 0 | 0
Retail | Existing | Demand Defrost | 0.054904 | 0.0050296 |  | 394.47 | 10 |  | 666.68 | 666.68 | freezer |  | 8.775 | FAIL | FAIL | Retail_Existing_Demand Defrost_RIM | 0 | 0 | 0 | 0 | 0 | 0 | 0 | 0 | 0 | 0 | 0 | 0 | 0 | 0 | 0 | 0 | 0 | 0 | 0 | 0 | Retail_Existing_Demand Defrost_TRC | 0 | 0 | 0 | 0 | 0 | 0 | 0 | 0 | 0 | 0 | 0 | 0 | 0 | 0 | 0 | 0 | 0 | 0 | 0 | 0
Schools K-12 | Existing | Demand Defrost | 0.051145 | 0.04284 |  | 394.47 | 10 |  | 666.68 | 666.68 | freezer |  | 8.775 | FAIL | FAIL | Schools K-12_Existing_Demand Defrost_RIM | 0 | 0 | 0 | 0 | 0 | 0 | 0 | 0 | 0 | 0 | 0 | 0 | 0 | 0 | 0 | 0 | 0 | 0 | 0 | 0 | Schools K-12_Existing_Demand Defrost_TRC | 0 | 0 | 0 | 0 | 0 | 0 | 0 | 0 | 0 | 0 | 0 | 0 | 0 | 0 | 0 | 0 | 0 | 0 | 0 | 0
Warehouse | Existing | Demand Defrost | 0.054904 | 0.0050296 |  | 394.47 | 10 |  | 666.68 | 666.68 | freezer |  | 8.775 | FAIL | FAIL | Warehouse_Existing_Demand Defrost_RIM | 0 | 0 | 0 | 0 | 0 | 0 | 0 | 0 | 0 | 0 | 0 | 0 | 0 | 0 | 0 | 0 | 0 | 0 | 0 | 0 | Warehouse_Existing_Demand Defrost_TRC | 0 | 0 | 0 | 0 | 0 | 0 | 0 | 0 | 0 | 0 | 0 | 0 | 0 | 0 | 0 | 0 | 0 | 0 | 0 | 0
Assembly | New | Demand Defrost | 0.054904 | 0.0050296 |  | 394.47 | 10 |  | 666.68 | 666.68 | freezer |  | 8.775 | FAIL | FAIL | Assembly_New_Demand Defrost_RIM | 0 | 0 | 0 | 0 | 0 | 0 | 0 | 0 | 0 | 0 | 0 | 0 | 0 | 0 | 0 | 0 | 0 | 0 | 0 | 0 | Assembly_New_Demand Defrost_TRC | 0 | 0 | 0 | 0 | 0 | 0 | 0 | 0 | 0 | 0 | 0 | 0 | 0 | 0 | 0 | 0 | 0 | 0 | 0 | 0
College and University | New | Demand Defrost | 0.051145 | 0.04284 |  | 394.47 | 10 |  | 666.68 | 666.68 | freezer |  | 8.775 | FAIL | FAIL | College and University_New_Demand Defrost_RIM | 0 | 0 | 0 | 0 | 0 | 0 | 0 | 0 | 0 | 0 | 0 | 0 | 0 | 0 | 0 | 0 | 0 | 0 | 0 | 0 | College and University_New_Demand Defrost_TRC | 0 | 0 | 0 | 0 | 0 | 0 | 0 | 0 | 0 | 0 | 0 | 0 | 0 | 0 | 0 | 0 | 0 | 0 | 0 | 0
Grocery | New | Demand Defrost | 0.054904 | 0.0050296 |  | 394.47 | 10 |  | 666.68 | 666.68 | freezer |  | 8.775 | FAIL | FAIL | Grocery_New_Demand Defrost_RIM | 0 | 0 | 0 | 0 | 0 | 0 | 0 | 0 | 0 | 0 | 0 | 0 | 0 | 0 | 0 | 0 | 0 | 0 | 0 | 0 | Grocery_New_Demand Defrost_TRC | 0 | 0 | 0 | 0 | 0 | 0 | 0 | 0 | 0 | 0 | 0 | 0 | 0 | 0 | 0 | 0 | 0 | 0 | 0 | 0
Healthcare | New | Demand Defrost | 0.051145 | 0.04284 |  | 394.47 | 10 |  | 666.68 | 666.68 | freezer |  | 8.775 | FAIL | FAIL | Healthcare_New_Demand Defrost_RIM | 0 | 0 | 0 | 0 | 0 | 0 | 0 | 0 | 0 | 0 | 0 | 0 | 0 | 0 | 0 | 0 | 0 | 0 | 0 | 0 | Healthcare_New_Demand Defrost_TRC | 0 | 0 | 0 | 0 | 0 | 0 | 0 | 0 | 0 | 0 | 0 | 0 | 0 | 0 | 0 | 0 | 0 | 0 | 0 | 0
Hospitals | New | Demand Defrost | 0.051145 | 0.04284 |  | 394.47 | 10 |  | 666.68 | 666.68 | freezer |  | 8.775 | FAIL | FAIL | Hospitals_New_Demand Defrost_RIM | 0 | 0 | 0 | 0 | 0 | 0 | 0 | 0 | 0 | 0 | 0 | 0 | 0 | 0 | 0 | 0 | 0 | 0 | 0 | 0 | Hospitals_New_Demand Defrost_TRC | 0 | 0 | 0 | 0 | 0 | 0 | 0 | 0 | 0 | 0 | 0 | 0 | 0 | 0 | 0 | 0 | 0 | 0 | 0 | 0
Institutional | New | Demand Defrost | 0.054904 | 0.0050296 |  | 394.47 | 10 |  | 666.68 | 666.68 | freezer |  | 8.775 | FAIL | FAIL | Institutional_New_Demand Defrost_RIM | 0 | 0 | 0 | 0 | 0 | 0 | 0 | 0 | 0 | 0 | 0 | 0 | 0 | 0 | 0 | 0 | 0 | 0 | 0 | 0 | Institutional_New_Demand Defrost_TRC | 0 | 0 | 0 | 0 | 0 | 0 | 0 | 0 | 0 | 0 | 0 | 0 | 0 | 0 | 0 | 0 | 0 | 0 | 0 | 0
Lodging/Hospitality | New | Demand Defrost | 0.051145 | 0.04284 |  | 394.47 | 10 |  | 666.68 | 666.68 | freezer |  | 8.775 | FAIL | FAIL | Lodging/Hospitality_New_Demand Defrost_RIM | 0 | 0 | 0 | 0 | 0 | 0 | 0 | 0 | 0 | 0 | 0 | 0 | 0 | 0 | 0 | 0 | 0 | 0 | 0 | 0 | Lodging/Hospitality_New_Demand Defrost_TRC | 0 | 0 | 0 | 0 | 0 | 0 | 0 | 0 | 0 | 0 | 0 | 0 | 0 | 0 | 0 | 0 | 0 | 0 | 0 | 0
Miscellaneous | New | Demand Defrost | 0.054904 | 0.0050296 |  | 394.47 | 10 |  | 666.68 | 666.68 | freezer |  | 8.775 | FAIL | FAIL | Miscellaneous_New_Demand Defrost_RIM | 0 | 0 | 0 | 0 | 0 | 0 | 0 | 0 | 0 | 0 | 0 | 0 | 0 | 0 | 0 | 0 | 0 | 0 | 0 | 0 | Miscellaneous_New_Demand Defrost_TRC | 0 | 0 | 0 | 0 | 0 | 0 | 0 | 0 | 0 | 0 | 0 | 0 | 0 | 0 | 0 | 0 | 0 | 0 | 0 | 0
Offices | New | Demand Defrost | 0.054904 | 0.0050296 |  | 394.47 | 10 |  | 666.68 | 666.68 | freezer |  | 8.775 | FAIL | FAIL | Offices_New_Demand Defrost_RIM | 0 | 0 | 0 | 0 | 0 | 0 | 0 | 0 | 0 | 0 | 0 | 0 | 0 | 0 | 0 | 0 | 0 | 0 | 0 | 0 | Offices_New_Demand Defrost_TRC | 0 | 0 | 0 | 0 | 0 | 0 | 0 | 0 | 0 | 0 | 0 | 0 | 0 | 0 | 0 | 0 | 0 | 0 | 0 | 0
Restaurants | New | Demand Defrost | 0.051145 | 0.04284 |  | 394.47 | 10 |  | 666.68 | 666.68 | freezer |  | 8.775 | FAIL | FAIL | Restaurants_New_Demand Defrost_RIM | 0 | 0 | 0 | 0 | 0 | 0 | 0 | 0 | 0 | 0 | 0 | 0 | 0 | 0 | 0 | 0 | 0 | 0 | 0 | 0 | Restaurants_New_Demand Defrost_TRC | 0 | 0 | 0 | 0 | 0 | 0 | 0 | 0 | 0 | 0 | 0 | 0 | 0 | 0 | 0 | 0 | 0 | 0 | 0 | 0
Retail | New | Demand Defrost | 0.054904 | 0.0050296 |  | 394.47 | 10 |  | 666.68 | 666.68 | freezer |  | 8.775 | FAIL | FAIL | Retail_New_Demand Defrost_RIM | 0 | 0 | 0 | 0 | 0 | 0 | 0 | 0 | 0 | 0 | 0 | 0 | 0 | 0 | 0 | 0 | 0 | 0 | 0 | 0 | Retail_New_Demand Defrost_TRC | 0 | 0 | 0 | 0 | 0 | 0 | 0 | 0 | 0 | 0 | 0 | 0 | 0 | 0 | 0 | 0 | 0 | 0 | 0 | 0
Schools K-12 | New | Demand Defrost | 0.051145 | 0.04284 |  | 394.47 | 10 |  | 666.68 | 666.68 | freezer |  | 8.775 | FAIL | FAIL | Schools K-12_New_Demand Defrost_RIM | 0 | 0 | 0 | 0 | 0 | 0 | 0 | 0 | 0 | 0 | 0 | 0 | 0 | 0 | 0 | 0 | 0 | 0 | 0 | 0 | Schools K-12_New_Demand Defrost_TRC | 0 | 0 | 0 | 0 | 0 | 0 | 0 | 0 | 0 | 0 | 0 | 0 | 0 | 0 | 0 | 0 | 0 | 0 | 0 | 0
Warehouse | New | Demand Defrost | 0.054904 | 0.0050296 |  | 394.47 | 10 |  | 666.68 | 666.68 | freezer |  | 8.775 | FAIL | FAIL | Warehouse_New_Demand Defrost_RIM | 0 | 0 | 0 | 0 | 0 | 0 | 0 | 0 | 0 | 0 | 0 | 0 | 0 | 0 | 0 | 0 | 0 | 0 | 0 | 0 | Warehouse_New_Demand Defrost_TRC | 0 | 0 | 0 | 0 | 0 | 0 | 0 | 0 | 0 | 0 | 0 | 0 | 0 | 0 | 0 | 0 | 0 | 0 | 0 | 0
Assembly | Existing | Floating Head Pressure Controls | 0.38051 | 0.1781 |  | 2523.5714 | 15 |  | 307 | 307 | unit |  | 56.1368 | FAIL | FAIL | Assembly_Existing_Floating Head Pressure Controls_RIM | 0 | 0 | 0 | 0 | 0 | 0 | 0 | 0 | 0 | 0 | 0 | 0 | 0 | 0 | 0 | 0 | 0 | 0 | 0 | 0 | Assembly_Existing_Floating Head Pressure Controls_TRC | 0 | 0 | 0 | 0 | 0 | 0 | 0 | 0 | 0 | 0 | 0 | 0 | 0 | 0 | 0 | 0 | 0 | 0 | 0 | 0
College and University | Existing | Floating Head Pressure Controls | 0.32719 | 0.27407 |  | 2523.5714 | 15 |  | 307 | 307 | unit |  | 56.1368 | FAIL | FAIL | College and University_Existing_Floating Head Pressure Controls_RIM | 0 | 0 | 0 | 0 | 0 | 0 | 0 | 0 | 0 | 0 | 0 | 0 | 0 | 0 | 0 | 0 | 0 | 0 | 0 | 0 | College and University_Existing_Floating Head Pressure Controls_TRC | 0 | 0 | 0 | 0 | 0 | 0 | 0 | 0 | 0 | 0 | 0 | 0 | 0 | 0 | 0 | 0 | 0 | 0 | 0 | 0
Grocery | Existing | Floating Head Pressure Controls | 0.38051 | 0.1781 |  | 2523.5714 | 15 |  | 307 | 307 | unit |  | 56.1368 | FAIL | FAIL | Grocery_Existing_Floating Head Pressure Controls_RIM | 0 | 0 | 0 | 0 | 0 | 0 | 0 | 0 | 0 | 0 | 0 | 0 | 0 | 0 | 0 | 0 | 0 | 0 | 0 | 0 | Grocery_Existing_Floating Head Pressure Controls_TRC | 0 | 0 | 0 | 0 | 0 | 0 | 0 | 0 | 0 | 0 | 0 | 0 | 0 | 0 | 0 | 0 | 0 | 0 | 0 | 0
Healthcare | Existing | Floating Head Pressure Controls | 0.32719 | 0.27407 |  | 2523.5714 | 15 |  | 307 | 307 | unit |  | 56.1368 | FAIL | FAIL | Healthcare_Existing_Floating Head Pressure Controls_RIM | 0 | 0 | 0 | 0 | 0 | 0 | 0 | 0 | 0 | 0 | 0 | 0 | 0 | 0 | 0 | 0 | 0 | 0 | 0 | 0 | Healthcare_Existing_Floating Head Pressure Controls_TRC | 0 | 0 | 0 | 0 | 0 | 0 | 0 | 0 | 0 | 0 | 0 | 0 | 0 | 0 | 0 | 0 | 0 | 0 | 0 | 0
Hospitals | Existing | Floating Head Pressure Controls | 0.32719 | 0.27407 |  | 2523.5714 | 15 |  | 307 | 307 | unit |  | 56.1368 | FAIL | FAIL | Hospitals_Existing_Floating Head Pressure Controls_RIM | 0 | 0 | 0 | 0 | 0 | 0 | 0 | 0 | 0 | 0 | 0 | 0 | 0 | 0 | 0 | 0 | 0 | 0 | 0 | 0 | Hospitals_Existing_Floating Head Pressure Controls_TRC | 0 | 0 | 0 | 0 | 0 | 0 | 0 | 0 | 0 | 0 | 0 | 0 | 0 | 0 | 0 | 0 | 0 | 0 | 0 | 0
Institutional | Existing | Floating Head Pressure Controls | 0.38051 | 0.1781 |  | 2523.5714 | 15 |  | 307 | 307 | unit |  | 56.1368 | FAIL | FAIL | Institutional_Existing_Floating Head Pressure Controls_RIM | 0 | 0 | 0 | 0 | 0 | 0 | 0 | 0 | 0 | 0 | 0 | 0 | 0 | 0 | 0 | 0 | 0 | 0 | 0 | 0 | Institutional_Existing_Floating Head Pressure Controls_TRC | 0 | 0 | 0 | 0 | 0 | 0 | 0 | 0 | 0 | 0 | 0 | 0 | 0 | 0 | 0 | 0 | 0 | 0 | 0 | 0
Lodging/Hospitality | Existing | Floating Head Pressure Controls | 0.32719 | 0.27407 |  | 2523.5714 | 15 |  | 307 | 307 | unit |  | 56.1368 | FAIL | FAIL | Lodging/Hospitality_Existing_Floating Head Pressure Controls_RIM | 0 | 0 | 0 | 0 | 0 | 0 | 0 | 0 | 0 | 0 | 0 | 0 | 0 | 0 | 0 | 0 | 0 | 0 | 0 | 0 | Lodging/Hospitality_Existing_Floating Head Pressure Controls_TRC | 0 | 0 | 0 | 0 | 0 | 0 | 0 | 0 | 0 | 0 | 0 | 0 | 0 | 0 | 0 | 0 | 0 | 0 | 0 | 0
Miscellaneous | Existing | Floating Head Pressure Controls | 0.38051 | 0.1781 |  | 2523.5714 | 15 |  | 307 | 307 | unit |  | 56.1368 | FAIL | FAIL | Miscellaneous_Existing_Floating Head Pressure Controls_RIM | 0 | 0 | 0 | 0 | 0 | 0 | 0 | 0 | 0 | 0 | 0 | 0 | 0 | 0 | 0 | 0 | 0 | 0 | 0 | 0 | Miscellaneous_Existing_Floating Head Pressure Controls_TRC | 0 | 0 | 0 | 0 | 0 | 0 | 0 | 0 | 0 | 0 | 0 | 0 | 0 | 0 | 0 | 0 | 0 | 0 | 0 | 0
Offices | Existing | Floating Head Pressure Controls | 0.38051 | 0.1781 |  | 2523.5714 | 15 |  | 307 | 307 | unit |  | 56.1368 | FAIL | FAIL | Offices_Existing_Floating Head Pressure Controls_RIM | 0 | 0 | 0 | 0 | 0 | 0 | 0 | 0 | 0 | 0 | 0 | 0 | 0 | 0 | 0 | 0 | 0 | 0 | 0 | 0 | Offices_Existing_Floating Head Pressure Controls_TRC | 0 | 0 | 0 | 0 | 0 | 0 | 0 | 0 | 0 | 0 | 0 | 0 | 0 | 0 | 0 | 0 | 0 | 0 | 0 | 0
Restaurants | Existing | Floating Head Pressure Controls | 0.32719 | 0.27407 |  | 2523.5714 | 15 |  | 307 | 307 | unit |  | 56.1368 | FAIL | FAIL | Restaurants_Existing_Floating Head Pressure Controls_RIM | 0 | 0 | 0 | 0 | 0 | 0 | 0 | 0 | 0 | 0 | 0 | 0 | 0 | 0 | 0 | 0 | 0 | 0 | 0 | 0 | Restaurants_Existing_Floating Head Pressure Controls_TRC | 0 | 0 | 0 | 0 | 0 | 0 | 0 | 0 | 0 | 0 | 0 | 0 | 0 | 0 | 0 | 0 | 0 | 0 | 0 | 0
Retail | Existing | Floating Head Pressure Controls | 0.38051 | 0.1781 |  | 2523.5714 | 15 |  | 307 | 307 | unit |  | 56.1368 | FAIL | FAIL | Retail_Existing_Floating Head Pressure Controls_RIM | 0 | 0 | 0 | 0 | 0 | 0 | 0 | 0 | 0 | 0 | 0 | 0 | 0 | 0 | 0 | 0 | 0 | 0 | 0 | 0 | Retail_Existing_Floating Head Pressure Controls_TRC | 0 | 0 | 0 | 0 | 0 | 0 | 0 | 0 | 0 | 0 | 0 | 0 | 0 | 0 | 0 | 0 | 0 | 0 | 0 | 0
Schools K-12 | Existing | Floating Head Pressure Controls | 0.32719 | 0.27407 |  | 2523.5714 | 15 |  | 307 | 307 | unit |  | 56.1368 | FAIL | FAIL | Schools K-12_Existing_Floating Head Pressure Controls_RIM | 0 | 0 | 0 | 0 | 0 | 0 | 0 | 0 | 0 | 0 | 0 | 0 | 0 | 0 | 0 | 0 | 0 | 0 | 0 | 0 | Schools K-12_Existing_Floating Head Pressure Controls_TRC | 0 | 0 | 0 | 0 | 0 | 0 | 0 | 0 | 0 | 0 | 0 | 0 | 0 | 0 | 0 | 0 | 0 | 0 | 0 | 0
Warehouse | Existing | Floating Head Pressure Controls | 0.38051 | 0.1781 |  | 2523.5714 | 15 |  | 307 | 307 | unit |  | 56.1368 | FAIL | FAIL | Warehouse_Existing_Floating Head Pressure Controls_RIM | 0 | 0 | 0 | 0 | 0 | 0 | 0 | 0 | 0 | 0 | 0 | 0 | 0 | 0 | 0 | 0 | 0 | 0 | 0 | 0 | Warehouse_Existing_Floating Head Pressure Controls_TRC | 0 | 0 | 0 | 0 | 0 | 0 | 0 | 0 | 0 | 0 | 0 | 0 | 0 | 0 | 0 | 0 | 0 | 0 | 0 | 0
Assembly | New | Floating Head Pressure Controls | 0.38051 | 0.1781 |  | 2523.5714 | 15 |  | 307 | 307 | unit |  | 56.1368 | FAIL | FAIL | Assembly_New_Floating Head Pressure Controls_RIM | 0 | 0 | 0 | 0 | 0 | 0 | 0 | 0 | 0 | 0 | 0 | 0 | 0 | 0 | 0 | 0 | 0 | 0 | 0 | 0 | Assembly_New_Floating Head Pressure Controls_TRC | 0 | 0 | 0 | 0 | 0 | 0 | 0 | 0 | 0 | 0 | 0 | 0 | 0 | 0 | 0 | 0 | 0 | 0 | 0 | 0
College and University | New | Floating Head Pressure Controls | 0.32719 | 0.27407 |  | 2523.5714 | 15 |  | 307 | 307 | unit |  | 56.1368 | FAIL | FAIL | College and University_New_Floating Head Pressure Controls_RIM | 0 | 0 | 0 | 0 | 0 | 0 | 0 | 0 | 0 | 0 | 0 | 0 | 0 | 0 | 0 | 0 | 0 | 0 | 0 | 0 | College and University_New_Floating Head Pressure Controls_TRC | 0 | 0 | 0 | 0 | 0 | 0 | 0 | 0 | 0 | 0 | 0 | 0 | 0 | 0 | 0 | 0 | 0 | 0 | 0 | 0
Grocery | New | Floating Head Pressure Controls | 0.38051 | 0.1781 |  | 2523.5714 | 15 |  | 307 | 307 | unit |  | 56.1368 | FAIL | FAIL | Grocery_New_Floating Head Pressure Controls_RIM | 0 | 0 | 0 | 0 | 0 | 0 | 0 | 0 | 0 | 0 | 0 | 0 | 0 | 0 | 0 | 0 | 0 | 0 | 0 | 0 | Grocery_New_Floating Head Pressure Controls_TRC | 0 | 0 | 0 | 0 | 0 | 0 | 0 | 0 | 0 | 0 | 0 | 0 | 0 | 0 | 0 | 0 | 0 | 0 | 0 | 0
Healthcare | New | Floating Head Pressure Controls | 0.32719 | 0.27407 |  | 2523.5714 | 15 |  | 307 | 307 | unit |  | 56.1368 | FAIL | FAIL | Healthcare_New_Floating Head Pressure Controls_RIM | 0 | 0 | 0 | 0 | 0 | 0 | 0 | 0 | 0 | 0 | 0 | 0 | 0 | 0 | 0 | 0 | 0 | 0 | 0 | 0 | Healthcare_New_Floating Head Pressure Controls_TRC | 0 | 0 | 0 | 0 | 0 | 0 | 0 | 0 | 0 | 0 | 0 | 0 | 0 | 0 | 0 | 0 | 0 | 0 | 0 | 0
Hospitals | New | Floating Head Pressure Controls | 0.32719 | 0.27407 |  | 2523.5714 | 15 |  | 307 | 307 | unit |  | 56.1368 | FAIL | FAIL | Hospitals_New_Floating Head Pressure Controls_RIM | 0 | 0 | 0 | 0 | 0 | 0 | 0 | 0 | 0 | 0 | 0 | 0 | 0 | 0 | 0 | 0 | 0 | 0 | 0 | 0 | Hospitals_New_Floating Head Pressure Controls_TRC | 0 | 0 | 0 | 0 | 0 | 0 | 0 | 0 | 0 | 0 | 0 | 0 | 0 | 0 | 0 | 0 | 0 | 0 | 0 | 0
Institutional | New | Floating Head Pressure Controls | 0.38051 | 0.1781 |  | 2523.5714 | 15 |  | 307 | 307 | unit |  | 56.1368 | FAIL | FAIL | Institutional_New_Floating Head Pressure Controls_RIM | 0 | 0 | 0 | 0 | 0 | 0 | 0 | 0 | 0 | 0 | 0 | 0 | 0 | 0 | 0 | 0 | 0 | 0 | 0 | 0 | Institutional_New_Floating Head Pressure Controls_TRC | 0 | 0 | 0 | 0 | 0 | 0 | 0 | 0 | 0 | 0 | 0 | 0 | 0 | 0 | 0 | 0 | 0 | 0 | 0 | 0
Lodging/Hospitality | New | Floating Head Pressure Controls | 0.32719 | 0.27407 |  | 2523.5714 | 15 |  | 307 | 307 | unit |  | 56.1368 | FAIL | FAIL | Lodging/Hospitality_New_Floating Head Pressure Controls_RIM | 0 | 0 | 0 | 0 | 0 | 0 | 0 | 0 | 0 | 0 | 0 | 0 | 0 | 0 | 0 | 0 | 0 | 0 | 0 | 0 | Lodging/Hospitality_New_Floating Head Pressure Controls_TRC | 0 | 0 | 0 | 0 | 0 | 0 | 0 | 0 | 0 | 0 | 0 | 0 | 0 | 0 | 0 | 0 | 0 | 0 | 0 | 0
Miscellaneous | New | Floating Head Pressure Controls | 0.38051 | 0.1781 |  | 2523.5714 | 15 |  | 307 | 307 | unit |  | 56.1368 | FAIL | FAIL | Miscellaneous_New_Floating Head Pressure Controls_RIM | 0 | 0 | 0 | 0 | 0 | 0 | 0 | 0 | 0 | 0 | 0 | 0 | 0 | 0 | 0 | 0 | 0 | 0 | 0 | 0 | Miscellaneous_New_Floating Head Pressure Controls_TRC | 0 | 0 | 0 | 0 | 0 | 0 | 0 | 0 | 0 | 0 | 0 | 0 | 0 | 0 | 0 | 0 | 0 | 0 | 0 | 0
Offices | New | Floating Head Pressure Controls | 0.38051 | 0.1781 |  | 2523.5714 | 15 |  | 307 | 307 | unit |  | 56.1368 | FAIL | FAIL | Offices_New_Floating Head Pressure Controls_RIM | 0 | 0 | 0 | 0 | 0 | 0 | 0 | 0 | 0 | 0 | 0 | 0 | 0 | 0 | 0 | 0 | 0 | 0 | 0 | 0 | Offices_New_Floating Head Pressure Controls_TRC | 0 | 0 | 0 | 0 | 0 | 0 | 0 | 0 | 0 | 0 | 0 | 0 | 0 | 0 | 0 | 0 | 0 | 0 | 0 | 0
Restaurants | New | Floating Head Pressure Controls | 0.32719 | 0.27407 |  | 2523.5714 | 15 |  | 307 | 307 | unit |  | 56.1368 | FAIL | FAIL | Restaurants_New_Floating Head Pressure Controls_RIM | 0 | 0 | 0 | 0 | 0 | 0 | 0 | 0 | 0 | 0 | 0 | 0 | 0 | 0 | 0 | 0 | 0 | 0 | 0 | 0 | Restaurants_New_Floating Head Pressure Controls_TRC | 0 | 0 | 0 | 0 | 0 | 0 | 0 | 0 | 0 | 0 | 0 | 0 | 0 | 0 | 0 | 0 | 0 | 0 | 0 | 0
Retail | New | Floating Head Pressure Controls | 0.38051 | 0.1781 |  | 2523.5714 | 15 |  | 307 | 307 | unit |  | 56.1368 | FAIL | FAIL | Retail_New_Floating Head Pressure Controls_RIM | 0 | 0 | 0 | 0 | 0 | 0 | 0 | 0 | 0 | 0 | 0 | 0 | 0 | 0 | 0 | 0 | 0 | 0 | 0 | 0 | Retail_New_Floating Head Pressure Controls_TRC | 0 | 0 | 0 | 0 | 0 | 0 | 0 | 0 | 0 | 0 | 0 | 0 | 0 | 0 | 0 | 0 | 0 | 0 | 0 | 0
Schools K-12 | New | Floating Head Pressure Controls | 0.32719 | 0.27407 |  | 2523.5714 | 15 |  | 307 | 307 | unit |  | 56.1368 | FAIL | FAIL | Schools K-12_New_Floating Head Pressure Controls_RIM | 0 | 0 | 0 | 0 | 0 | 0 | 0 | 0 | 0 | 0 | 0 | 0 | 0 | 0 | 0 | 0 | 0 | 0 | 0 | 0 | Schools K-12_New_Floating Head Pressure Controls_TRC | 0 | 0 | 0 | 0 | 0 | 0 | 0 | 0 | 0 | 0 | 0 | 0 | 0 | 0 | 0 | 0 | 0 | 0 | 0 | 0
Warehouse | New | Floating Head Pressure Controls | 0.38051 | 0.1781 |  | 2523.5714 | 15 |  | 307 | 307 | unit |  | 56.1368 | FAIL | FAIL | Warehouse_New_Floating Head Pressure Controls_RIM | 0 | 0 | 0 | 0 | 0 | 0 | 0 | 0 | 0 | 0 | 0 | 0 | 0 | 0 | 0 | 0 | 0 | 0 | 0 | 0 | Warehouse_New_Floating Head Pressure Controls_TRC | 0 | 0 | 0 | 0 | 0 | 0 | 0 | 0 | 0 | 0 | 0 | 0 | 0 | 0 | 0 | 0 | 0 | 0 | 0 | 0
Assembly | Existing | Freezer-Cooler Replacement Gaskets | 0.022767 | 0.0074125 |  | 156.3315 | 4 |  | 96.8 | 96.8 | unit |  | 3.4776 | FAIL | 66.4574 | Assembly_Existing_Freezer-Cooler Replacement Gaskets_RIM | 0 | 0 | 0 | 0 | 0 | 0 | 0 | 0 | 0 | 0 | 0 | 0 | 0 | 0 | 0 | 0 | 0 | 0 | 0 | 0 | Assembly_Existing_Freezer-Cooler Replacement Gaskets_TRC | 0.014386 | 0.023269 | 0.037056 | 0.057968 | 0.087798 | 0.12559 | 0.16484 | 0.19023 | 0.18367 | 0.14138 | 2.249 | 3.6376 | 5.793 | 9.0623 | 13.7256 | 19.6336 | 25.77 | 29.7387 | 28.713 | 22.1019 |  | 68.65%
College and University | Existing | Freezer-Cooler Replacement Gaskets | 0.020269 | 0.016978 |  | 156.3315 | 4 |  | 96.8 | 96.8 | unit |  | 3.4776 | FAIL | 66.4574 | College and University_Existing_Freezer-Cooler Replacement Gaskets_RIM | 0 | 0 | 0 | 0 | 0 | 0 | 0 | 0 | 0 | 0 | 0 | 0 | 0 | 0 | 0 | 0 | 0 | 0 | 0 | 0 | College and University_Existing_Freezer-Cooler Replacement Gaskets_TRC | 0.018157 | 0.029222 | 0.0462 | 0.071526 | 0.10688 | 0.15087 | 0.1955 | 0.22285 | 0.21257 | 0.16165 | 2.8385 | 4.5683 | 7.2226 | 11.1818 | 16.7081 | 23.585 | 30.5635 | 34.8379 | 33.2311 | 25.2704 |  | 68.65%
Grocery | Existing | Freezer-Cooler Replacement Gaskets | 0.022767 | 0.0074125 |  | 156.3315 | 4 |  | 96.8 | 96.8 | unit |  | 3.4776 | FAIL | 66.4574 | Grocery_Existing_Freezer-Cooler Replacement Gaskets_RIM | 0 | 0 | 0 | 0 | 0 | 0 | 0 | 0 | 0 | 0 | 0 | 0 | 0 | 0 | 0 | 0 | 0 | 0 | 0 | 0 | Grocery_Existing_Freezer-Cooler Replacement Gaskets_TRC | 29.8947 | 48.6698 | 77.5677 | 121.2411 | 183.1825 | 261.5284 | 342.7705 | 395.0526 | 381.0482 | 292.9964 | 4673.4897 | 7608.6222 | 12126.2801 | 18953.8072 | 28637.1962 | 40885.1334 | 53585.8419 | 61759.1726 | 59569.8488 | 45804.5716 |  | 68.65%
Healthcare | Existing | Freezer-Cooler Replacement Gaskets | 0.020269 | 0.016978 |  | 156.3315 | 4 |  | 96.8 | 96.8 | unit |  | 3.4776 | FAIL | 66.4574 | Healthcare_Existing_Freezer-Cooler Replacement Gaskets_RIM | 0 | 0 | 0 | 0 | 0 | 0 | 0 | 0 | 0 | 0 | 0 | 0 | 0 | 0 | 0 | 0 | 0 | 0 | 0 | 0 | Healthcare_Existing_Freezer-Cooler Replacement Gaskets_TRC | 0.026208 | 0.042298 | 0.066947 | 0.10374 | 0.15511 | 0.21913 | 0.28419 | 0.3241 | 0.30935 | 0.2354 | 4.0971 | 6.6125 | 10.4659 | 16.2173 | 24.2484 | 34.2568 | 44.4275 | 50.6674 | 48.3616 | 36.8003 |  | 68.65%
Hospitals | Existing | Freezer-Cooler Replacement Gaskets | 0.020269 | 0.016978 |  | 156.3315 | 4 |  | 96.8 | 96.8 | unit |  | 3.4776 | FAIL | 66.4574 | Hospitals_Existing_Freezer-Cooler Replacement Gaskets_RIM | 0 | 0 | 0 | 0 | 0 | 0 | 0 | 0 | 0 | 0 | 0 | 0 | 0 | 0 | 0 | 0 | 0 | 0 | 0 | 0 | Hospitals_Existing_Freezer-Cooler Replacement Gaskets_TRC | 0.26173 | 0.42254 | 0.66911 | 1.0376 | 1.5529 | 2.1965 | 2.8518 | 3.2541 | 3.1044 | 2.3587 | 40.916 | 66.0568 | 104.6036 | 162.2041 | 242.7707 | 343.3825 | 445.8316 | 508.726 | 485.3193 | 368.7434 |  | 68.65%
Institutional | Existing | Freezer-Cooler Replacement Gaskets | 0.022767 | 0.0074125 |  | 156.3315 | 4 |  | 96.8 | 96.8 | unit |  | 3.4776 | FAIL | 66.4574 | Institutional_Existing_Freezer-Cooler Replacement Gaskets_RIM | 0 | 0 | 0 | 0 | 0 | 0 | 0 | 0 | 0 | 0 | 0 | 0 | 0 | 0 | 0 | 0 | 0 | 0 | 0 | 0 | Institutional_Existing_Freezer-Cooler Replacement Gaskets_TRC | 0 | 0 | 0 | 0 | 0 | 0 | 0 | 0 | 0 | 0 | 0 | 0 | 0 | 0 | 0 | 0 | 0 | 0 | 0 | 0 |  | 68.65%
Lodging/Hospitality | Existing | Freezer-Cooler Replacement Gaskets | 0.020269 | 0.016978 |  | 156.3315 | 4 |  | 96.8 | 96.8 | unit |  | 3.4776 | FAIL | 66.4574 | Lodging/Hospitality_Existing_Freezer-Cooler Replacement Gaskets_RIM | 0 | 0 | 0 | 0 | 0 | 0 | 0 | 0 | 0 | 0 | 0 | 0 | 0 | 0 | 0 | 0 | 0 | 0 | 0 | 0 | Lodging/Hospitality_Existing_Freezer-Cooler Replacement Gaskets_TRC | 0.71635 | 1.1873 | 1.8968 | 2.9594 | 4.4443 | 6.3038 | 8.2033 | 9.3773 | 8.9582 | 6.8136 | 111.9878 | 185.6118 | 296.5311 | 462.6402 | 694.7918 | 985.4904 | 1282.4329 | 1465.9629 | 1400.4452 | 1065.184 |  | 68.65%
Miscellaneous | Existing | Freezer-Cooler Replacement Gaskets | 0.022767 | 0.0074125 |  | 156.3315 | 4 |  | 96.8 | 96.8 | unit |  | 3.4776 | FAIL | 66.4574 | Miscellaneous_Existing_Freezer-Cooler Replacement Gaskets_RIM | 0 | 0 | 0 | 0 | 0 | 0 | 0 | 0 | 0 | 0 | 0 | 0 | 0 | 0 | 0 | 0 | 0 | 0 | 0 | 0 | Miscellaneous_Existing_Freezer-Cooler Replacement Gaskets_TRC | 0 | 0 | 0 | 0 | 0 | 0 | 0 | 0 | 0 | 0 | 0 | 0 | 0 | 0 | 0 | 0 | 0 | 0 | 0 | 0 |  | 68.65%
Offices | Existing | Freezer-Cooler Replacement Gaskets | 0.022767 | 0.0074125 |  | 156.3315 | 4 |  | 96.8 | 96.8 | unit |  | 3.4776 | FAIL | 66.4574 | Offices_Existing_Freezer-Cooler Replacement Gaskets_RIM | 0 | 0 | 0 | 0 | 0 | 0 | 0 | 0 | 0 | 0 | 0 | 0 | 0 | 0 | 0 | 0 | 0 | 0 | 0 | 0 | Offices_Existing_Freezer-Cooler Replacement Gaskets_TRC | 0 | 0 | 0 | 0 | 0 | 0 | 0 | 0 | 0 | 0 | 0 | 0 | 0 | 0 | 0 | 0 | 0 | 0 | 0 | 0 |  | 68.65%
Restaurants | Existing | Freezer-Cooler Replacement Gaskets | 0.020269 | 0.016978 |  | 156.3315 | 4 |  | 96.8 | 96.8 | unit |  | 3.4776 | FAIL | 66.4574 | Restaurants_Existing_Freezer-Cooler Replacement Gaskets_RIM | 0 | 0 | 0 | 0 | 0 | 0 | 0 | 0 | 0 | 0 | 0 | 0 | 0 | 0 | 0 | 0 | 0 | 0 | 0 | 0 | Restaurants_Existing_Freezer-Cooler Replacement Gaskets_TRC | 9.354 | 15.2333 | 24.2928 | 38.0049 | 57.4905 | 82.1266 | 107.6445 | 124.0432 | 119.5922 | 91.9228 | 1462.3246 | 2381.4419 | 3797.7272 | 5941.3565 | 8987.5758 | 12838.974 | 16828.2344 | 19391.8649 | 18696.0294 | 14370.4337 |  | 68.65%
Retail | Existing | Freezer-Cooler Replacement Gaskets | 0.022767 | 0.0074125 |  | 156.3315 | 4 |  | 96.8 | 96.8 | unit |  | 3.4776 | FAIL | 66.4574 | Retail_Existing_Freezer-Cooler Replacement Gaskets_RIM | 0 | 0 | 0 | 0 | 0 | 0 | 0 | 0 | 0 | 0 | 0 | 0 | 0 | 0 | 0 | 0 | 0 | 0 | 0 | 0 | Retail_Existing_Freezer-Cooler Replacement Gaskets_TRC | 2.3651 | 3.8263 | 6.0715 | 9.4403 | 14.1771 | 20.1024 | 26.1457 | 29.8663 | 28.5079 | 21.6638 | 369.7384 | 598.1683 | 949.1608 | 1475.815 | 2216.3201 | 3142.64 | 4087.4029 | 4669.0432 | 4456.6784 | 3386.7419 |  | 68.65%
Schools K-12 | Existing | Freezer-Cooler Replacement Gaskets | 0.020269 | 0.016978 |  | 156.3315 | 4 |  | 96.8 | 96.8 | unit |  | 3.4776 | FAIL | 66.4574 | Schools K-12_Existing_Freezer-Cooler Replacement Gaskets_RIM | 0 | 0 | 0 | 0 | 0 | 0 | 0 | 0 | 0 | 0 | 0 | 0 | 0 | 0 | 0 | 0 | 0 | 0 | 0 | 0 | Schools K-12_Existing_Freezer-Cooler Replacement Gaskets_TRC | 0.36746 | 0.59139 | 0.93501 | 1.4476 | 2.163 | 3.0532 | 3.9566 | 4.51 | 4.302 | 3.2714 | 57.4455 | 92.4528 | 146.1713 | 226.2984 | 338.1402 | 477.3147 | 618.5475 | 705.0526 | 672.5331 | 511.4243 |  | 68.65%
Warehouse | Existing | Freezer-Cooler Replacement Gaskets | 0.022767 | 0.0074125 |  | 156.3315 | 4 |  | 96.8 | 96.8 | unit |  | 3.4776 | FAIL | 66.4574 | Warehouse_Existing_Freezer-Cooler Replacement Gaskets_RIM | 0 | 0 | 0 | 0 | 0 | 0 | 0 | 0 | 0 | 0 | 0 | 0 | 0 | 0 | 0 | 0 | 0 | 0 | 0 | 0 | Warehouse_Existing_Freezer-Cooler Replacement Gaskets_TRC | 0 | 0 | 0 | 0 | 0 | 0 | 0 | 0 | 0 | 0 | 0 | 0 | 0 | 0 | 0 | 0 | 0 | 0 | 0 | 0 |  | 68.65%
Assembly | New | Freezer-Cooler Replacement Gaskets | 0 | 0 |  | 0 | 4 |  | 96.8 | 96.8 | unit |  | 0 | FAIL | FAIL | Assembly_New_Freezer-Cooler Replacement Gaskets_RIM | 0 | 0 | 0 | 0 | 0 | 0 | 0 | 0 | 0 | 0 | 0 | 0 | 0 | 0 | 0 | 0 | 0 | 0 | 0 | 0 | Assembly_New_Freezer-Cooler Replacement Gaskets_TRC | 0 | 0 | 0 | 0 | 0 | 0 | 0 | 0 | 0 | 0 | 0 | 0 | 0 | 0 | 0 | 0 | 0 | 0 | 0 | 0
College and University | New | Freezer-Cooler Replacement Gaskets | 0 | 0 |  | 0 | 4 |  | 96.8 | 96.8 | unit |  | 0 | FAIL | FAIL | College and University_New_Freezer-Cooler Replacement Gaskets_RIM | 0 | 0 | 0 | 0 | 0 | 0 | 0 | 0 | 0 | 0 | 0 | 0 | 0 | 0 | 0 | 0 | 0 | 0 | 0 | 0 | College and University_New_Freezer-Cooler Replacement Gaskets_TRC | 0 | 0 | 0 | 0 | 0 | 0 | 0 | 0 | 0 | 0 | 0 | 0 | 0 | 0 | 0 | 0 | 0 | 0 | 0 | 0
Grocery | New | Freezer-Cooler Replacement Gaskets | 0 | 0 |  | 0 | 4 |  | 96.8 | 96.8 | unit |  | 0 | FAIL | FAIL | Grocery_New_Freezer-Cooler Replacement Gaskets_RIM | 0 | 0 | 0 | 0 | 0 | 0 | 0 | 0 | 0 | 0 | 0 | 0 | 0 | 0 | 0 | 0 | 0 | 0 | 0 | 0 | Grocery_New_Freezer-Cooler Replacement Gaskets_TRC | 0 | 0 | 0 | 0 | 0 | 0 | 0 | 0 | 0 | 0 | 0 | 0 | 0 | 0 | 0 | 0 | 0 | 0 | 0 | 0
Healthcare | New | Freezer-Cooler Replacement Gaskets | 0 | 0 |  | 0 | 4 |  | 96.8 | 96.8 | unit |  | 0 | FAIL | FAIL | Healthcare_New_Freezer-Cooler Replacement Gaskets_RIM | 0 | 0 | 0 | 0 | 0 | 0 | 0 | 0 | 0 | 0 | 0 | 0 | 0 | 0 | 0 | 0 | 0 | 0 | 0 | 0 | Healthcare_New_Freezer-Cooler Replacement Gaskets_TRC | 0 | 0 | 0 | 0 | 0 | 0 | 0 | 0 | 0 | 0 | 0 | 0 | 0 | 0 | 0 | 0 | 0 | 0 | 0 | 0
Hospitals | New | Freezer-Cooler Replacement Gaskets | 0 | 0 |  | 0 | 4 |  | 96.8 | 96.8 | unit |  | 0 | FAIL | FAIL | Hospitals_New_Freezer-Cooler Replacement Gaskets_RIM | 0 | 0 | 0 | 0 | 0 | 0 | 0 | 0 | 0 | 0 | 0 | 0 | 0 | 0 | 0 | 0 | 0 | 0 | 0 | 0 | Hospitals_New_Freezer-Cooler Replacement Gaskets_TRC | 0 | 0 | 0 | 0 | 0 | 0 | 0 | 0 | 0 | 0 | 0 | 0 | 0 | 0 | 0 | 0 | 0 | 0 | 0 | 0
Institutional | New | Freezer-Cooler Replacement Gaskets | 0 | 0 |  | 0 | 4 |  | 96.8 | 96.8 | unit |  | 0 | FAIL | FAIL | Institutional_New_Freezer-Cooler Replacement Gaskets_RIM | 0 | 0 | 0 | 0 | 0 | 0 | 0 | 0 | 0 | 0 | 0 | 0 | 0 | 0 | 0 | 0 | 0 | 0 | 0 | 0 | Institutional_New_Freezer-Cooler Replacement Gaskets_TRC | 0 | 0 | 0 | 0 | 0 | 0 | 0 | 0 | 0 | 0 | 0 | 0 | 0 | 0 | 0 | 0 | 0 | 0 | 0 | 0
Lodging/Hospitality | New | Freezer-Cooler Replacement Gaskets | 0 | 0 |  | 0 | 4 |  | 96.8 | 96.8 | unit |  | 0 | FAIL | FAIL | Lodging/Hospitality_New_Freezer-Cooler Replacement Gaskets_RIM | 0 | 0 | 0 | 0 | 0 | 0 | 0 | 0 | 0 | 0 | 0 | 0 | 0 | 0 | 0 | 0 | 0 | 0 | 0 | 0 | Lodging/Hospitality_New_Freezer-Cooler Replacement Gaskets_TRC | 0 | 0 | 0 | 0 | 0 | 0 | 0 | 0 | 0 | 0 | 0 | 0 | 0 | 0 | 0 | 0 | 0 | 0 | 0 | 0
Miscellaneous | New | Freezer-Cooler Replacement Gaskets | 0 | 0 |  | 0 | 4 |  | 96.8 | 96.8 | unit |  | 0 | FAIL | FAIL | Miscellaneous_New_Freezer-Cooler Replacement Gaskets_RIM | 0 | 0 | 0 | 0 | 0 | 0 | 0 | 0 | 0 | 0 | 0 | 0 | 0 | 0 | 0 | 0 | 0 | 0 | 0 | 0 | Miscellaneous_New_Freezer-Cooler Replacement Gaskets_TRC | 0 | 0 | 0 | 0 | 0 | 0 | 0 | 0 | 0 | 0 | 0 | 0 | 0 | 0 | 0 | 0 | 0 | 0 | 0 | 0
Offices | New | Freezer-Cooler Replacement Gaskets | 0 | 0 |  | 0 | 4 |  | 96.8 | 96.8 | unit |  | 0 | FAIL | FAIL | Offices_New_Freezer-Cooler Replacement Gaskets_RIM | 0 | 0 | 0 | 0 | 0 | 0 | 0 | 0 | 0 | 0 | 0 | 0 | 0 | 0 | 0 | 0 | 0 | 0 | 0 | 0 | Offices_New_Freezer-Cooler Replacement Gaskets_TRC | 0 | 0 | 0 | 0 | 0 | 0 | 0 | 0 | 0 | 0 | 0 | 0 | 0 | 0 | 0 | 0 | 0 | 0 | 0 | 0
Restaurants | New | Freezer-Cooler Replacement Gaskets | 0 | 0 |  | 0 | 4 |  | 96.8 | 96.8 | unit |  | 0 | FAIL | FAIL | Restaurants_New_Freezer-Cooler Replacement Gaskets_RIM | 0 | 0 | 0 | 0 | 0 | 0 | 0 | 0 | 0 | 0 | 0 | 0 | 0 | 0 | 0 | 0 | 0 | 0 | 0 | 0 | Restaurants_New_Freezer-Cooler Replacement Gaskets_TRC | 0 | 0 | 0 | 0 | 0 | 0 | 0 | 0 | 0 | 0 | 0 | 0 | 0 | 0 | 0 | 0 | 0 | 0 | 0 | 0
Retail | New | Freezer-Cooler Replacement Gaskets | 0 | 0 |  | 0 | 4 |  | 96.8 | 96.8 | unit |  | 0 | FAIL | FAIL | Retail_New_Freezer-Cooler Replacement Gaskets_RIM | 0 | 0 | 0 | 0 | 0 | 0 | 0 | 0 | 0 | 0 | 0 | 0 | 0 | 0 | 0 | 0 | 0 | 0 | 0 | 0 | Retail_New_Freezer-Cooler Replacement Gaskets_TRC | 0 | 0 | 0 | 0 | 0 | 0 | 0 | 0 | 0 | 0 | 0 | 0 | 0 | 0 | 0 | 0 | 0 | 0 | 0 | 0
Schools K-12 | New | Freezer-Cooler Replacement Gaskets | 0 | 0 |  | 0 | 4 |  | 96.8 | 96.8 | unit |  | 0 | FAIL | FAIL | Schools K-12_New_Freezer-Cooler Replacement Gaskets_RIM | 0 | 0 | 0 | 0 | 0 | 0 | 0 | 0 | 0 | 0 | 0 | 0 | 0 | 0 | 0 | 0 | 0 | 0 | 0 | 0 | Schools K-12_New_Freezer-Cooler Replacement Gaskets_TRC | 0 | 0 | 0 | 0 | 0 | 0 | 0 | 0 | 0 | 0 | 0 | 0 | 0 | 0 | 0 | 0 | 0 | 0 | 0 | 0
Warehouse | New | Freezer-Cooler Replacement Gaskets | 0 | 0 |  | 0 | 4 |  | 96.8 | 96.8 | unit |  | 0 | FAIL | FAIL | Warehouse_New_Freezer-Cooler Replacement Gaskets_RIM | 0 | 0 | 0 | 0 | 0 | 0 | 0 | 0 | 0 | 0 | 0 | 0 | 0 | 0 | 0 | 0 | 0 | 0 | 0 | 0 | Warehouse_New_Freezer-Cooler Replacement Gaskets_TRC | 0 | 0 | 0 | 0 | 0 | 0 | 0 | 0 | 0 | 0 | 0 | 0 | 0 | 0 | 0 | 0 | 0 | 0 | 0 | 0
Assembly | Existing | High Efficiency Refrigeration Compressor | 0.020431 | 0.0095627 |  | 135.5 | 13 |  | 221.64 | 221.64 | compressor |  | 3.0142 | FAIL | FAIL | Assembly_Existing_High Efficiency Refrigeration Compressor_RIM | 0 | 0 | 0 | 0 | 0 | 0 | 0 | 0 | 0 | 0 | 0 | 0 | 0 | 0 | 0 | 0 | 0 | 0 | 0 | 0 | Assembly_Existing_High Efficiency Refrigeration Compressor_TRC | 0 | 0 | 0 | 0 | 0 | 0 | 0 | 0 | 0 | 0 | 0 | 0 | 0 | 0 | 0 | 0 | 0 | 0 | 0 | 0
College and University | Existing | High Efficiency Refrigeration Compressor | 0.017568 | 0.014716 |  | 135.5 | 13 |  | 221.64 | 221.64 | compressor |  | 3.0142 | FAIL | FAIL | College and University_Existing_High Efficiency Refrigeration Compressor_RIM | 0 | 0 | 0 | 0 | 0 | 0 | 0 | 0 | 0 | 0 | 0 | 0 | 0 | 0 | 0 | 0 | 0 | 0 | 0 | 0 | College and University_Existing_High Efficiency Refrigeration Compressor_TRC | 0 | 0 | 0 | 0 | 0 | 0 | 0 | 0 | 0 | 0 | 0 | 0 | 0 | 0 | 0 | 0 | 0 | 0 | 0 | 0
Grocery | Existing | High Efficiency Refrigeration Compressor | 0.020431 | 0.0095627 |  | 135.5 | 13 |  | 221.64 | 221.64 | compressor |  | 3.0142 | FAIL | FAIL | Grocery_Existing_High Efficiency Refrigeration Compressor_RIM | 0 | 0 | 0 | 0 | 0 | 0 | 0 | 0 | 0 | 0 | 0 | 0 | 0 | 0 | 0 | 0 | 0 | 0 | 0 | 0 | Grocery_Existing_High Efficiency Refrigeration Compressor_TRC | 0 | 0 | 0 | 0 | 0 | 0 | 0 | 0 | 0 | 0 | 0 | 0 | 0 | 0 | 0 | 0 | 0 | 0 | 0 | 0
Healthcare | Existing | High Efficiency Refrigeration Compressor | 0.017568 | 0.014716 |  | 135.5 | 13 |  | 221.64 | 221.64 | compressor |  | 3.0142 | FAIL | FAIL | Healthcare_Existing_High Efficiency Refrigeration Compressor_RIM | 0 | 0 | 0 | 0 | 0 | 0 | 0 | 0 | 0 | 0 | 0 | 0 | 0 | 0 | 0 | 0 | 0 | 0 | 0 | 0 | Healthcare_Existing_High Efficiency Refrigeration Compressor_TRC | 0 | 0 | 0 | 0 | 0 | 0 | 0 | 0 | 0 | 0 | 0 | 0 | 0 | 0 | 0 | 0 | 0 | 0 | 0 | 0
Hospitals | Existing | High Efficiency Refrigeration Compressor | 0.017568 | 0.014716 |  | 135.5 | 13 |  | 221.64 | 221.64 | compressor |  | 3.0142 | FAIL | FAIL | Hospitals_Existing_High Efficiency Refrigeration Compressor_RIM | 0 | 0 | 0 | 0 | 0 | 0 | 0 | 0 | 0 | 0 | 0 | 0 | 0 | 0 | 0 | 0 | 0 | 0 | 0 | 0 | Hospitals_Existing_High Efficiency Refrigeration Compressor_TRC | 0 | 0 | 0 | 0 | 0 | 0 | 0 | 0 | 0 | 0 | 0 | 0 | 0 | 0 | 0 | 0 | 0 | 0 | 0 | 0
Institutional | Existing | High Efficiency Refrigeration Compressor | 0.020431 | 0.0095627 |  | 135.5 | 13 |  | 221.64 | 221.64 | compressor |  | 3.0142 | FAIL | FAIL | Institutional_Existing_High Efficiency Refrigeration Compressor_RIM | 0 | 0 | 0 | 0 | 0 | 0 | 0 | 0 | 0 | 0 | 0 | 0 | 0 | 0 | 0 | 0 | 0 | 0 | 0 | 0 | Institutional_Existing_High Efficiency Refrigeration Compressor_TRC | 0 | 0 | 0 | 0 | 0 | 0 | 0 | 0 | 0 | 0 | 0 | 0 | 0 | 0 | 0 | 0 | 0 | 0 | 0 | 0
Lodging/Hospitality | Existing | High Efficiency Refrigeration Compressor | 0.017568 | 0.014716 |  | 135.5 | 13 |  | 221.64 | 221.64 | compressor |  | 3.0142 | FAIL | FAIL | Lodging/Hospitality_Existing_High Efficiency Refrigeration Compressor_RIM | 0 | 0 | 0 | 0 | 0 | 0 | 0 | 0 | 0 | 0 | 0 | 0 | 0 | 0 | 0 | 0 | 0 | 0 | 0 | 0 | Lodging/Hospitality_Existing_High Efficiency Refrigeration Compressor_TRC | 0 | 0 | 0 | 0 | 0 | 0 | 0 | 0 | 0 | 0 | 0 | 0 | 0 | 0 | 0 | 0 | 0 | 0 | 0 | 0
Miscellaneous | Existing | High Efficiency Refrigeration Compressor | 0.020431 | 0.0095627 |  | 135.5 | 13 |  | 221.64 | 221.64 | compressor |  | 3.0142 | FAIL | FAIL | Miscellaneous_Existing_High Efficiency Refrigeration Compressor_RIM | 0 | 0 | 0 | 0 | 0 | 0 | 0 | 0 | 0 | 0 | 0 | 0 | 0 | 0 | 0 | 0 | 0 | 0 | 0 | 0 | Miscellaneous_Existing_High Efficiency Refrigeration Compressor_TRC | 0 | 0 | 0 | 0 | 0 | 0 | 0 | 0 | 0 | 0 | 0 | 0 | 0 | 0 | 0 | 0 | 0 | 0 | 0 | 0
Offices | Existing | High Efficiency Refrigeration Compressor | 0.020431 | 0.0095627 |  | 135.5 | 13 |  | 221.64 | 221.64 | compressor |  | 3.0142 | FAIL | FAIL | Offices_Existing_High Efficiency Refrigeration Compressor_RIM | 0 | 0 | 0 | 0 | 0 | 0 | 0 | 0 | 0 | 0 | 0 | 0 | 0 | 0 | 0 | 0 | 0 | 0 | 0 | 0 | Offices_Existing_High Efficiency Refrigeration Compressor_TRC | 0 | 0 | 0 | 0 | 0 | 0 | 0 | 0 | 0 | 0 | 0 | 0 | 0 | 0 | 0 | 0 | 0 | 0 | 0 | 0
Restaurants | Existing | High Efficiency Refrigeration Compressor | 0.017568 | 0.014716 |  | 135.5 | 13 |  | 221.64 | 221.64 | compressor |  | 3.0142 | FAIL | FAIL | Restaurants_Existing_High Efficiency Refrigeration Compressor_RIM | 0 | 0 | 0 | 0 | 0 | 0 | 0 | 0 | 0 | 0 | 0 | 0 | 0 | 0 | 0 | 0 | 0 | 0 | 0 | 0 | Restaurants_Existing_High Efficiency Refrigeration Compressor_TRC | 0 | 0 | 0 | 0 | 0 | 0 | 0 | 0 | 0 | 0 | 0 | 0 | 0 | 0 | 0 | 0 | 0 | 0 | 0 | 0
Retail | Existing | High Efficiency Refrigeration Compressor | 0.020431 | 0.0095627 |  | 135.5 | 13 |  | 221.64 | 221.64 | compressor |  | 3.0142 | FAIL | FAIL | Retail_Existing_High Efficiency Refrigeration Compressor_RIM | 0 | 0 | 0 | 0 | 0 | 0 | 0 | 0 | 0 | 0 | 0 | 0 | 0 | 0 | 0 | 0 | 0 | 0 | 0 | 0 | Retail_Existing_High Efficiency Refrigeration Compressor_TRC | 0 | 0 | 0 | 0 | 0 | 0 | 0 | 0 | 0 | 0 | 0 | 0 | 0 | 0 | 0 | 0 | 0 | 0 | 0 | 0
Schools K-12 | Existing | High Efficiency Refrigeration Compressor | 0.017568 | 0.014716 |  | 135.5 | 13 |  | 221.64 | 221.64 | compressor |  | 3.0142 | FAIL | FAIL | Schools K-12_Existing_High Efficiency Refrigeration Compressor_RIM | 0 | 0 | 0 | 0 | 0 | 0 | 0 | 0 | 0 | 0 | 0 | 0 | 0 | 0 | 0 | 0 | 0 | 0 | 0 | 0 | Schools K-12_Existing_High Efficiency Refrigeration Compressor_TRC | 0 | 0 | 0 | 0 | 0 | 0 | 0 | 0 | 0 | 0 | 0 | 0 | 0 | 0 | 0 | 0 | 0 | 0 | 0 | 0
Warehouse | Existing | High Efficiency Refrigeration Compressor | 0.020431 | 0.0095627 |  | 135.5 | 13 |  | 221.64 | 221.64 | compressor |  | 3.0142 | FAIL | FAIL | Warehouse_Existing_High Efficiency Refrigeration Compressor_RIM | 0 | 0 | 0 | 0 | 0 | 0 | 0 | 0 | 0 | 0 | 0 | 0 | 0 | 0 | 0 | 0 | 0 | 0 | 0 | 0 | Warehouse_Existing_High Efficiency Refrigeration Compressor_TRC | 0 | 0 | 0 | 0 | 0 | 0 | 0 | 0 | 0 | 0 | 0 | 0 | 0 | 0 | 0 | 0 | 0 | 0 | 0 | 0
Assembly | New | High Efficiency Refrigeration Compressor | 0.020431 | 0.0095627 |  | 135.5 | 13 |  | 221.64 | 221.64 | compressor |  | 3.0142 | FAIL | FAIL | Assembly_New_High Efficiency Refrigeration Compressor_RIM | 0 | 0 | 0 | 0 | 0 | 0 | 0 | 0 | 0 | 0 | 0 | 0 | 0 | 0 | 0 | 0 | 0 | 0 | 0 | 0 | Assembly_New_High Efficiency Refrigeration Compressor_TRC | 0 | 0 | 0 | 0 | 0 | 0 | 0 | 0 | 0 | 0 | 0 | 0 | 0 | 0 | 0 | 0 | 0 | 0 | 0 | 0
College and University | New | High Efficiency Refrigeration Compressor | 0.017568 | 0.014716 |  | 135.5 | 13 |  | 221.64 | 221.64 | compressor |  | 3.0142 | FAIL | FAIL | College and University_New_High Efficiency Refrigeration Compressor_RIM | 0 | 0 | 0 | 0 | 0 | 0 | 0 | 0 | 0 | 0 | 0 | 0 | 0 | 0 | 0 | 0 | 0 | 0 | 0 | 0 | College and University_New_High Efficiency Refrigeration Compressor_TRC | 0 | 0 | 0 | 0 | 0 | 0 | 0 | 0 | 0 | 0 | 0 | 0 | 0 | 0 | 0 | 0 | 0 | 0 | 0 | 0
Grocery | New | High Efficiency Refrigeration Compressor | 0.020431 | 0.0095627 |  | 135.5 | 13 |  | 221.64 | 221.64 | compressor |  | 3.0142 | FAIL | FAIL | Grocery_New_High Efficiency Refrigeration Compressor_RIM | 0 | 0 | 0 | 0 | 0 | 0 | 0 | 0 | 0 | 0 | 0 | 0 | 0 | 0 | 0 | 0 | 0 | 0 | 0 | 0 | Grocery_New_High Efficiency Refrigeration Compressor_TRC | 0 | 0 | 0 | 0 | 0 | 0 | 0 | 0 | 0 | 0 | 0 | 0 | 0 | 0 | 0 | 0 | 0 | 0 | 0 | 0
Healthcare | New | High Efficiency Refrigeration Compressor | 0.017568 | 0.014716 |  | 135.5 | 13 |  | 221.64 | 221.64 | compressor |  | 3.0142 | FAIL | FAIL | Healthcare_New_High Efficiency Refrigeration Compressor_RIM | 0 | 0 | 0 | 0 | 0 | 0 | 0 | 0 | 0 | 0 | 0 | 0 | 0 | 0 | 0 | 0 | 0 | 0 | 0 | 0 | Healthcare_New_High Efficiency Refrigeration Compressor_TRC | 0 | 0 | 0 | 0 | 0 | 0 | 0 | 0 | 0 | 0 | 0 | 0 | 0 | 0 | 0 | 0 | 0 | 0 | 0 | 0
Hospitals | New | High Efficiency Refrigeration Compressor | 0.017568 | 0.014716 |  | 135.5 | 13 |  | 221.64 | 221.64 | compressor |  | 3.0142 | FAIL | FAIL | Hospitals_New_High Efficiency Refrigeration Compressor_RIM | 0 | 0 | 0 | 0 | 0 | 0 | 0 | 0 | 0 | 0 | 0 | 0 | 0 | 0 | 0 | 0 | 0 | 0 | 0 | 0 | Hospitals_New_High Efficiency Refrigeration Compressor_TRC | 0 | 0 | 0 | 0 | 0 | 0 | 0 | 0 | 0 | 0 | 0 | 0 | 0 | 0 | 0 | 0 | 0 | 0 | 0 | 0
Institutional | New | High Efficiency Refrigeration Compressor | 0.020431 | 0.0095627 |  | 135.5 | 13 |  | 221.64 | 221.64 | compressor |  | 3.0142 | FAIL | FAIL | Institutional_New_High Efficiency Refrigeration Compressor_RIM | 0 | 0 | 0 | 0 | 0 | 0 | 0 | 0 | 0 | 0 | 0 | 0 | 0 | 0 | 0 | 0 | 0 | 0 | 0 | 0 | Institutional_New_High Efficiency Refrigeration Compressor_TRC | 0 | 0 | 0 | 0 | 0 | 0 | 0 | 0 | 0 | 0 | 0 | 0 | 0 | 0 | 0 | 0 | 0 | 0 | 0 | 0
Lodging/Hospitality | New | High Efficiency Refrigeration Compressor | 0.017568 | 0.014716 |  | 135.5 | 13 |  | 221.64 | 221.64 | compressor |  | 3.0142 | FAIL | FAIL | Lodging/Hospitality_New_High Efficiency Refrigeration Compressor_RIM | 0 | 0 | 0 | 0 | 0 | 0 | 0 | 0 | 0 | 0 | 0 | 0 | 0 | 0 | 0 | 0 | 0 | 0 | 0 | 0 | Lodging/Hospitality_New_High Efficiency Refrigeration Compressor_TRC | 0 | 0 | 0 | 0 | 0 | 0 | 0 | 0 | 0 | 0 | 0 | 0 | 0 | 0 | 0 | 0 | 0 | 0 | 0 | 0
Miscellaneous | New | High Efficiency Refrigeration Compressor | 0.020431 | 0.0095627 |  | 135.5 | 13 |  | 221.64 | 221.64 | compressor |  | 3.0142 | FAIL | FAIL | Miscellaneous_New_High Efficiency Refrigeration Compressor_RIM | 0 | 0 | 0 | 0 | 0 | 0 | 0 | 0 | 0 | 0 | 0 | 0 | 0 | 0 | 0 | 0 | 0 | 0 | 0 | 0 | Miscellaneous_New_High Efficiency Refrigeration Compressor_TRC | 0 | 0 | 0 | 0 | 0 | 0 | 0 | 0 | 0 | 0 | 0 | 0 | 0 | 0 | 0 | 0 | 0 | 0 | 0 | 0
Offices | New | High Efficiency Refrigeration Compressor | 0.020431 | 0.0095627 |  | 135.5 | 13 |  | 221.64 | 221.64 | compressor |  | 3.0142 | FAIL | FAIL | Offices_New_High Efficiency Refrigeration Compressor_RIM | 0 | 0 | 0 | 0 | 0 | 0 | 0 | 0 | 0 | 0 | 0 | 0 | 0 | 0 | 0 | 0 | 0 | 0 | 0 | 0 | Offices_New_High Efficiency Refrigeration Compressor_TRC | 0 | 0 | 0 | 0 | 0 | 0 | 0 | 0 | 0 | 0 | 0 | 0 | 0 | 0 | 0 | 0 | 0 | 0 | 0 | 0
Restaurants | New | High Efficiency Refrigeration Compressor | 0.017568 | 0.014716 |  | 135.5 | 13 |  | 221.64 | 221.64 | compressor |  | 3.0142 | FAIL | FAIL | Restaurants_New_High Efficiency Refrigeration Compressor_RIM | 0 | 0 | 0 | 0 | 0 | 0 | 0 | 0 | 0 | 0 | 0 | 0 | 0 | 0 | 0 | 0 | 0 | 0 | 0 | 0 | Restaurants_New_High Efficiency Refrigeration Compressor_TRC | 0 | 0 | 0 | 0 | 0 | 0 | 0 | 0 | 0 | 0 | 0 | 0 | 0 | 0 | 0 | 0 | 0 | 0 | 0 | 0
Retail | New | High Efficiency Refrigeration Compressor | 0.020431 | 0.0095627 |  | 135.5 | 13 |  | 221.64 | 221.64 | compressor |  | 3.0142 | FAIL | FAIL | Retail_New_High Efficiency Refrigeration Compressor_RIM | 0 | 0 | 0 | 0 | 0 | 0 | 0 | 0 | 0 | 0 | 0 | 0 | 0 | 0 | 0 | 0 | 0 | 0 | 0 | 0 | Retail_New_High Efficiency Refrigeration Compressor_TRC | 0 | 0 | 0 | 0 | 0 | 0 | 0 | 0 | 0 | 0 | 0 | 0 | 0 | 0 | 0 | 0 | 0 | 0 | 0 | 0
Schools K-12 | New | High Efficiency Refrigeration Compressor | 0.017568 | 0.014716 |  | 135.5 | 13 |  | 221.64 | 221.64 | compressor |  | 3.0142 | FAIL | FAIL | Schools K-12_New_High Efficiency Refrigeration Compressor_RIM | 0 | 0 | 0 | 0 | 0 | 0 | 0 | 0 | 0 | 0 | 0 | 0 | 0 | 0 | 0 | 0 | 0 | 0 | 0 | 0 | Schools K-12_New_High Efficiency Refrigeration Compressor_TRC | 0 | 0 | 0 | 0 | 0 | 0 | 0 | 0 | 0 | 0 | 0 | 0 | 0 | 0 | 0 | 0 | 0 | 0 | 0 | 0
Warehouse | New | High Efficiency Refrigeration Compressor | 0.020431 | 0.0095627 |  | 135.5 | 13 |  | 221.64 | 221.64 | compressor |  | 3.0142 | FAIL | FAIL | Warehouse_New_High Efficiency Refrigeration Compressor_RIM | 0 | 0 | 0 | 0 | 0 | 0 | 0 | 0 | 0 | 0 | 0 | 0 | 0 | 0 | 0 | 0 | 0 | 0 | 0 | 0 | Warehouse_New_High Efficiency Refrigeration Compressor_TRC | 0 | 0 | 0 | 0 | 0 | 0 | 0 | 0 | 0 | 0 | 0 | 0 | 0 | 0 | 0 | 0 | 0 | 0 | 0 | 0
Assembly | Existing | High R-Value Glass Doors | 0.025557 | 0.0087903 |  | 175 | 12 |  | 394 | 394 | door |  | 3.8929 | FAIL | FAIL | Assembly_Existing_High R-Value Glass Doors_RIM | 0 | 0 | 0 | 0 | 0 | 0 | 0 | 0 | 0 | 0 | 0 | 0 | 0 | 0 | 0 | 0 | 0 | 0 | 0 | 0 | Assembly_Existing_High R-Value Glass Doors_TRC | 0 | 0 | 0 | 0 | 0 | 0 | 0 | 0 | 0 | 0 | 0 | 0 | 0 | 0 | 0 | 0 | 0 | 0 | 0 | 0
College and University | Existing | High R-Value Glass Doors | 0.02269 | 0.019005 |  | 175 | 12 |  | 394 | 394 | door |  | 3.8929 | FAIL | FAIL | College and University_Existing_High R-Value Glass Doors_RIM | 0 | 0 | 0 | 0 | 0 | 0 | 0 | 0 | 0 | 0 | 0 | 0 | 0 | 0 | 0 | 0 | 0 | 0 | 0 | 0 | College and University_Existing_High R-Value Glass Doors_TRC | 0 | 0 | 0 | 0 | 0 | 0 | 0 | 0 | 0 | 0 | 0 | 0 | 0 | 0 | 0 | 0 | 0 | 0 | 0 | 0
Grocery | Existing | High R-Value Glass Doors | 0.025557 | 0.0087903 |  | 175 | 12 |  | 394 | 394 | door |  | 3.8929 | FAIL | FAIL | Grocery_Existing_High R-Value Glass Doors_RIM | 0 | 0 | 0 | 0 | 0 | 0 | 0 | 0 | 0 | 0 | 0 | 0 | 0 | 0 | 0 | 0 | 0 | 0 | 0 | 0 | Grocery_Existing_High R-Value Glass Doors_TRC | 0 | 0 | 0 | 0 | 0 | 0 | 0 | 0 | 0 | 0 | 0 | 0 | 0 | 0 | 0 | 0 | 0 | 0 | 0 | 0
Healthcare | Existing | High R-Value Glass Doors | 0.02269 | 0.019005 |  | 175 | 12 |  | 394 | 394 | door |  | 3.8929 | FAIL | FAIL | Healthcare_Existing_High R-Value Glass Doors_RIM | 0 | 0 | 0 | 0 | 0 | 0 | 0 | 0 | 0 | 0 | 0 | 0 | 0 | 0 | 0 | 0 | 0 | 0 | 0 | 0 | Healthcare_Existing_High R-Value Glass Doors_TRC | 0 | 0 | 0 | 0 | 0 | 0 | 0 | 0 | 0 | 0 | 0 | 0 | 0 | 0 | 0 | 0 | 0 | 0 | 0 | 0
Hospitals | Existing | High R-Value Glass Doors | 0.02269 | 0.019005 |  | 175 | 12 |  | 394 | 394 | door |  | 3.8929 | FAIL | FAIL | Hospitals_Existing_High R-Value Glass Doors_RIM | 0 | 0 | 0 | 0 | 0 | 0 | 0 | 0 | 0 | 0 | 0 | 0 | 0 | 0 | 0 | 0 | 0 | 0 | 0 | 0 | Hospitals_Existing_High R-Value Glass Doors_TRC | 0 | 0 | 0 | 0 | 0 | 0 | 0 | 0 | 0 | 0 | 0 | 0 | 0 | 0 | 0 | 0 | 0 | 0 | 0 | 0
Institutional | Existing | High R-Value Glass Doors | 0.025557 | 0.0087903 |  | 175 | 12 |  | 394 | 394 | door |  | 3.8929 | FAIL | FAIL | Institutional_Existing_High R-Value Glass Doors_RIM | 0 | 0 | 0 | 0 | 0 | 0 | 0 | 0 | 0 | 0 | 0 | 0 | 0 | 0 | 0 | 0 | 0 | 0 | 0 | 0 | Institutional_Existing_High R-Value Glass Doors_TRC | 0 | 0 | 0 | 0 | 0 | 0 | 0 | 0 | 0 | 0 | 0 | 0 | 0 | 0 | 0 | 0 | 0 | 0 | 0 | 0
Lodging/Hospitality | Existing | High R-Value Glass Doors | 0.02269 | 0.019005 |  | 175 | 12 |  | 394 | 394 | door |  | 3.8929 | FAIL | FAIL | Lodging/Hospitality_Existing_High R-Value Glass Doors_RIM | 0 | 0 | 0 | 0 | 0 | 0 | 0 | 0 | 0 | 0 | 0 | 0 | 0 | 0 | 0 | 0 | 0 | 0 | 0 | 0 | Lodging/Hospitality_Existing_High R-Value Glass Doors_TRC | 0 | 0 | 0 | 0 | 0 | 0 | 0 | 0 | 0 | 0 | 0 | 0 | 0 | 0 | 0 | 0 | 0 | 0 | 0 | 0
Miscellaneous | Existing | High R-Value Glass Doors | 0.025557 | 0.0087903 |  | 175 | 12 |  | 394 | 394 | door |  | 3.8929 | FAIL | FAIL | Miscellaneous_Existing_High R-Value Glass Doors_RIM | 0 | 0 | 0 | 0 | 0 | 0 | 0 | 0 | 0 | 0 | 0 | 0 | 0 | 0 | 0 | 0 | 0 | 0 | 0 | 0 | Miscellaneous_Existing_High R-Value Glass Doors_TRC | 0 | 0 | 0 | 0 | 0 | 0 | 0 | 0 | 0 | 0 | 0 | 0 | 0 | 0 | 0 | 0 | 0 | 0 | 0 | 0
Offices | Existing | High R-Value Glass Doors | 0.025557 | 0.0087903 |  | 175 | 12 |  | 394 | 394 | door |  | 3.8929 | FAIL | FAIL | Offices_Existing_High R-Value Glass Doors_RIM | 0 | 0 | 0 | 0 | 0 | 0 | 0 | 0 | 0 | 0 | 0 | 0 | 0 | 0 | 0 | 0 | 0 | 0 | 0 | 0 | Offices_Existing_High R-Value Glass Doors_TRC | 0 | 0 | 0 | 0 | 0 | 0 | 0 | 0 | 0 | 0 | 0 | 0 | 0 | 0 | 0 | 0 | 0 | 0 | 0 | 0
Restaurants | Existing | High R-Value Glass Doors | 0.02269 | 0.019005 |  | 175 | 12 |  | 394 | 394 | door |  | 3.8929 | FAIL | FAIL | Restaurants_Existing_High R-Value Glass Doors_RIM | 0 | 0 | 0 | 0 | 0 | 0 | 0 | 0 | 0 | 0 | 0 | 0 | 0 | 0 | 0 | 0 | 0 | 0 | 0 | 0 | Restaurants_Existing_High R-Value Glass Doors_TRC | 0 | 0 | 0 | 0 | 0 | 0 | 0 | 0 | 0 | 0 | 0 | 0 | 0 | 0 | 0 | 0 | 0 | 0 | 0 | 0
Retail | Existing | High R-Value Glass Doors | 0.025557 | 0.0087903 |  | 175 | 12 |  | 394 | 394 | door |  | 3.8929 | FAIL | FAIL | Retail_Existing_High R-Value Glass Doors_RIM | 0 | 0 | 0 | 0 | 0 | 0 | 0 | 0 | 0 | 0 | 0 | 0 | 0 | 0 | 0 | 0 | 0 | 0 | 0 | 0 | Retail_Existing_High R-Value Glass Doors_TRC | 0 | 0 | 0 | 0 | 0 | 0 | 0 | 0 | 0 | 0 | 0 | 0 | 0 | 0 | 0 | 0 | 0 | 0 | 0 | 0
Schools K-12 | Existing | High R-Value Glass Doors | 0.02269 | 0.019005 |  | 175 | 12 |  | 394 | 394 | door |  | 3.8929 | FAIL | FAIL | Schools K-12_Existing_High R-Value Glass Doors_RIM | 0 | 0 | 0 | 0 | 0 | 0 | 0 | 0 | 0 | 0 | 0 | 0 | 0 | 0 | 0 | 0 | 0 | 0 | 0 | 0 | Schools K-12_Existing_High R-Value Glass Doors_TRC | 0 | 0 | 0 | 0 | 0 | 0 | 0 | 0 | 0 | 0 | 0 | 0 | 0 | 0 | 0 | 0 | 0 | 0 | 0 | 0
Warehouse | Existing | High R-Value Glass Doors | 0.025557 | 0.0087903 |  | 175 | 12 |  | 394 | 394 | door |  | 3.8929 | FAIL | FAIL | Warehouse_Existing_High R-Value Glass Doors_RIM | 0 | 0 | 0 | 0 | 0 | 0 | 0 | 0 | 0 | 0 | 0 | 0 | 0 | 0 | 0 | 0 | 0 | 0 | 0 | 0 | Warehouse_Existing_High R-Value Glass Doors_TRC | 0 | 0 | 0 | 0 | 0 | 0 | 0 | 0 | 0 | 0 | 0 | 0 | 0 | 0 | 0 | 0 | 0 | 0 | 0 | 0
Assembly | New | High R-Value Glass Doors | 0 | 0 |  | 0 | 12 |  | 394 | 394 | door |  | 0 | FAIL | FAIL | Assembly_New_High R-Value Glass Doors_RIM | 0 | 0 | 0 | 0 | 0 | 0 | 0 | 0 | 0 | 0 | 0 | 0 | 0 | 0 | 0 | 0 | 0 | 0 | 0 | 0 | Assembly_New_High R-Value Glass Doors_TRC | 0 | 0 | 0 | 0 | 0 | 0 | 0 | 0 | 0 | 0 | 0 | 0 | 0 | 0 | 0 | 0 | 0 | 0 | 0 | 0
College and University | New | High R-Value Glass Doors | 0 | 0 |  | 0 | 12 |  | 394 | 394 | door |  | 0 | FAIL | FAIL | College and University_New_High R-Value Glass Doors_RIM | 0 | 0 | 0 | 0 | 0 | 0 | 0 | 0 | 0 | 0 | 0 | 0 | 0 | 0 | 0 | 0 | 0 | 0 | 0 | 0 | College and University_New_High R-Value Glass Doors_TRC | 0 | 0 | 0 | 0 | 0 | 0 | 0 | 0 | 0 | 0 | 0 | 0 | 0 | 0 | 0 | 0 | 0 | 0 | 0 | 0
Grocery | New | High R-Value Glass Doors | 0 | 0 |  | 0 | 12 |  | 394 | 394 | door |  | 0 | FAIL | FAIL | Grocery_New_High R-Value Glass Doors_RIM | 0 | 0 | 0 | 0 | 0 | 0 | 0 | 0 | 0 | 0 | 0 | 0 | 0 | 0 | 0 | 0 | 0 | 0 | 0 | 0 | Grocery_New_High R-Value Glass Doors_TRC | 0 | 0 | 0 | 0 | 0 | 0 | 0 | 0 | 0 | 0 | 0 | 0 | 0 | 0 | 0 | 0 | 0 | 0 | 0 | 0
Healthcare | New | High R-Value Glass Doors | 0 | 0 |  | 0 | 12 |  | 394 | 394 | door |  | 0 | FAIL | FAIL | Healthcare_New_High R-Value Glass Doors_RIM | 0 | 0 | 0 | 0 | 0 | 0 | 0 | 0 | 0 | 0 | 0 | 0 | 0 | 0 | 0 | 0 | 0 | 0 | 0 | 0 | Healthcare_New_High R-Value Glass Doors_TRC | 0 | 0 | 0 | 0 | 0 | 0 | 0 | 0 | 0 | 0 | 0 | 0 | 0 | 0 | 0 | 0 | 0 | 0 | 0 | 0
Hospitals | New | High R-Value Glass Doors | 0 | 0 |  | 0 | 12 |  | 394 | 394 | door |  | 0 | FAIL | FAIL | Hospitals_New_High R-Value Glass Doors_RIM | 0 | 0 | 0 | 0 | 0 | 0 | 0 | 0 | 0 | 0 | 0 | 0 | 0 | 0 | 0 | 0 | 0 | 0 | 0 | 0 | Hospitals_New_High R-Value Glass Doors_TRC | 0 | 0 | 0 | 0 | 0 | 0 | 0 | 0 | 0 | 0 | 0 | 0 | 0 | 0 | 0 | 0 | 0 | 0 | 0 | 0
Institutional | New | High R-Value Glass Doors | 0 | 0 |  | 0 | 12 |  | 394 | 394 | door |  | 0 | FAIL | FAIL | Institutional_New_High R-Value Glass Doors_RIM | 0 | 0 | 0 | 0 | 0 | 0 | 0 | 0 | 0 | 0 | 0 | 0 | 0 | 0 | 0 | 0 | 0 | 0 | 0 | 0 | Institutional_New_High R-Value Glass Doors_TRC | 0 | 0 | 0 | 0 | 0 | 0 | 0 | 0 | 0 | 0 | 0 | 0 | 0 | 0 | 0 | 0 | 0 | 0 | 0 | 0
Lodging/Hospitality | New | High R-Value Glass Doors | 0 | 0 |  | 0 | 12 |  | 394 | 394 | door |  | 0 | FAIL | FAIL | Lodging/Hospitality_New_High R-Value Glass Doors_RIM | 0 | 0 | 0 | 0 | 0 | 0 | 0 | 0 | 0 | 0 | 0 | 0 | 0 | 0 | 0 | 0 | 0 | 0 | 0 | 0 | Lodging/Hospitality_New_High R-Value Glass Doors_TRC | 0 | 0 | 0 | 0 | 0 | 0 | 0 | 0 | 0 | 0 | 0 | 0 | 0 | 0 | 0 | 0 | 0 | 0 | 0 | 0
Miscellaneous | New | High R-Value Glass Doors | 0 | 0 |  | 0 | 12 |  | 394 | 394 | door |  | 0 | FAIL | FAIL | Miscellaneous_New_High R-Value Glass Doors_RIM | 0 | 0 | 0 | 0 | 0 | 0 | 0 | 0 | 0 | 0 | 0 | 0 | 0 | 0 | 0 | 0 | 0 | 0 | 0 | 0 | Miscellaneous_New_High R-Value Glass Doors_TRC | 0 | 0 | 0 | 0 | 0 | 0 | 0 | 0 | 0 | 0 | 0 | 0 | 0 | 0 | 0 | 0 | 0 | 0 | 0 | 0
Offices | New | High R-Value Glass Doors | 0 | 0 |  | 0 | 12 |  | 394 | 394 | door |  | 0 | FAIL | FAIL | Offices_New_High R-Value Glass Doors_RIM | 0 | 0 | 0 | 0 | 0 | 0 | 0 | 0 | 0 | 0 | 0 | 0 | 0 | 0 | 0 | 0 | 0 | 0 | 0 | 0 | Offices_New_High R-Value Glass Doors_TRC | 0 | 0 | 0 | 0 | 0 | 0 | 0 | 0 | 0 | 0 | 0 | 0 | 0 | 0 | 0 | 0 | 0 | 0 | 0 | 0
Restaurants | New | High R-Value Glass Doors | 0 | 0 |  | 0 | 12 |  | 394 | 394 | door |  | 0 | FAIL | FAIL | Restaurants_New_High R-Value Glass Doors_RIM | 0 | 0 | 0 | 0 | 0 | 0 | 0 | 0 | 0 | 0 | 0 | 0 | 0 | 0 | 0 | 0 | 0 | 0 | 0 | 0 | Restaurants_New_High R-Value Glass Doors_TRC | 0 | 0 | 0 | 0 | 0 | 0 | 0 | 0 | 0 | 0 | 0 | 0 | 0 | 0 | 0 | 0 | 0 | 0 | 0 | 0
Retail | New | High R-Value Glass Doors | 0 | 0 |  | 0 | 12 |  | 394 | 394 | door |  | 0 | FAIL | FAIL | Retail_New_High R-Value Glass Doors_RIM | 0 | 0 | 0 | 0 | 0 | 0 | 0 | 0 | 0 | 0 | 0 | 0 | 0 | 0 | 0 | 0 | 0 | 0 | 0 | 0 | Retail_New_High R-Value Glass Doors_TRC | 0 | 0 | 0 | 0 | 0 | 0 | 0 | 0 | 0 | 0 | 0 | 0 | 0 | 0 | 0 | 0 | 0 | 0 | 0 | 0
Schools K-12 | New | High R-Value Glass Doors | 0 | 0 |  | 0 | 12 |  | 394 | 394 | door |  | 0 | FAIL | FAIL | Schools K-12_New_High R-Value Glass Doors_RIM | 0 | 0 | 0 | 0 | 0 | 0 | 0 | 0 | 0 | 0 | 0 | 0 | 0 | 0 | 0 | 0 | 0 | 0 | 0 | 0 | Schools K-12_New_High R-Value Glass Doors_TRC | 0 | 0 | 0 | 0 | 0 | 0 | 0 | 0 | 0 | 0 | 0 | 0 | 0 | 0 | 0 | 0 | 0 | 0 | 0 | 0
Warehouse | New | High R-Value Glass Doors | 0 | 0 |  | 0 | 12 |  | 394 | 394 | door |  | 0 | FAIL | FAIL | Warehouse_New_High R-Value Glass Doors_RIM | 0 | 0 | 0 | 0 | 0 | 0 | 0 | 0 | 0 | 0 | 0 | 0 | 0 | 0 | 0 | 0 | 0 | 0 | 0 | 0 | Warehouse_New_High R-Value Glass Doors_TRC | 0 | 0 | 0 | 0 | 0 | 0 | 0 | 0 | 0 | 0 | 0 | 0 | 0 | 0 | 0 | 0 | 0 | 0 | 0 | 0
Assembly | Existing | Night Covers for Display Cases | 0.015518 | 0.0069353 |  | 103.3118 | 5 |  | 714 | 714 | case |  | 2.2982 | FAIL | FAIL | Assembly_Existing_Night Covers for Display Cases_RIM | 0 | 0 | 0 | 0 | 0 | 0 | 0 | 0 | 0 | 0 | 0 | 0 | 0 | 0 | 0 | 0 | 0 | 0 | 0 | 0 | Assembly_Existing_Night Covers for Display Cases_TRC | 0 | 0 | 0 | 0 | 0 | 0 | 0 | 0 | 0 | 0 | 0 | 0 | 0 | 0 | 0 | 0 | 0 | 0 | 0 | 0
College and University | Existing | Night Covers for Display Cases | 0.015518 | 0.0069353 |  | 103.3118 | 5 |  | 714 | 714 | case |  | 2.2982 | FAIL | FAIL | College and University_Existing_Night Covers for Display Cases_RIM | 0 | 0 | 0 | 0 | 0 | 0 | 0 | 0 | 0 | 0 | 0 | 0 | 0 | 0 | 0 | 0 | 0 | 0 | 0 | 0 | College and University_Existing_Night Covers for Display Cases_TRC | 0 | 0 | 0 | 0 | 0 | 0 | 0 | 0 | 0 | 0 | 0 | 0 | 0 | 0 | 0 | 0 | 0 | 0 | 0 | 0
Grocery | Existing | Night Covers for Display Cases | 0.015518 | 0.0069353 |  | 103.3118 | 5 |  | 714 | 714 | case |  | 2.2982 | FAIL | FAIL | Grocery_Existing_Night Covers for Display Cases_RIM | 0 | 0 | 0 | 0 | 0 | 0 | 0 | 0 | 0 | 0 | 0 | 0 | 0 | 0 | 0 | 0 | 0 | 0 | 0 | 0 | Grocery_Existing_Night Covers for Display Cases_TRC | 0 | 0 | 0 | 0 | 0 | 0 | 0 | 0 | 0 | 0 | 0 | 0 | 0 | 0 | 0 | 0 | 0 | 0 | 0 | 0
Healthcare | Existing | Night Covers for Display Cases | 0.015518 | 0.0069353 |  | 103.3118 | 5 |  | 714 | 714 | case |  | 2.2982 | FAIL | FAIL | Healthcare_Existing_Night Covers for Display Cases_RIM | 0 | 0 | 0 | 0 | 0 | 0 | 0 | 0 | 0 | 0 | 0 | 0 | 0 | 0 | 0 | 0 | 0 | 0 | 0 | 0 | Healthcare_Existing_Night Covers for Display Cases_TRC | 0 | 0 | 0 | 0 | 0 | 0 | 0 | 0 | 0 | 0 | 0 | 0 | 0 | 0 | 0 | 0 | 0 | 0 | 0 | 0
Hospitals | Existing | Night Covers for Display Cases | 0.015518 | 0.0069353 |  | 103.3118 | 5 |  | 714 | 714 | case |  | 2.2982 | FAIL | FAIL | Hospitals_Existing_Night Covers for Display Cases_RIM | 0 | 0 | 0 | 0 | 0 | 0 | 0 | 0 | 0 | 0 | 0 | 0 | 0 | 0 | 0 | 0 | 0 | 0 | 0 | 0 | Hospitals_Existing_Night Covers for Display Cases_TRC | 0 | 0 | 0 | 0 | 0 | 0 | 0 | 0 | 0 | 0 | 0 | 0 | 0 | 0 | 0 | 0 | 0 | 0 | 0 | 0
Institutional | Existing | Night Covers for Display Cases | 0.015518 | 0.0069353 |  | 103.3118 | 5 |  | 714 | 714 | case |  | 2.2982 | FAIL | FAIL | Institutional_Existing_Night Covers for Display Cases_RIM | 0 | 0 | 0 | 0 | 0 | 0 | 0 | 0 | 0 | 0 | 0 | 0 | 0 | 0 | 0 | 0 | 0 | 0 | 0 | 0 | Institutional_Existing_Night Covers for Display Cases_TRC | 0 | 0 | 0 | 0 | 0 | 0 | 0 | 0 | 0 | 0 | 0 | 0 | 0 | 0 | 0 | 0 | 0 | 0 | 0 | 0
Lodging/Hospitality | Existing | Night Covers for Display Cases | 0.015518 | 0.0069353 |  | 103.3118 | 5 |  | 714 | 714 | case |  | 2.2982 | FAIL | FAIL | Lodging/Hospitality_Existing_Night Covers for Display Cases_RIM | 0 | 0 | 0 | 0 | 0 | 0 | 0 | 0 | 0 | 0 | 0 | 0 | 0 | 0 | 0 | 0 | 0 | 0 | 0 | 0 | Lodging/Hospitality_Existing_Night Covers for Display Cases_TRC | 0 | 0 | 0 | 0 | 0 | 0 | 0 | 0 | 0 | 0 | 0 | 0 | 0 | 0 | 0 | 0 | 0 | 0 | 0 | 0
Miscellaneous | Existing | Night Covers for Display Cases | 0.015518 | 0.0069353 |  | 103.3118 | 5 |  | 714 | 714 | case |  | 2.2982 | FAIL | FAIL | Miscellaneous_Existing_Night Covers for Display Cases_RIM | 0 | 0 | 0 | 0 | 0 | 0 | 0 | 0 | 0 | 0 | 0 | 0 | 0 | 0 | 0 | 0 | 0 | 0 | 0 | 0 | Miscellaneous_Existing_Night Covers for Display Cases_TRC | 0 | 0 | 0 | 0 | 0 | 0 | 0 | 0 | 0 | 0 | 0 | 0 | 0 | 0 | 0 | 0 | 0 | 0 | 0 | 0
Offices | Existing | Night Covers for Display Cases | 0.015518 | 0.0069353 |  | 103.3118 | 5 |  | 714 | 714 | case |  | 2.2982 | FAIL | FAIL | Offices_Existing_Night Covers for Display Cases_RIM | 0 | 0 | 0 | 0 | 0 | 0 | 0 | 0 | 0 | 0 | 0 | 0 | 0 | 0 | 0 | 0 | 0 | 0 | 0 | 0 | Offices_Existing_Night Covers for Display Cases_TRC | 0 | 0 | 0 | 0 | 0 | 0 | 0 | 0 | 0 | 0 | 0 | 0 | 0 | 0 | 0 | 0 | 0 | 0 | 0 | 0
Restaurants | Existing | Night Covers for Display Cases | 0.015518 | 0.0069353 |  | 103.3118 | 5 |  | 714 | 714 | case |  | 2.2982 | FAIL | FAIL | Restaurants_Existing_Night Covers for Display Cases_RIM | 0 | 0 | 0 | 0 | 0 | 0 | 0 | 0 | 0 | 0 | 0 | 0 | 0 | 0 | 0 | 0 | 0 | 0 | 0 | 0 | Restaurants_Existing_Night Covers for Display Cases_TRC | 0 | 0 | 0 | 0 | 0 | 0 | 0 | 0 | 0 | 0 | 0 | 0 | 0 | 0 | 0 | 0 | 0 | 0 | 0 | 0
Retail | Existing | Night Covers for Display Cases | 0.015518 | 0.0069353 |  | 103.3118 | 5 |  | 714 | 714 | case |  | 2.2982 | FAIL | FAIL | Retail_Existing_Night Covers for Display Cases_RIM | 0 | 0 | 0 | 0 | 0 | 0 | 0 | 0 | 0 | 0 | 0 | 0 | 0 | 0 | 0 | 0 | 0 | 0 | 0 | 0 | Retail_Existing_Night Covers for Display Cases_TRC | 0 | 0 | 0 | 0 | 0 | 0 | 0 | 0 | 0 | 0 | 0 | 0 | 0 | 0 | 0 | 0 | 0 | 0 | 0 | 0
Schools K-12 | Existing | Night Covers for Display Cases | 0.015518 | 0.0069353 |  | 103.3118 | 5 |  | 714 | 714 | case |  | 2.2982 | FAIL | FAIL | Schools K-12_Existing_Night Covers for Display Cases_RIM | 0 | 0 | 0 | 0 | 0 | 0 | 0 | 0 | 0 | 0 | 0 | 0 | 0 | 0 | 0 | 0 | 0 | 0 | 0 | 0 | Schools K-12_Existing_Night Covers for Display Cases_TRC | 0 | 0 | 0 | 0 | 0 | 0 | 0 | 0 | 0 | 0 | 0 | 0 | 0 | 0 | 0 | 0 | 0 | 0 | 0 | 0
Warehouse | Existing | Night Covers for Display Cases | 0.015518 | 0.0069353 |  | 103.3118 | 5 |  | 714 | 714 | case |  | 2.2982 | FAIL | FAIL | Warehouse_Existing_Night Covers for Display Cases_RIM | 0 | 0 | 0 | 0 | 0 | 0 | 0 | 0 | 0 | 0 | 0 | 0 | 0 | 0 | 0 | 0 | 0 | 0 | 0 | 0 | Warehouse_Existing_Night Covers for Display Cases_TRC | 0 | 0 | 0 | 0 | 0 | 0 | 0 | 0 | 0 | 0 | 0 | 0 | 0 | 0 | 0 | 0 | 0 | 0 | 0 | 0
Assembly | New | Night Covers for Display Cases | 0.015518 | 0.0069353 |  | 103.3118 | 5 |  | 714 | 714 | case |  | 2.2982 | FAIL | FAIL | Assembly_New_Night Covers for Display Cases_RIM | 0 | 0 | 0 | 0 | 0 | 0 | 0 | 0 | 0 | 0 | 0 | 0 | 0 | 0 | 0 | 0 | 0 | 0 | 0 | 0 | Assembly_New_Night Covers for Display Cases_TRC | 0 | 0 | 0 | 0 | 0 | 0 | 0 | 0 | 0 | 0 | 0 | 0 | 0 | 0 | 0 | 0 | 0 | 0 | 0 | 0
College and University | New | Night Covers for Display Cases | 0.015518 | 0.0069353 |  | 103.3118 | 5 |  | 714 | 714 | case |  | 2.2982 | FAIL | FAIL | College and University_New_Night Covers for Display Cases_RIM | 0 | 0 | 0 | 0 | 0 | 0 | 0 | 0 | 0 | 0 | 0 | 0 | 0 | 0 | 0 | 0 | 0 | 0 | 0 | 0 | College and University_New_Night Covers for Display Cases_TRC | 0 | 0 | 0 | 0 | 0 | 0 | 0 | 0 | 0 | 0 | 0 | 0 | 0 | 0 | 0 | 0 | 0 | 0 | 0 | 0
Grocery | New | Night Covers for Display Cases | 0.015518 | 0.0069353 |  | 103.3118 | 5 |  | 714 | 714 | case |  | 2.2982 | FAIL | FAIL | Grocery_New_Night Covers for Display Cases_RIM | 0 | 0 | 0 | 0 | 0 | 0 | 0 | 0 | 0 | 0 | 0 | 0 | 0 | 0 | 0 | 0 | 0 | 0 | 0 | 0 | Grocery_New_Night Covers for Display Cases_TRC | 0 | 0 | 0 | 0 | 0 | 0 | 0 | 0 | 0 | 0 | 0 | 0 | 0 | 0 | 0 | 0 | 0 | 0 | 0 | 0
Healthcare | New | Night Covers for Display Cases | 0.015518 | 0.0069353 |  | 103.3118 | 5 |  | 714 | 714 | case |  | 2.2982 | FAIL | FAIL | Healthcare_New_Night Covers for Display Cases_RIM | 0 | 0 | 0 | 0 | 0 | 0 | 0 | 0 | 0 | 0 | 0 | 0 | 0 | 0 | 0 | 0 | 0 | 0 | 0 | 0 | Healthcare_New_Night Covers for Display Cases_TRC | 0 | 0 | 0 | 0 | 0 | 0 | 0 | 0 | 0 | 0 | 0 | 0 | 0 | 0 | 0 | 0 | 0 | 0 | 0 | 0
Hospitals | New | Night Covers for Display Cases | 0.015518 | 0.0069353 |  | 103.3118 | 5 |  | 714 | 714 | case |  | 2.2982 | FAIL | FAIL | Hospitals_New_Night Covers for Display Cases_RIM | 0 | 0 | 0 | 0 | 0 | 0 | 0 | 0 | 0 | 0 | 0 | 0 | 0 | 0 | 0 | 0 | 0 | 0 | 0 | 0 | Hospitals_New_Night Covers for Display Cases_TRC | 0 | 0 | 0 | 0 | 0 | 0 | 0 | 0 | 0 | 0 | 0 | 0 | 0 | 0 | 0 | 0 | 0 | 0 | 0 | 0
Institutional | New | Night Covers for Display Cases | 0.015518 | 0.0069353 |  | 103.3118 | 5 |  | 714 | 714 | case |  | 2.2982 | FAIL | FAIL | Institutional_New_Night Covers for Display Cases_RIM | 0 | 0 | 0 | 0 | 0 | 0 | 0 | 0 | 0 | 0 | 0 | 0 | 0 | 0 | 0 | 0 | 0 | 0 | 0 | 0 | Institutional_New_Night Covers for Display Cases_TRC | 0 | 0 | 0 | 0 | 0 | 0 | 0 | 0 | 0 | 0 | 0 | 0 | 0 | 0 | 0 | 0 | 0 | 0 | 0 | 0
Lodging/Hospitality | New | Night Covers for Display Cases | 0.015518 | 0.0069353 |  | 103.3118 | 5 |  | 714 | 714 | case |  | 2.2982 | FAIL | FAIL | Lodging/Hospitality_New_Night Covers for Display Cases_RIM | 0 | 0 | 0 | 0 | 0 | 0 | 0 | 0 | 0 | 0 | 0 | 0 | 0 | 0 | 0 | 0 | 0 | 0 | 0 | 0 | Lodging/Hospitality_New_Night Covers for Display Cases_TRC | 0 | 0 | 0 | 0 | 0 | 0 | 0 | 0 | 0 | 0 | 0 | 0 | 0 | 0 | 0 | 0 | 0 | 0 | 0 | 0
Miscellaneous | New | Night Covers for Display Cases | 0.015518 | 0.0069353 |  | 103.3118 | 5 |  | 714 | 714 | case |  | 2.2982 | FAIL | FAIL | Miscellaneous_New_Night Covers for Display Cases_RIM | 0 | 0 | 0 | 0 | 0 | 0 | 0 | 0 | 0 | 0 | 0 | 0 | 0 | 0 | 0 | 0 | 0 | 0 | 0 | 0 | Miscellaneous_New_Night Covers for Display Cases_TRC | 0 | 0 | 0 | 0 | 0 | 0 | 0 | 0 | 0 | 0 | 0 | 0 | 0 | 0 | 0 | 0 | 0 | 0 | 0 | 0
Offices | New | Night Covers for Display Cases | 0.015518 | 0.0069353 |  | 103.3118 | 5 |  | 714 | 714 | case |  | 2.2982 | FAIL | FAIL | Offices_New_Night Covers for Display Cases_RIM | 0 | 0 | 0 | 0 | 0 | 0 | 0 | 0 | 0 | 0 | 0 | 0 | 0 | 0 | 0 | 0 | 0 | 0 | 0 | 0 | Offices_New_Night Covers for Display Cases_TRC | 0 | 0 | 0 | 0 | 0 | 0 | 0 | 0 | 0 | 0 | 0 | 0 | 0 | 0 | 0 | 0 | 0 | 0 | 0 | 0
Restaurants | New | Night Covers for Display Cases | 0.015518 | 0.0069353 |  | 103.3118 | 5 |  | 714 | 714 | case |  | 2.2982 | FAIL | FAIL | Restaurants_New_Night Covers for Display Cases_RIM | 0 | 0 | 0 | 0 | 0 | 0 | 0 | 0 | 0 | 0 | 0 | 0 | 0 | 0 | 0 | 0 | 0 | 0 | 0 | 0 | Restaurants_New_Night Covers for Display Cases_TRC | 0 | 0 | 0 | 0 | 0 | 0 | 0 | 0 | 0 | 0 | 0 | 0 | 0 | 0 | 0 | 0 | 0 | 0 | 0 | 0
Retail | New | Night Covers for Display Cases | 0.015518 | 0.0069353 |  | 103.3118 | 5 |  | 714 | 714 | case |  | 2.2982 | FAIL | FAIL | Retail_New_Night Covers for Display Cases_RIM | 0 | 0 | 0 | 0 | 0 | 0 | 0 | 0 | 0 | 0 | 0 | 0 | 0 | 0 | 0 | 0 | 0 | 0 | 0 | 0 | Retail_New_Night Covers for Display Cases_TRC | 0 | 0 | 0 | 0 | 0 | 0 | 0 | 0 | 0 | 0 | 0 | 0 | 0 | 0 | 0 | 0 | 0 | 0 | 0 | 0
Schools K-12 | New | Night Covers for Display Cases | 0.015518 | 0.0069353 |  | 103.3118 | 5 |  | 714 | 714 | case |  | 2.2982 | FAIL | FAIL | Schools K-12_New_Night Covers for Display Cases_RIM | 0 | 0 | 0 | 0 | 0 | 0 | 0 | 0 | 0 | 0 | 0 | 0 | 0 | 0 | 0 | 0 | 0 | 0 | 0 | 0 | Schools K-12_New_Night Covers for Display Cases_TRC | 0 | 0 | 0 | 0 | 0 | 0 | 0 | 0 | 0 | 0 | 0 | 0 | 0 | 0 | 0 | 0 | 0 | 0 | 0 | 0
Warehouse | New | Night Covers for Display Cases | 0.015518 | 0.0069353 |  | 103.3118 | 5 |  | 714 | 714 | case |  | 2.2982 | FAIL | FAIL | Warehouse_New_Night Covers for Display Cases_RIM | 0 | 0 | 0 | 0 | 0 | 0 | 0 | 0 | 0 | 0 | 0 | 0 | 0 | 0 | 0 | 0 | 0 | 0 | 0 | 0 | Warehouse_New_Night Covers for Display Cases_TRC | 0 | 0 | 0 | 0 | 0 | 0 | 0 | 0 | 0 | 0 | 0 | 0 | 0 | 0 | 0 | 0 | 0 | 0 | 0 | 0
Assembly | Existing | PSC to ECM Evaporator Fan Motor (Reach-In) | 0.070139 | 0.0064253 |  | 503.9324 | 15 |  | 177 | 177 | motor |  | 11.21 | FAIL | 79.1911 | Assembly_Existing_PSC to ECM Evaporator Fan Motor (Reach-In)_RIM | 0 | 0 | 0 | 0 | 0 | 0 | 0 | 0 | 0 | 0 | 0 | 0 | 0 | 0 | 0 | 0 | 0 | 0 | 0 | 0 | Assembly_Existing_PSC to ECM Evaporator Fan Motor (Reach-In)_TRC | 0.03214 | 0.051945 | 0.082426 | 0.12842 | 0.19308 | 0.27305 | 0.35185 | 0.39499 | 0.36716 | 0.27013 | 16.1964 | 26.1769 | 41.5373 | 64.7162 | 97.3016 | 137.6009 | 177.311 | 199.0501 | 185.0231 | 136.125 |  | 44.74%
College and University | Existing | PSC to ECM Evaporator Fan Motor (Reach-In) | 0.065337 | 0.054728 |  | 503.9324 | 15 |  | 177 | 177 | motor |  | 11.21 | FAIL | 79.1911 | College and University_Existing_PSC to ECM Evaporator Fan Motor (Reach-In)_RIM | 0 | 0 | 0 | 0 | 0 | 0 | 0 | 0 | 0 | 0 | 0 | 0 | 0 | 0 | 0 | 0 | 0 | 0 | 0 | 0 | College and University_Existing_PSC to ECM Evaporator Fan Motor (Reach-In)_TRC | 0.027043 | 0.04349 | 0.068512 | 0.10564 | 0.15669 | 0.21867 | 0.2782 | 0.30848 | 0.28329 | 0.2059 | 13.6278 | 21.916 | 34.5252 | 53.2351 | 78.9634 | 110.1961 | 140.1954 | 155.4539 | 142.7582 | 103.7598 |  | 44.74%
Grocery | Existing | PSC to ECM Evaporator Fan Motor (Reach-In) | 0.070139 | 0.0064253 |  | 503.9324 | 15 |  | 177 | 177 | motor |  | 11.21 | FAIL | 79.1911 | Grocery_Existing_PSC to ECM Evaporator Fan Motor (Reach-In)_RIM | 0 | 0 | 0 | 0 | 0 | 0 | 0 | 0 | 0 | 0 | 0 | 0 | 0 | 0 | 0 | 0 | 0 | 0 | 0 | 0 | Grocery_Existing_PSC to ECM Evaporator Fan Motor (Reach-In)_TRC | 42.2991 | 68.8125 | 109.2753 | 170.1114 | 255.141 | 360.1202 | 463.3737 | 519.52 | 482.4303 | 354.5497 | 21315.8974 | 34676.8372 | 55067.379 | 85724.6487 | 128573.8399 | 181476.239 | 233509.044 | 261802.9845 | 243112.2637 | 178669.0612 |  | 44.74%
Healthcare | Existing | PSC to ECM Evaporator Fan Motor (Reach-In) | 0.065337 | 0.054728 |  | 503.9324 | 15 |  | 177 | 177 | motor |  | 11.21 | FAIL | 79.1911 | Healthcare_Existing_PSC to ECM Evaporator Fan Motor (Reach-In)_RIM | 0 | 0 | 0 | 0 | 0 | 0 | 0 | 0 | 0 | 0 | 0 | 0 | 0 | 0 | 0 | 0 | 0 | 0 | 0 | 0 | Healthcare_Existing_PSC to ECM Evaporator Fan Motor (Reach-In)_TRC | 0.039034 | 0.062951 | 0.099277 | 0.15321 | 0.22741 | 0.31762 | 0.4044 | 0.44865 | 0.41227 | 0.29984 | 19.6707 | 31.7229 | 50.0288 | 77.2081 | 114.599 | 160.0582 | 203.7897 | 226.0883 | 207.7578 | 151.1014 |  | 44.74%
Hospitals | Existing | PSC to ECM Evaporator Fan Motor (Reach-In) | 0.065337 | 0.054728 |  | 503.9324 | 15 |  | 177 | 177 | motor |  | 11.21 | FAIL | 79.1911 | Hospitals_Existing_PSC to ECM Evaporator Fan Motor (Reach-In)_RIM | 0 | 0 | 0 | 0 | 0 | 0 | 0 | 0 | 0 | 0 | 0 | 0 | 0 | 0 | 0 | 0 | 0 | 0 | 0 | 0 | Hospitals_Existing_PSC to ECM Evaporator Fan Motor (Reach-In)_TRC | 0.38982 | 0.39534 | 0.39806 | 0.40168 | 0.40532 | 0.40881 | 0.41245 | 0.41572 | 0.41898 | 0.42177 | 196.4408 | 199.2252 | 200.5967 | 202.4182 | 204.2535 | 206.0143 | 207.8465 | 209.4943 | 211.1361 | 212.5454 |  | 44.74%
Institutional | Existing | PSC to ECM Evaporator Fan Motor (Reach-In) | 0.070139 | 0.0064253 |  | 503.9324 | 15 |  | 177 | 177 | motor |  | 11.21 | FAIL | 79.1911 | Institutional_Existing_PSC to ECM Evaporator Fan Motor (Reach-In)_RIM | 0 | 0 | 0 | 0 | 0 | 0 | 0 | 0 | 0 | 0 | 0 | 0 | 0 | 0 | 0 | 0 | 0 | 0 | 0 | 0 | Institutional_Existing_PSC to ECM Evaporator Fan Motor (Reach-In)_TRC | 0 | 0 | 0 | 0 | 0 | 0 | 0 | 0 | 0 | 0 | 0 | 0 | 0 | 0 | 0 | 0 | 0 | 0 | 0 | 0 |  | 44.74%
Lodging/Hospitality | Existing | PSC to ECM Evaporator Fan Motor (Reach-In) | 0.065337 | 0.054728 |  | 503.9324 | 15 |  | 177 | 177 | motor |  | 11.21 | FAIL | 79.1911 | Lodging/Hospitality_Existing_PSC to ECM Evaporator Fan Motor (Reach-In)_RIM | 0 | 0 | 0 | 0 | 0 | 0 | 0 | 0 | 0 | 0 | 0 | 0 | 0 | 0 | 0 | 0 | 0 | 0 | 0 | 0 | Lodging/Hospitality_Existing_PSC to ECM Evaporator Fan Motor (Reach-In)_TRC | 1.0669 | 1.1109 | 1.1284 | 1.1457 | 1.16 | 1.1733 | 1.1864 | 1.198 | 1.209 | 1.2184 | 537.6621 | 559.7995 | 568.6532 | 577.3393 | 584.5583 | 591.2506 | 597.8698 | 603.6861 | 609.2577 | 613.9768 |  | 44.74%
Miscellaneous | Existing | PSC to ECM Evaporator Fan Motor (Reach-In) | 0.070139 | 0.0064253 |  | 503.9324 | 15 |  | 177 | 177 | motor |  | 11.21 | FAIL | 79.1911 | Miscellaneous_Existing_PSC to ECM Evaporator Fan Motor (Reach-In)_RIM | 0 | 0 | 0 | 0 | 0 | 0 | 0 | 0 | 0 | 0 | 0 | 0 | 0 | 0 | 0 | 0 | 0 | 0 | 0 | 0 | Miscellaneous_Existing_PSC to ECM Evaporator Fan Motor (Reach-In)_TRC | 0 | 0 | 0 | 0 | 0 | 0 | 0 | 0 | 0 | 0 | 0 | 0 | 0 | 0 | 0 | 0 | 0 | 0 | 0 | 0 |  | 44.74%
Offices | Existing | PSC to ECM Evaporator Fan Motor (Reach-In) | 0.070139 | 0.0064253 |  | 503.9324 | 15 |  | 177 | 177 | motor |  | 11.21 | FAIL | 79.1911 | Offices_Existing_PSC to ECM Evaporator Fan Motor (Reach-In)_RIM | 0 | 0 | 0 | 0 | 0 | 0 | 0 | 0 | 0 | 0 | 0 | 0 | 0 | 0 | 0 | 0 | 0 | 0 | 0 | 0 | Offices_Existing_PSC to ECM Evaporator Fan Motor (Reach-In)_TRC | 0 | 0 | 0 | 0 | 0 | 0 | 0 | 0 | 0 | 0 | 0 | 0 | 0 | 0 | 0 | 0 | 0 | 0 | 0 | 0 |  | 44.74%
Restaurants | Existing | PSC to ECM Evaporator Fan Motor (Reach-In) | 0.065337 | 0.054728 |  | 503.9324 | 15 |  | 177 | 177 | motor |  | 11.21 | FAIL | 79.1911 | Restaurants_Existing_PSC to ECM Evaporator Fan Motor (Reach-In)_RIM | 0 | 0 | 0 | 0 | 0 | 0 | 0 | 0 | 0 | 0 | 0 | 0 | 0 | 0 | 0 | 0 | 0 | 0 | 0 | 0 | Restaurants_Existing_PSC to ECM Evaporator Fan Motor (Reach-In)_TRC | 13.9319 | 22.6714 | 36.0242 | 56.1305 | 84.2886 | 119.0389 | 153.178 | 171.7105 | 159.38 | 117.0886 | 7020.7339 | 11424.8327 | 18153.7757 | 28285.9823 | 42475.7526 | 59987.5417 | 77191.3425 | 86530.4765 | 80316.7536 | 59004.7263 |  | 44.74%
Retail | Existing | PSC to ECM Evaporator Fan Motor (Reach-In) | 0.070139 | 0.0064253 |  | 503.9324 | 15 |  | 177 | 177 | motor |  | 11.21 | FAIL | 79.1911 | Retail_Existing_PSC to ECM Evaporator Fan Motor (Reach-In)_RIM | 0 | 0 | 0 | 0 | 0 | 0 | 0 | 0 | 0 | 0 | 0 | 0 | 0 | 0 | 0 | 0 | 0 | 0 | 0 | 0 | Retail_Existing_PSC to ECM Evaporator Fan Motor (Reach-In)_TRC | 3.5226 | 3.58 | 3.612 | 3.6547 | 3.7003 | 3.7415 | 3.7814 | 3.8154 | 3.8475 | 3.8738 | 1775.1426 | 1804.0573 | 1820.1914 | 1841.7031 | 1864.6858 | 1885.4448 | 1905.5458 | 1922.7201 | 1938.859 | 1952.1331 |  | 44.74%
Schools K-12 | Existing | PSC to ECM Evaporator Fan Motor (Reach-In) | 0.065337 | 0.054728 |  | 503.9324 | 15 |  | 177 | 177 | motor |  | 11.21 | FAIL | 79.1911 | Schools K-12_Existing_PSC to ECM Evaporator Fan Motor (Reach-In)_RIM | 0 | 0 | 0 | 0 | 0 | 0 | 0 | 0 | 0 | 0 | 0 | 0 | 0 | 0 | 0 | 0 | 0 | 0 | 0 | 0 | Schools K-12_Existing_PSC to ECM Evaporator Fan Motor (Reach-In)_TRC | 0.5473 | 0.88015 | 1.3865 | 2.1379 | 3.1712 | 4.4255 | 5.6303 | 6.2431 | 5.7332 | 4.167 | 275.8002 | 443.5369 | 698.7235 | 1077.3756 | 1598.0684 | 2230.1574 | 2837.2857 | 3146.0892 | 2889.1521 | 2099.8985 |  | 44.74%
Warehouse | Existing | PSC to ECM Evaporator Fan Motor (Reach-In) | 0.070139 | 0.0064253 |  | 503.9324 | 15 |  | 177 | 177 | motor |  | 11.21 | FAIL | 79.1911 | Warehouse_Existing_PSC to ECM Evaporator Fan Motor (Reach-In)_RIM | 0 | 0 | 0 | 0 | 0 | 0 | 0 | 0 | 0 | 0 | 0 | 0 | 0 | 0 | 0 | 0 | 0 | 0 | 0 | 0 | Warehouse_Existing_PSC to ECM Evaporator Fan Motor (Reach-In)_TRC | 0 | 0 | 0 | 0 | 0 | 0 | 0 | 0 | 0 | 0 | 0 | 0 | 0 | 0 | 0 | 0 | 0 | 0 | 0 | 0 |  | 44.74%
Assembly | New | PSC to ECM Evaporator Fan Motor (Reach-In) | 0.070139 | 0.0064253 |  | 503.9324 | 15 |  | 177 | 177 | motor |  | 11.21 | FAIL | 79.1911 | Assembly_New_PSC to ECM Evaporator Fan Motor (Reach-In)_RIM | 0 | 0 | 0 | 0 | 0 | 0 | 0 | 0 | 0 | 0 | 0 | 0 | 0 | 0 | 0 | 0 | 0 | 0 | 0 | 0 | Assembly_New_PSC to ECM Evaporator Fan Motor (Reach-In)_TRC | 0.011683 | 0.02403 | 0.049076 | 0.093529 | 0.1663 | 0.22772 | 0.28394 | 0.31263 | 0.28288 | 0.20672 | 5.8876 | 12.1093 | 24.7309 | 47.1321 | 83.8054 | 114.7568 | 143.0889 | 157.545 | 142.5534 | 104.1738 |  | 44.74%
College and University | New | PSC to ECM Evaporator Fan Motor (Reach-In) | 0.065337 | 0.054728 |  | 503.9324 | 15 |  | 177 | 177 | motor |  | 11.21 | FAIL | 79.1911 | College and University_New_PSC to ECM Evaporator Fan Motor (Reach-In)_RIM | 0 | 0 | 0 | 0 | 0 | 0 | 0 | 0 | 0 | 0 | 0 | 0 | 0 | 0 | 0 | 0 | 0 | 0 | 0 | 0 | College and University_New_PSC to ECM Evaporator Fan Motor (Reach-In)_TRC | 0.0087566 | 0.013061 | 0.021004 | 0.03305 | 0.050014 | 0.065668 | 0.080928 | 0.089702 | 0.078328 | 0.055068 | 4.4127 | 6.5817 | 10.5843 | 16.6549 | 25.2036 | 33.092 | 40.7824 | 45.2038 | 39.4719 | 27.7504 |  | 44.74%
Grocery | New | PSC to ECM Evaporator Fan Motor (Reach-In) | 0.070139 | 0.0064253 |  | 503.9324 | 15 |  | 177 | 177 | motor |  | 11.21 | FAIL | 79.1911 | Grocery_New_PSC to ECM Evaporator Fan Motor (Reach-In)_RIM | 0 | 0 | 0 | 0 | 0 | 0 | 0 | 0 | 0 | 0 | 0 | 0 | 0 | 0 | 0 | 0 | 0 | 0 | 0 | 0 | Grocery_New_PSC to ECM Evaporator Fan Motor (Reach-In)_TRC | 23.0595 | 38.2762 | 68.1731 | 117.6339 | 193.7124 | 270.5071 | 343.6301 | 380.1342 | 347.8702 | 252.1491 | 11620.4267 | 19288.6419 | 34354.6283 | 59279.5349 | 97617.9437 | 136317.2777 | 173166.348 | 191561.9292 | 175303.0515 | 127066.118 |  | 44.74%
Healthcare | New | PSC to ECM Evaporator Fan Motor (Reach-In) | 0.065337 | 0.054728 |  | 503.9324 | 15 |  | 177 | 177 | motor |  | 11.21 | FAIL | 79.1911 | Healthcare_New_PSC to ECM Evaporator Fan Motor (Reach-In)_RIM | 0 | 0 | 0 | 0 | 0 | 0 | 0 | 0 | 0 | 0 | 0 | 0 | 0 | 0 | 0 | 0 | 0 | 0 | 0 | 0 | Healthcare_New_PSC to ECM Evaporator Fan Motor (Reach-In)_TRC | 0.015219 | 0.022154 | 0.034759 | 0.053364 | 0.078788 | 0.10611 | 0.13062 | 0.14039 | 0.12521 | 0.088503 | 7.6695 | 11.1643 | 17.5162 | 26.8918 | 39.7036 | 53.4721 | 65.8224 | 70.7485 | 63.0952 | 44.5995 |  | 44.74%
Hospitals | New | PSC to ECM Evaporator Fan Motor (Reach-In) | 0.065337 | 0.054728 |  | 503.9324 | 15 |  | 177 | 177 | motor |  | 11.21 | FAIL | 79.1911 | Hospitals_New_PSC to ECM Evaporator Fan Motor (Reach-In)_RIM | 0 | 0 | 0 | 0 | 0 | 0 | 0 | 0 | 0 | 0 | 0 | 0 | 0 | 0 | 0 | 0 | 0 | 0 | 0 | 0 | Hospitals_New_PSC to ECM Evaporator Fan Motor (Reach-In)_TRC | 0.15199 | 0.22124 | 0.34712 | 0.53292 | 0.78681 | 1.0597 | 1.3044 | 1.402 | 1.2504 | 0.88383 | 76.5918 | 111.492 | 174.9251 | 268.5544 | 396.4997 | 533.9985 | 657.3346 | 706.529 | 630.0993 | 445.3927 |  | 44.74%
Institutional | New | PSC to ECM Evaporator Fan Motor (Reach-In) | 0.070139 | 0.0064253 |  | 503.9324 | 15 |  | 177 | 177 | motor |  | 11.21 | FAIL | 79.1911 | Institutional_New_PSC to ECM Evaporator Fan Motor (Reach-In)_RIM | 0 | 0 | 0 | 0 | 0 | 0 | 0 | 0 | 0 | 0 | 0 | 0 | 0 | 0 | 0 | 0 | 0 | 0 | 0 | 0 | Institutional_New_PSC to ECM Evaporator Fan Motor (Reach-In)_TRC | 0 | 0 | 0 | 0 | 0 | 0 | 0 | 0 | 0 | 0 | 0 | 0 | 0 | 0 | 0 | 0 | 0 | 0 | 0 | 0 |  | 44.74%
Lodging/Hospitality | New | PSC to ECM Evaporator Fan Motor (Reach-In) | 0.065337 | 0.054728 |  | 503.9324 | 15 |  | 177 | 177 | motor |  | 11.21 | FAIL | 79.1911 | Lodging/Hospitality_New_PSC to ECM Evaporator Fan Motor (Reach-In)_RIM | 0 | 0 | 0 | 0 | 0 | 0 | 0 | 0 | 0 | 0 | 0 | 0 | 0 | 0 | 0 | 0 | 0 | 0 | 0 | 0 | Lodging/Hospitality_New_PSC to ECM Evaporator Fan Motor (Reach-In)_TRC | 1.11 | 1.4266 | 1.9675 | 2.5804 | 3.1283 | 4.051 | 4.7984 | 4.9463 | 4.2471 | 2.9066 | 559.3535 | 718.9001 | 991.4891 | 1300.3546 | 1576.458 | 2041.454 | 2418.073 | 2492.6057 | 2140.2665 | 1464.7444 |  | 44.74%
Miscellaneous | New | PSC to ECM Evaporator Fan Motor (Reach-In) | 0.070139 | 0.0064253 |  | 503.9324 | 15 |  | 177 | 177 | motor |  | 11.21 | FAIL | 79.1911 | Miscellaneous_New_PSC to ECM Evaporator Fan Motor (Reach-In)_RIM | 0 | 0 | 0 | 0 | 0 | 0 | 0 | 0 | 0 | 0 | 0 | 0 | 0 | 0 | 0 | 0 | 0 | 0 | 0 | 0 | Miscellaneous_New_PSC to ECM Evaporator Fan Motor (Reach-In)_TRC | 0 | 0 | 0 | 0 | 0 | 0 | 0 | 0 | 0 | 0 | 0 | 0 | 0 | 0 | 0 | 0 | 0 | 0 | 0 | 0 |  | 44.74%
Offices | New | PSC to ECM Evaporator Fan Motor (Reach-In) | 0.070139 | 0.0064253 |  | 503.9324 | 15 |  | 177 | 177 | motor |  | 11.21 | FAIL | 79.1911 | Offices_New_PSC to ECM Evaporator Fan Motor (Reach-In)_RIM | 0 | 0 | 0 | 0 | 0 | 0 | 0 | 0 | 0 | 0 | 0 | 0 | 0 | 0 | 0 | 0 | 0 | 0 | 0 | 0 | Offices_New_PSC to ECM Evaporator Fan Motor (Reach-In)_TRC | 0 | 0 | 0 | 0 | 0 | 0 | 0 | 0 | 0 | 0 | 0 | 0 | 0 | 0 | 0 | 0 | 0 | 0 | 0 | 0 |  | 44.74%
Restaurants | New | PSC to ECM Evaporator Fan Motor (Reach-In) | 0.065337 | 0.054728 |  | 503.9324 | 15 |  | 177 | 177 | motor |  | 11.21 | FAIL | 79.1911 | Restaurants_New_PSC to ECM Evaporator Fan Motor (Reach-In)_RIM | 0 | 0 | 0 | 0 | 0 | 0 | 0 | 0 | 0 | 0 | 0 | 0 | 0 | 0 | 0 | 0 | 0 | 0 | 0 | 0 | Restaurants_New_PSC to ECM Evaporator Fan Motor (Reach-In)_TRC | 7.595 | 12.8813 | 23.3315 | 40.8166 | 67.9943 | 92.1398 | 113.8873 | 124.4834 | 112.0126 | 81.4827 | 3827.3746 | 6491.2856 | 11757.474 | 20568.8102 | 34264.5076 | 46432.2543 | 57391.482 | 62731.2062 | 56446.7601 | 41061.7883 |  | 44.74%
Retail | New | PSC to ECM Evaporator Fan Motor (Reach-In) | 0.070139 | 0.0064253 |  | 503.9324 | 15 |  | 177 | 177 | motor |  | 11.21 | FAIL | 79.1911 | Retail_New_PSC to ECM Evaporator Fan Motor (Reach-In)_RIM | 0 | 0 | 0 | 0 | 0 | 0 | 0 | 0 | 0 | 0 | 0 | 0 | 0 | 0 | 0 | 0 | 0 | 0 | 0 | 0 | Retail_New_PSC to ECM Evaporator Fan Motor (Reach-In)_TRC | 1.4825 | 2.3122 | 3.8739 | 6.3363 | 9.9475 | 12.5374 | 14.4818 | 14.5473 | 12.2187 | 8.222 | 747.0879 | 1165.1911 | 1952.1819 | 3193.0861 | 5012.8459 | 6317.9846 | 7297.8257 | 7330.8545 | 6157.4215 | 4143.3324 |  | 44.74%
Schools K-12 | New | PSC to ECM Evaporator Fan Motor (Reach-In) | 0.065337 | 0.054728 |  | 503.9324 | 15 |  | 177 | 177 | motor |  | 11.21 | FAIL | 79.1911 | Schools K-12_New_PSC to ECM Evaporator Fan Motor (Reach-In)_RIM | 0 | 0 | 0 | 0 | 0 | 0 | 0 | 0 | 0 | 0 | 0 | 0 | 0 | 0 | 0 | 0 | 0 | 0 | 0 | 0 | Schools K-12_New_PSC to ECM Evaporator Fan Motor (Reach-In)_TRC | 0.17722 | 0.26432 | 0.42507 | 0.66887 | 1.0122 | 1.329 | 1.6378 | 1.8154 | 1.5852 | 1.1145 | 89.3051 | 133.2009 | 214.2068 | 337.0637 | 510.0733 | 669.7188 | 825.3581 | 914.8382 | 798.8362 | 561.6144 |  | 44.74%
Warehouse | New | PSC to ECM Evaporator Fan Motor (Reach-In) | 0.070139 | 0.0064253 |  | 503.9324 | 15 |  | 177 | 177 | motor |  | 11.21 | FAIL | 79.1911 | Warehouse_New_PSC to ECM Evaporator Fan Motor (Reach-In)_RIM | 0 | 0 | 0 | 0 | 0 | 0 | 0 | 0 | 0 | 0 | 0 | 0 | 0 | 0 | 0 | 0 | 0 | 0 | 0 | 0 | Warehouse_New_PSC to ECM Evaporator Fan Motor (Reach-In)_TRC | 0 | 0 | 0 | 0 | 0 | 0 | 0 | 0 | 0 | 0 | 0 | 0 | 0 | 0 | 0 | 0 | 0 | 0 | 0 | 0 |  | 44.74%
Assembly | Existing | PSC to ECM Evaporator Fan Motor (Walk-In, Refrigerator) | 0.04552 | 0.00417 |  | 327.0516 | 15 |  | 177 | 177 | motor |  | 7.2753 | FAIL | 113.5221 | Assembly_Existing_PSC to ECM Evaporator Fan Motor (Walk-In, Refrigerator)_RIM | 0 | 0 | 0 | 0 | 0 | 0 | 0 | 0 | 0 | 0 | 0 | 0 | 0 | 0 | 0 | 0 | 0 | 0 | 0 | 0 | Assembly_Existing_PSC to ECM Evaporator Fan Motor (Walk-In, Refrigerator)_TRC | 0.052404 | 0.084029 | 0.13334 | 0.20774 | 0.31234 | 0.4417 | 0.56916 | 0.63894 | 0.59391 | 0.43696 | 17.1389 | 27.482 | 43.608 | 67.9421 | 102.151 | 144.4573 | 186.1444 | 208.9653 | 194.2401 | 142.9077 |  | 64.14%
College and University | Existing | PSC to ECM Evaporator Fan Motor (Walk-In, Refrigerator) | 0.042404 | 0.035519 |  | 327.0516 | 15 |  | 177 | 177 | motor |  | 7.2753 | FAIL | 113.5221 | College and University_Existing_PSC to ECM Evaporator Fan Motor (Walk-In, Refrigerator)_RIM | 0 | 0 | 0 | 0 | 0 | 0 | 0 | 0 | 0 | 0 | 0 | 0 | 0 | 0 | 0 | 0 | 0 | 0 | 0 | 0 | College and University_Existing_PSC to ECM Evaporator Fan Motor (Walk-In, Refrigerator)_TRC | 0.0013244 | 0.0021131 | 0.0033289 | 0.0051328 | 0.0076135 | 0.010625 | 0.013517 | 0.014988 | 0.013764 | 0.010004 | 0.43315 | 0.6911 | 1.0887 | 1.6787 | 2.49 | 3.4748 | 4.4208 | 4.9019 | 4.5016 | 3.2719 |  | 64.14%
Grocery | Existing | PSC to ECM Evaporator Fan Motor (Walk-In, Refrigerator) | 0.04552 | 0.00417 |  | 327.0516 | 15 |  | 177 | 177 | motor |  | 7.2753 | FAIL | 113.5221 | Grocery_Existing_PSC to ECM Evaporator Fan Motor (Walk-In, Refrigerator)_RIM | 0 | 0 | 0 | 0 | 0 | 0 | 0 | 0 | 0 | 0 | 0 | 0 | 0 | 0 | 0 | 0 | 0 | 0 | 0 | 0 | Grocery_Existing_PSC to ECM Evaporator Fan Motor (Walk-In, Refrigerator)_TRC | 25.2526 | 40.7571 | 64.7216 | 100.7506 | 151.1042 | 213.2661 | 274.3997 | 307.6391 | 285.68 | 209.9656 | 8258.8993 | 13329.6634 | 21167.2956 | 32950.6367 | 49418.8802 | 69749.0119 | 89742.879 | 100613.8693 | 93432.0963 | 68669.5991 |  | 64.14%
Healthcare | Existing | PSC to ECM Evaporator Fan Motor (Walk-In, Refrigerator) | 0.042404 | 0.035519 |  | 327.0516 | 15 |  | 177 | 177 | motor |  | 7.2753 | FAIL | 113.5221 | Healthcare_Existing_PSC to ECM Evaporator Fan Motor (Walk-In, Refrigerator)_RIM | 0 | 0 | 0 | 0 | 0 | 0 | 0 | 0 | 0 | 0 | 0 | 0 | 0 | 0 | 0 | 0 | 0 | 0 | 0 | 0 | Healthcare_Existing_PSC to ECM Evaporator Fan Motor (Walk-In, Refrigerator)_TRC | 0 | 0 | 0 | 0 | 0 | 0 | 0 | 0 | 0 | 0 | 0 | 0 | 0 | 0 | 0 | 0 | 0 | 0 | 0 | 0 |  | 64.14%
Hospitals | Existing | PSC to ECM Evaporator Fan Motor (Walk-In, Refrigerator) | 0.042404 | 0.035519 |  | 327.0516 | 15 |  | 177 | 177 | motor |  | 7.2753 | FAIL | 113.5221 | Hospitals_Existing_PSC to ECM Evaporator Fan Motor (Walk-In, Refrigerator)_RIM | 0 | 0 | 0 | 0 | 0 | 0 | 0 | 0 | 0 | 0 | 0 | 0 | 0 | 0 | 0 | 0 | 0 | 0 | 0 | 0 | Hospitals_Existing_PSC to ECM Evaporator Fan Motor (Walk-In, Refrigerator)_TRC | 0.75648 | 1.2104 | 1.9088 | 2.9458 | 4.3724 | 6.1068 | 7.7752 | 8.6259 | 7.9266 | 5.765 | 247.4092 | 395.855 | 624.2833 | 963.4334 | 1430.0003 | 1997.2356 | 2542.9002 | 2821.1272 | 2592.4061 | 1885.4678 |  | 64.14%
Institutional | Existing | PSC to ECM Evaporator Fan Motor (Walk-In, Refrigerator) | 0.04552 | 0.00417 |  | 327.0516 | 15 |  | 177 | 177 | motor |  | 7.2753 | FAIL | 113.5221 | Institutional_Existing_PSC to ECM Evaporator Fan Motor (Walk-In, Refrigerator)_RIM | 0 | 0 | 0 | 0 | 0 | 0 | 0 | 0 | 0 | 0 | 0 | 0 | 0 | 0 | 0 | 0 | 0 | 0 | 0 | 0 | Institutional_Existing_PSC to ECM Evaporator Fan Motor (Walk-In, Refrigerator)_TRC | 0 | 0 | 0 | 0 | 0 | 0 | 0 | 0 | 0 | 0 | 0 | 0 | 0 | 0 | 0 | 0 | 0 | 0 | 0 | 0 |  | 64.14%
Lodging/Hospitality | Existing | PSC to ECM Evaporator Fan Motor (Walk-In, Refrigerator) | 0.042404 | 0.035519 |  | 327.0516 | 15 |  | 177 | 177 | motor |  | 7.2753 | FAIL | 113.5221 | Lodging/Hospitality_Existing_PSC to ECM Evaporator Fan Motor (Walk-In, Refrigerator)_RIM | 0 | 0 | 0 | 0 | 0 | 0 | 0 | 0 | 0 | 0 | 0 | 0 | 0 | 0 | 0 | 0 | 0 | 0 | 0 | 0 | Lodging/Hospitality_Existing_PSC to ECM Evaporator Fan Motor (Walk-In, Refrigerator)_TRC | 1.4052 | 2.3081 | 3.6723 | 5.7022 | 8.4924 | 11.8943 | 15.1785 | 16.8694 | 15.5231 | 11.302 | 459.5647 | 754.8792 | 1201.0427 | 1864.903 | 2777.458 | 3890.0625 | 4964.1644 | 5517.1493 | 5076.8529 | 3696.3451 |  | 64.14%
Miscellaneous | Existing | PSC to ECM Evaporator Fan Motor (Walk-In, Refrigerator) | 0.04552 | 0.00417 |  | 327.0516 | 15 |  | 177 | 177 | motor |  | 7.2753 | FAIL | 113.5221 | Miscellaneous_Existing_PSC to ECM Evaporator Fan Motor (Walk-In, Refrigerator)_RIM | 0 | 0 | 0 | 0 | 0 | 0 | 0 | 0 | 0 | 0 | 0 | 0 | 0 | 0 | 0 | 0 | 0 | 0 | 0 | 0 | Miscellaneous_Existing_PSC to ECM Evaporator Fan Motor (Walk-In, Refrigerator)_TRC | 0 | 0 | 0 | 0 | 0 | 0 | 0 | 0 | 0 | 0 | 0 | 0 | 0 | 0 | 0 | 0 | 0 | 0 | 0 | 0 |  | 64.14%
Offices | Existing | PSC to ECM Evaporator Fan Motor (Walk-In, Refrigerator) | 0.04552 | 0.00417 |  | 327.0516 | 15 |  | 177 | 177 | motor |  | 7.2753 | FAIL | 113.5221 | Offices_Existing_PSC to ECM Evaporator Fan Motor (Walk-In, Refrigerator)_RIM | 0 | 0 | 0 | 0 | 0 | 0 | 0 | 0 | 0 | 0 | 0 | 0 | 0 | 0 | 0 | 0 | 0 | 0 | 0 | 0 | Offices_Existing_PSC to ECM Evaporator Fan Motor (Walk-In, Refrigerator)_TRC | 0 | 0 | 0 | 0 | 0 | 0 | 0 | 0 | 0 | 0 | 0 | 0 | 0 | 0 | 0 | 0 | 0 | 0 | 0 | 0 |  | 64.14%
Restaurants | Existing | PSC to ECM Evaporator Fan Motor (Walk-In, Refrigerator) | 0.042404 | 0.035519 |  | 327.0516 | 15 |  | 177 | 177 | motor |  | 7.2753 | FAIL | 113.5221 | Restaurants_Existing_PSC to ECM Evaporator Fan Motor (Walk-In, Refrigerator)_RIM | 0 | 0 | 0 | 0 | 0 | 0 | 0 | 0 | 0 | 0 | 0 | 0 | 0 | 0 | 0 | 0 | 0 | 0 | 0 | 0 | Restaurants_Existing_PSC to ECM Evaporator Fan Motor (Walk-In, Refrigerator)_TRC | 22.2093 | 35.8565 | 56.9749 | 88.7739 | 133.3066 | 188.2641 | 242.2539 | 271.5619 | 252.0618 | 185.1794 | 7263.5859 | 11726.9256 | 18633.723 | 29033.6411 | 43598.1396 | 61572.0744 | 79229.5447 | 88814.7709 | 82437.2276 | 60563.2161 |  | 64.14%
Retail | Existing | PSC to ECM Evaporator Fan Motor (Walk-In, Refrigerator) | 0.04552 | 0.00417 |  | 327.0516 | 15 |  | 177 | 177 | motor |  | 7.2753 | FAIL | 113.5221 | Retail_Existing_PSC to ECM Evaporator Fan Motor (Walk-In, Refrigerator)_RIM | 0 | 0 | 0 | 0 | 0 | 0 | 0 | 0 | 0 | 0 | 0 | 0 | 0 | 0 | 0 | 0 | 0 | 0 | 0 | 0 | Retail_Existing_PSC to ECM Evaporator Fan Motor (Walk-In, Refrigerator)_TRC | 2.9194 | 4.6807 | 7.3968 | 11.4462 | 17.0468 | 23.868 | 30.4422 | 33.8093 | 31.0854 | 22.6124 | 954.7801 | 1530.834 | 2419.1394 | 3743.498 | 5575.1704 | 7806.0559 | 9956.1584 | 11057.3857 | 10166.5267 | 7395.4192 |  | 64.14%
Schools K-12 | Existing | PSC to ECM Evaporator Fan Motor (Walk-In, Refrigerator) | 0.042404 | 0.035519 |  | 327.0516 | 15 |  | 177 | 177 | motor |  | 7.2753 | FAIL | 113.5221 | Schools K-12_Existing_PSC to ECM Evaporator Fan Motor (Walk-In, Refrigerator)_RIM | 0 | 0 | 0 | 0 | 0 | 0 | 0 | 0 | 0 | 0 | 0 | 0 | 0 | 0 | 0 | 0 | 0 | 0 | 0 | 0 | Schools K-12_Existing_PSC to ECM Evaporator Fan Motor (Walk-In, Refrigerator)_TRC | 1.0887 | 1.7371 | 2.7365 | 4.2194 | 6.2586 | 8.734 | 11.1116 | 12.3209 | 11.3147 | 8.2238 | 356.069 | 568.1134 | 894.971 | 1379.9658 | 2046.8838 | 2856.4668 | 3634.0641 | 4029.5642 | 3700.4844 | 2689.6227 |  | 64.14%
Warehouse | Existing | PSC to ECM Evaporator Fan Motor (Walk-In, Refrigerator) | 0.04552 | 0.00417 |  | 327.0516 | 15 |  | 177 | 177 | motor |  | 7.2753 | FAIL | 113.5221 | Warehouse_Existing_PSC to ECM Evaporator Fan Motor (Walk-In, Refrigerator)_RIM | 0 | 0 | 0 | 0 | 0 | 0 | 0 | 0 | 0 | 0 | 0 | 0 | 0 | 0 | 0 | 0 | 0 | 0 | 0 | 0 | Warehouse_Existing_PSC to ECM Evaporator Fan Motor (Walk-In, Refrigerator)_TRC | 0 | 0 | 0 | 0 | 0 | 0 | 0 | 0 | 0 | 0 | 0 | 0 | 0 | 0 | 0 | 0 | 0 | 0 | 0 | 0 |  | 64.14%
Assembly | New | PSC to ECM Evaporator Fan Motor (Walk-In, Refrigerator) | 0.04552 | 0.00417 |  | 327.0516 | 15 |  | 177 | 177 | motor |  | 7.2753 | FAIL | 113.5221 | Assembly_New_PSC to ECM Evaporator Fan Motor (Walk-In, Refrigerator)_RIM | 0 | 0 | 0 | 0 | 0 | 0 | 0 | 0 | 0 | 0 | 0 | 0 | 0 | 0 | 0 | 0 | 0 | 0 | 0 | 0 | Assembly_New_PSC to ECM Evaporator Fan Motor (Walk-In, Refrigerator)_TRC | 0.018899 | 0.03887 | 0.079382 | 0.15128 | 0.26897 | 0.36828 | 0.45917 | 0.50554 | 0.45744 | 0.33431 | 6.181 | 12.7124 | 25.9619 | 49.4759 | 87.9675 | 120.4468 | 150.1723 | 165.3365 | 149.6066 | 109.3379 |  | 64.14%
College and University | New | PSC to ECM Evaporator Fan Motor (Walk-In, Refrigerator) | 0.042404 | 0.035519 |  | 327.0516 | 15 |  | 177 | 177 | motor |  | 7.2753 | FAIL | 113.5221 | College and University_New_PSC to ECM Evaporator Fan Motor (Walk-In, Refrigerator)_RIM | 0 | 0 | 0 | 0 | 0 | 0 | 0 | 0 | 0 | 0 | 0 | 0 | 0 | 0 | 0 | 0 | 0 | 0 | 0 | 0 | College and University_New_PSC to ECM Evaporator Fan Motor (Walk-In, Refrigerator)_TRC | 0.00042546 | 0.00063457 | 0.0010205 | 0.0016057 | 0.0024297 | 0.0031899 | 0.0039309 | 0.0043569 | 0.0038045 | 0.002675 | 0.13915 | 0.20754 | 0.33374 | 0.52513 | 0.79463 | 1.0433 | 1.2856 | 1.4249 | 1.2443 | 0.87485 |  | 64.14%
Grocery | New | PSC to ECM Evaporator Fan Motor (Walk-In, Refrigerator) | 0.04552 | 0.00417 |  | 327.0516 | 15 |  | 177 | 177 | motor |  | 7.2753 | FAIL | 113.5221 | Grocery_New_PSC to ECM Evaporator Fan Motor (Walk-In, Refrigerator)_RIM | 0 | 0 | 0 | 0 | 0 | 0 | 0 | 0 | 0 | 0 | 0 | 0 | 0 | 0 | 0 | 0 | 0 | 0 | 0 | 0 | Grocery_New_PSC to ECM Evaporator Fan Motor (Walk-In, Refrigerator)_TRC | 13.656 | 22.6651 | 40.3619 | 69.6287 | 114.6227 | 159.9985 | 203.1666 | 224.6951 | 205.6466 | 149.1316 | 4466.2228 | 7412.6688 | 13200.437 | 22772.1908 | 37487.5526 | 52327.7646 | 66445.955 | 73486.8786 | 67257.0641 | 48773.7275 |  | 64.14%
Healthcare | New | PSC to ECM Evaporator Fan Motor (Walk-In, Refrigerator) | 0.042404 | 0.035519 |  | 327.0516 | 15 |  | 177 | 177 | motor |  | 7.2753 | FAIL | 113.5221 | Healthcare_New_PSC to ECM Evaporator Fan Motor (Walk-In, Refrigerator)_RIM | 0 | 0 | 0 | 0 | 0 | 0 | 0 | 0 | 0 | 0 | 0 | 0 | 0 | 0 | 0 | 0 | 0 | 0 | 0 | 0 | Healthcare_New_PSC to ECM Evaporator Fan Motor (Walk-In, Refrigerator)_TRC | 0 | 0 | 0 | 0 | 0 | 0 | 0 | 0 | 0 | 0 | 0 | 0 | 0 | 0 | 0 | 0 | 0 | 0 | 0 | 0 |  | 64.14%
Hospitals | New | PSC to ECM Evaporator Fan Motor (Walk-In, Refrigerator) | 0.042404 | 0.035519 |  | 327.0516 | 15 |  | 177 | 177 | motor |  | 7.2753 | FAIL | 113.5221 | Hospitals_New_PSC to ECM Evaporator Fan Motor (Walk-In, Refrigerator)_RIM | 0 | 0 | 0 | 0 | 0 | 0 | 0 | 0 | 0 | 0 | 0 | 0 | 0 | 0 | 0 | 0 | 0 | 0 | 0 | 0 | Hospitals_New_PSC to ECM Evaporator Fan Motor (Walk-In, Refrigerator)_TRC | 0.29262 | 0.42595 | 0.66827 | 1.0259 | 1.5146 | 2.0397 | 2.5106 | 2.6983 | 2.4065 | 1.7012 | 95.7019 | 139.3072 | 218.559 | 335.5286 | 495.3511 | 667.0787 | 821.0891 | 882.4987 | 787.0496 | 556.3849 |  | 64.14%
Institutional | New | PSC to ECM Evaporator Fan Motor (Walk-In, Refrigerator) | 0.04552 | 0.00417 |  | 327.0516 | 15 |  | 177 | 177 | motor |  | 7.2753 | FAIL | 113.5221 | Institutional_New_PSC to ECM Evaporator Fan Motor (Walk-In, Refrigerator)_RIM | 0 | 0 | 0 | 0 | 0 | 0 | 0 | 0 | 0 | 0 | 0 | 0 | 0 | 0 | 0 | 0 | 0 | 0 | 0 | 0 | Institutional_New_PSC to ECM Evaporator Fan Motor (Walk-In, Refrigerator)_TRC | 0 | 0 | 0 | 0 | 0 | 0 | 0 | 0 | 0 | 0 | 0 | 0 | 0 | 0 | 0 | 0 | 0 | 0 | 0 | 0 |  | 64.14%
Lodging/Hospitality | New | PSC to ECM Evaporator Fan Motor (Walk-In, Refrigerator) | 0.042404 | 0.035519 |  | 327.0516 | 15 |  | 177 | 177 | motor |  | 7.2753 | FAIL | 113.5221 | Lodging/Hospitality_New_PSC to ECM Evaporator Fan Motor (Walk-In, Refrigerator)_RIM | 0 | 0 | 0 | 0 | 0 | 0 | 0 | 0 | 0 | 0 | 0 | 0 | 0 | 0 | 0 | 0 | 0 | 0 | 0 | 0 | Lodging/Hospitality_New_PSC to ECM Evaporator Fan Motor (Walk-In, Refrigerator)_TRC | 1.4503 | 1.864 | 2.5706 | 3.3713 | 4.0869 | 5.2919 | 6.2677 | 6.4606 | 5.5475 | 3.7969 | 474.327 | 609.6091 | 840.732 | 1102.5849 | 1336.6131 | 1730.7314 | 2049.8696 | 2112.9572 | 1814.3204 | 1241.7872 |  | 64.14%
Miscellaneous | New | PSC to ECM Evaporator Fan Motor (Walk-In, Refrigerator) | 0.04552 | 0.00417 |  | 327.0516 | 15 |  | 177 | 177 | motor |  | 7.2753 | FAIL | 113.5221 | Miscellaneous_New_PSC to ECM Evaporator Fan Motor (Walk-In, Refrigerator)_RIM | 0 | 0 | 0 | 0 | 0 | 0 | 0 | 0 | 0 | 0 | 0 | 0 | 0 | 0 | 0 | 0 | 0 | 0 | 0 | 0 | Miscellaneous_New_PSC to ECM Evaporator Fan Motor (Walk-In, Refrigerator)_TRC | 0 | 0 | 0 | 0 | 0 | 0 | 0 | 0 | 0 | 0 | 0 | 0 | 0 | 0 | 0 | 0 | 0 | 0 | 0 | 0 |  | 64.14%
Offices | New | PSC to ECM Evaporator Fan Motor (Walk-In, Refrigerator) | 0.04552 | 0.00417 |  | 327.0516 | 15 |  | 177 | 177 | motor |  | 7.2753 | FAIL | 113.5221 | Offices_New_PSC to ECM Evaporator Fan Motor (Walk-In, Refrigerator)_RIM | 0 | 0 | 0 | 0 | 0 | 0 | 0 | 0 | 0 | 0 | 0 | 0 | 0 | 0 | 0 | 0 | 0 | 0 | 0 | 0 | Offices_New_PSC to ECM Evaporator Fan Motor (Walk-In, Refrigerator)_TRC | 0 | 0 | 0 | 0 | 0 | 0 | 0 | 0 | 0 | 0 | 0 | 0 | 0 | 0 | 0 | 0 | 0 | 0 | 0 | 0 |  | 64.14%
Restaurants | New | PSC to ECM Evaporator Fan Motor (Walk-In, Refrigerator) | 0.042404 | 0.035519 |  | 327.0516 | 15 |  | 177 | 177 | motor |  | 7.2753 | FAIL | 113.5221 | Restaurants_New_PSC to ECM Evaporator Fan Motor (Walk-In, Refrigerator)_RIM | 0 | 0 | 0 | 0 | 0 | 0 | 0 | 0 | 0 | 0 | 0 | 0 | 0 | 0 | 0 | 0 | 0 | 0 | 0 | 0 | Restaurants_New_PSC to ECM Evaporator Fan Motor (Walk-In, Refrigerator)_TRC | 12.0118 | 20.3718 | 36.8976 | 64.5468 | 107.5184 | 145.6883 | 180.0608 | 196.8048 | 177.0925 | 128.8363 | 3928.4723 | 6662.6174 | 12067.4355 | 21110.1189 | 35164.066 | 47647.6098 | 58889.1853 | 64365.3368 | 57918.3855 | 42136.1135 |  | 64.14%
Retail | New | PSC to ECM Evaporator Fan Motor (Walk-In, Refrigerator) | 0.04552 | 0.00417 |  | 327.0516 | 15 |  | 177 | 177 | motor |  | 7.2753 | FAIL | 113.5221 | Retail_New_PSC to ECM Evaporator Fan Motor (Walk-In, Refrigerator)_RIM | 0 | 0 | 0 | 0 | 0 | 0 | 0 | 0 | 0 | 0 | 0 | 0 | 0 | 0 | 0 | 0 | 0 | 0 | 0 | 0 | Retail_New_PSC to ECM Evaporator Fan Motor (Walk-In, Refrigerator)_TRC | 1.2189 | 1.9011 | 3.185 | 5.2093 | 8.1776 | 10.3059 | 11.9033 | 11.9566 | 10.043 | 6.7585 | 398.6538 | 621.7458 | 1041.6523 | 1703.7022 | 2674.487 | 3370.5553 | 3892.9886 | 3910.4304 | 3284.565 | 2210.3851 |  | 64.14%
Schools K-12 | New | PSC to ECM Evaporator Fan Motor (Walk-In, Refrigerator) | 0.042404 | 0.035519 |  | 327.0516 | 15 |  | 177 | 177 | motor |  | 7.2753 | FAIL | 113.5221 | Schools K-12_New_PSC to ECM Evaporator Fan Motor (Walk-In, Refrigerator)_RIM | 0 | 0 | 0 | 0 | 0 | 0 | 0 | 0 | 0 | 0 | 0 | 0 | 0 | 0 | 0 | 0 | 0 | 0 | 0 | 0 | Schools K-12_New_PSC to ECM Evaporator Fan Motor (Walk-In, Refrigerator)_TRC | 0.34975 | 0.52165 | 0.83886 | 1.3199 | 1.9973 | 2.6222 | 3.2314 | 3.5815 | 3.1274 | 2.1989 | 114.3853 | 170.6052 | 274.3502 | 431.6825 | 653.218 | 857.6 | 1056.821 | 1171.3418 | 1022.8362 | 719.1604 |  | 64.14%
Warehouse | New | PSC to ECM Evaporator Fan Motor (Walk-In, Refrigerator) | 0.04552 | 0.00417 |  | 327.0516 | 15 |  | 177 | 177 | motor |  | 7.2753 | FAIL | 113.5221 | Warehouse_New_PSC to ECM Evaporator Fan Motor (Walk-In, Refrigerator)_RIM | 0 | 0 | 0 | 0 | 0 | 0 | 0 | 0 | 0 | 0 | 0 | 0 | 0 | 0 | 0 | 0 | 0 | 0 | 0 | 0 | Warehouse_New_PSC to ECM Evaporator Fan Motor (Walk-In, Refrigerator)_TRC | 0 | 0 | 0 | 0 | 0 | 0 | 0 | 0 | 0 | 0 | 0 | 0 | 0 | 0 | 0 | 0 | 0 | 0 | 0 | 0 |  | 64.14%
Assembly | Existing | Refrigerated Display Case Lighting Controls | 0.0084392 | 0.0078859 |  | 61.4361 | 8 |  | 104.14 | 104.14 | unit |  | 1.3666 | FAIL | FAIL | Assembly_Existing_Refrigerated Display Case Lighting Controls_RIM | 0 | 0 | 0 | 0 | 0 | 0 | 0 | 0 | 0 | 0 | 0 | 0 | 0 | 0 | 0 | 0 | 0 | 0 | 0 | 0 | Assembly_Existing_Refrigerated Display Case Lighting Controls_TRC | 0 | 0 | 0 | 0 | 0 | 0 | 0 | 0 | 0 | 0 | 0 | 0 | 0 | 0 | 0 | 0 | 0 | 0 | 0 | 0
College and University | Existing | Refrigerated Display Case Lighting Controls | 0.0084392 | 0.0078859 |  | 61.4361 | 8 |  | 104.14 | 104.14 | unit |  | 1.3666 | FAIL | FAIL | College and University_Existing_Refrigerated Display Case Lighting Controls_RIM | 0 | 0 | 0 | 0 | 0 | 0 | 0 | 0 | 0 | 0 | 0 | 0 | 0 | 0 | 0 | 0 | 0 | 0 | 0 | 0 | College and University_Existing_Refrigerated Display Case Lighting Controls_TRC | 0 | 0 | 0 | 0 | 0 | 0 | 0 | 0 | 0 | 0 | 0 | 0 | 0 | 0 | 0 | 0 | 0 | 0 | 0 | 0
Grocery | Existing | Refrigerated Display Case Lighting Controls | 0.0084392 | 0.0078859 |  | 61.4361 | 8 |  | 104.14 | 104.14 | unit |  | 1.3666 | FAIL | FAIL | Grocery_Existing_Refrigerated Display Case Lighting Controls_RIM | 0 | 0 | 0 | 0 | 0 | 0 | 0 | 0 | 0 | 0 | 0 | 0 | 0 | 0 | 0 | 0 | 0 | 0 | 0 | 0 | Grocery_Existing_Refrigerated Display Case Lighting Controls_TRC | 0 | 0 | 0 | 0 | 0 | 0 | 0 | 0 | 0 | 0 | 0 | 0 | 0 | 0 | 0 | 0 | 0 | 0 | 0 | 0
Healthcare | Existing | Refrigerated Display Case Lighting Controls | 0.0084392 | 0.0078859 |  | 61.4361 | 8 |  | 104.14 | 104.14 | unit |  | 1.3666 | FAIL | FAIL | Healthcare_Existing_Refrigerated Display Case Lighting Controls_RIM | 0 | 0 | 0 | 0 | 0 | 0 | 0 | 0 | 0 | 0 | 0 | 0 | 0 | 0 | 0 | 0 | 0 | 0 | 0 | 0 | Healthcare_Existing_Refrigerated Display Case Lighting Controls_TRC | 0 | 0 | 0 | 0 | 0 | 0 | 0 | 0 | 0 | 0 | 0 | 0 | 0 | 0 | 0 | 0 | 0 | 0 | 0 | 0
Hospitals | Existing | Refrigerated Display Case Lighting Controls | 0.0084392 | 0.0078859 |  | 61.4361 | 8 |  | 104.14 | 104.14 | unit |  | 1.3666 | FAIL | FAIL | Hospitals_Existing_Refrigerated Display Case Lighting Controls_RIM | 0 | 0 | 0 | 0 | 0 | 0 | 0 | 0 | 0 | 0 | 0 | 0 | 0 | 0 | 0 | 0 | 0 | 0 | 0 | 0 | Hospitals_Existing_Refrigerated Display Case Lighting Controls_TRC | 0 | 0 | 0 | 0 | 0 | 0 | 0 | 0 | 0 | 0 | 0 | 0 | 0 | 0 | 0 | 0 | 0 | 0 | 0 | 0
Institutional | Existing | Refrigerated Display Case Lighting Controls | 0.0084392 | 0.0078859 |  | 61.4361 | 8 |  | 104.14 | 104.14 | unit |  | 1.3666 | FAIL | FAIL | Institutional_Existing_Refrigerated Display Case Lighting Controls_RIM | 0 | 0 | 0 | 0 | 0 | 0 | 0 | 0 | 0 | 0 | 0 | 0 | 0 | 0 | 0 | 0 | 0 | 0 | 0 | 0 | Institutional_Existing_Refrigerated Display Case Lighting Controls_TRC | 0 | 0 | 0 | 0 | 0 | 0 | 0 | 0 | 0 | 0 | 0 | 0 | 0 | 0 | 0 | 0 | 0 | 0 | 0 | 0
Lodging/Hospitality | Existing | Refrigerated Display Case Lighting Controls | 0.0084392 | 0.0078859 |  | 61.4361 | 8 |  | 104.14 | 104.14 | unit |  | 1.3666 | FAIL | FAIL | Lodging/Hospitality_Existing_Refrigerated Display Case Lighting Controls_RIM | 0 | 0 | 0 | 0 | 0 | 0 | 0 | 0 | 0 | 0 | 0 | 0 | 0 | 0 | 0 | 0 | 0 | 0 | 0 | 0 | Lodging/Hospitality_Existing_Refrigerated Display Case Lighting Controls_TRC | 0 | 0 | 0 | 0 | 0 | 0 | 0 | 0 | 0 | 0 | 0 | 0 | 0 | 0 | 0 | 0 | 0 | 0 | 0 | 0
Miscellaneous | Existing | Refrigerated Display Case Lighting Controls | 0.0084392 | 0.0078859 |  | 61.4361 | 8 |  | 104.14 | 104.14 | unit |  | 1.3666 | FAIL | FAIL | Miscellaneous_Existing_Refrigerated Display Case Lighting Controls_RIM | 0 | 0 | 0 | 0 | 0 | 0 | 0 | 0 | 0 | 0 | 0 | 0 | 0 | 0 | 0 | 0 | 0 | 0 | 0 | 0 | Miscellaneous_Existing_Refrigerated Display Case Lighting Controls_TRC | 0 | 0 | 0 | 0 | 0 | 0 | 0 | 0 | 0 | 0 | 0 | 0 | 0 | 0 | 0 | 0 | 0 | 0 | 0 | 0
Offices | Existing | Refrigerated Display Case Lighting Controls | 0.0084392 | 0.0078859 |  | 61.4361 | 8 |  | 104.14 | 104.14 | unit |  | 1.3666 | FAIL | FAIL | Offices_Existing_Refrigerated Display Case Lighting Controls_RIM | 0 | 0 | 0 | 0 | 0 | 0 | 0 | 0 | 0 | 0 | 0 | 0 | 0 | 0 | 0 | 0 | 0 | 0 | 0 | 0 | Offices_Existing_Refrigerated Display Case Lighting Controls_TRC | 0 | 0 | 0 | 0 | 0 | 0 | 0 | 0 | 0 | 0 | 0 | 0 | 0 | 0 | 0 | 0 | 0 | 0 | 0 | 0
Restaurants | Existing | Refrigerated Display Case Lighting Controls | 0.0084392 | 0.0078859 |  | 61.4361 | 8 |  | 104.14 | 104.14 | unit |  | 1.3666 | FAIL | FAIL | Restaurants_Existing_Refrigerated Display Case Lighting Controls_RIM | 0 | 0 | 0 | 0 | 0 | 0 | 0 | 0 | 0 | 0 | 0 | 0 | 0 | 0 | 0 | 0 | 0 | 0 | 0 | 0 | Restaurants_Existing_Refrigerated Display Case Lighting Controls_TRC | 0 | 0 | 0 | 0 | 0 | 0 | 0 | 0 | 0 | 0 | 0 | 0 | 0 | 0 | 0 | 0 | 0 | 0 | 0 | 0
Retail | Existing | Refrigerated Display Case Lighting Controls | 0.0084392 | 0.0078859 |  | 61.4361 | 8 |  | 104.14 | 104.14 | unit |  | 1.3666 | FAIL | FAIL | Retail_Existing_Refrigerated Display Case Lighting Controls_RIM | 0 | 0 | 0 | 0 | 0 | 0 | 0 | 0 | 0 | 0 | 0 | 0 | 0 | 0 | 0 | 0 | 0 | 0 | 0 | 0 | Retail_Existing_Refrigerated Display Case Lighting Controls_TRC | 0 | 0 | 0 | 0 | 0 | 0 | 0 | 0 | 0 | 0 | 0 | 0 | 0 | 0 | 0 | 0 | 0 | 0 | 0 | 0
Schools K-12 | Existing | Refrigerated Display Case Lighting Controls | 0.0084392 | 0.0078859 |  | 61.4361 | 8 |  | 104.14 | 104.14 | unit |  | 1.3666 | FAIL | FAIL | Schools K-12_Existing_Refrigerated Display Case Lighting Controls_RIM | 0 | 0 | 0 | 0 | 0 | 0 | 0 | 0 | 0 | 0 | 0 | 0 | 0 | 0 | 0 | 0 | 0 | 0 | 0 | 0 | Schools K-12_Existing_Refrigerated Display Case Lighting Controls_TRC | 0 | 0 | 0 | 0 | 0 | 0 | 0 | 0 | 0 | 0 | 0 | 0 | 0 | 0 | 0 | 0 | 0 | 0 | 0 | 0
Warehouse | Existing | Refrigerated Display Case Lighting Controls | 0.0084392 | 0.0078859 |  | 61.4361 | 8 |  | 104.14 | 104.14 | unit |  | 1.3666 | FAIL | FAIL | Warehouse_Existing_Refrigerated Display Case Lighting Controls_RIM | 0 | 0 | 0 | 0 | 0 | 0 | 0 | 0 | 0 | 0 | 0 | 0 | 0 | 0 | 0 | 0 | 0 | 0 | 0 | 0 | Warehouse_Existing_Refrigerated Display Case Lighting Controls_TRC | 0 | 0 | 0 | 0 | 0 | 0 | 0 | 0 | 0 | 0 | 0 | 0 | 0 | 0 | 0 | 0 | 0 | 0 | 0 | 0
Assembly | New | Refrigerated Display Case Lighting Controls | 0.0031317 | 0.0029264 |  | 22.7985 | 8 |  | 104.14 | 104.14 | unit |  | 0.50715 | FAIL | FAIL | Assembly_New_Refrigerated Display Case Lighting Controls_RIM | 0 | 0 | 0 | 0 | 0 | 0 | 0 | 0 | 0 | 0 | 0 | 0 | 0 | 0 | 0 | 0 | 0 | 0 | 0 | 0 | Assembly_New_Refrigerated Display Case Lighting Controls_TRC | 0 | 0 | 0 | 0 | 0 | 0 | 0 | 0 | 0 | 0 | 0 | 0 | 0 | 0 | 0 | 0 | 0 | 0 | 0 | 0
College and University | New | Refrigerated Display Case Lighting Controls | 0.0031317 | 0.0029264 |  | 22.7985 | 8 |  | 104.14 | 104.14 | unit |  | 0.50715 | FAIL | FAIL | College and University_New_Refrigerated Display Case Lighting Controls_RIM | 0 | 0 | 0 | 0 | 0 | 0 | 0 | 0 | 0 | 0 | 0 | 0 | 0 | 0 | 0 | 0 | 0 | 0 | 0 | 0 | College and University_New_Refrigerated Display Case Lighting Controls_TRC | 0 | 0 | 0 | 0 | 0 | 0 | 0 | 0 | 0 | 0 | 0 | 0 | 0 | 0 | 0 | 0 | 0 | 0 | 0 | 0
Grocery | New | Refrigerated Display Case Lighting Controls | 0.0031317 | 0.0029264 |  | 22.7985 | 8 |  | 104.14 | 104.14 | unit |  | 0.50715 | FAIL | FAIL | Grocery_New_Refrigerated Display Case Lighting Controls_RIM | 0 | 0 | 0 | 0 | 0 | 0 | 0 | 0 | 0 | 0 | 0 | 0 | 0 | 0 | 0 | 0 | 0 | 0 | 0 | 0 | Grocery_New_Refrigerated Display Case Lighting Controls_TRC | 0 | 0 | 0 | 0 | 0 | 0 | 0 | 0 | 0 | 0 | 0 | 0 | 0 | 0 | 0 | 0 | 0 | 0 | 0 | 0
Healthcare | New | Refrigerated Display Case Lighting Controls | 0.0031317 | 0.0029264 |  | 22.7985 | 8 |  | 104.14 | 104.14 | unit |  | 0.50715 | FAIL | FAIL | Healthcare_New_Refrigerated Display Case Lighting Controls_RIM | 0 | 0 | 0 | 0 | 0 | 0 | 0 | 0 | 0 | 0 | 0 | 0 | 0 | 0 | 0 | 0 | 0 | 0 | 0 | 0 | Healthcare_New_Refrigerated Display Case Lighting Controls_TRC | 0 | 0 | 0 | 0 | 0 | 0 | 0 | 0 | 0 | 0 | 0 | 0 | 0 | 0 | 0 | 0 | 0 | 0 | 0 | 0
Hospitals | New | Refrigerated Display Case Lighting Controls | 0.0031317 | 0.0029264 |  | 22.7985 | 8 |  | 104.14 | 104.14 | unit |  | 0.50715 | FAIL | FAIL | Hospitals_New_Refrigerated Display Case Lighting Controls_RIM | 0 | 0 | 0 | 0 | 0 | 0 | 0 | 0 | 0 | 0 | 0 | 0 | 0 | 0 | 0 | 0 | 0 | 0 | 0 | 0 | Hospitals_New_Refrigerated Display Case Lighting Controls_TRC | 0 | 0 | 0 | 0 | 0 | 0 | 0 | 0 | 0 | 0 | 0 | 0 | 0 | 0 | 0 | 0 | 0 | 0 | 0 | 0
Institutional | New | Refrigerated Display Case Lighting Controls | 0.0031317 | 0.0029264 |  | 22.7985 | 8 |  | 104.14 | 104.14 | unit |  | 0.50715 | FAIL | FAIL | Institutional_New_Refrigerated Display Case Lighting Controls_RIM | 0 | 0 | 0 | 0 | 0 | 0 | 0 | 0 | 0 | 0 | 0 | 0 | 0 | 0 | 0 | 0 | 0 | 0 | 0 | 0 | Institutional_New_Refrigerated Display Case Lighting Controls_TRC | 0 | 0 | 0 | 0 | 0 | 0 | 0 | 0 | 0 | 0 | 0 | 0 | 0 | 0 | 0 | 0 | 0 | 0 | 0 | 0
Lodging/Hospitality | New | Refrigerated Display Case Lighting Controls | 0.0031317 | 0.0029264 |  | 22.7985 | 8 |  | 104.14 | 104.14 | unit |  | 0.50715 | FAIL | FAIL | Lodging/Hospitality_New_Refrigerated Display Case Lighting Controls_RIM | 0 | 0 | 0 | 0 | 0 | 0 | 0 | 0 | 0 | 0 | 0 | 0 | 0 | 0 | 0 | 0 | 0 | 0 | 0 | 0 | Lodging/Hospitality_New_Refrigerated Display Case Lighting Controls_TRC | 0 | 0 | 0 | 0 | 0 | 0 | 0 | 0 | 0 | 0 | 0 | 0 | 0 | 0 | 0 | 0 | 0 | 0 | 0 | 0
Miscellaneous | New | Refrigerated Display Case Lighting Controls | 0.0031317 | 0.0029264 |  | 22.7985 | 8 |  | 104.14 | 104.14 | unit |  | 0.50715 | FAIL | FAIL | Miscellaneous_New_Refrigerated Display Case Lighting Controls_RIM | 0 | 0 | 0 | 0 | 0 | 0 | 0 | 0 | 0 | 0 | 0 | 0 | 0 | 0 | 0 | 0 | 0 | 0 | 0 | 0 | Miscellaneous_New_Refrigerated Display Case Lighting Controls_TRC | 0 | 0 | 0 | 0 | 0 | 0 | 0 | 0 | 0 | 0 | 0 | 0 | 0 | 0 | 0 | 0 | 0 | 0 | 0 | 0
Offices | New | Refrigerated Display Case Lighting Controls | 0.0031317 | 0.0029264 |  | 22.7985 | 8 |  | 104.14 | 104.14 | unit |  | 0.50715 | FAIL | FAIL | Offices_New_Refrigerated Display Case Lighting Controls_RIM | 0 | 0 | 0 | 0 | 0 | 0 | 0 | 0 | 0 | 0 | 0 | 0 | 0 | 0 | 0 | 0 | 0 | 0 | 0 | 0 | Offices_New_Refrigerated Display Case Lighting Controls_TRC | 0 | 0 | 0 | 0 | 0 | 0 | 0 | 0 | 0 | 0 | 0 | 0 | 0 | 0 | 0 | 0 | 0 | 0 | 0 | 0
Restaurants | New | Refrigerated Display Case Lighting Controls | 0.0031317 | 0.0029264 |  | 22.7985 | 8 |  | 104.14 | 104.14 | unit |  | 0.50715 | FAIL | FAIL | Restaurants_New_Refrigerated Display Case Lighting Controls_RIM | 0 | 0 | 0 | 0 | 0 | 0 | 0 | 0 | 0 | 0 | 0 | 0 | 0 | 0 | 0 | 0 | 0 | 0 | 0 | 0 | Restaurants_New_Refrigerated Display Case Lighting Controls_TRC | 0 | 0 | 0 | 0 | 0 | 0 | 0 | 0 | 0 | 0 | 0 | 0 | 0 | 0 | 0 | 0 | 0 | 0 | 0 | 0
Retail | New | Refrigerated Display Case Lighting Controls | 0.0031317 | 0.0029264 |  | 22.7985 | 8 |  | 104.14 | 104.14 | unit |  | 0.50715 | FAIL | FAIL | Retail_New_Refrigerated Display Case Lighting Controls_RIM | 0 | 0 | 0 | 0 | 0 | 0 | 0 | 0 | 0 | 0 | 0 | 0 | 0 | 0 | 0 | 0 | 0 | 0 | 0 | 0 | Retail_New_Refrigerated Display Case Lighting Controls_TRC | 0 | 0 | 0 | 0 | 0 | 0 | 0 | 0 | 0 | 0 | 0 | 0 | 0 | 0 | 0 | 0 | 0 | 0 | 0 | 0
Schools K-12 | New | Refrigerated Display Case Lighting Controls | 0.0031317 | 0.0029264 |  | 22.7985 | 8 |  | 104.14 | 104.14 | unit |  | 0.50715 | FAIL | FAIL | Schools K-12_New_Refrigerated Display Case Lighting Controls_RIM | 0 | 0 | 0 | 0 | 0 | 0 | 0 | 0 | 0 | 0 | 0 | 0 | 0 | 0 | 0 | 0 | 0 | 0 | 0 | 0 | Schools K-12_New_Refrigerated Display Case Lighting Controls_TRC | 0 | 0 | 0 | 0 | 0 | 0 | 0 | 0 | 0 | 0 | 0 | 0 | 0 | 0 | 0 | 0 | 0 | 0 | 0 | 0
Warehouse | New | Refrigerated Display Case Lighting Controls | 0.0031317 | 0.0029264 |  | 22.7985 | 8 |  | 104.14 | 104.14 | unit |  | 0.50715 | FAIL | FAIL | Warehouse_New_Refrigerated Display Case Lighting Controls_RIM | 0 | 0 | 0 | 0 | 0 | 0 | 0 | 0 | 0 | 0 | 0 | 0 | 0 | 0 | 0 | 0 | 0 | 0 | 0 | 0 | Warehouse_New_Refrigerated Display Case Lighting Controls_TRC | 0 | 0 | 0 | 0 | 0 | 0 | 0 | 0 | 0 | 0 | 0 | 0 | 0 | 0 | 0 | 0 | 0 | 0 | 0 | 0
Assembly | Existing | Strip Curtains for Walk-ins | 0.060723 | 0.016724 |  | 420 | 4 |  | 214.62 | 10.22 | sq ft | 21 | 9.3429 | FAIL | 133.1017 | Assembly_Existing_Strip Curtains for Walk-ins_RIM | 0 | 0 | 0 | 0 | 0 | 0 | 0 | 0 | 0 | 0 | 0 | 0 | 0 | 0 | 0 | 0 | 0 | 0 | 0 | 0 | Assembly_Existing_Strip Curtains for Walk-ins_TRC | 0.00030667 | 0.00049227 | 0.00078435 | 0.0012279 | 0.0018616 | 0.002666 | 0.0035032 | 0.004045 | 0.0039034 | 0.0030001 | 0.1288 | 0.20676 | 0.32943 | 0.51571 | 0.78186 | 1.1197 | 1.4714 | 1.6989 | 1.6394 | 1.2601 |  | 62.02%
College and University | Existing | Strip Curtains for Walk-ins | 0.054455 | 0.045613 |  | 420 | 4 |  | 214.62 | 10.22 | sq ft | 21 | 9.3429 | FAIL | 133.1017 | College and University_Existing_Strip Curtains for Walk-ins_RIM | 0 | 0 | 0 | 0 | 0 | 0 | 0 | 0 | 0 | 0 | 0 | 0 | 0 | 0 | 0 | 0 | 0 | 0 | 0 | 0 | College and University_Existing_Strip Curtains for Walk-ins_TRC | 7.7505e-06 | 1.2379e-05 | 1.9582e-05 | 3.0338e-05 | 4.5377e-05 | 6.413e-05 | 8.3199e-05 | 9.4886e-05 | 9.0462e-05 | 6.8688e-05 | 0.0032552 | 0.0051994 | 0.0082245 | 0.012742 | 0.019058 | 0.026935 | 0.034944 | 0.039852 | 0.037994 | 0.028849 |  | 62.02%
Grocery | Existing | Strip Curtains for Walk-ins | 0.060723 | 0.016724 |  | 420 | 4 |  | 214.62 | 10.22 | sq ft | 21 | 9.3429 | FAIL | 133.1017 | Grocery_Existing_Strip Curtains for Walk-ins_RIM | 0 | 0 | 0 | 0 | 0 | 0 | 0 | 0 | 0 | 0 | 0 | 0 | 0 | 0 | 0 | 0 | 0 | 0 | 0 | 0 | Grocery_Existing_Strip Curtains for Walk-ins_TRC | 0.78237 | 1.2641 | 2.0157 | 3.1529 | 4.7684 | 6.8159 | 8.9432 | 10.3129 | 9.9421 | 7.6332 | 328.5952 | 530.9257 | 846.5851 | 1324.204 | 2002.7118 | 2862.6621 | 3756.1467 | 4331.4246 | 4175.682 | 3205.9402 |  | 62.02%
Healthcare | Existing | Strip Curtains for Walk-ins | 0.054455 | 0.045613 |  | 420 | 4 |  | 214.62 | 10.22 | sq ft | 21 | 9.3429 | FAIL | 133.1017 | Healthcare_Existing_Strip Curtains for Walk-ins_RIM | 0 | 0 | 0 | 0 | 0 | 0 | 0 | 0 | 0 | 0 | 0 | 0 | 0 | 0 | 0 | 0 | 0 | 0 | 0 | 0 | Healthcare_Existing_Strip Curtains for Walk-ins_TRC | 0 | 0 | 0 | 0 | 0 | 0 | 0 | 0 | 0 | 0 | 0 | 0 | 0 | 0 | 0 | 0 | 0 | 0 | 0 | 0 |  | 62.02%
Hospitals | Existing | Strip Curtains for Walk-ins | 0.054455 | 0.045613 |  | 420 | 4 |  | 214.62 | 10.22 | sq ft | 21 | 9.3429 | FAIL | 133.1017 | Hospitals_Existing_Strip Curtains for Walk-ins_RIM | 0 | 0 | 0 | 0 | 0 | 0 | 0 | 0 | 0 | 0 | 0 | 0 | 0 | 0 | 0 | 0 | 0 | 0 | 0 | 0 | Hospitals_Existing_Strip Curtains for Walk-ins_TRC | 0.0044269 | 0.0070908 | 0.011229 | 0.017412 | 0.02606 | 0.03686 | 0.047857 | 0.054609 | 0.052096 | 0.039582 | 1.8593 | 2.9781 | 4.716 | 7.3129 | 10.9452 | 15.4812 | 20.1001 | 22.9357 | 21.8804 | 16.6246 |  | 62.02%
Institutional | Existing | Strip Curtains for Walk-ins | 0.060723 | 0.016724 |  | 420 | 4 |  | 214.62 | 10.22 | sq ft | 21 | 9.3429 | FAIL | 133.1017 | Institutional_Existing_Strip Curtains for Walk-ins_RIM | 0 | 0 | 0 | 0 | 0 | 0 | 0 | 0 | 0 | 0 | 0 | 0 | 0 | 0 | 0 | 0 | 0 | 0 | 0 | 0 | Institutional_Existing_Strip Curtains for Walk-ins_TRC | 0 | 0 | 0 | 0 | 0 | 0 | 0 | 0 | 0 | 0 | 0 | 0 | 0 | 0 | 0 | 0 | 0 | 0 | 0 | 0 |  | 62.02%
Lodging/Hospitality | Existing | Strip Curtains for Walk-ins | 0.054455 | 0.045613 |  | 420 | 4 |  | 214.62 | 10.22 | sq ft | 21 | 9.3429 | FAIL | 133.1017 | Lodging/Hospitality_Existing_Strip Curtains for Walk-ins_RIM | 0 | 0 | 0 | 0 | 0 | 0 | 0 | 0 | 0 | 0 | 0 | 0 | 0 | 0 | 0 | 0 | 0 | 0 | 0 | 0 | Lodging/Hospitality_Existing_Strip Curtains for Walk-ins_TRC | 0.0082231 | 0.013522 | 0.021602 | 0.033703 | 0.050616 | 0.071793 | 0.093426 | 0.1068 | 0.10202 | 0.077599 | 3.4537 | 5.6792 | 9.073 | 14.1555 | 21.2586 | 30.1532 | 39.2387 | 44.8542 | 42.8496 | 32.5916 |  | 62.02%
Miscellaneous | Existing | Strip Curtains for Walk-ins | 0.060723 | 0.016724 |  | 420 | 4 |  | 214.62 | 10.22 | sq ft | 21 | 9.3429 | FAIL | 133.1017 | Miscellaneous_Existing_Strip Curtains for Walk-ins_RIM | 0 | 0 | 0 | 0 | 0 | 0 | 0 | 0 | 0 | 0 | 0 | 0 | 0 | 0 | 0 | 0 | 0 | 0 | 0 | 0 | Miscellaneous_Existing_Strip Curtains for Walk-ins_TRC | 0 | 0 | 0 | 0 | 0 | 0 | 0 | 0 | 0 | 0 | 0 | 0 | 0 | 0 | 0 | 0 | 0 | 0 | 0 | 0 |  | 62.02%
Offices | Existing | Strip Curtains for Walk-ins | 0.060723 | 0.016724 |  | 420 | 4 |  | 214.62 | 10.22 | sq ft | 21 | 9.3429 | FAIL | 133.1017 | Offices_Existing_Strip Curtains for Walk-ins_RIM | 0 | 0 | 0 | 0 | 0 | 0 | 0 | 0 | 0 | 0 | 0 | 0 | 0 | 0 | 0 | 0 | 0 | 0 | 0 | 0 | Offices_Existing_Strip Curtains for Walk-ins_TRC | 0 | 0 | 0 | 0 | 0 | 0 | 0 | 0 | 0 | 0 | 0 | 0 | 0 | 0 | 0 | 0 | 0 | 0 | 0 | 0 |  | 62.02%
Restaurants | Existing | Strip Curtains for Walk-ins | 0.054455 | 0.045613 |  | 420 | 4 |  | 214.62 | 10.22 | sq ft | 21 | 9.3429 | FAIL | 133.1017 | Restaurants_Existing_Strip Curtains for Walk-ins_RIM | 0 | 0 | 0 | 0 | 0 | 0 | 0 | 0 | 0 | 0 | 0 | 0 | 0 | 0 | 0 | 0 | 0 | 0 | 0 | 0 | Restaurants_Existing_Strip Curtains for Walk-ins_TRC | 0.12997 | 0.21006 | 0.33515 | 0.52471 | 0.79452 | 1.1363 | 1.4911 | 1.7192 | 1.6566 | 1.2714 | 54.5869 | 88.2252 | 140.7641 | 220.3784 | 333.6995 | 477.2655 | 626.262 | 722.061 | 695.7855 | 534.0003 |  | 62.02%
Retail | Existing | Strip Curtains for Walk-ins | 0.060723 | 0.016724 |  | 420 | 4 |  | 214.62 | 10.22 | sq ft | 21 | 9.3429 | FAIL | 133.1017 | Retail_Existing_Strip Curtains for Walk-ins_RIM | 0 | 0 | 0 | 0 | 0 | 0 | 0 | 0 | 0 | 0 | 0 | 0 | 0 | 0 | 0 | 0 | 0 | 0 | 0 | 0 | Retail_Existing_Strip Curtains for Walk-ins_TRC | 0.017084 | 0.027421 | 0.043511 | 0.067654 | 0.1016 | 0.14407 | 0.18737 | 0.21404 | 0.2043 | 0.15526 | 7.1753 | 11.5169 | 18.2748 | 28.4148 | 42.6723 | 60.5073 | 78.6975 | 89.8962 | 85.8074 | 65.2072 |  | 62.02%
Schools K-12 | Existing | Strip Curtains for Walk-ins | 0.054455 | 0.045613 |  | 420 | 4 |  | 214.62 | 10.22 | sq ft | 21 | 9.3429 | FAIL | 133.1017 | Schools K-12_Existing_Strip Curtains for Walk-ins_RIM | 0 | 0 | 0 | 0 | 0 | 0 | 0 | 0 | 0 | 0 | 0 | 0 | 0 | 0 | 0 | 0 | 0 | 0 | 0 | 0 | Schools K-12_Existing_Strip Curtains for Walk-ins_TRC | 0.0063712 | 0.010176 | 0.016097 | 0.024939 | 0.037302 | 0.052718 | 0.068393 | 0.078001 | 0.074364 | 0.056464 | 2.6759 | 4.2741 | 6.7608 | 10.4746 | 15.6668 | 22.1414 | 28.7251 | 32.7602 | 31.2328 | 23.715 |  | 62.02%
Warehouse | Existing | Strip Curtains for Walk-ins | 0.060723 | 0.016724 |  | 420 | 4 |  | 214.62 | 10.22 | sq ft | 21 | 9.3429 | FAIL | 133.1017 | Warehouse_Existing_Strip Curtains for Walk-ins_RIM | 0 | 0 | 0 | 0 | 0 | 0 | 0 | 0 | 0 | 0 | 0 | 0 | 0 | 0 | 0 | 0 | 0 | 0 | 0 | 0 | Warehouse_Existing_Strip Curtains for Walk-ins_TRC | 0 | 0 | 0 | 0 | 0 | 0 | 0 | 0 | 0 | 0 | 0 | 0 | 0 | 0 | 0 | 0 | 0 | 0 | 0 | 0 |  | 62.02%
Assembly | New | Strip Curtains for Walk-ins | 0.060723 | 0.016724 |  | 420 | 4 |  | 214.62 | 10.22 | sq ft | 21 | 9.3429 | FAIL | 133.1017 | Assembly_New_Strip Curtains for Walk-ins_RIM | 0 | 0 | 0 | 0 | 0 | 0 | 0 | 0 | 0 | 0 | 0 | 0 | 0 | 0 | 0 | 0 | 0 | 0 | 0 | 0 | Assembly_New_Strip Curtains for Walk-ins_TRC | 2.212e-05 | 4.5545e-05 | 9.3399e-05 | 0.00017885 | 0.00032067 | 0.00044469 | 0.00056542 | 0.0006403 | 0.00060148 | 0.00045919 | 0.0092905 | 0.019129 | 0.039228 | 0.075117 | 0.13468 | 0.18677 | 0.23748 | 0.26893 | 0.25262 | 0.19286 |  | 62.02%
College and University | New | Strip Curtains for Walk-ins | 0.054455 | 0.045613 |  | 420 | 4 |  | 214.62 | 10.22 | sq ft | 21 | 9.3429 | FAIL | 133.1017 | College and University_New_Strip Curtains for Walk-ins_RIM | 0 | 0 | 0 | 0 | 0 | 0 | 0 | 0 | 0 | 0 | 0 | 0 | 0 | 0 | 0 | 0 | 0 | 0 | 0 | 0 | College and University_New_Strip Curtains for Walk-ins_TRC | 4.9797e-07 | 7.4355e-07 | 1.2007e-06 | 1.8983e-06 | 2.8967e-06 | 3.8517e-06 | 4.8405e-06 | 5.5183e-06 | 5.0025e-06 | 3.6741e-06 | 0.00020915 | 0.00031229 | 0.00050427 | 0.00079729 | 0.0012166 | 0.0016177 | 0.002033 | 0.0023177 | 0.002101 | 0.0015431 |  | 62.02%
Grocery | New | Strip Curtains for Walk-ins | 0.060723 | 0.016724 |  | 420 | 4 |  | 214.62 | 10.22 | sq ft | 21 | 9.3429 | FAIL | 133.1017 | Grocery_New_Strip Curtains for Walk-ins_RIM | 0 | 0 | 0 | 0 | 0 | 0 | 0 | 0 | 0 | 0 | 0 | 0 | 0 | 0 | 0 | 0 | 0 | 0 | 0 | 0 | Grocery_New_Strip Curtains for Walk-ins_TRC | 0.084631 | 0.14063 | 0.2515 | 0.43605 | 0.72406 | 1.024 | 1.3264 | 1.5092 | 1.4338 | 1.0857 | 35.5448 | 59.0644 | 105.631 | 183.1403 | 304.1063 | 430.0622 | 557.0989 | 633.8629 | 602.199 | 456.001 |  | 62.02%
Healthcare | New | Strip Curtains for Walk-ins | 0.054455 | 0.045613 |  | 420 | 4 |  | 214.62 | 10.22 | sq ft | 21 | 9.3429 | FAIL | 133.1017 | Healthcare_New_Strip Curtains for Walk-ins_RIM | 0 | 0 | 0 | 0 | 0 | 0 | 0 | 0 | 0 | 0 | 0 | 0 | 0 | 0 | 0 | 0 | 0 | 0 | 0 | 0 | Healthcare_New_Strip Curtains for Walk-ins_TRC | 0 | 0 | 0 | 0 | 0 | 0 | 0 | 0 | 0 | 0 | 0 | 0 | 0 | 0 | 0 | 0 | 0 | 0 | 0 | 0 |  | 62.02%
Hospitals | New | Strip Curtains for Walk-ins | 0.054455 | 0.045613 |  | 420 | 4 |  | 214.62 | 10.22 | sq ft | 21 | 9.3429 | FAIL | 133.1017 | Hospitals_New_Strip Curtains for Walk-ins_RIM | 0 | 0 | 0 | 0 | 0 | 0 | 0 | 0 | 0 | 0 | 0 | 0 | 0 | 0 | 0 | 0 | 0 | 0 | 0 | 0 | Hospitals_New_Strip Curtains for Walk-ins_TRC | 0.00034249 | 0.00049909 | 0.00078627 | 0.0012129 | 0.0018057 | 0.0024628 | 0.0030915 | 0.0034177 | 0.0031643 | 0.0023367 | 0.14385 | 0.20962 | 0.33023 | 0.50942 | 0.75841 | 1.0344 | 1.2984 | 1.4354 | 1.329 | 0.98139 |  | 62.02%
Institutional | New | Strip Curtains for Walk-ins | 0.060723 | 0.016724 |  | 420 | 4 |  | 214.62 | 10.22 | sq ft | 21 | 9.3429 | FAIL | 133.1017 | Institutional_New_Strip Curtains for Walk-ins_RIM | 0 | 0 | 0 | 0 | 0 | 0 | 0 | 0 | 0 | 0 | 0 | 0 | 0 | 0 | 0 | 0 | 0 | 0 | 0 | 0 | Institutional_New_Strip Curtains for Walk-ins_TRC | 0 | 0 | 0 | 0 | 0 | 0 | 0 | 0 | 0 | 0 | 0 | 0 | 0 | 0 | 0 | 0 | 0 | 0 | 0 | 0 |  | 62.02%
Lodging/Hospitality | New | Strip Curtains for Walk-ins | 0.054455 | 0.045613 |  | 420 | 4 |  | 214.62 | 10.22 | sq ft | 21 | 9.3429 | FAIL | 133.1017 | Lodging/Hospitality_New_Strip Curtains for Walk-ins_RIM | 0 | 0 | 0 | 0 | 0 | 0 | 0 | 0 | 0 | 0 | 0 | 0 | 0 | 0 | 0 | 0 | 0 | 0 | 0 | 0 | Lodging/Hospitality_New_Strip Curtains for Walk-ins_TRC | 0.0016975 | 0.002184 | 0.0030246 | 0.0039857 | 0.0048724 | 0.0063898 | 0.007718 | 0.0081829 | 0.0072943 | 0.0052151 | 0.71295 | 0.9173 | 1.2703 | 1.674 | 2.0464 | 2.6837 | 3.2416 | 3.4368 | 3.0636 | 2.1904 |  | 62.02%
Miscellaneous | New | Strip Curtains for Walk-ins | 0.060723 | 0.016724 |  | 420 | 4 |  | 214.62 | 10.22 | sq ft | 21 | 9.3429 | FAIL | 133.1017 | Miscellaneous_New_Strip Curtains for Walk-ins_RIM | 0 | 0 | 0 | 0 | 0 | 0 | 0 | 0 | 0 | 0 | 0 | 0 | 0 | 0 | 0 | 0 | 0 | 0 | 0 | 0 | Miscellaneous_New_Strip Curtains for Walk-ins_TRC | 0 | 0 | 0 | 0 | 0 | 0 | 0 | 0 | 0 | 0 | 0 | 0 | 0 | 0 | 0 | 0 | 0 | 0 | 0 | 0 |  | 62.02%
Offices | New | Strip Curtains for Walk-ins | 0.060723 | 0.016724 |  | 420 | 4 |  | 214.62 | 10.22 | sq ft | 21 | 9.3429 | FAIL | 133.1017 | Offices_New_Strip Curtains for Walk-ins_RIM | 0 | 0 | 0 | 0 | 0 | 0 | 0 | 0 | 0 | 0 | 0 | 0 | 0 | 0 | 0 | 0 | 0 | 0 | 0 | 0 | Offices_New_Strip Curtains for Walk-ins_TRC | 0 | 0 | 0 | 0 | 0 | 0 | 0 | 0 | 0 | 0 | 0 | 0 | 0 | 0 | 0 | 0 | 0 | 0 | 0 | 0 |  | 62.02%
Restaurants | New | Strip Curtains for Walk-ins | 0.054455 | 0.045613 |  | 420 | 4 |  | 214.62 | 10.22 | sq ft | 21 | 9.3429 | FAIL | 133.1017 | Restaurants_New_Strip Curtains for Walk-ins_RIM | 0 | 0 | 0 | 0 | 0 | 0 | 0 | 0 | 0 | 0 | 0 | 0 | 0 | 0 | 0 | 0 | 0 | 0 | 0 | 0 | Restaurants_New_Strip Curtains for Walk-ins_TRC | 0.014059 | 0.02387 | 0.043413 | 0.076311 | 0.12819 | 0.17591 | 0.22173 | 0.24927 | 0.23286 | 0.17696 | 5.9048 | 10.0254 | 18.2335 | 32.0507 | 53.838 | 73.8837 | 93.1247 | 104.6932 | 97.7999 | 74.3229 |  | 62.02%
Retail | New | Strip Curtains for Walk-ins | 0.060723 | 0.016724 |  | 420 | 4 |  | 214.62 | 10.22 | sq ft | 21 | 9.3429 | FAIL | 133.1017 | Retail_New_Strip Curtains for Walk-ins_RIM | 0 | 0 | 0 | 0 | 0 | 0 | 0 | 0 | 0 | 0 | 0 | 0 | 0 | 0 | 0 | 0 | 0 | 0 | 0 | 0 | Retail_New_Strip Curtains for Walk-ins_TRC | 0.0014267 | 0.0022275 | 0.0037474 | 0.0061587 | 0.0097495 | 0.012444 | 0.014658 | 0.015144 | 0.013205 | 0.009283 | 0.59921 | 0.93556 | 1.5739 | 2.5867 | 4.0948 | 5.2265 | 6.1562 | 6.3605 | 5.5463 | 3.8988 |  | 62.02%
Schools K-12 | New | Strip Curtains for Walk-ins | 0.054455 | 0.045613 |  | 420 | 4 |  | 214.62 | 10.22 | sq ft | 21 | 9.3429 | FAIL | 133.1017 | Schools K-12_New_Strip Curtains for Walk-ins_RIM | 0 | 0 | 0 | 0 | 0 | 0 | 0 | 0 | 0 | 0 | 0 | 0 | 0 | 0 | 0 | 0 | 0 | 0 | 0 | 0 | Schools K-12_New_Strip Curtains for Walk-ins_TRC | 0.00040936 | 0.00061123 | 0.00098698 | 0.0015605 | 0.0023812 | 0.0031662 | 0.0039791 | 0.0045363 | 0.0041122 | 0.0030203 | 0.17193 | 0.25671 | 0.41453 | 0.65541 | 1.0001 | 1.3298 | 1.6712 | 1.9052 | 1.7271 | 1.2685 |  | 62.02%
Warehouse | New | Strip Curtains for Walk-ins | 0.060723 | 0.016724 |  | 420 | 4 |  | 214.62 | 10.22 | sq ft | 21 | 9.3429 | FAIL | 133.1017 | Warehouse_New_Strip Curtains for Walk-ins_RIM | 0 | 0 | 0 | 0 | 0 | 0 | 0 | 0 | 0 | 0 | 0 | 0 | 0 | 0 | 0 | 0 | 0 | 0 | 0 | 0 | Warehouse_New_Strip Curtains for Walk-ins_TRC | 0 | 0 | 0 | 0 | 0 | 0 | 0 | 0 | 0 | 0 | 0 | 0 | 0 | 0 | 0 | 0 | 0 | 0 | 0 | 0 |  | 62.02%
Assembly | Existing | CO Sensors for Parking Garage Exhaust | 0.20046 | 0.20046 |  | 4980.032 | 15 |  | 607 | 607 | exhaust fan system |  | 219.4699 | FAIL | FAIL | Assembly_Existing_CO Sensors for Parking Garage Exhaust_RIM | 0 | 0 | 0 | 0 | 0 | 0 | 0 | 0 | 0 | 0 | 0 | 0 | 0 | 0 | 0 | 0 | 0 | 0 | 0 | 0 | Assembly_Existing_CO Sensors for Parking Garage Exhaust_TRC | 0 | 0 | 0 | 0 | 0 | 0 | 0 | 0 | 0 | 0 | 0 | 0 | 0 | 0 | 0 | 0 | 0 | 0 | 0 | 0
College and University | Existing | CO Sensors for Parking Garage Exhaust | 0.20046 | 0.20046 |  | 4980.032 | 15 |  | 607 | 607 | exhaust fan system |  | 219.4699 | FAIL | FAIL | College and University_Existing_CO Sensors for Parking Garage Exhaust_RIM | 0 | 0 | 0 | 0 | 0 | 0 | 0 | 0 | 0 | 0 | 0 | 0 | 0 | 0 | 0 | 0 | 0 | 0 | 0 | 0 | College and University_Existing_CO Sensors for Parking Garage Exhaust_TRC | 0 | 0 | 0 | 0 | 0 | 0 | 0 | 0 | 0 | 0 | 0 | 0 | 0 | 0 | 0 | 0 | 0 | 0 | 0 | 0
Grocery | Existing | CO Sensors for Parking Garage Exhaust | 0.20046 | 0.20046 |  | 4980.032 | 15 |  | 607 | 607 | exhaust fan system |  | 219.4699 | FAIL | FAIL | Grocery_Existing_CO Sensors for Parking Garage Exhaust_RIM | 0 | 0 | 0 | 0 | 0 | 0 | 0 | 0 | 0 | 0 | 0 | 0 | 0 | 0 | 0 | 0 | 0 | 0 | 0 | 0 | Grocery_Existing_CO Sensors for Parking Garage Exhaust_TRC | 0 | 0 | 0 | 0 | 0 | 0 | 0 | 0 | 0 | 0 | 0 | 0 | 0 | 0 | 0 | 0 | 0 | 0 | 0 | 0
Healthcare | Existing | CO Sensors for Parking Garage Exhaust | 0.20046 | 0.20046 |  | 4980.032 | 15 |  | 607 | 607 | exhaust fan system |  | 219.4699 | FAIL | FAIL | Healthcare_Existing_CO Sensors for Parking Garage Exhaust_RIM | 0 | 0 | 0 | 0 | 0 | 0 | 0 | 0 | 0 | 0 | 0 | 0 | 0 | 0 | 0 | 0 | 0 | 0 | 0 | 0 | Healthcare_Existing_CO Sensors for Parking Garage Exhaust_TRC | 0 | 0 | 0 | 0 | 0 | 0 | 0 | 0 | 0 | 0 | 0 | 0 | 0 | 0 | 0 | 0 | 0 | 0 | 0 | 0
Hospitals | Existing | CO Sensors for Parking Garage Exhaust | 0.20046 | 0.20046 |  | 4980.032 | 15 |  | 607 | 607 | exhaust fan system |  | 219.4699 | FAIL | FAIL | Hospitals_Existing_CO Sensors for Parking Garage Exhaust_RIM | 0 | 0 | 0 | 0 | 0 | 0 | 0 | 0 | 0 | 0 | 0 | 0 | 0 | 0 | 0 | 0 | 0 | 0 | 0 | 0 | Hospitals_Existing_CO Sensors for Parking Garage Exhaust_TRC | 0 | 0 | 0 | 0 | 0 | 0 | 0 | 0 | 0 | 0 | 0 | 0 | 0 | 0 | 0 | 0 | 0 | 0 | 0 | 0
Institutional | Existing | CO Sensors for Parking Garage Exhaust | 0.20046 | 0.20046 |  | 4980.032 | 15 |  | 607 | 607 | exhaust fan system |  | 219.4699 | FAIL | FAIL | Institutional_Existing_CO Sensors for Parking Garage Exhaust_RIM | 0 | 0 | 0 | 0 | 0 | 0 | 0 | 0 | 0 | 0 | 0 | 0 | 0 | 0 | 0 | 0 | 0 | 0 | 0 | 0 | Institutional_Existing_CO Sensors for Parking Garage Exhaust_TRC | 0 | 0 | 0 | 0 | 0 | 0 | 0 | 0 | 0 | 0 | 0 | 0 | 0 | 0 | 0 | 0 | 0 | 0 | 0 | 0
Lodging/Hospitality | Existing | CO Sensors for Parking Garage Exhaust | 0.20046 | 0.20046 |  | 4980.032 | 15 |  | 607 | 607 | exhaust fan system |  | 219.4699 | FAIL | FAIL | Lodging/Hospitality_Existing_CO Sensors for Parking Garage Exhaust_RIM | 0 | 0 | 0 | 0 | 0 | 0 | 0 | 0 | 0 | 0 | 0 | 0 | 0 | 0 | 0 | 0 | 0 | 0 | 0 | 0 | Lodging/Hospitality_Existing_CO Sensors for Parking Garage Exhaust_TRC | 0 | 0 | 0 | 0 | 0 | 0 | 0 | 0 | 0 | 0 | 0 | 0 | 0 | 0 | 0 | 0 | 0 | 0 | 0 | 0
Miscellaneous | Existing | CO Sensors for Parking Garage Exhaust | 0.20046 | 0.20046 |  | 4980.032 | 15 |  | 607 | 607 | exhaust fan system |  | 219.4699 | FAIL | FAIL | Miscellaneous_Existing_CO Sensors for Parking Garage Exhaust_RIM | 0 | 0 | 0 | 0 | 0 | 0 | 0 | 0 | 0 | 0 | 0 | 0 | 0 | 0 | 0 | 0 | 0 | 0 | 0 | 0 | Miscellaneous_Existing_CO Sensors for Parking Garage Exhaust_TRC | 0 | 0 | 0 | 0 | 0 | 0 | 0 | 0 | 0 | 0 | 0 | 0 | 0 | 0 | 0 | 0 | 0 | 0 | 0 | 0
Offices | Existing | CO Sensors for Parking Garage Exhaust | 0.20046 | 0.20046 |  | 4980.032 | 15 |  | 607 | 607 | exhaust fan system |  | 219.4699 | FAIL | FAIL | Offices_Existing_CO Sensors for Parking Garage Exhaust_RIM | 0 | 0 | 0 | 0 | 0 | 0 | 0 | 0 | 0 | 0 | 0 | 0 | 0 | 0 | 0 | 0 | 0 | 0 | 0 | 0 | Offices_Existing_CO Sensors for Parking Garage Exhaust_TRC | 0 | 0 | 0 | 0 | 0 | 0 | 0 | 0 | 0 | 0 | 0 | 0 | 0 | 0 | 0 | 0 | 0 | 0 | 0 | 0
Restaurants | Existing | CO Sensors for Parking Garage Exhaust | 0.20046 | 0.20046 |  | 4980.032 | 15 |  | 607 | 607 | exhaust fan system |  | 219.4699 | FAIL | FAIL | Restaurants_Existing_CO Sensors for Parking Garage Exhaust_RIM | 0 | 0 | 0 | 0 | 0 | 0 | 0 | 0 | 0 | 0 | 0 | 0 | 0 | 0 | 0 | 0 | 0 | 0 | 0 | 0 | Restaurants_Existing_CO Sensors for Parking Garage Exhaust_TRC | 0 | 0 | 0 | 0 | 0 | 0 | 0 | 0 | 0 | 0 | 0 | 0 | 0 | 0 | 0 | 0 | 0 | 0 | 0 | 0
Retail | Existing | CO Sensors for Parking Garage Exhaust | 0.20046 | 0.20046 |  | 4980.032 | 15 |  | 607 | 607 | exhaust fan system |  | 219.4699 | FAIL | FAIL | Retail_Existing_CO Sensors for Parking Garage Exhaust_RIM | 0 | 0 | 0 | 0 | 0 | 0 | 0 | 0 | 0 | 0 | 0 | 0 | 0 | 0 | 0 | 0 | 0 | 0 | 0 | 0 | Retail_Existing_CO Sensors for Parking Garage Exhaust_TRC | 0 | 0 | 0 | 0 | 0 | 0 | 0 | 0 | 0 | 0 | 0 | 0 | 0 | 0 | 0 | 0 | 0 | 0 | 0 | 0
Schools K-12 | Existing | CO Sensors for Parking Garage Exhaust | 0.20046 | 0.20046 |  | 4980.032 | 15 |  | 607 | 607 | exhaust fan system |  | 219.4699 | FAIL | FAIL | Schools K-12_Existing_CO Sensors for Parking Garage Exhaust_RIM | 0 | 0 | 0 | 0 | 0 | 0 | 0 | 0 | 0 | 0 | 0 | 0 | 0 | 0 | 0 | 0 | 0 | 0 | 0 | 0 | Schools K-12_Existing_CO Sensors for Parking Garage Exhaust_TRC | 0 | 0 | 0 | 0 | 0 | 0 | 0 | 0 | 0 | 0 | 0 | 0 | 0 | 0 | 0 | 0 | 0 | 0 | 0 | 0
Warehouse | Existing | CO Sensors for Parking Garage Exhaust | 0.20046 | 0.20046 |  | 4980.032 | 15 |  | 607 | 607 | exhaust fan system |  | 219.4699 | FAIL | FAIL | Warehouse_Existing_CO Sensors for Parking Garage Exhaust_RIM | 0 | 0 | 0 | 0 | 0 | 0 | 0 | 0 | 0 | 0 | 0 | 0 | 0 | 0 | 0 | 0 | 0 | 0 | 0 | 0 | Warehouse_Existing_CO Sensors for Parking Garage Exhaust_TRC | 0 | 0 | 0 | 0 | 0 | 0 | 0 | 0 | 0 | 0 | 0 | 0 | 0 | 0 | 0 | 0 | 0 | 0 | 0 | 0
Assembly | New | CO Sensors for Parking Garage Exhaust | 0.20046 | 0.20046 |  | 4980.032 | 15 |  | 607 | 607 | exhaust fan system |  | 219.4699 | FAIL | FAIL | Assembly_New_CO Sensors for Parking Garage Exhaust_RIM | 0 | 0 | 0 | 0 | 0 | 0 | 0 | 0 | 0 | 0 | 0 | 0 | 0 | 0 | 0 | 0 | 0 | 0 | 0 | 0 | Assembly_New_CO Sensors for Parking Garage Exhaust_TRC | 0 | 0 | 0 | 0 | 0 | 0 | 0 | 0 | 0 | 0 | 0 | 0 | 0 | 0 | 0 | 0 | 0 | 0 | 0 | 0
College and University | New | CO Sensors for Parking Garage Exhaust | 0.20046 | 0.20046 |  | 4980.032 | 15 |  | 607 | 607 | exhaust fan system |  | 219.4699 | FAIL | FAIL | College and University_New_CO Sensors for Parking Garage Exhaust_RIM | 0 | 0 | 0 | 0 | 0 | 0 | 0 | 0 | 0 | 0 | 0 | 0 | 0 | 0 | 0 | 0 | 0 | 0 | 0 | 0 | College and University_New_CO Sensors for Parking Garage Exhaust_TRC | 0 | 0 | 0 | 0 | 0 | 0 | 0 | 0 | 0 | 0 | 0 | 0 | 0 | 0 | 0 | 0 | 0 | 0 | 0 | 0
Grocery | New | CO Sensors for Parking Garage Exhaust | 0.20046 | 0.20046 |  | 4980.032 | 15 |  | 607 | 607 | exhaust fan system |  | 219.4699 | FAIL | FAIL | Grocery_New_CO Sensors for Parking Garage Exhaust_RIM | 0 | 0 | 0 | 0 | 0 | 0 | 0 | 0 | 0 | 0 | 0 | 0 | 0 | 0 | 0 | 0 | 0 | 0 | 0 | 0 | Grocery_New_CO Sensors for Parking Garage Exhaust_TRC | 0 | 0 | 0 | 0 | 0 | 0 | 0 | 0 | 0 | 0 | 0 | 0 | 0 | 0 | 0 | 0 | 0 | 0 | 0 | 0
Healthcare | New | CO Sensors for Parking Garage Exhaust | 0.20046 | 0.20046 |  | 4980.032 | 15 |  | 607 | 607 | exhaust fan system |  | 219.4699 | FAIL | FAIL | Healthcare_New_CO Sensors for Parking Garage Exhaust_RIM | 0 | 0 | 0 | 0 | 0 | 0 | 0 | 0 | 0 | 0 | 0 | 0 | 0 | 0 | 0 | 0 | 0 | 0 | 0 | 0 | Healthcare_New_CO Sensors for Parking Garage Exhaust_TRC | 0 | 0 | 0 | 0 | 0 | 0 | 0 | 0 | 0 | 0 | 0 | 0 | 0 | 0 | 0 | 0 | 0 | 0 | 0 | 0
Hospitals | New | CO Sensors for Parking Garage Exhaust | 0.20046 | 0.20046 |  | 4980.032 | 15 |  | 607 | 607 | exhaust fan system |  | 219.4699 | FAIL | FAIL | Hospitals_New_CO Sensors for Parking Garage Exhaust_RIM | 0 | 0 | 0 | 0 | 0 | 0 | 0 | 0 | 0 | 0 | 0 | 0 | 0 | 0 | 0 | 0 | 0 | 0 | 0 | 0 | Hospitals_New_CO Sensors for Parking Garage Exhaust_TRC | 0 | 0 | 0 | 0 | 0 | 0 | 0 | 0 | 0 | 0 | 0 | 0 | 0 | 0 | 0 | 0 | 0 | 0 | 0 | 0
Institutional | New | CO Sensors for Parking Garage Exhaust | 0.20046 | 0.20046 |  | 4980.032 | 15 |  | 607 | 607 | exhaust fan system |  | 219.4699 | FAIL | FAIL | Institutional_New_CO Sensors for Parking Garage Exhaust_RIM | 0 | 0 | 0 | 0 | 0 | 0 | 0 | 0 | 0 | 0 | 0 | 0 | 0 | 0 | 0 | 0 | 0 | 0 | 0 | 0 | Institutional_New_CO Sensors for Parking Garage Exhaust_TRC | 0 | 0 | 0 | 0 | 0 | 0 | 0 | 0 | 0 | 0 | 0 | 0 | 0 | 0 | 0 | 0 | 0 | 0 | 0 | 0
Lodging/Hospitality | New | CO Sensors for Parking Garage Exhaust | 0.20046 | 0.20046 |  | 4980.032 | 15 |  | 607 | 607 | exhaust fan system |  | 219.4699 | FAIL | FAIL | Lodging/Hospitality_New_CO Sensors for Parking Garage Exhaust_RIM | 0 | 0 | 0 | 0 | 0 | 0 | 0 | 0 | 0 | 0 | 0 | 0 | 0 | 0 | 0 | 0 | 0 | 0 | 0 | 0 | Lodging/Hospitality_New_CO Sensors for Parking Garage Exhaust_TRC | 0 | 0 | 0 | 0 | 0 | 0 | 0 | 0 | 0 | 0 | 0 | 0 | 0 | 0 | 0 | 0 | 0 | 0 | 0 | 0
Miscellaneous | New | CO Sensors for Parking Garage Exhaust | 0.20046 | 0.20046 |  | 4980.032 | 15 |  | 607 | 607 | exhaust fan system |  | 219.4699 | FAIL | FAIL | Miscellaneous_New_CO Sensors for Parking Garage Exhaust_RIM | 0 | 0 | 0 | 0 | 0 | 0 | 0 | 0 | 0 | 0 | 0 | 0 | 0 | 0 | 0 | 0 | 0 | 0 | 0 | 0 | Miscellaneous_New_CO Sensors for Parking Garage Exhaust_TRC | 0 | 0 | 0 | 0 | 0 | 0 | 0 | 0 | 0 | 0 | 0 | 0 | 0 | 0 | 0 | 0 | 0 | 0 | 0 | 0
Offices | New | CO Sensors for Parking Garage Exhaust | 0.20046 | 0.20046 |  | 4980.032 | 15 |  | 607 | 607 | exhaust fan system |  | 219.4699 | FAIL | FAIL | Offices_New_CO Sensors for Parking Garage Exhaust_RIM | 0 | 0 | 0 | 0 | 0 | 0 | 0 | 0 | 0 | 0 | 0 | 0 | 0 | 0 | 0 | 0 | 0 | 0 | 0 | 0 | Offices_New_CO Sensors for Parking Garage Exhaust_TRC | 0 | 0 | 0 | 0 | 0 | 0 | 0 | 0 | 0 | 0 | 0 | 0 | 0 | 0 | 0 | 0 | 0 | 0 | 0 | 0
Restaurants | New | CO Sensors for Parking Garage Exhaust | 0.20046 | 0.20046 |  | 4980.032 | 15 |  | 607 | 607 | exhaust fan system |  | 219.4699 | FAIL | FAIL | Restaurants_New_CO Sensors for Parking Garage Exhaust_RIM | 0 | 0 | 0 | 0 | 0 | 0 | 0 | 0 | 0 | 0 | 0 | 0 | 0 | 0 | 0 | 0 | 0 | 0 | 0 | 0 | Restaurants_New_CO Sensors for Parking Garage Exhaust_TRC | 0 | 0 | 0 | 0 | 0 | 0 | 0 | 0 | 0 | 0 | 0 | 0 | 0 | 0 | 0 | 0 | 0 | 0 | 0 | 0
Retail | New | CO Sensors for Parking Garage Exhaust | 0.20046 | 0.20046 |  | 4980.032 | 15 |  | 607 | 607 | exhaust fan system |  | 219.4699 | FAIL | FAIL | Retail_New_CO Sensors for Parking Garage Exhaust_RIM | 0 | 0 | 0 | 0 | 0 | 0 | 0 | 0 | 0 | 0 | 0 | 0 | 0 | 0 | 0 | 0 | 0 | 0 | 0 | 0 | Retail_New_CO Sensors for Parking Garage Exhaust_TRC | 0 | 0 | 0 | 0 | 0 | 0 | 0 | 0 | 0 | 0 | 0 | 0 | 0 | 0 | 0 | 0 | 0 | 0 | 0 | 0
Schools K-12 | New | CO Sensors for Parking Garage Exhaust | 0.20046 | 0.20046 |  | 4980.032 | 15 |  | 607 | 607 | exhaust fan system |  | 219.4699 | FAIL | FAIL | Schools K-12_New_CO Sensors for Parking Garage Exhaust_RIM | 0 | 0 | 0 | 0 | 0 | 0 | 0 | 0 | 0 | 0 | 0 | 0 | 0 | 0 | 0 | 0 | 0 | 0 | 0 | 0 | Schools K-12_New_CO Sensors for Parking Garage Exhaust_TRC | 0 | 0 | 0 | 0 | 0 | 0 | 0 | 0 | 0 | 0 | 0 | 0 | 0 | 0 | 0 | 0 | 0 | 0 | 0 | 0
Warehouse | New | CO Sensors for Parking Garage Exhaust | 0.20046 | 0.20046 |  | 4980.032 | 15 |  | 607 | 607 | exhaust fan system |  | 219.4699 | FAIL | FAIL | Warehouse_New_CO Sensors for Parking Garage Exhaust_RIM | 0 | 0 | 0 | 0 | 0 | 0 | 0 | 0 | 0 | 0 | 0 | 0 | 0 | 0 | 0 | 0 | 0 | 0 | 0 | 0 | Warehouse_New_CO Sensors for Parking Garage Exhaust_TRC | 0 | 0 | 0 | 0 | 0 | 0 | 0 | 0 | 0 | 0 | 0 | 0 | 0 | 0 | 0 | 0 | 0 | 0 | 0 | 0
Assembly | Existing | Demand Controlled Ventilation | 0.4871 | 2.7424 |  | 4678.5352 | 10 |  | 1500 | 1500 | zone or individual space | 1 | 206.183 | FAIL | 591.937 | Assembly_Existing_Demand Controlled Ventilation_RIM | 0 | 0 | 0 | 0 | 0 | 0 | 0 | 0 | 0 | 0 | 0 | 0 | 0 | 0 | 0 | 0 | 0 | 0 | 0 | 0 | Assembly_Existing_Demand Controlled Ventilation_TRC | 0.69615 | 1.0717 | 1.6068 | 2.2876 | 2.9915 | 3.4304 | 3.2789 | 2.4911 | 1.4825 | 0.71629 | 3256.9785 | 5013.9378 | 7517.5104 | 10702.5302 | 13995.8645 | 16049.0369 | 15340.3098 | 11654.6901 | 6936.1177 | 3351.1897 |  | 39.46%
College and University | Existing | Demand Controlled Ventilation | 2.9093 | 16.3792 |  | 27943.0441 | 10 |  | 4500 | 1500 | zone or individual space | 3 | 1231.4494 | FAIL | FAIL | College and University_Existing_Demand Controlled Ventilation_RIM | 0 | 0 | 0 | 0 | 0 | 0 | 0 | 0 | 0 | 0 | 0 | 0 | 0 | 0 | 0 | 0 | 0 | 0 | 0 | 0 | College and University_Existing_Demand Controlled Ventilation_TRC | 0 | 0 | 0 | 0 | 0 | 0 | 0 | 0 | 0 | 0 | 0 | 0 | 0 | 0 | 0 | 0 | 0 | 0 | 0 | 0
Grocery | Existing | Demand Controlled Ventilation | 0.22127 | 1.2458 |  | 2125.2697 | 10 |  | 1500 | 1500 | zone or individual space | 1 | 93.6606 | FAIL | 1087.5036 | Grocery_Existing_Demand Controlled Ventilation_RIM | 0 | 0 | 0 | 0 | 0 | 0 | 0 | 0 | 0 | 0 | 0 | 0 | 0 | 0 | 0 | 0 | 0 | 0 | 0 | 0 | Grocery_Existing_Demand Controlled Ventilation_TRC | 1.2535 | 1.9422 | 2.9143 | 4.1455 | 5.4079 | 6.1894 | 5.9075 | 4.4824 | 2.665 | 1.2862 | 2664.0018 | 4127.754 | 6193.6105 | 8810.329 | 11493.3247 | 13154.09 | 12554.9649 | 9526.342 | 5663.8364 | 2733.5303 |  | 72.5%
Healthcare | Existing | Demand Controlled Ventilation | 0.94492 | 5.3199 |  | 9075.7228 | 10 |  | 1500 | 1500 | zone or individual space | 1 | 399.9669 | FAIL | FAIL | Healthcare_Existing_Demand Controlled Ventilation_RIM | 0 | 0 | 0 | 0 | 0 | 0 | 0 | 0 | 0 | 0 | 0 | 0 | 0 | 0 | 0 | 0 | 0 | 0 | 0 | 0 | Healthcare_Existing_Demand Controlled Ventilation_TRC | 0 | 0 | 0 | 0 | 0 | 0 | 0 | 0 | 0 | 0 | 0 | 0 | 0 | 0 | 0 | 0 | 0 | 0 | 0 | 0
Hospitals | Existing | Demand Controlled Ventilation | 9.8459 | 55.4323 |  | 94567.6036 | 10 |  | 10500 | 1500 | zone or individual space | 7 | 4167.5924 | FAIL | FAIL | Hospitals_Existing_Demand Controlled Ventilation_RIM | 0 | 0 | 0 | 0 | 0 | 0 | 0 | 0 | 0 | 0 | 0 | 0 | 0 | 0 | 0 | 0 | 0 | 0 | 0 | 0 | Hospitals_Existing_Demand Controlled Ventilation_TRC | 0 | 0 | 0 | 0 | 0 | 0 | 0 | 0 | 0 | 0 | 0 | 0 | 0 | 0 | 0 | 0 | 0 | 0 | 0 | 0
Institutional | Existing | Demand Controlled Ventilation | 0.96884 | 5.4546 |  | 9305.5485 | 10 |  | 1500 | 1500 | zone or individual space | 1 | 410.0953 | FAIL | FAIL | Institutional_Existing_Demand Controlled Ventilation_RIM | 0 | 0 | 0 | 0 | 0 | 0 | 0 | 0 | 0 | 0 | 0 | 0 | 0 | 0 | 0 | 0 | 0 | 0 | 0 | 0 | Institutional_Existing_Demand Controlled Ventilation_TRC | 0 | 0 | 0 | 0 | 0 | 0 | 0 | 0 | 0 | 0 | 0 | 0 | 0 | 0 | 0 | 0 | 0 | 0 | 0 | 0
Lodging/Hospitality | Existing | Demand Controlled Ventilation | 1.5876 | 8.938 |  | 15248.3191 | 10 |  | 3000 | 1500 | zone or individual space | 2 | 671.9931 | FAIL | 40.4339 | Lodging/Hospitality_Existing_Demand Controlled Ventilation_RIM | 0 | 0 | 0 | 0 | 0 | 0 | 0 | 0 | 0 | 0 | 0 | 0 | 0 | 0 | 0 | 0 | 0 | 0 | 0 | 0 | Lodging/Hospitality_Existing_Demand Controlled Ventilation_TRC | 1.2408 | 1.2751 | 1.2953 | 1.3151 | 1.3315 | 1.3468 | 1.3618 | 1.3751 | 1.3878 | 1.3985 | 18919.8759 | 19443.3741 | 19750.8857 | 20052.5784 | 20303.3152 | 20535.7564 | 20765.6581 | 20967.6757 | 21161.1928 | 21325.1004 |  | 1.348%
Miscellaneous | Existing | Demand Controlled Ventilation | 1.4402 | 8.1082 |  | 13832.6709 | 10 |  | 3000 | 1500 | zone or individual space | 2 | 609.6055 | FAIL | 315.1989 | Miscellaneous_Existing_Demand Controlled Ventilation_RIM | 0 | 0 | 0 | 0 | 0 | 0 | 0 | 0 | 0 | 0 | 0 | 0 | 0 | 0 | 0 | 0 | 0 | 0 | 0 | 0 | Miscellaneous_Existing_Demand Controlled Ventilation_TRC | 0.15841 | 0.14624 | 0.14136 | 0.13695 | 0.13268 | 0.12853 | 0.12459 | 0.12068 | 0.11691 | 0.11316 | 2191.2254 | 2022.9324 | 1955.3624 | 1894.3191 | 1835.2972 | 1777.9291 | 1723.3437 | 1669.2966 | 1617.2084 | 1565.3054 |  | 10.51%
Offices | Existing | Demand Controlled Ventilation | 0.75445 | 4.2476 |  | 7246.3338 | 10 |  | 1500 | 1500 | zone or individual space | 1 | 319.3458 | FAIL | 93.5496 | Offices_Existing_Demand Controlled Ventilation_RIM | 0 | 0 | 0 | 0 | 0 | 0 | 0 | 0 | 0 | 0 | 0 | 0 | 0 | 0 | 0 | 0 | 0 | 0 | 0 | 0 | Offices_Existing_Demand Controlled Ventilation_TRC | 8.0507 | 8.1919 | 8.2767 | 8.3547 | 8.4071 | 8.4552 | 8.5051 | 8.5463 | 8.5865 | 8.6166 | 58337.9803 | 59361.6011 | 59975.7284 | 60540.6076 | 60920.3991 | 61268.9683 | 61630.7823 | 61929.6541 | 62220.5534 | 62438.9227 |  | 6.237%
Restaurants | Existing | Demand Controlled Ventilation | 0.23856 | 1.3431 |  | 2291.3025 | 10 |  | 1500 | 1500 | zone or individual space | 1 | 100.9777 | FAIL | 1055.2781 | Restaurants_Existing_Demand Controlled Ventilation_RIM | 0 | 0 | 0 | 0 | 0 | 0 | 0 | 0 | 0 | 0 | 0 | 0 | 0 | 0 | 0 | 0 | 0 | 0 | 0 | 0 | Restaurants_Existing_Demand Controlled Ventilation_TRC | 3.1186 | 4.8338 | 7.2574 | 10.3329 | 13.4958 | 15.4549 | 14.7518 | 11.1914 | 6.6508 | 3.2087 | 7145.7672 | 11075.6709 | 16628.8537 | 23675.739 | 30922.8853 | 35411.7973 | 33800.7437 | 25642.8645 | 15238.9781 | 7352.0287 |  | 70.35%
Retail | Existing | Demand Controlled Ventilation | 0.53375 | 3.005 |  | 5126.5164 | 10 |  | 1500 | 1500 | zone or individual space | 1 | 225.9255 | FAIL | 504.9877 | Retail_Existing_Demand Controlled Ventilation_RIM | 0 | 0 | 0 | 0 | 0 | 0 | 0 | 0 | 0 | 0 | 0 | 0 | 0 | 0 | 0 | 0 | 0 | 0 | 0 | 0 | Retail_Existing_Demand Controlled Ventilation_TRC | 12.878 | 12.9176 | 13.0331 | 13.1871 | 13.3517 | 13.5003 | 13.6443 | 13.7672 | 13.8828 | 13.9778 | 66019.0881 | 66222.1727 | 66814.4118 | 67604.0506 | 68447.6828 | 69209.6934 | 69947.5463 | 70577.97 | 71170.385 | 71657.643 |  | 33.67%
Schools K-12 | Existing | Demand Controlled Ventilation | 1.9947 | 11.2299 |  | 19158.2709 | 10 |  | 3000 | 1500 | zone or individual space | 2 | 844.3046 | FAIL | FAIL | Schools K-12_Existing_Demand Controlled Ventilation_RIM | 0 | 0 | 0 | 0 | 0 | 0 | 0 | 0 | 0 | 0 | 0 | 0 | 0 | 0 | 0 | 0 | 0 | 0 | 0 | 0 | Schools K-12_Existing_Demand Controlled Ventilation_TRC | 0 | 0 | 0 | 0 | 0 | 0 | 0 | 0 | 0 | 0 | 0 | 0 | 0 | 0 | 0 | 0 | 0 | 0 | 0 | 0
Warehouse | Existing | Demand Controlled Ventilation | 0.19815 | 1.1156 |  | 1903.19 | 10 |  | 1500 | 1500 | zone or individual space | 1 | 83.8735 | FAIL | 1130.6074 | Warehouse_Existing_Demand Controlled Ventilation_RIM | 0 | 0 | 0 | 0 | 0 | 0 | 0 | 0 | 0 | 0 | 0 | 0 | 0 | 0 | 0 | 0 | 0 | 0 | 0 | 0 | Warehouse_Existing_Demand Controlled Ventilation_TRC | 1.7289 | 2.6409 | 3.9278 | 5.532 | 7.1372 | 8.0739 | 7.6136 | 5.7056 | 3.3495 | 1.596 | 3290.4369 | 5026.0439 | 7475.3146 | 10528.3686 | 13583.4209 | 15366.076 | 14490.098 | 10858.7524 | 6374.7941 | 3037.5612 |  | 75.37%
Assembly | New | Demand Controlled Ventilation | 0.4871 | 2.7424 |  | 4678.5352 | 10 |  | 1500 | 1500 | zone or individual space | 1 | 206.183 | FAIL | 591.937 | Assembly_New_Demand Controlled Ventilation_RIM | 0 | 0 | 0 | 0 | 0 | 0 | 0 | 0 | 0 | 0 | 0 | 0 | 0 | 0 | 0 | 0 | 0 | 0 | 0 | 0 | Assembly_New_Demand Controlled Ventilation_TRC | 0.058544 | 0.11567 | 0.22219 | 0.38518 | 0.593 | 0.65544 | 0.60347 | 0.44763 | 0.25815 | 0.12332 | 273.9005 | 541.1461 | 1039.5296 | 1802.0835 | 2774.351 | 3066.4807 | 2823.3406 | 2094.2387 | 1207.7475 | 576.9686 |  | 39.46%
College and University | New | Demand Controlled Ventilation | 2.9093 | 16.3792 |  | 27943.0441 | 10 |  | 4500 | 1500 | zone or individual space | 3 | 1231.4494 | FAIL | FAIL | College and University_New_Demand Controlled Ventilation_RIM | 0 | 0 | 0 | 0 | 0 | 0 | 0 | 0 | 0 | 0 | 0 | 0 | 0 | 0 | 0 | 0 | 0 | 0 | 0 | 0 | College and University_New_Demand Controlled Ventilation_TRC | 0 | 0 | 0 | 0 | 0 | 0 | 0 | 0 | 0 | 0 | 0 | 0 | 0 | 0 | 0 | 0 | 0 | 0 | 0 | 0
Grocery | New | Demand Controlled Ventilation | 0.22127 | 1.2458 |  | 2125.2697 | 10 |  | 1500 | 1500 | zone or individual space | 1 | 93.6606 | FAIL | 1087.5036 | Grocery_New_Demand Controlled Ventilation_RIM | 0 | 0 | 0 | 0 | 0 | 0 | 0 | 0 | 0 | 0 | 0 | 0 | 0 | 0 | 0 | 0 | 0 | 0 | 0 | 0 | Grocery_New_Demand Controlled Ventilation_TRC | 0.16862 | 0.26886 | 0.45041 | 0.70695 | 1.008 | 1.1362 | 1.0657 | 0.79425 | 0.46325 | 0.21951 | 358.3573 | 571.4004 | 957.2468 | 1502.467 | 2142.2051 | 2414.6537 | 2264.9718 | 1688.0016 | 984.5323 | 466.5149 |  | 72.5%
Healthcare | New | Demand Controlled Ventilation | 0.94492 | 5.3199 |  | 9075.7228 | 10 |  | 1500 | 1500 | zone or individual space | 1 | 399.9669 | FAIL | FAIL | Healthcare_New_Demand Controlled Ventilation_RIM | 0 | 0 | 0 | 0 | 0 | 0 | 0 | 0 | 0 | 0 | 0 | 0 | 0 | 0 | 0 | 0 | 0 | 0 | 0 | 0 | Healthcare_New_Demand Controlled Ventilation_TRC | 0 | 0 | 0 | 0 | 0 | 0 | 0 | 0 | 0 | 0 | 0 | 0 | 0 | 0 | 0 | 0 | 0 | 0 | 0 | 0
Hospitals | New | Demand Controlled Ventilation | 9.8459 | 55.4323 |  | 94567.6036 | 10 |  | 10500 | 1500 | zone or individual space | 7 | 4167.5924 | FAIL | FAIL | Hospitals_New_Demand Controlled Ventilation_RIM | 0 | 0 | 0 | 0 | 0 | 0 | 0 | 0 | 0 | 0 | 0 | 0 | 0 | 0 | 0 | 0 | 0 | 0 | 0 | 0 | Hospitals_New_Demand Controlled Ventilation_TRC | 0 | 0 | 0 | 0 | 0 | 0 | 0 | 0 | 0 | 0 | 0 | 0 | 0 | 0 | 0 | 0 | 0 | 0 | 0 | 0
Institutional | New | Demand Controlled Ventilation | 0.96884 | 5.4546 |  | 9305.5485 | 10 |  | 1500 | 1500 | zone or individual space | 1 | 410.0953 | FAIL | FAIL | Institutional_New_Demand Controlled Ventilation_RIM | 0 | 0 | 0 | 0 | 0 | 0 | 0 | 0 | 0 | 0 | 0 | 0 | 0 | 0 | 0 | 0 | 0 | 0 | 0 | 0 | Institutional_New_Demand Controlled Ventilation_TRC | 0 | 0 | 0 | 0 | 0 | 0 | 0 | 0 | 0 | 0 | 0 | 0 | 0 | 0 | 0 | 0 | 0 | 0 | 0 | 0
Lodging/Hospitality | New | Demand Controlled Ventilation | 1.5876 | 8.938 |  | 15248.3191 | 10 |  | 3000 | 1500 | zone or individual space | 2 | 671.9931 | FAIL | 40.4339 | Lodging/Hospitality_New_Demand Controlled Ventilation_RIM | 0 | 0 | 0 | 0 | 0 | 0 | 0 | 0 | 0 | 0 | 0 | 0 | 0 | 0 | 0 | 0 | 0 | 0 | 0 | 0 | Lodging/Hospitality_New_Demand Controlled Ventilation_TRC | 0.31853 | 0.39325 | 0.51014 | 0.60859 | 0.63882 | 0.66774 | 0.58403 | 0.40558 | 0.22196 | 0.099303 | 4856.971 | 5996.4247 | 7778.7799 | 9279.9765 | 9740.8912 | 10181.8915 | 8905.4036 | 6184.4651 | 3384.4901 | 1514.1975 |  | 1.348%
Miscellaneous | New | Demand Controlled Ventilation | 1.4402 | 8.1082 |  | 13832.6709 | 10 |  | 3000 | 1500 | zone or individual space | 2 | 609.6055 | FAIL | 315.1989 | Miscellaneous_New_Demand Controlled Ventilation_RIM | 0 | 0 | 0 | 0 | 0 | 0 | 0 | 0 | 0 | 0 | 0 | 0 | 0 | 0 | 0 | 0 | 0 | 0 | 0 | 0 | Miscellaneous_New_Demand Controlled Ventilation_TRC | 0 | 0 | 0 | 0 | 0 | 0 | 0 | 0 | 0 | 0 | 0 | 0 | 0 | 0 | 0 | 0 | 0 | 0 | 0 | 0 |  | 10.51%
Offices | New | Demand Controlled Ventilation | 0.75445 | 4.2476 |  | 7246.3338 | 10 |  | 1500 | 1500 | zone or individual space | 1 | 319.3458 | FAIL | 93.5496 | Offices_New_Demand Controlled Ventilation_RIM | 0 | 0 | 0 | 0 | 0 | 0 | 0 | 0 | 0 | 0 | 0 | 0 | 0 | 0 | 0 | 0 | 0 | 0 | 0 | 0 | Offices_New_Demand Controlled Ventilation_TRC | 1.2261 | 1.4314 | 1.6984 | 1.7704 | 1.4714 | 1.5324 | 1.3356 | 0.92428 | 0.50419 | 0.22495 | 8884.5701 | 10372.5827 | 12306.8355 | 12828.5995 | 10662.4328 | 11104.4825 | 9678.555 | 6697.6219 | 3653.5487 | 1630.0821 |  | 6.237%
Restaurants | New | Demand Controlled Ventilation | 0.23856 | 1.3431 |  | 2291.3025 | 10 |  | 1500 | 1500 | zone or individual space | 1 | 100.9777 | FAIL | 1055.2781 | Restaurants_New_Demand Controlled Ventilation_RIM | 0 | 0 | 0 | 0 | 0 | 0 | 0 | 0 | 0 | 0 | 0 | 0 | 0 | 0 | 0 | 0 | 0 | 0 | 0 | 0 | Restaurants_New_Demand Controlled Ventilation_TRC | 0.41952 | 0.68349 | 1.1644 | 1.853 | 2.6726 | 2.9233 | 2.668 | 1.9647 | 1.1267 | 0.53582 | 961.256 | 1566.0741 | 2668.0476 | 4245.6832 | 6123.6527 | 6698.1377 | 6113.262 | 4501.6487 | 2581.6997 | 1227.7369 |  | 70.35%
Retail | New | Demand Controlled Ventilation | 0.53375 | 3.005 |  | 5126.5164 | 10 |  | 1500 | 1500 | zone or individual space | 1 | 225.9255 | FAIL | 504.9877 | Retail_New_Demand Controlled Ventilation_RIM | 0 | 0 | 0 | 0 | 0 | 0 | 0 | 0 | 0 | 0 | 0 | 0 | 0 | 0 | 0 | 0 | 0 | 0 | 0 | 0 | Retail_New_Demand Controlled Ventilation_TRC | 1.3373 | 2.0036 | 3.1574 | 4.6977 | 6.3855 | 6.4962 | 5.5408 | 3.7497 | 2.0073 | 0.883 | 6855.905 | 10271.5261 | 16186.6815 | 24082.9497 | 32735.1725 | 33302.8498 | 28404.7949 | 19222.8216 | 10290.5422 | 4526.7284 |  | 33.67%
Schools K-12 | New | Demand Controlled Ventilation | 1.9947 | 11.2299 |  | 19158.2709 | 10 |  | 3000 | 1500 | zone or individual space | 2 | 844.3046 | FAIL | FAIL | Schools K-12_New_Demand Controlled Ventilation_RIM | 0 | 0 | 0 | 0 | 0 | 0 | 0 | 0 | 0 | 0 | 0 | 0 | 0 | 0 | 0 | 0 | 0 | 0 | 0 | 0 | Schools K-12_New_Demand Controlled Ventilation_TRC | 0 | 0 | 0 | 0 | 0 | 0 | 0 | 0 | 0 | 0 | 0 | 0 | 0 | 0 | 0 | 0 | 0 | 0 | 0 | 0
Warehouse | New | Demand Controlled Ventilation | 0.19815 | 1.1156 |  | 1903.19 | 10 |  | 1500 | 1500 | zone or individual space | 1 | 83.8735 | FAIL | 1130.6074 | Warehouse_New_Demand Controlled Ventilation_RIM | 0 | 0 | 0 | 0 | 0 | 0 | 0 | 0 | 0 | 0 | 0 | 0 | 0 | 0 | 0 | 0 | 0 | 0 | 0 | 0 | Warehouse_New_Demand Controlled Ventilation_TRC | 0.1081 | 0.16548 | 0.26707 | 0.40552 | 0.56093 | 0.56731 | 0.48118 | 0.32381 | 0.17249 | 0.075578 | 205.7393 | 314.9389 | 508.2784 | 771.7754 | 1067.5602 | 1079.696 | 915.7835 | 616.2697 | 328.2799 | 143.84 |  | 75.37%
Assembly | Existing | VAV System | 19.8511 | 20.1456 |  | 69747.4569 | 10 |  | 5039.4571 | 0.26156 | sq ft | 19267.2533 | 3073.769 | FAIL | FAIL | Assembly_Existing_VAV System_RIM | 0 | 0 | 0 | 0 | 0 | 0 | 0 | 0 | 0 | 0 | 0 | 0 | 0 | 0 | 0 | 0 | 0 | 0 | 0 | 0 | Assembly_Existing_VAV System_TRC | 0 | 0 | 0 | 0 | 0 | 0 | 0 | 0 | 0 | 0 | 0 | 0 | 0 | 0 | 0 | 0 | 0 | 0 | 0 | 0
College and University | Existing | VAV System | 78.2342 | 79.3948 |  | 274878.2198 | 10 |  | 19860.7529 | 0.26156 | sq ft | 75933.2099 | 12113.8777 | FAIL | FAIL | College and University_Existing_VAV System_RIM | 0 | 0 | 0 | 0 | 0 | 0 | 0 | 0 | 0 | 0 | 0 | 0 | 0 | 0 | 0 | 0 | 0 | 0 | 0 | 0 | College and University_Existing_VAV System_TRC | 0 | 0 | 0 | 0 | 0 | 0 | 0 | 0 | 0 | 0 | 0 | 0 | 0 | 0 | 0 | 0 | 0 | 0 | 0 | 0
Grocery | Existing | VAV System | 4.8545 | 4.9265 |  | 17056.3424 | 10 |  | 1232.3705 | 0.26156 | sq ft | 4711.6968 | 751.6727 | FAIL | FAIL | Grocery_Existing_VAV System_RIM | 0 | 0 | 0 | 0 | 0 | 0 | 0 | 0 | 0 | 0 | 0 | 0 | 0 | 0 | 0 | 0 | 0 | 0 | 0 | 0 | Grocery_Existing_VAV System_TRC | 0 | 0 | 0 | 0 | 0 | 0 | 0 | 0 | 0 | 0 | 0 | 0 | 0 | 0 | 0 | 0 | 0 | 0 | 0 | 0
Healthcare | Existing | VAV System | 20.7305 | 21.038 |  | 72837.1712 | 10 |  | 5262.698 | 0.26156 | sq ft | 20120.7655 | 3209.9327 | FAIL | FAIL | Healthcare_Existing_VAV System_RIM | 0 | 0 | 0 | 0 | 0 | 0 | 0 | 0 | 0 | 0 | 0 | 0 | 0 | 0 | 0 | 0 | 0 | 0 | 0 | 0 | Healthcare_Existing_VAV System_TRC | 0 | 0 | 0 | 0 | 0 | 0 | 0 | 0 | 0 | 0 | 0 | 0 | 0 | 0 | 0 | 0 | 0 | 0 | 0 | 0
Hospitals | Existing | VAV System | 216.0084 | 219.2128 |  | 758951.8639 | 10 |  | 54836.4852 | 0.26156 | sq ft | 209655.211 | 33446.9936 | FAIL | FAIL | Hospitals_Existing_VAV System_RIM | 0 | 0 | 0 | 0 | 0 | 0 | 0 | 0 | 0 | 0 | 0 | 0 | 0 | 0 | 0 | 0 | 0 | 0 | 0 | 0 | Hospitals_Existing_VAV System_TRC | 0 | 0 | 0 | 0 | 0 | 0 | 0 | 0 | 0 | 0 | 0 | 0 | 0 | 0 | 0 | 0 | 0 | 0 | 0 | 0
Institutional | Existing | VAV System | 21.2554 | 21.5708 |  | 74681.6361 | 10 |  | 5395.966 | 0.26156 | sq ft | 20630.2862 | 3291.2182 | FAIL | FAIL | Institutional_Existing_VAV System_RIM | 0 | 0 | 0 | 0 | 0 | 0 | 0 | 0 | 0 | 0 | 0 | 0 | 0 | 0 | 0 | 0 | 0 | 0 | 0 | 0 | Institutional_Existing_VAV System_TRC | 0 | 0 | 0 | 0 | 0 | 0 | 0 | 0 | 0 | 0 | 0 | 0 | 0 | 0 | 0 | 0 | 0 | 0 | 0 | 0
Lodging/Hospitality | Existing | VAV System | 34.8297 | 35.3464 |  | 122375.3139 | 10 |  | 8841.9733 | 0.26156 | sq ft | 33805.3353 | 5393.0777 | FAIL | FAIL | Lodging/Hospitality_Existing_VAV System_RIM | 0 | 0 | 0 | 0 | 0 | 0 | 0 | 0 | 0 | 0 | 0 | 0 | 0 | 0 | 0 | 0 | 0 | 0 | 0 | 0 | Lodging/Hospitality_Existing_VAV System_TRC | 0 | 0 | 0 | 0 | 0 | 0 | 0 | 0 | 0 | 0 | 0 | 0 | 0 | 0 | 0 | 0 | 0 | 0 | 0 | 0
Miscellaneous | Existing | VAV System | 31.5962 | 32.0649 |  | 111014.0362 | 10 |  | 8021.0878 | 0.26156 | sq ft | 30666.8608 | 4892.3864 | FAIL | FAIL | Miscellaneous_Existing_VAV System_RIM | 0 | 0 | 0 | 0 | 0 | 0 | 0 | 0 | 0 | 0 | 0 | 0 | 0 | 0 | 0 | 0 | 0 | 0 | 0 | 0 | Miscellaneous_Existing_VAV System_TRC | 0 | 0 | 0 | 0 | 0 | 0 | 0 | 0 | 0 | 0 | 0 | 0 | 0 | 0 | 0 | 0 | 0 | 0 | 0 | 0
Offices | Existing | VAV System | 16.5519 | 16.7974 |  | 58155.4186 | 10 |  | 4201.8986 | 0.26156 | sq ft | 16065.0328 | 2562.9081 | FAIL | FAIL | Offices_Existing_VAV System_RIM | 0 | 0 | 0 | 0 | 0 | 0 | 0 | 0 | 0 | 0 | 0 | 0 | 0 | 0 | 0 | 0 | 0 | 0 | 0 | 0 | Offices_Existing_VAV System_TRC | 0 | 0 | 0 | 0 | 0 | 0 | 0 | 0 | 0 | 0 | 0 | 0 | 0 | 0 | 0 | 0 | 0 | 0 | 0 | 0
Restaurants | Existing | VAV System | 5.2337 | 5.3114 |  | 18388.8374 | 10 |  | 1328.6471 | 0.26156 | sq ft | 5079.7893 | 810.3957 | FAIL | FAIL | Restaurants_Existing_VAV System_RIM | 0 | 0 | 0 | 0 | 0 | 0 | 0 | 0 | 0 | 0 | 0 | 0 | 0 | 0 | 0 | 0 | 0 | 0 | 0 | 0 | Restaurants_Existing_VAV System_TRC | 0 | 0 | 0 | 0 | 0 | 0 | 0 | 0 | 0 | 0 | 0 | 0 | 0 | 0 | 0 | 0 | 0 | 0 | 0 | 0
Retail | Existing | VAV System | 11.7906 | 11.9655 |  | 41426.7224 | 10 |  | 2993.2015 | 0.26156 | sq ft | 11443.846 | 1825.6748 | FAIL | FAIL | Retail_Existing_VAV System_RIM | 0 | 0 | 0 | 0 | 0 | 0 | 0 | 0 | 0 | 0 | 0 | 0 | 0 | 0 | 0 | 0 | 0 | 0 | 0 | 0 | Retail_Existing_VAV System_TRC | 0 | 0 | 0 | 0 | 0 | 0 | 0 | 0 | 0 | 0 | 0 | 0 | 0 | 0 | 0 | 0 | 0 | 0 | 0 | 0
Schools K-12 | Existing | VAV System | 53.6388 | 54.4345 |  | 188461.6219 | 10 |  | 13616.9017 | 0.26156 | sq ft | 52061.2215 | 8305.4999 | FAIL | FAIL | Schools K-12_Existing_VAV System_RIM | 0 | 0 | 0 | 0 | 0 | 0 | 0 | 0 | 0 | 0 | 0 | 0 | 0 | 0 | 0 | 0 | 0 | 0 | 0 | 0 | Schools K-12_Existing_VAV System_TRC | 0 | 0 | 0 | 0 | 0 | 0 | 0 | 0 | 0 | 0 | 0 | 0 | 0 | 0 | 0 | 0 | 0 | 0 | 0 | 0
Warehouse | Existing | VAV System | 16.5508 | 16.7963 |  | 58151.6527 | 10 |  | 4201.6265 | 0.26156 | sq ft | 16063.9925 | 2562.7422 | FAIL | FAIL | Warehouse_Existing_VAV System_RIM | 0 | 0 | 0 | 0 | 0 | 0 | 0 | 0 | 0 | 0 | 0 | 0 | 0 | 0 | 0 | 0 | 0 | 0 | 0 | 0 | Warehouse_Existing_VAV System_TRC | 0 | 0 | 0 | 0 | 0 | 0 | 0 | 0 | 0 | 0 | 0 | 0 | 0 | 0 | 0 | 0 | 0 | 0 | 0 | 0
Assembly | New | VAV System | 19.8511 | 20.1456 |  | 69747.4569 | 10 |  | 5039.4571 | 0.26156 | sq ft | 19267.2533 | 3073.769 | FAIL | FAIL | Assembly_New_VAV System_RIM | 0 | 0 | 0 | 0 | 0 | 0 | 0 | 0 | 0 | 0 | 0 | 0 | 0 | 0 | 0 | 0 | 0 | 0 | 0 | 0 | Assembly_New_VAV System_TRC | 0 | 0 | 0 | 0 | 0 | 0 | 0 | 0 | 0 | 0 | 0 | 0 | 0 | 0 | 0 | 0 | 0 | 0 | 0 | 0
College and University | New | VAV System | 78.2342 | 79.3948 |  | 274878.2198 | 10 |  | 19860.7529 | 0.26156 | sq ft | 75933.2099 | 12113.8777 | FAIL | FAIL | College and University_New_VAV System_RIM | 0 | 0 | 0 | 0 | 0 | 0 | 0 | 0 | 0 | 0 | 0 | 0 | 0 | 0 | 0 | 0 | 0 | 0 | 0 | 0 | College and University_New_VAV System_TRC | 0 | 0 | 0 | 0 | 0 | 0 | 0 | 0 | 0 | 0 | 0 | 0 | 0 | 0 | 0 | 0 | 0 | 0 | 0 | 0
Grocery | New | VAV System | 4.8545 | 4.9265 |  | 17056.3424 | 10 |  | 1232.3705 | 0.26156 | sq ft | 4711.6968 | 751.6727 | FAIL | FAIL | Grocery_New_VAV System_RIM | 0 | 0 | 0 | 0 | 0 | 0 | 0 | 0 | 0 | 0 | 0 | 0 | 0 | 0 | 0 | 0 | 0 | 0 | 0 | 0 | Grocery_New_VAV System_TRC | 0 | 0 | 0 | 0 | 0 | 0 | 0 | 0 | 0 | 0 | 0 | 0 | 0 | 0 | 0 | 0 | 0 | 0 | 0 | 0
Healthcare | New | VAV System | 20.7305 | 21.038 |  | 72837.1712 | 10 |  | 5262.698 | 0.26156 | sq ft | 20120.7655 | 3209.9327 | FAIL | FAIL | Healthcare_New_VAV System_RIM | 0 | 0 | 0 | 0 | 0 | 0 | 0 | 0 | 0 | 0 | 0 | 0 | 0 | 0 | 0 | 0 | 0 | 0 | 0 | 0 | Healthcare_New_VAV System_TRC | 0 | 0 | 0 | 0 | 0 | 0 | 0 | 0 | 0 | 0 | 0 | 0 | 0 | 0 | 0 | 0 | 0 | 0 | 0 | 0
Hospitals | New | VAV System | 216.0084 | 219.2128 |  | 758951.8639 | 10 |  | 54836.4852 | 0.26156 | sq ft | 209655.211 | 33446.9936 | FAIL | FAIL | Hospitals_New_VAV System_RIM | 0 | 0 | 0 | 0 | 0 | 0 | 0 | 0 | 0 | 0 | 0 | 0 | 0 | 0 | 0 | 0 | 0 | 0 | 0 | 0 | Hospitals_New_VAV System_TRC | 0 | 0 | 0 | 0 | 0 | 0 | 0 | 0 | 0 | 0 | 0 | 0 | 0 | 0 | 0 | 0 | 0 | 0 | 0 | 0
Institutional | New | VAV System | 21.2554 | 21.5708 |  | 74681.6361 | 10 |  | 5395.966 | 0.26156 | sq ft | 20630.2862 | 3291.2182 | FAIL | FAIL | Institutional_New_VAV System_RIM | 0 | 0 | 0 | 0 | 0 | 0 | 0 | 0 | 0 | 0 | 0 | 0 | 0 | 0 | 0 | 0 | 0 | 0 | 0 | 0 | Institutional_New_VAV System_TRC | 0 | 0 | 0 | 0 | 0 | 0 | 0 | 0 | 0 | 0 | 0 | 0 | 0 | 0 | 0 | 0 | 0 | 0 | 0 | 0
Lodging/Hospitality | New | VAV System | 34.8297 | 35.3464 |  | 122375.3139 | 10 |  | 8841.9733 | 0.26156 | sq ft | 33805.3353 | 5393.0777 | FAIL | FAIL | Lodging/Hospitality_New_VAV System_RIM | 0 | 0 | 0 | 0 | 0 | 0 | 0 | 0 | 0 | 0 | 0 | 0 | 0 | 0 | 0 | 0 | 0 | 0 | 0 | 0 | Lodging/Hospitality_New_VAV System_TRC | 0 | 0 | 0 | 0 | 0 | 0 | 0 | 0 | 0 | 0 | 0 | 0 | 0 | 0 | 0 | 0 | 0 | 0 | 0 | 0
Miscellaneous | New | VAV System | 31.5962 | 32.0649 |  | 111014.0362 | 10 |  | 8021.0878 | 0.26156 | sq ft | 30666.8608 | 4892.3864 | FAIL | FAIL | Miscellaneous_New_VAV System_RIM | 0 | 0 | 0 | 0 | 0 | 0 | 0 | 0 | 0 | 0 | 0 | 0 | 0 | 0 | 0 | 0 | 0 | 0 | 0 | 0 | Miscellaneous_New_VAV System_TRC | 0 | 0 | 0 | 0 | 0 | 0 | 0 | 0 | 0 | 0 | 0 | 0 | 0 | 0 | 0 | 0 | 0 | 0 | 0 | 0
Offices | New | VAV System | 16.5519 | 16.7974 |  | 58155.4186 | 10 |  | 4201.8986 | 0.26156 | sq ft | 16065.0328 | 2562.9081 | FAIL | FAIL | Offices_New_VAV System_RIM | 0 | 0 | 0 | 0 | 0 | 0 | 0 | 0 | 0 | 0 | 0 | 0 | 0 | 0 | 0 | 0 | 0 | 0 | 0 | 0 | Offices_New_VAV System_TRC | 0 | 0 | 0 | 0 | 0 | 0 | 0 | 0 | 0 | 0 | 0 | 0 | 0 | 0 | 0 | 0 | 0 | 0 | 0 | 0
Restaurants | New | VAV System | 5.2337 | 5.3114 |  | 18388.8374 | 10 |  | 1328.6471 | 0.26156 | sq ft | 5079.7893 | 810.3957 | FAIL | FAIL | Restaurants_New_VAV System_RIM | 0 | 0 | 0 | 0 | 0 | 0 | 0 | 0 | 0 | 0 | 0 | 0 | 0 | 0 | 0 | 0 | 0 | 0 | 0 | 0 | Restaurants_New_VAV System_TRC | 0 | 0 | 0 | 0 | 0 | 0 | 0 | 0 | 0 | 0 | 0 | 0 | 0 | 0 | 0 | 0 | 0 | 0 | 0 | 0
Retail | New | VAV System | 11.7906 | 11.9655 |  | 41426.7224 | 10 |  | 2993.2015 | 0.26156 | sq ft | 11443.846 | 1825.6748 | FAIL | FAIL | Retail_New_VAV System_RIM | 0 | 0 | 0 | 0 | 0 | 0 | 0 | 0 | 0 | 0 | 0 | 0 | 0 | 0 | 0 | 0 | 0 | 0 | 0 | 0 | Retail_New_VAV System_TRC | 0 | 0 | 0 | 0 | 0 | 0 | 0 | 0 | 0 | 0 | 0 | 0 | 0 | 0 | 0 | 0 | 0 | 0 | 0 | 0
Schools K-12 | New | VAV System | 53.6388 | 54.4345 |  | 188461.6219 | 10 |  | 13616.9017 | 0.26156 | sq ft | 52061.2215 | 8305.4999 | FAIL | FAIL | Schools K-12_New_VAV System_RIM | 0 | 0 | 0 | 0 | 0 | 0 | 0 | 0 | 0 | 0 | 0 | 0 | 0 | 0 | 0 | 0 | 0 | 0 | 0 | 0 | Schools K-12_New_VAV System_TRC | 0 | 0 | 0 | 0 | 0 | 0 | 0 | 0 | 0 | 0 | 0 | 0 | 0 | 0 | 0 | 0 | 0 | 0 | 0 | 0
Warehouse | New | VAV System | 16.5508 | 16.7963 |  | 58151.6527 | 10 |  | 4201.6265 | 0.26156 | sq ft | 16063.9925 | 2562.7422 | FAIL | FAIL | Warehouse_New_VAV System_RIM | 0 | 0 | 0 | 0 | 0 | 0 | 0 | 0 | 0 | 0 | 0 | 0 | 0 | 0 | 0 | 0 | 0 | 0 | 0 | 0 | Warehouse_New_VAV System_TRC | 0 | 0 | 0 | 0 | 0 | 0 | 0 | 0 | 0 | 0 | 0 | 0 | 0 | 0 | 0 | 0 | 0 | 0 | 0 | 0
Assembly | Existing | ENERGY STAR certified buildings program | 3.0616 | 9.492 |  | 18312.7076 | 20 |  | 39497.8693 | 2.05 | sq ft | 19267.2533 | 407.3656 | FAIL | FAIL | Assembly_Existing_ENERGY STAR certified buildings program_RIM | 0 | 0 | 0 | 0 | 0 | 0 | 0 | 0 | 0 | 0 | 0 | 0 | 0 | 0 | 0 | 0 | 0 | 0 | 0 | 0 | Assembly_Existing_ENERGY STAR certified buildings program_TRC | 0 | 0 | 0 | 0 | 0 | 0 | 0 | 0 | 0 | 0 | 0 | 0 | 0 | 0 | 0 | 0 | 0 | 0 | 0 | 0
College and University | Existing | ENERGY STAR certified buildings program | 38.6582 | 0.44413 |  | 91682.9859 | 20 |  | 155663.0803 | 2.05 | sq ft | 75933.2099 | 2039.4849 | FAIL | FAIL | College and University_Existing_ENERGY STAR certified buildings program_RIM | 0 | 0 | 0 | 0 | 0 | 0 | 0 | 0 | 0 | 0 | 0 | 0 | 0 | 0 | 0 | 0 | 0 | 0 | 0 | 0 | College and University_Existing_ENERGY STAR certified buildings program_TRC | 0 | 0 | 0 | 0 | 0 | 0 | 0 | 0 | 0 | 0 | 0 | 0 | 0 | 0 | 0 | 0 | 0 | 0 | 0 | 0
Grocery | Existing | ENERGY STAR certified buildings program | 11.4107 | 22.1093 |  | 36958.0211 | 20 |  | 9658.9784 | 2.05 | sq ft | 4711.6968 | 822.1299 | 2485.7479 | 2485.7479 | Grocery_Existing_ENERGY STAR certified buildings program_RIM | 0 | 0 | 0 | 0 | 0 | 0 | 0 | 0 | 0 | 0 | 0 | 0 | 0 | 0 | 0 | 0 | 0 | 0 | 0 | 0 | Grocery_Existing_ENERGY STAR certified buildings program_TRC | 0 | 0 | 0 | 0 | 0 | 0 | 0 | 0 | 0 | 0 | 0 | 0 | 0 | 0 | 0 | 0 | 0 | 0 | 0 | 0 | 25.74% | 25.74%
Healthcare | Existing | ENERGY STAR certified buildings program | 10.785 | 33.4376 |  | 64510.3866 | 20 |  | 41247.5693 | 2.05 | sq ft | 20120.7655 | 1435.0314 | FAIL | 28726.6642 | Healthcare_Existing_ENERGY STAR certified buildings program_RIM | 0 | 0 | 0 | 0 | 0 | 0 | 0 | 0 | 0 | 0 | 0 | 0 | 0 | 0 | 0 | 0 | 0 | 0 | 0 | 0 | Healthcare_Existing_ENERGY STAR certified buildings program_TRC | 0 | 0 | 0 | 0 | 0 | 0 | 0 | 0 | 0 | 0 | 0 | 0 | 0 | 0 | 0 | 0 | 0 | 0 | 0 | 0 |  | 69.64%
Hospitals | Existing | ENERGY STAR certified buildings program | 283.4289 | 3.2562 |  | 672188.077 | 20 |  | 429793.1826 | 2.05 | sq ft | 209655.211 | 14952.8012 | FAIL | 299327.3215 | Hospitals_Existing_ENERGY STAR certified buildings program_RIM | 0 | 0 | 0 | 0 | 0 | 0 | 0 | 0 | 0 | 0 | 0 | 0 | 0 | 0 | 0 | 0 | 0 | 0 | 0 | 0 | Hospitals_Existing_ENERGY STAR certified buildings program_TRC | 0 | 0 | 0 | 0 | 0 | 0 | 0 | 0 | 0 | 0 | 0 | 0 | 0 | 0 | 0 | 0 | 0 | 0 | 0 | 0 |  | 69.64%
Institutional | Existing | ENERGY STAR certified buildings program | 12.4675 | 38.6543 |  | 74574.6947 | 20 |  | 42292.0867 | 2.05 | sq ft | 20630.2862 | 1658.9116 | FAIL | 27817.7869 | Institutional_Existing_ENERGY STAR certified buildings program_RIM | 0 | 0 | 0 | 0 | 0 | 0 | 0 | 0 | 0 | 0 | 0 | 0 | 0 | 0 | 0 | 0 | 0 | 0 | 0 | 0 | Institutional_Existing_ENERGY STAR certified buildings program_TRC | 0 | 0 | 0 | 0 | 0 | 0 | 0 | 0 | 0 | 0 | 0 | 0 | 0 | 0 | 0 | 0 | 0 | 0 | 0 | 0 |  | 65.78%
Lodging/Hospitality | Existing | ENERGY STAR certified buildings program | 18.8877 | 36.5968 |  | 61175.4055 | 20 |  | 69300.9375 | 2.05 | sq ft | 33805.3353 | 1360.8448 | 10784.3942 | 57427.3232 | Lodging/Hospitality_Existing_ENERGY STAR certified buildings program_RIM | 0 | 0 | 0 | 0 | 0 | 0 | 0 | 0 | 0 | 0 | 0 | 0 | 0 | 0 | 0 | 0 | 0 | 0 | 0 | 0 | Lodging/Hospitality_Existing_ENERGY STAR certified buildings program_TRC | 0 | 0 | 0 | 0 | 0 | 0 | 0 | 0 | 0 | 0 | 0 | 0 | 0 | 0 | 0 | 0 | 0 | 0 | 0 | 0 | 15.56% | 82.87%
Miscellaneous | Existing | ENERGY STAR certified buildings program | 118.8615 | 368.5175 |  | 710971.58 | 20 |  | 590356.8006 | 2.05 | sq ft | 287978.9271 | 15815.5389 | FAIL | 452363.3988 | Miscellaneous_Existing_ENERGY STAR certified buildings program_RIM | 0 | 0 | 0 | 0 | 0 | 0 | 0 | 0 | 0 | 0 | 0 | 0 | 0 | 0 | 0 | 0 | 0 | 0 | 0 | 0 | Miscellaneous_Existing_ENERGY STAR certified buildings program_TRC | 0 | 0 | 0 | 0 | 0 | 0 | 0 | 0 | 0 | 0 | 0 | 0 | 0 | 0 | 0 | 0 | 0 | 0 | 0 | 0 |  | 76.63%
Offices | Existing | ENERGY STAR certified buildings program | 8.8849 | 27.5468 |  | 53145.4 | 20 |  | 32933.3171 | 2.05 | sq ft | 16065.0328 | 1182.2176 | FAIL | 22618.2571 | Offices_Existing_ENERGY STAR certified buildings program_RIM | 0 | 0 | 0 | 0 | 0 | 0 | 0 | 0 | 0 | 0 | 0 | 0 | 0 | 0 | 0 | 0 | 0 | 0 | 0 | 0 | Offices_Existing_ENERGY STAR certified buildings program_TRC | 0 | 0 | 0 | 0 | 0 | 0 | 0 | 0 | 0 | 0 | 0 | 0 | 0 | 0 | 0 | 0 | 0 | 0 | 0 | 0 |  | 68.68%
Restaurants | Existing | ENERGY STAR certified buildings program | 11.89 | 23.038 |  | 38510.4852 | 20 |  | 10413.5681 | 2.05 | sq ft | 5079.7893 | 856.6645 | 2939.0178 | 2939.0178 | Restaurants_Existing_ENERGY STAR certified buildings program_RIM | 0 | 0 | 0 | 0 | 0 | 0 | 0 | 0 | 0 | 0 | 0 | 0 | 0 | 0 | 0 | 0 | 0 | 0 | 0 | 0 | Restaurants_Existing_ENERGY STAR certified buildings program_TRC | 0 | 0 | 0 | 0 | 0 | 0 | 0 | 0 | 0 | 0 | 0 | 0 | 0 | 0 | 0 | 0 | 0 | 0 | 0 | 0 | 28.22% | 28.22%
Retail | Existing | ENERGY STAR certified buildings program | 5.1933 | 10.0625 |  | 16820.441 | 20 |  | 23459.8842 | 2.05 | sq ft | 11443.846 | 374.1701 | 2965.2157 | 20195.1829 | Retail_Existing_ENERGY STAR certified buildings program_RIM | 0 | 0 | 0 | 0 | 0 | 0 | 0 | 0 | 0 | 0 | 0 | 0 | 0 | 0 | 0 | 0 | 0 | 0 | 0 | 0 | Retail_Existing_ENERGY STAR certified buildings program_TRC | 0 | 0 | 0 | 0 | 0 | 0 | 0 | 0 | 0 | 0 | 0 | 0 | 0 | 0 | 0 | 0 | 0 | 0 | 0 | 0 | 12.64% | 86.08%
Schools K-12 | Existing | ENERGY STAR certified buildings program | 10.509 | 32.582 |  | 62859.5605 | 20 |  | 106725.5041 | 2.05 | sq ft | 52061.2215 | 1398.3088 | FAIL | FAIL | Schools K-12_Existing_ENERGY STAR certified buildings program_RIM | 0 | 0 | 0 | 0 | 0 | 0 | 0 | 0 | 0 | 0 | 0 | 0 | 0 | 0 | 0 | 0 | 0 | 0 | 0 | 0 | Schools K-12_Existing_ENERGY STAR certified buildings program_TRC | 0 | 0 | 0 | 0 | 0 | 0 | 0 | 0 | 0 | 0 | 0 | 0 | 0 | 0 | 0 | 0 | 0 | 0 | 0 | 0
Warehouse | Existing | ENERGY STAR certified buildings program | 1.044 | 3.2367 |  | 6244.4932 | 20 |  | 32931.1845 | 2.05 | sq ft | 16063.9925 | 138.9085 | FAIL | FAIL | Warehouse_Existing_ENERGY STAR certified buildings program_RIM | 0 | 0 | 0 | 0 | 0 | 0 | 0 | 0 | 0 | 0 | 0 | 0 | 0 | 0 | 0 | 0 | 0 | 0 | 0 | 0 | Warehouse_Existing_ENERGY STAR certified buildings program_TRC | 0 | 0 | 0 | 0 | 0 | 0 | 0 | 0 | 0 | 0 | 0 | 0 | 0 | 0 | 0 | 0 | 0 | 0 | 0 | 0
Assembly | New | ENERGY STAR certified buildings program | 3.0616 | 9.492 |  | 18312.7076 | 20 |  | 39497.8693 | 2.05 | sq ft | 19267.2533 | 407.3656 | FAIL | FAIL | Assembly_New_ENERGY STAR certified buildings program_RIM | 0 | 0 | 0 | 0 | 0 | 0 | 0 | 0 | 0 | 0 | 0 | 0 | 0 | 0 | 0 | 0 | 0 | 0 | 0 | 0 | Assembly_New_ENERGY STAR certified buildings program_TRC | 0 | 0 | 0 | 0 | 0 | 0 | 0 | 0 | 0 | 0 | 0 | 0 | 0 | 0 | 0 | 0 | 0 | 0 | 0 | 0
College and University | New | ENERGY STAR certified buildings program | 38.6582 | 0.44413 |  | 91682.9859 | 20 |  | 155663.0803 | 2.05 | sq ft | 75933.2099 | 2039.4849 | FAIL | FAIL | College and University_New_ENERGY STAR certified buildings program_RIM | 0 | 0 | 0 | 0 | 0 | 0 | 0 | 0 | 0 | 0 | 0 | 0 | 0 | 0 | 0 | 0 | 0 | 0 | 0 | 0 | College and University_New_ENERGY STAR certified buildings program_TRC | 0 | 0 | 0 | 0 | 0 | 0 | 0 | 0 | 0 | 0 | 0 | 0 | 0 | 0 | 0 | 0 | 0 | 0 | 0 | 0
Grocery | New | ENERGY STAR certified buildings program | 11.4107 | 22.1093 |  | 36958.0211 | 20 |  | 9658.9784 | 2.05 | sq ft | 4711.6968 | 822.1299 | 2485.7479 | 2485.7479 | Grocery_New_ENERGY STAR certified buildings program_RIM | 0 | 0 | 0 | 0 | 0 | 0 | 0 | 0 | 0 | 0 | 0 | 0 | 0 | 0 | 0 | 0 | 0 | 0 | 0 | 0 | Grocery_New_ENERGY STAR certified buildings program_TRC | 0 | 0 | 0 | 0 | 0 | 0 | 0 | 0 | 0 | 0 | 0 | 0 | 0 | 0 | 0 | 0 | 0 | 0 | 0 | 0 | 25.74% | 25.74%
Healthcare | New | ENERGY STAR certified buildings program | 10.785 | 33.4376 |  | 64510.3866 | 20 |  | 41247.5693 | 2.05 | sq ft | 20120.7655 | 1435.0314 | FAIL | 28726.6642 | Healthcare_New_ENERGY STAR certified buildings program_RIM | 0 | 0 | 0 | 0 | 0 | 0 | 0 | 0 | 0 | 0 | 0 | 0 | 0 | 0 | 0 | 0 | 0 | 0 | 0 | 0 | Healthcare_New_ENERGY STAR certified buildings program_TRC | 0 | 0 | 0 | 0 | 0 | 0 | 0 | 0 | 0 | 0 | 0 | 0 | 0 | 0 | 0 | 0 | 0 | 0 | 0 | 0 |  | 69.64%
Hospitals | New | ENERGY STAR certified buildings program | 283.4289 | 3.2562 |  | 672188.077 | 20 |  | 429793.1826 | 2.05 | sq ft | 209655.211 | 14952.8012 | FAIL | 299327.3215 | Hospitals_New_ENERGY STAR certified buildings program_RIM | 0 | 0 | 0 | 0 | 0 | 0 | 0 | 0 | 0 | 0 | 0 | 0 | 0 | 0 | 0 | 0 | 0 | 0 | 0 | 0 | Hospitals_New_ENERGY STAR certified buildings program_TRC | 0 | 0 | 0 | 0 | 0 | 0 | 0 | 0 | 0 | 0 | 0 | 0 | 0 | 0 | 0 | 0 | 0 | 0 | 0 | 0 |  | 69.64%
Institutional | New | ENERGY STAR certified buildings program | 12.4675 | 38.6543 |  | 74574.6947 | 20 |  | 42292.0867 | 2.05 | sq ft | 20630.2862 | 1658.9116 | FAIL | 27817.7869 | Institutional_New_ENERGY STAR certified buildings program_RIM | 0 | 0 | 0 | 0 | 0 | 0 | 0 | 0 | 0 | 0 | 0 | 0 | 0 | 0 | 0 | 0 | 0 | 0 | 0 | 0 | Institutional_New_ENERGY STAR certified buildings program_TRC | 0 | 0 | 0 | 0 | 0 | 0 | 0 | 0 | 0 | 0 | 0 | 0 | 0 | 0 | 0 | 0 | 0 | 0 | 0 | 0 |  | 65.78%
Lodging/Hospitality | New | ENERGY STAR certified buildings program | 18.8877 | 36.5968 |  | 61175.4055 | 20 |  | 69300.9375 | 2.05 | sq ft | 33805.3353 | 1360.8448 | 10784.3942 | 57427.3232 | Lodging/Hospitality_New_ENERGY STAR certified buildings program_RIM | 0 | 0 | 0 | 0 | 0 | 0 | 0 | 0 | 0 | 0 | 0 | 0 | 0 | 0 | 0 | 0 | 0 | 0 | 0 | 0 | Lodging/Hospitality_New_ENERGY STAR certified buildings program_TRC | 0 | 0 | 0 | 0 | 0 | 0 | 0 | 0 | 0 | 0 | 0 | 0 | 0 | 0 | 0 | 0 | 0 | 0 | 0 | 0 | 15.56% | 82.87%
Miscellaneous | New | ENERGY STAR certified buildings program | 118.8615 | 368.5175 |  | 710971.58 | 20 |  | 590356.8006 | 2.05 | sq ft | 287978.9271 | 15815.5389 | FAIL | 452363.3988 | Miscellaneous_New_ENERGY STAR certified buildings program_RIM | 0 | 0 | 0 | 0 | 0 | 0 | 0 | 0 | 0 | 0 | 0 | 0 | 0 | 0 | 0 | 0 | 0 | 0 | 0 | 0 | Miscellaneous_New_ENERGY STAR certified buildings program_TRC | 0 | 0 | 0 | 0 | 0 | 0 | 0 | 0 | 0 | 0 | 0 | 0 | 0 | 0 | 0 | 0 | 0 | 0 | 0 | 0 |  | 76.63%
Offices | New | ENERGY STAR certified buildings program | 8.8849 | 27.5468 |  | 53145.4 | 20 |  | 32933.3171 | 2.05 | sq ft | 16065.0328 | 1182.2176 | FAIL | 22618.2571 | Offices_New_ENERGY STAR certified buildings program_RIM | 0 | 0 | 0 | 0 | 0 | 0 | 0 | 0 | 0 | 0 | 0 | 0 | 0 | 0 | 0 | 0 | 0 | 0 | 0 | 0 | Offices_New_ENERGY STAR certified buildings program_TRC | 0 | 0 | 0 | 0 | 0 | 0 | 0 | 0 | 0 | 0 | 0 | 0 | 0 | 0 | 0 | 0 | 0 | 0 | 0 | 0 |  | 68.68%
Restaurants | New | ENERGY STAR certified buildings program | 11.89 | 23.038 |  | 38510.4852 | 20 |  | 10413.5681 | 2.05 | sq ft | 5079.7893 | 856.6645 | 2939.0178 | 2939.0178 | Restaurants_New_ENERGY STAR certified buildings program_RIM | 0 | 0 | 0 | 0 | 0 | 0 | 0 | 0 | 0 | 0 | 0 | 0 | 0 | 0 | 0 | 0 | 0 | 0 | 0 | 0 | Restaurants_New_ENERGY STAR certified buildings program_TRC | 0 | 0 | 0 | 0 | 0 | 0 | 0 | 0 | 0 | 0 | 0 | 0 | 0 | 0 | 0 | 0 | 0 | 0 | 0 | 0 | 28.22% | 28.22%
Retail | New | ENERGY STAR certified buildings program | 5.1933 | 10.0625 |  | 16820.441 | 20 |  | 23459.8842 | 2.05 | sq ft | 11443.846 | 374.1701 | 2965.2157 | 20195.1829 | Retail_New_ENERGY STAR certified buildings program_RIM | 0 | 0 | 0 | 0 | 0 | 0 | 0 | 0 | 0 | 0 | 0 | 0 | 0 | 0 | 0 | 0 | 0 | 0 | 0 | 0 | Retail_New_ENERGY STAR certified buildings program_TRC | 0 | 0 | 0 | 0 | 0 | 0 | 0 | 0 | 0 | 0 | 0 | 0 | 0 | 0 | 0 | 0 | 0 | 0 | 0 | 0 | 12.64% | 86.08%
Schools K-12 | New | ENERGY STAR certified buildings program | 10.509 | 32.582 |  | 62859.5605 | 20 |  | 106725.5041 | 2.05 | sq ft | 52061.2215 | 1398.3088 | FAIL | FAIL | Schools K-12_New_ENERGY STAR certified buildings program_RIM | 0 | 0 | 0 | 0 | 0 | 0 | 0 | 0 | 0 | 0 | 0 | 0 | 0 | 0 | 0 | 0 | 0 | 0 | 0 | 0 | Schools K-12_New_ENERGY STAR certified buildings program_TRC | 0 | 0 | 0 | 0 | 0 | 0 | 0 | 0 | 0 | 0 | 0 | 0 | 0 | 0 | 0 | 0 | 0 | 0 | 0 | 0
Warehouse | New | ENERGY STAR certified buildings program | 1.044 | 3.2367 |  | 6244.4932 | 20 |  | 32931.1845 | 2.05 | sq ft | 16063.9925 | 138.9085 | FAIL | FAIL | Warehouse_New_ENERGY STAR certified buildings program_RIM | 0 | 0 | 0 | 0 | 0 | 0 | 0 | 0 | 0 | 0 | 0 | 0 | 0 | 0 | 0 | 0 | 0 | 0 | 0 | 0 | Warehouse_New_ENERGY STAR certified buildings program_TRC | 0 | 0 | 0 | 0 | 0 | 0 | 0 | 0 | 0 | 0 | 0 | 0 | 0 | 0 | 0 | 0 | 0 | 0 | 0 | 0
Assembly | Existing | Retro-Commissioning | 3.2444 | 10.0589 |  | 19406.44 | 5 |  | 5780.176 | 0.3 | sq ft | 19267.2533 | 431.6956 | FAIL | 2013.5547 | Assembly_Existing_Retro-Commissioning_RIM | 0 | 0 | 0 | 0 | 0 | 0 | 0 | 0 | 0 | 0 | 0 | 0 | 0 | 0 | 0 | 0 | 0 | 0 | 0 | 0 | Assembly_Existing_Retro-Commissioning_TRC | 1.2383 | 1.2451 | 1.2614 | 1.285 | 1.3134 | 1.3414 | 1.3696 | 1.3969 | 1.4241 | 1.4502 | 24030.7369 | 24162.2391 | 24478.7593 | 24937.2364 | 25489.2502 | 26030.8794 | 26579.3591 | 27108.4622 | 27636.2734 | 28142.926 |  | 34.84%
College and University | Existing | Retro-Commissioning | 48.8723 | 0.56148 |  | 115907.03 | 5 |  | 22779.963 | 0.3 | sq ft | 75933.2099 | 2578.348 | FAIL | 283.4163 | College and University_Existing_Retro-Commissioning_RIM | 0 | 0 | 0 | 0 | 0 | 0 | 0 | 0 | 0 | 0 | 0 | 0 | 0 | 0 | 0 | 0 | 0 | 0 | 0 | 0 | College and University_Existing_Retro-Commissioning_TRC | 0.18961 | 0.20905 | 0.23375 | 0.26405 | 0.29513 | 0.3181 | 0.32227 | 0.30193 | 0.26454 | 0.22582 | 21977.569 | 24230.0985 | 27093.3121 | 30604.9022 | 34207.5739 | 36869.4984 | 37352.851 | 34996.2452 | 30662.3118 | 26174.3656 |  | 1.244%
Grocery | Existing | Retro-Commissioning | 14.4255 | 27.951 |  | 46722.91 | 5 |  | 1413.509 | 0.3 | sq ft | 4711.6968 | 1039.3496 | FAIL | FAIL | Grocery_Existing_Retro-Commissioning_RIM | 0 | 0 | 0 | 0 | 0 | 0 | 0 | 0 | 0 | 0 | 0 | 0 | 0 | 0 | 0 | 0 | 0 | 0 | 0 | 0 | Grocery_Existing_Retro-Commissioning_TRC | 0 | 0 | 0 | 0 | 0 | 0 | 0 | 0 | 0 | 0 | 0 | 0 | 0 | 0 | 0 | 0 | 0 | 0 | 0 | 0
Healthcare | Existing | Retro-Commissioning | 13.6345 | 42.2724 |  | 81555.02 | 5 |  | 6036.2297 | 0.3 | sq ft | 20120.7655 | 1814.1887 | FAIL | FAIL | Healthcare_Existing_Retro-Commissioning_RIM | 0 | 0 | 0 | 0 | 0 | 0 | 0 | 0 | 0 | 0 | 0 | 0 | 0 | 0 | 0 | 0 | 0 | 0 | 0 | 0 | Healthcare_Existing_Retro-Commissioning_TRC | 0 | 0 | 0 | 0 | 0 | 0 | 0 | 0 | 0 | 0 | 0 | 0 | 0 | 0 | 0 | 0 | 0 | 0 | 0 | 0
Hospitals | Existing | Retro-Commissioning | 358.3151 | 4.1166 |  | 849790.53 | 5 |  | 62896.5633 | 0.3 | sq ft | 209655.211 | 18903.5618 | FAIL | FAIL | Hospitals_Existing_Retro-Commissioning_RIM | 0 | 0 | 0 | 0 | 0 | 0 | 0 | 0 | 0 | 0 | 0 | 0 | 0 | 0 | 0 | 0 | 0 | 0 | 0 | 0 | Hospitals_Existing_Retro-Commissioning_TRC | 0 | 0 | 0 | 0 | 0 | 0 | 0 | 0 | 0 | 0 | 0 | 0 | 0 | 0 | 0 | 0 | 0 | 0 | 0 | 0
Institutional | Existing | Retro-Commissioning | 15.7616 | 48.8673 |  | 94278.48 | 5 |  | 6189.0859 | 0.3 | sq ft | 20630.2862 | 2097.2216 | FAIL | FAIL | Institutional_Existing_Retro-Commissioning_RIM | 0 | 0 | 0 | 0 | 0 | 0 | 0 | 0 | 0 | 0 | 0 | 0 | 0 | 0 | 0 | 0 | 0 | 0 | 0 | 0 | Institutional_Existing_Retro-Commissioning_TRC | 0 | 0 | 0 | 0 | 0 | 0 | 0 | 0 | 0 | 0 | 0 | 0 | 0 | 0 | 0 | 0 | 0 | 0 | 0 | 0
Lodging/Hospitality | Existing | Retro-Commissioning | 23.8781 | 46.2663 |  | 77338.89 | 5 |  | 10141.6006 | 0.3 | sq ft | 33805.3353 | 1720.401 | FAIL | FAIL | Lodging/Hospitality_Existing_Retro-Commissioning_RIM | 0 | 0 | 0 | 0 | 0 | 0 | 0 | 0 | 0 | 0 | 0 | 0 | 0 | 0 | 0 | 0 | 0 | 0 | 0 | 0 | Lodging/Hospitality_Existing_Retro-Commissioning_TRC | 0 | 0 | 0 | 0 | 0 | 0 | 0 | 0 | 0 | 0 | 0 | 0 | 0 | 0 | 0 | 0 | 0 | 0 | 0 | 0
Miscellaneous | Existing | Retro-Commissioning | 150.2665 | 465.8856 |  | 898821.23 | 5 |  | 86393.6779 | 0.3 | sq ft | 287978.9262 | 19994.2481 | FAIL | FAIL | Miscellaneous_Existing_Retro-Commissioning_RIM | 0 | 0 | 0 | 0 | 0 | 0 | 0 | 0 | 0 | 0 | 0 | 0 | 0 | 0 | 0 | 0 | 0 | 0 | 0 | 0 | Miscellaneous_Existing_Retro-Commissioning_TRC | 0 | 0 | 0 | 0 | 0 | 0 | 0 | 0 | 0 | 0 | 0 | 0 | 0 | 0 | 0 | 0 | 0 | 0 | 0 | 0
Offices | Existing | Retro-Commissioning | 11.2325 | 34.8251 |  | 67187.23 | 5 |  | 4819.5098 | 0.3 | sq ft | 16065.0328 | 1494.5777 | FAIL | FAIL | Offices_Existing_Retro-Commissioning_RIM | 0 | 0 | 0 | 0 | 0 | 0 | 0 | 0 | 0 | 0 | 0 | 0 | 0 | 0 | 0 | 0 | 0 | 0 | 0 | 0 | Offices_Existing_Retro-Commissioning_TRC | 0 | 0 | 0 | 0 | 0 | 0 | 0 | 0 | 0 | 0 | 0 | 0 | 0 | 0 | 0 | 0 | 0 | 0 | 0 | 0
Restaurants | Existing | Retro-Commissioning | 15.0315 | 29.1251 |  | 48685.54 | 5 |  | 1523.9368 | 0.3 | sq ft | 5079.7893 | 1083.0082 | FAIL | FAIL | Restaurants_Existing_Retro-Commissioning_RIM | 0 | 0 | 0 | 0 | 0 | 0 | 0 | 0 | 0 | 0 | 0 | 0 | 0 | 0 | 0 | 0 | 0 | 0 | 0 | 0 | Restaurants_Existing_Retro-Commissioning_TRC | 0 | 0 | 0 | 0 | 0 | 0 | 0 | 0 | 0 | 0 | 0 | 0 | 0 | 0 | 0 | 0 | 0 | 0 | 0 | 0
Retail | Existing | Retro-Commissioning | 6.5654 | 12.7211 |  | 21264.66 | 5 |  | 3433.1538 | 0.3 | sq ft | 11443.846 | 473.0316 | FAIL | FAIL | Retail_Existing_Retro-Commissioning_RIM | 0 | 0 | 0 | 0 | 0 | 0 | 0 | 0 | 0 | 0 | 0 | 0 | 0 | 0 | 0 | 0 | 0 | 0 | 0 | 0 | Retail_Existing_Retro-Commissioning_TRC | 0 | 0 | 0 | 0 | 0 | 0 | 0 | 0 | 0 | 0 | 0 | 0 | 0 | 0 | 0 | 0 | 0 | 0 | 0 | 0
Schools K-12 | Existing | Retro-Commissioning | 13.2856 | 41.1906 |  | 79468.03 | 5 |  | 15618.3665 | 0.3 | sq ft | 52061.2215 | 1767.7637 | FAIL | 194.3128 | Schools K-12_Existing_Retro-Commissioning_RIM | 0 | 0 | 0 | 0 | 0 | 0 | 0 | 0 | 0 | 0 | 0 | 0 | 0 | 0 | 0 | 0 | 0 | 0 | 0 | 0 | Schools K-12_Existing_Retro-Commissioning_TRC | 0.91258 | 0.91281 | 0.9181 | 0.92562 | 0.93339 | 0.94066 | 0.9483 | 0.95531 | 0.96218 | 0.96797 | 72520.8239 | 72539.2385 | 72959.3339 | 73557.3522 | 74174.8093 | 74752.738 | 75359.1385 | 75916.7206 | 76462.4034 | 76922.5619 |  | 1.244%
Warehouse | Existing | Retro-Commissioning | 1.3198 | 4.0919 |  | 7894.4 | 5 |  | 4819.1977 | 0.3 | sq ft | 16063.9925 | 175.6107 | FAIL | 3286.9633 | Warehouse_Existing_Retro-Commissioning_RIM | 0 | 0 | 0 | 0 | 0 | 0 | 0 | 0 | 0 | 0 | 0 | 0 | 0 | 0 | 0 | 0 | 0 | 0 | 0 | 0 | Warehouse_Existing_Retro-Commissioning_TRC | 2.9719 | 3.2447 | 3.5907 | 4.0172 | 4.4562 | 4.7795 | 4.837 | 4.5479 | 4.0205 | 3.4751 | 23461.3282 | 25614.7789 | 28346.7385 | 31713.0386 | 35179.0407 | 37731.6592 | 38184.8359 | 35903.1493 | 31739.1811 | 27433.9084 |  | 68.21%
Assembly | New | Retro-Commissioning | 3.2444 | 10.0589 |  | 19406.44 | 5 |  | 5780.176 | 0.3 | sq ft | 19267.2533 | 431.6956 | FAIL | 2013.5547 | Assembly_New_Retro-Commissioning_RIM | 0 | 0 | 0 | 0 | 0 | 0 | 0 | 0 | 0 | 0 | 0 | 0 | 0 | 0 | 0 | 0 | 0 | 0 | 0 | 0 | Assembly_New_Retro-Commissioning_TRC | 0 | 0 | 0 | 0 | 0 | 0 | 0 | 0 | 0 | 0 | 0 | 0 | 0 | 0 | 0 | 0 | 0 | 0 | 0 | 0 |  | 34.84%
College and University | New | Retro-Commissioning | 48.8723 | 0.56148 |  | 115907.03 | 5 |  | 22779.963 | 0.3 | sq ft | 75933.2099 | 2578.348 | FAIL | 283.4163 | College and University_New_Retro-Commissioning_RIM | 0 | 0 | 0 | 0 | 0 | 0 | 0 | 0 | 0 | 0 | 0 | 0 | 0 | 0 | 0 | 0 | 0 | 0 | 0 | 0 | College and University_New_Retro-Commissioning_TRC | 0 | 0 | 0 | 0 | 0 | 0 | 0 | 0 | 0 | 0 | 0 | 0 | 0 | 0 | 0 | 0 | 0 | 0 | 0 | 0 |  | 1.244%
Grocery | New | Retro-Commissioning | 14.4255 | 27.951 |  | 46722.91 | 5 |  | 1413.509 | 0.3 | sq ft | 4711.6968 | 1039.3496 | FAIL | FAIL | Grocery_New_Retro-Commissioning_RIM | 0 | 0 | 0 | 0 | 0 | 0 | 0 | 0 | 0 | 0 | 0 | 0 | 0 | 0 | 0 | 0 | 0 | 0 | 0 | 0 | Grocery_New_Retro-Commissioning_TRC | 0 | 0 | 0 | 0 | 0 | 0 | 0 | 0 | 0 | 0 | 0 | 0 | 0 | 0 | 0 | 0 | 0 | 0 | 0 | 0
Healthcare | New | Retro-Commissioning | 13.6345 | 42.2724 |  | 81555.02 | 5 |  | 6036.2297 | 0.3 | sq ft | 20120.7655 | 1814.1887 | FAIL | FAIL | Healthcare_New_Retro-Commissioning_RIM | 0 | 0 | 0 | 0 | 0 | 0 | 0 | 0 | 0 | 0 | 0 | 0 | 0 | 0 | 0 | 0 | 0 | 0 | 0 | 0 | Healthcare_New_Retro-Commissioning_TRC | 0 | 0 | 0 | 0 | 0 | 0 | 0 | 0 | 0 | 0 | 0 | 0 | 0 | 0 | 0 | 0 | 0 | 0 | 0 | 0
Hospitals | New | Retro-Commissioning | 358.3151 | 4.1166 |  | 849790.53 | 5 |  | 62896.5633 | 0.3 | sq ft | 209655.211 | 18903.5618 | FAIL | FAIL | Hospitals_New_Retro-Commissioning_RIM | 0 | 0 | 0 | 0 | 0 | 0 | 0 | 0 | 0 | 0 | 0 | 0 | 0 | 0 | 0 | 0 | 0 | 0 | 0 | 0 | Hospitals_New_Retro-Commissioning_TRC | 0 | 0 | 0 | 0 | 0 | 0 | 0 | 0 | 0 | 0 | 0 | 0 | 0 | 0 | 0 | 0 | 0 | 0 | 0 | 0
Institutional | New | Retro-Commissioning | 15.7616 | 48.8673 |  | 94278.48 | 5 |  | 6189.0859 | 0.3 | sq ft | 20630.2862 | 2097.2216 | FAIL | FAIL | Institutional_New_Retro-Commissioning_RIM | 0 | 0 | 0 | 0 | 0 | 0 | 0 | 0 | 0 | 0 | 0 | 0 | 0 | 0 | 0 | 0 | 0 | 0 | 0 | 0 | Institutional_New_Retro-Commissioning_TRC | 0 | 0 | 0 | 0 | 0 | 0 | 0 | 0 | 0 | 0 | 0 | 0 | 0 | 0 | 0 | 0 | 0 | 0 | 0 | 0
Lodging/Hospitality | New | Retro-Commissioning | 23.8781 | 46.2663 |  | 77338.89 | 5 |  | 10141.6006 | 0.3 | sq ft | 33805.3353 | 1720.401 | FAIL | FAIL | Lodging/Hospitality_New_Retro-Commissioning_RIM | 0 | 0 | 0 | 0 | 0 | 0 | 0 | 0 | 0 | 0 | 0 | 0 | 0 | 0 | 0 | 0 | 0 | 0 | 0 | 0 | Lodging/Hospitality_New_Retro-Commissioning_TRC | 0 | 0 | 0 | 0 | 0 | 0 | 0 | 0 | 0 | 0 | 0 | 0 | 0 | 0 | 0 | 0 | 0 | 0 | 0 | 0
Miscellaneous | New | Retro-Commissioning | 150.2665 | 465.8856 |  | 898821.23 | 5 |  | 86393.6779 | 0.3 | sq ft | 287978.9262 | 19994.2481 | FAIL | FAIL | Miscellaneous_New_Retro-Commissioning_RIM | 0 | 0 | 0 | 0 | 0 | 0 | 0 | 0 | 0 | 0 | 0 | 0 | 0 | 0 | 0 | 0 | 0 | 0 | 0 | 0 | Miscellaneous_New_Retro-Commissioning_TRC | 0 | 0 | 0 | 0 | 0 | 0 | 0 | 0 | 0 | 0 | 0 | 0 | 0 | 0 | 0 | 0 | 0 | 0 | 0 | 0
Offices | New | Retro-Commissioning | 11.2325 | 34.8251 |  | 67187.23 | 5 |  | 4819.5098 | 0.3 | sq ft | 16065.0328 | 1494.5777 | FAIL | FAIL | Offices_New_Retro-Commissioning_RIM | 0 | 0 | 0 | 0 | 0 | 0 | 0 | 0 | 0 | 0 | 0 | 0 | 0 | 0 | 0 | 0 | 0 | 0 | 0 | 0 | Offices_New_Retro-Commissioning_TRC | 0 | 0 | 0 | 0 | 0 | 0 | 0 | 0 | 0 | 0 | 0 | 0 | 0 | 0 | 0 | 0 | 0 | 0 | 0 | 0
Restaurants | New | Retro-Commissioning | 15.0315 | 29.1251 |  | 48685.54 | 5 |  | 1523.9368 | 0.3 | sq ft | 5079.7893 | 1083.0082 | FAIL | FAIL | Restaurants_New_Retro-Commissioning_RIM | 0 | 0 | 0 | 0 | 0 | 0 | 0 | 0 | 0 | 0 | 0 | 0 | 0 | 0 | 0 | 0 | 0 | 0 | 0 | 0 | Restaurants_New_Retro-Commissioning_TRC | 0 | 0 | 0 | 0 | 0 | 0 | 0 | 0 | 0 | 0 | 0 | 0 | 0 | 0 | 0 | 0 | 0 | 0 | 0 | 0
Retail | New | Retro-Commissioning | 6.5654 | 12.7211 |  | 21264.66 | 5 |  | 3433.1538 | 0.3 | sq ft | 11443.846 | 473.0316 | FAIL | FAIL | Retail_New_Retro-Commissioning_RIM | 0 | 0 | 0 | 0 | 0 | 0 | 0 | 0 | 0 | 0 | 0 | 0 | 0 | 0 | 0 | 0 | 0 | 0 | 0 | 0 | Retail_New_Retro-Commissioning_TRC | 0 | 0 | 0 | 0 | 0 | 0 | 0 | 0 | 0 | 0 | 0 | 0 | 0 | 0 | 0 | 0 | 0 | 0 | 0 | 0
Schools K-12 | New | Retro-Commissioning | 13.2856 | 41.1906 |  | 79468.03 | 5 |  | 15618.3665 | 0.3 | sq ft | 52061.2215 | 1767.7637 | FAIL | 194.3128 | Schools K-12_New_Retro-Commissioning_RIM | 0 | 0 | 0 | 0 | 0 | 0 | 0 | 0 | 0 | 0 | 0 | 0 | 0 | 0 | 0 | 0 | 0 | 0 | 0 | 0 | Schools K-12_New_Retro-Commissioning_TRC | 0 | 0 | 0 | 0 | 0 | 0 | 0 | 0 | 0 | 0 | 0 | 0 | 0 | 0 | 0 | 0 | 0 | 0 | 0 | 0 |  | 1.244%
Warehouse | New | Retro-Commissioning | 1.3198 | 4.0919 |  | 7894.4 | 5 |  | 4819.1977 | 0.3 | sq ft | 16063.9925 | 175.6107 | FAIL | 3286.9633 | Warehouse_New_Retro-Commissioning_RIM | 0 | 0 | 0 | 0 | 0 | 0 | 0 | 0 | 0 | 0 | 0 | 0 | 0 | 0 | 0 | 0 | 0 | 0 | 0 | 0 | Warehouse_New_Retro-Commissioning_TRC | 0 | 0 | 0 | 0 | 0 | 0 | 0 | 0 | 0 | 0 | 0 | 0 | 0 | 0 | 0 | 0 | 0 | 0 | 0 | 0 |  | 68.21%

## PerCustomerTemplate-IND
|  |  | Note: will need separate sheets for Residential, Commercial and Industrial | [11 empty] | Projected Participation-RIM | [9 empty] | Annual Incremental Savings (kWH)-RIM | [10 empty] | Projected Participation-TRC | [9 empty] | Annual Incremental Savings (kWH)-TRC
Segment | Number of Customers | % of facility | (1) Measure | (2) Summer Peak Per Cust (kW) | (3) Winter Peak Per Cust (kW) | Blank Column | (4) Annual energy Per Cust (kWh) | (5 ) service Life(Yrs) | Blank Column | (7) Measure incremental cost | Program Admin Cost | Max Incentive-RIM | Max Incentive-TRC | Segment_Measure_Scenario | 2020 | 2021 | 2022 | 2023 | 2024 | 2025 | 2026 | 2027 | 2028 | 2029 | 2020 | 2021 | 2022 | 2023 | 2024 | 2025 | 2026 | 2027 | 2028 | 2029 | Segment_Measure_Scenario_Vintage | 2020 | 2021 | 2022 | 2023 | 2024 | 2025 | 2026 | 2027 | 2028 | 2029 | 2020 | 2021 | 2022 | 2023 | 2024 | 2025 | 2026 | 2027 | 2028 | 2029 | RIM Incentive % | TRC Incentive %
Agriculture and Assembly | 0 | 27.36% | Process Other Systems Optimization | 0 | 0 |  | 0 | 5.3333 |  | 0 | 0 | FAIL | FAIL | Agriculture and Assembly_Existing_Process Other Systems Optimization_RIM | 0 | 0 | 0 | 0 | 0 | 0 | 0 | 0 | 0 | 0 | 0 | 0 | 0 | 0 | 0 | 0 | 0 | 0 | 0 | 0 | Agriculture and Assembly_Existing_Process Other Systems Optimization_TRC | 0 | 0 | 0 | 0 | 0 | 0 | 0 | 0 | 0 | 0 | 0 | 0 | 0 | 0 | 0 | 0 | 0 | 0 | 0 | 0
Agriculture and Assembly | 0 | 24.68% | Plant Energy Management | 0 | 0 |  | 0 | 10.5 |  | 0 | 0 | FAIL | FAIL | Agriculture and Assembly_Existing_Plant Energy Management_RIM | 0 | 0 | 0 | 0 | 0 | 0 | 0 | 0 | 0 | 0 | 0 | 0 | 0 | 0 | 0 | 0 | 0 | 0 | 0 | 0 | Agriculture and Assembly_Existing_Plant Energy Management_TRC | 0 | 0 | 0 | 0 | 0 | 0 | 0 | 0 | 0 | 0 | 0 | 0 | 0 | 0 | 0 | 0 | 0 | 0 | 0 | 0
Agriculture and Assembly | 0 | 42.62% | Process Heat System Optimization | 0 | 0 |  | 0 | 2 |  | 0 | 0 | FAIL | FAIL | Agriculture and Assembly_Existing_Process Heat System Optimization_RIM | 0 | 0 | 0 | 0 | 0 | 0 | 0 | 0 | 0 | 0 | 0 | 0 | 0 | 0 | 0 | 0 | 0 | 0 | 0 | 0 | Agriculture and Assembly_Existing_Process Heat System Optimization_TRC | 0 | 0 | 0 | 0 | 0 | 0 | 0 | 0 | 0 | 0 | 0 | 0 | 0 | 0 | 0 | 0 | 0 | 0 | 0 | 0
Agriculture and Assembly | 0 | 33.73% | Process Heat Improved Controls | 0 | 0 |  | 0 | 15 |  | 0 | 0 | FAIL | FAIL | Agriculture and Assembly_Existing_Process Heat Improved Controls_RIM | 0 | 0 | 0 | 0 | 0 | 0 | 0 | 0 | 0 | 0 | 0 | 0 | 0 | 0 | 0 | 0 | 0 | 0 | 0 | 0 | Agriculture and Assembly_Existing_Process Heat Improved Controls_TRC | 0 | 0 | 0 | 0 | 0 | 0 | 0 | 0 | 0 | 0 | 0 | 0 | 0 | 0 | 0 | 0 | 0 | 0 | 0 | 0
Agriculture and Assembly | 0 | 44% | Process Refrig System Optimization | 0 | 0 |  | 0 | 4.6667 |  | 0 | 0 | FAIL | FAIL | Agriculture and Assembly_Existing_Process Refrig System Optimization_RIM | 0 | 0 | 0 | 0 | 0 | 0 | 0 | 0 | 0 | 0 | 0 | 0 | 0 | 0 | 0 | 0 | 0 | 0 | 0 | 0 | Agriculture and Assembly_Existing_Process Refrig System Optimization_TRC | 0 | 0 | 0 | 0 | 0 | 0 | 0 | 0 | 0 | 0 | 0 | 0 | 0 | 0 | 0 | 0 | 0 | 0 | 0 | 0
Agriculture and Assembly | 0 | 35.16% | Process Refrig Controls | 0 | 0 |  | 0 | 15 |  | 0 | 0 | FAIL | FAIL | Agriculture and Assembly_Existing_Process Refrig Controls_RIM | 0 | 0 | 0 | 0 | 0 | 0 | 0 | 0 | 0 | 0 | 0 | 0 | 0 | 0 | 0 | 0 | 0 | 0 | 0 | 0 | Agriculture and Assembly_Existing_Process Refrig Controls_TRC | 0 | 0 | 0 | 0 | 0 | 0 | 0 | 0 | 0 | 0 | 0 | 0 | 0 | 0 | 0 | 0 | 0 | 0 | 0 | 0
Agriculture and Assembly | 0 | 21% | Process Refrig Equipment Upgrade | 0 | 0 |  | 0 | 10 |  | 0 | 0 | FAIL | FAIL | Agriculture and Assembly_Existing_Process Refrig Equipment Upgrade_RIM | 0 | 0 | 0 | 0 | 0 | 0 | 0 | 0 | 0 | 0 | 0 | 0 | 0 | 0 | 0 | 0 | 0 | 0 | 0 | 0 | Agriculture and Assembly_Existing_Process Refrig Equipment Upgrade_TRC | 0 | 0 | 0 | 0 | 0 | 0 | 0 | 0 | 0 | 0 | 0 | 0 | 0 | 0 | 0 | 0 | 0 | 0 | 0 | 0
Agriculture and Assembly | 0 | 4.918% | Pump System Optimization | 0 | 0 |  | 0 | 10 |  | 0 | 0 | FAIL | FAIL | Agriculture and Assembly_Existing_Pump System Optimization_RIM | 0 | 0 | 0 | 0 | 0 | 0 | 0 | 0 | 0 | 0 | 0 | 0 | 0 | 0 | 0 | 0 | 0 | 0 | 0 | 0 | Agriculture and Assembly_Existing_Pump System Optimization_TRC | 0 | 0 | 0 | 0 | 0 | 0 | 0 | 0 | 0 | 0 | 0 | 0 | 0 | 0 | 0 | 0 | 0 | 0 | 0 | 0
Agriculture and Assembly | 0 | 33.17% | Pump Improved Controls | 0 | 0 |  | 0 | 15 |  | 0 | 0 | FAIL | FAIL | Agriculture and Assembly_Existing_Pump Improved Controls_RIM | 0 | 0 | 0 | 0 | 0 | 0 | 0 | 0 | 0 | 0 | 0 | 0 | 0 | 0 | 0 | 0 | 0 | 0 | 0 | 0 | Agriculture and Assembly_Existing_Pump Improved Controls_TRC | 0 | 0 | 0 | 0 | 0 | 0 | 0 | 0 | 0 | 0 | 0 | 0 | 0 | 0 | 0 | 0 | 0 | 0 | 0 | 0
Agriculture and Assembly | 0 | 27% | Motor Optimization | 0 | 0 |  | 0 | 10 |  | 0 | 0 | FAIL | FAIL | Agriculture and Assembly_Existing_Motor Optimization_RIM | 0 | 0 | 0 | 0 | 0 | 0 | 0 | 0 | 0 | 0 | 0 | 0 | 0 | 0 | 0 | 0 | 0 | 0 | 0 | 0 | Agriculture and Assembly_Existing_Motor Optimization_TRC | 0 | 0 | 0 | 0 | 0 | 0 | 0 | 0 | 0 | 0 | 0 | 0 | 0 | 0 | 0 | 0 | 0 | 0 | 0 | 0
Agriculture and Assembly | 0 | 32.89% | Motor Improved Controls | 0 | 0 |  | 0 | 15 |  | 0 | 0 | FAIL | FAIL | Agriculture and Assembly_Existing_Motor Improved Controls_RIM | 0 | 0 | 0 | 0 | 0 | 0 | 0 | 0 | 0 | 0 | 0 | 0 | 0 | 0 | 0 | 0 | 0 | 0 | 0 | 0 | Agriculture and Assembly_Existing_Motor Improved Controls_TRC | 0 | 0 | 0 | 0 | 0 | 0 | 0 | 0 | 0 | 0 | 0 | 0 | 0 | 0 | 0 | 0 | 0 | 0 | 0 | 0
Agriculture and Assembly | 0 | 73.72% | Pump Equipment Upgrade | 0 | 0 |  | 0 | 15 |  | 0 | 0 | FAIL | FAIL | Agriculture and Assembly_Existing_Pump Equipment Upgrade_RIM | 0 | 0 | 0 | 0 | 0 | 0 | 0 | 0 | 0 | 0 | 0 | 0 | 0 | 0 | 0 | 0 | 0 | 0 | 0 | 0 | Agriculture and Assembly_Existing_Pump Equipment Upgrade_TRC | 0 | 0 | 0 | 0 | 0 | 0 | 0 | 0 | 0 | 0 | 0 | 0 | 0 | 0 | 0 | 0 | 0 | 0 | 0 | 0
Agriculture and Assembly | 0 | 42.62% | Motor Equipment Upgrades | 0 | 0 |  | 0 | 10 |  | 0 | 0 | FAIL | FAIL | Agriculture and Assembly_Existing_Motor Equipment Upgrades_RIM | 0 | 0 | 0 | 0 | 0 | 0 | 0 | 0 | 0 | 0 | 0 | 0 | 0 | 0 | 0 | 0 | 0 | 0 | 0 | 0 | Agriculture and Assembly_Existing_Motor Equipment Upgrades_TRC | 0 | 0 | 0 | 0 | 0 | 0 | 0 | 0 | 0 | 0 | 0 | 0 | 0 | 0 | 0 | 0 | 0 | 0 | 0 | 0
Agriculture and Assembly | 0 | 33.8% | Fan Improved Controls | 0 | 0 |  | 0 | 15 |  | 0 | 0 | FAIL | FAIL | Agriculture and Assembly_Existing_Fan Improved Controls_RIM | 0 | 0 | 0 | 0 | 0 | 0 | 0 | 0 | 0 | 0 | 0 | 0 | 0 | 0 | 0 | 0 | 0 | 0 | 0 | 0 | Agriculture and Assembly_Existing_Fan Improved Controls_TRC | 0 | 0 | 0 | 0 | 0 | 0 | 0 | 0 | 0 | 0 | 0 | 0 | 0 | 0 | 0 | 0 | 0 | 0 | 0 | 0
Agriculture and Assembly | 0 | 75.1% | Fan Equipment Upgrades | 0 | 0 |  | 0 | 15 |  | 0 | 0 | FAIL | FAIL | Agriculture and Assembly_Existing_Fan Equipment Upgrades_RIM | 0 | 0 | 0 | 0 | 0 | 0 | 0 | 0 | 0 | 0 | 0 | 0 | 0 | 0 | 0 | 0 | 0 | 0 | 0 | 0 | Agriculture and Assembly_Existing_Fan Equipment Upgrades_TRC | 0 | 0 | 0 | 0 | 0 | 0 | 0 | 0 | 0 | 0 | 0 | 0 | 0 | 0 | 0 | 0 | 0 | 0 | 0 | 0
Agriculture and Assembly | 0 | 30% | Lighting Controls | 0 | 0 |  | 0 | 10 |  | 0 | 0 | FAIL | FAIL | Agriculture and Assembly_Existing_Lighting Controls_RIM | 0 | 0 | 0 | 0 | 0 | 0 | 0 | 0 | 0 | 0 | 0 | 0 | 0 | 0 | 0 | 0 | 0 | 0 | 0 | 0 | Agriculture and Assembly_Existing_Lighting Controls_TRC | 0 | 0 | 0 | 0 | 0 | 0 | 0 | 0 | 0 | 0 | 0 | 0 | 0 | 0 | 0 | 0 | 0 | 0 | 0 | 0
Agriculture and Assembly | 0 | 25% | Efficient Lighting - Other Interior Lighting | 0 | 0 |  | 0 | 14.4667 |  | 0 | 0 | FAIL | FAIL | Agriculture and Assembly_Existing_Efficient Lighting - Other Interior Lighting_RIM | 0 | 0 | 0 | 0 | 0 | 0 | 0 | 0 | 0 | 0 | 0 | 0 | 0 | 0 | 0 | 0 | 0 | 0 | 0 | 0 | Agriculture and Assembly_Existing_Efficient Lighting - Other Interior Lighting_TRC | 0 | 0 | 0 | 0 | 0 | 0 | 0 | 0 | 0 | 0 | 0 | 0 | 0 | 0 | 0 | 0 | 0 | 0 | 0 | 0
Agriculture and Assembly | 0 | 20% | Efficient Lighting - High Bay | 0 | 0 |  | 0 | 13.6667 |  | 0 | 0 | FAIL | FAIL | Agriculture and Assembly_Existing_Efficient Lighting - High Bay_RIM | 0 | 0 | 0 | 0 | 0 | 0 | 0 | 0 | 0 | 0 | 0 | 0 | 0 | 0 | 0 | 0 | 0 | 0 | 0 | 0 | Agriculture and Assembly_Existing_Efficient Lighting - High Bay_TRC | 0 | 0 | 0 | 0 | 0 | 0 | 0 | 0 | 0 | 0 | 0 | 0 | 0 | 0 | 0 | 0 | 0 | 0 | 0 | 0
Agriculture and Assembly | 0 | 4.918% | HVAC Recommissioning | 0 | 0 |  | 0 | 10 |  | 0 | 0 | FAIL | FAIL | Agriculture and Assembly_Existing_HVAC Recommissioning_RIM | 0 | 0 | 0 | 0 | 0 | 0 | 0 | 0 | 0 | 0 | 0 | 0 | 0 | 0 | 0 | 0 | 0 | 0 | 0 | 0 | Agriculture and Assembly_Existing_HVAC Recommissioning_TRC | 0 | 0 | 0 | 0 | 0 | 0 | 0 | 0 | 0 | 0 | 0 | 0 | 0 | 0 | 0 | 0 | 0 | 0 | 0 | 0
Agriculture and Assembly | 0 | 9.836% | HVAC Improved Controls | 0 | 0 |  | 0 | 15 |  | 0 | 0 | FAIL | FAIL | Agriculture and Assembly_Existing_HVAC Improved Controls_RIM | 0 | 0 | 0 | 0 | 0 | 0 | 0 | 0 | 0 | 0 | 0 | 0 | 0 | 0 | 0 | 0 | 0 | 0 | 0 | 0 | Agriculture and Assembly_Existing_HVAC Improved Controls_TRC | 0 | 0 | 0 | 0 | 0 | 0 | 0 | 0 | 0 | 0 | 0 | 0 | 0 | 0 | 0 | 0 | 0 | 0 | 0 | 0
Agriculture and Assembly | 0 | 62.3% | Building Envelope Improvements | 0 | 0 |  | 0 | 15 |  | 0 | 0 | FAIL | FAIL | Agriculture and Assembly_Existing_Building Envelope Improvements_RIM | 0 | 0 | 0 | 0 | 0 | 0 | 0 | 0 | 0 | 0 | 0 | 0 | 0 | 0 | 0 | 0 | 0 | 0 | 0 | 0 | Agriculture and Assembly_Existing_Building Envelope Improvements_TRC | 0 | 0 | 0 | 0 | 0 | 0 | 0 | 0 | 0 | 0 | 0 | 0 | 0 | 0 | 0 | 0 | 0 | 0 | 0 | 0
Agriculture and Assembly | 0 | 13.11% | HVAC Equipment Upgrades | 0 | 0 |  | 0 | 18 |  | 0 | 0 | FAIL | FAIL | Agriculture and Assembly_Existing_HVAC Equipment Upgrades_RIM | 0 | 0 | 0 | 0 | 0 | 0 | 0 | 0 | 0 | 0 | 0 | 0 | 0 | 0 | 0 | 0 | 0 | 0 | 0 | 0 | Agriculture and Assembly_Existing_HVAC Equipment Upgrades_TRC | 0 | 0 | 0 | 0 | 0 | 0 | 0 | 0 | 0 | 0 | 0 | 0 | 0 | 0 | 0 | 0 | 0 | 0 | 0 | 0
Agriculture and Assembly | 0 | 30% | Lighting Controls - Exterior | 0 | 0 |  | 0 | 10 |  | 0 | 0 | FAIL | FAIL | Agriculture and Assembly_Existing_Lighting Controls - Exterior_RIM | 0 | 0 | 0 | 0 | 0 | 0 | 0 | 0 | 0 | 0 | 0 | 0 | 0 | 0 | 0 | 0 | 0 | 0 | 0 | 0 | Agriculture and Assembly_Existing_Lighting Controls - Exterior_TRC | 0 | 0 | 0 | 0 | 0 | 0 | 0 | 0 | 0 | 0 | 0 | 0 | 0 | 0 | 0 | 0 | 0 | 0 | 0 | 0
Agriculture and Assembly | 0 | 15.29% | Efficient Lighting - Exterior | 0 | 0 |  | 0 | 13.6 |  | 0 | 0 | FAIL | FAIL | Agriculture and Assembly_Existing_Efficient Lighting - Exterior_RIM | 0 | 0 | 0 | 0 | 0 | 0 | 0 | 0 | 0 | 0 | 0 | 0 | 0 | 0 | 0 | 0 | 0 | 0 | 0 | 0 | Agriculture and Assembly_Existing_Efficient Lighting - Exterior_TRC | 0 | 0 | 0 | 0 | 0 | 0 | 0 | 0 | 0 | 0 | 0 | 0 | 0 | 0 | 0 | 0 | 0 | 0 | 0 | 0
Agriculture and Assembly | 0 | 25.94% | Compressed Air System Optimization | 0 | 0 |  | 0 | 10 |  | 0 | 0 | FAIL | FAIL | Agriculture and Assembly_Existing_Compressed Air System Optimization_RIM | 0 | 0 | 0 | 0 | 0 | 0 | 0 | 0 | 0 | 0 | 0 | 0 | 0 | 0 | 0 | 0 | 0 | 0 | 0 | 0 | Agriculture and Assembly_Existing_Compressed Air System Optimization_TRC | 0 | 0 | 0 | 0 | 0 | 0 | 0 | 0 | 0 | 0 | 0 | 0 | 0 | 0 | 0 | 0 | 0 | 0 | 0 | 0
Agriculture and Assembly | 0 | 6.557% | Compressed Air Controls | 0 | 0 |  | 0 | 12.5 |  | 0 | 0 | FAIL | FAIL | Agriculture and Assembly_Existing_Compressed Air Controls_RIM | 0 | 0 | 0 | 0 | 0 | 0 | 0 | 0 | 0 | 0 | 0 | 0 | 0 | 0 | 0 | 0 | 0 | 0 | 0 | 0 | Agriculture and Assembly_Existing_Compressed Air Controls_TRC | 0 | 0 | 0 | 0 | 0 | 0 | 0 | 0 | 0 | 0 | 0 | 0 | 0 | 0 | 0 | 0 | 0 | 0 | 0 | 0
Agriculture and Assembly | 0 | 8.197% | Compressed Air Equipment | 0 | 0 |  | 0 | 15 |  | 0 | 0 | FAIL | FAIL | Agriculture and Assembly_Existing_Compressed Air Equipment_RIM | 0 | 0 | 0 | 0 | 0 | 0 | 0 | 0 | 0 | 0 | 0 | 0 | 0 | 0 | 0 | 0 | 0 | 0 | 0 | 0 | Agriculture and Assembly_Existing_Compressed Air Equipment_TRC | 0 | 0 | 0 | 0 | 0 | 0 | 0 | 0 | 0 | 0 | 0 | 0 | 0 | 0 | 0 | 0 | 0 | 0 | 0 | 0
Chemicals and Plastics | 26.1818 | 5% | Process Other Systems Optimization | 10.8306 | 24.5231 |  | 78669.4781 | 5.3333 |  | 1823.4243 | 2699.7202 | FAIL | FAIL | Chemicals and Plastics_Existing_Process Other Systems Optimization_RIM | 0 | 0 | 0 | 0 | 0 | 0 | 0 | 0 | 0 | 0 | 0 | 0 | 0 | 0 | 0 | 0 | 0 | 0 | 0 | 0 | Chemicals and Plastics_Existing_Process Other Systems Optimization_TRC | 0 | 0 | 0 | 0 | 0 | 0 | 0 | 0 | 0 | 0 | 0 | 0 | 0 | 0 | 0 | 0 | 0 | 0 | 0 | 0
Chemicals and Plastics | 26.1818 | 15.02% | Plant Energy Management | 97.9802 | 350.8269 |  | 720610.27 | 10.5 |  | 16702.517 | 24729.363 | FAIL | FAIL | Chemicals and Plastics_Existing_Plant Energy Management_RIM | 0 | 0 | 0 | 0 | 0 | 0 | 0 | 0 | 0 | 0 | 0 | 0 | 0 | 0 | 0 | 0 | 0 | 0 | 0 | 0 | Chemicals and Plastics_Existing_Plant Energy Management_TRC | 0 | 0 | 0 | 0 | 0 | 0 | 0 | 0 | 0 | 0 | 0 | 0 | 0 | 0 | 0 | 0 | 0 | 0 | 0 | 0
Chemicals and Plastics | 26.1818 | 39.78% | Process Heat System Optimization | 7.1689 | 1.4018 |  | 52071.9282 | 2 |  | 19128.2665 | 1786.9654 | FAIL | 11057.6047 | Chemicals and Plastics_Existing_Process Heat System Optimization_RIM | 0 | 0 | 0 | 0 | 0 | 0 | 0 | 0 | 0 | 0 | 0 | 0 | 0 | 0 | 0 | 0 | 0 | 0 | 0 | 0 | Chemicals and Plastics_Existing_Process Heat System Optimization_TRC | 0.4119 | 0.40633 | 0.38633 | 0.27481 | 0.14145 | 0.054174 | 0.017681 | 0.0053892 | 0.0016102 | 0.00047468 | 21448.363 | 21158.633 | 20116.813 | 14309.6546 | 7365.723 | 2820.9642 | 920.7016 | 280.6259 | 83.8449 | 24.7176 |  | 57.81%
Chemicals and Plastics | 26.1818 | 32.96% | Process Heat Improved Controls | 1.7346 | 4.4077 |  | 12599.5629 | 15 |  | 7723.1122 | 432.3824 | FAIL | 5770.2978 | Chemicals and Plastics_Existing_Process Heat Improved Controls_RIM | 0 | 0 | 0 | 0 | 0 | 0 | 0 | 0 | 0 | 0 | 0 | 0 | 0 | 0 | 0 | 0 | 0 | 0 | 0 | 0 | Chemicals and Plastics_Existing_Process Heat Improved Controls_TRC | 0.37726 | 0.3821 | 0.38191 | 0.38191 | 0.38275 | 0.3821 | 0.38191 | 0.38192 | 0.38194 | 0.382 | 4753.279 | 4814.2871 | 4811.9046 | 4811.9168 | 4822.4807 | 4814.3357 | 4811.9535 | 4811.9657 | 4812.2575 | 4813.0429 |  | 74.71%
Chemicals and Plastics | 26.1818 | 11.28% | Process Heat Equipment Upgrade | 51.3378 | 0.042354 |  | 372899.0621 | 10 |  | 86512.5799 | 12796.8705 | FAIL | 28716.7132 | Chemicals and Plastics_Existing_Process Heat Equipment Upgrade_RIM | 0 | 0 | 0 | 0 | 0 | 0 | 0 | 0 | 0 | 0 | 0 | 0 | 0 | 0 | 0 | 0 | 0 | 0 | 0 | 0 | Chemicals and Plastics_Existing_Process Heat Equipment Upgrade_TRC | 0.11125 | 0.11925 | 0.11331 | 0.080596 | 0.041404 | 0.015897 | 0.0051852 | 0.0015804 | 0.00047175 | 0.00013923 | 41483.467 | 44468.4071 | 42252.1986 | 30054.2935 | 15439.419 | 5928.0313 | 1933.5614 | 589.324 | 175.9142 | 51.9186 |  | 33.19%
Chemicals and Plastics | 26.1818 | 5.757% | Process Refrig System Optimization | 40.8903 | 12.9045 |  | 297012.0785 | 4.6667 |  | 6201.7997 | 10192.6379 | FAIL | FAIL | Chemicals and Plastics_Existing_Process Refrig System Optimization_RIM | 0 | 0 | 0 | 0 | 0 | 0 | 0 | 0 | 0 | 0 | 0 | 0 | 0 | 0 | 0 | 0 | 0 | 0 | 0 | 0 | Chemicals and Plastics_Existing_Process Refrig System Optimization_TRC | 0 | 0 | 0 | 0 | 0 | 0 | 0 | 0 | 0 | 0 | 0 | 0 | 0 | 0 | 0 | 0 | 0 | 0 | 0 | 0
Chemicals and Plastics | 26.1818 | 33.75% | Process Refrig Controls | 2.257 | 3.8316 |  | 16394.241 | 15 |  | 5216.8022 | 562.6053 | FAIL | 2675.8481 | Chemicals and Plastics_Existing_Process Refrig Controls_RIM | 0 | 0 | 0 | 0 | 0 | 0 | 0 | 0 | 0 | 0 | 0 | 0 | 0 | 0 | 0 | 0 | 0 | 0 | 0 | 0 | Chemicals and Plastics_Existing_Process Refrig Controls_TRC | 0.35388 | 0.34831 | 0.34814 | 0.34814 | 0.34891 | 0.34831 | 0.34814 | 0.34814 | 0.34816 | 0.34822 | 5801.6085 | 5710.2782 | 5707.4524 | 5707.4669 | 5720.0365 | 5710.3359 | 5707.5103 | 5707.5248 | 5707.871 | 5708.8026 |  | 51.29%
Chemicals and Plastics | 26.1818 | 24.6% | Process Refrig Equipment Upgrade | 14.4231 | 0.010418 |  | 104764.1734 | 10 |  | 17455.8305 | 3595.2184 | FAIL | 1218.3635 | Chemicals and Plastics_Existing_Process Refrig Equipment Upgrade_RIM | 0 | 0 | 0 | 0 | 0 | 0 | 0 | 0 | 0 | 0 | 0 | 0 | 0 | 0 | 0 | 0 | 0 | 0 | 0 | 0 | Chemicals and Plastics_Existing_Process Refrig Equipment Upgrade_TRC | 0.16576 | 0.17733 | 0.16849 | 0.11985 | 0.061691 | 0.02364 | 0.0077107 | 0.0023501 | 0.00070213 | 0.00020704 | 17365.2328 | 18578.0731 | 17652.1825 | 12556.1247 | 6463.0275 | 2476.6212 | 807.806 | 246.2086 | 73.5576 | 21.6906 |  | 6.98%
Chemicals and Plastics | 26.1818 | 6.993% | Pump System Optimization | 172.2183 | 21.9447 |  | 1278901.5035 | 10 |  | 123635.1124 | 43888.3831 | FAIL | FAIL | Chemicals and Plastics_Existing_Pump System Optimization_RIM | 0 | 0 | 0 | 0 | 0 | 0 | 0 | 0 | 0 | 0 | 0 | 0 | 0 | 0 | 0 | 0 | 0 | 0 | 0 | 0 | Chemicals and Plastics_Existing_Pump System Optimization_TRC | 0 | 0 | 0 | 0 | 0 | 0 | 0 | 0 | 0 | 0 | 0 | 0 | 0 | 0 | 0 | 0 | 0 | 0 | 0 | 0
Chemicals and Plastics | 26.1818 | 32.22% | Pump Improved Controls | 4.8924 | 18.0252 |  | 36331.4831 | 15 |  | 2318.1007 | 1246.7966 | FAIL | FAIL | Chemicals and Plastics_Existing_Pump Improved Controls_RIM | 0 | 0 | 0 | 0 | 0 | 0 | 0 | 0 | 0 | 0 | 0 | 0 | 0 | 0 | 0 | 0 | 0 | 0 | 0 | 0 | Chemicals and Plastics_Existing_Pump Improved Controls_TRC | 0 | 0 | 0 | 0 | 0 | 0 | 0 | 0 | 0 | 0 | 0 | 0 | 0 | 0 | 0 | 0 | 0 | 0 | 0 | 0
Chemicals and Plastics | 26.1818 | 44.63% | Motor Optimization | 59.6902 | 3.0121 |  | 443262.1051 | 10 |  | 41351.9727 | 15211.5366 | FAIL | FAIL | Chemicals and Plastics_Existing_Motor Optimization_RIM | 0 | 0 | 0 | 0 | 0 | 0 | 0 | 0 | 0 | 0 | 0 | 0 | 0 | 0 | 0 | 0 | 0 | 0 | 0 | 0 | Chemicals and Plastics_Existing_Motor Optimization_TRC | 0 | 0 | 0 | 0 | 0 | 0 | 0 | 0 | 0 | 0 | 0 | 0 | 0 | 0 | 0 | 0 | 0 | 0 | 0 | 0
Chemicals and Plastics | 26.1818 | 16.91% | Motor Improved Controls | 8.166 | 123.3881 |  | 60641.0516 | 15 |  | 6426.9746 | 2081.0341 | FAIL | FAIL | Chemicals and Plastics_Existing_Motor Improved Controls_RIM | 0 | 0 | 0 | 0 | 0 | 0 | 0 | 0 | 0 | 0 | 0 | 0 | 0 | 0 | 0 | 0 | 0 | 0 | 0 | 0 | Chemicals and Plastics_Existing_Motor Improved Controls_TRC | 0 | 0 | 0 | 0 | 0 | 0 | 0 | 0 | 0 | 0 | 0 | 0 | 0 | 0 | 0 | 0 | 0 | 0 | 0 | 0
Chemicals and Plastics | 26.1818 | 76.18% | Pump Equipment Upgrade | 12.3175 | 4.8396 |  | 91470.4329 | 15 |  | 20743.9416 | 3139.0137 | FAIL | 6566.88 | Chemicals and Plastics_Existing_Pump Equipment Upgrade_RIM | 0 | 0 | 0 | 0 | 0 | 0 | 0 | 0 | 0 | 0 | 0 | 0 | 0 | 0 | 0 | 0 | 0 | 0 | 0 | 0 | Chemicals and Plastics_Existing_Pump Equipment Upgrade_TRC | 0.77604 | 0.83133 | 0.7899 | 0.56186 | 0.28883 | 0.11082 | 0.036148 | 0.011017 | 0.0032896 | 0.00097061 | 70984.4886 | 76042.1361 | 72252.3617 | 51393.6259 | 26419.1716 | 10137.0882 | 3306.4405 | 1007.7594 | 300.9051 | 88.7821 |  | 31.66%
Chemicals and Plastics | 26.1818 | 30.44% | Motor Equipment Upgrades | 12.4413 | 0.0037986 |  | 92389.9439 | 10 |  | 19811.4953 | 3170.5688 | FAIL | 5491.9182 | Chemicals and Plastics_Existing_Motor Equipment Upgrades_RIM | 0 | 0 | 0 | 0 | 0 | 0 | 0 | 0 | 0 | 0 | 0 | 0 | 0 | 0 | 0 | 0 | 0 | 0 | 0 | 0 | Chemicals and Plastics_Existing_Motor Equipment Upgrades_TRC | 0.31137 | 0.33285 | 0.31648 | 0.22598 | 0.1167 | 0.044912 | 0.014667 | 0.0044723 | 0.0013355 | 0.00039406 | 28767.7911 | 30752.1194 | 29239.5009 | 20878.3708 | 10782.2383 | 4149.3964 | 1355.1045 | 413.1911 | 123.3899 | 36.4076 |  | 27.72%
Chemicals and Plastics | 26.1818 | 4.292% | Fan System Optimization | 225.0626 | 244.8634 |  | 1671326.2975 | 10 |  | 137125.1367 | 57355.323 | FAIL | FAIL | Chemicals and Plastics_Existing_Fan System Optimization_RIM | 0 | 0 | 0 | 0 | 0 | 0 | 0 | 0 | 0 | 0 | 0 | 0 | 0 | 0 | 0 | 0 | 0 | 0 | 0 | 0 | Chemicals and Plastics_Existing_Fan System Optimization_TRC | 0 | 0 | 0 | 0 | 0 | 0 | 0 | 0 | 0 | 0 | 0 | 0 | 0 | 0 | 0 | 0 | 0 | 0 | 0 | 0
Chemicals and Plastics | 26.1818 | 14.88% | Fan Improved Controls | 72.5588 | 22.9436 |  | 538825.2141 | 15 |  | 13256.4407 | 18490.9998 | FAIL | FAIL | Chemicals and Plastics_Existing_Fan Improved Controls_RIM | 0 | 0 | 0 | 0 | 0 | 0 | 0 | 0 | 0 | 0 | 0 | 0 | 0 | 0 | 0 | 0 | 0 | 0 | 0 | 0 | Chemicals and Plastics_Existing_Fan Improved Controls_TRC | 0 | 0 | 0 | 0 | 0 | 0 | 0 | 0 | 0 | 0 | 0 | 0 | 0 | 0 | 0 | 0 | 0 | 0 | 0 | 0
Chemicals and Plastics | 26.1818 | 34.28% | Fan Equipment Upgrades | 3.0196 | 0.0010308 |  | 22424.0311 | 15 |  | 5092.3588 | 769.5311 | FAIL | 1616.8437 | Chemicals and Plastics_Existing_Fan Equipment Upgrades_RIM | 0 | 0 | 0 | 0 | 0 | 0 | 0 | 0 | 0 | 0 | 0 | 0 | 0 | 0 | 0 | 0 | 0 | 0 | 0 | 0 | Chemicals and Plastics_Existing_Fan Equipment Upgrades_TRC | 0.35045 | 0.3754 | 0.35669 | 0.25372 | 0.13043 | 0.050044 | 0.016323 | 0.0049751 | 0.0014855 | 0.0004383 | 7858.5965 | 8418.0186 | 7998.4829 | 5689.3785 | 2924.8306 | 1122.1962 | 366.0297 | 111.561 | 33.3117 | 9.8284 |  | 31.75%
Chemicals and Plastics | 26.1818 | 30% | Lighting Controls | 7.5012 | 57.5708 |  | 52552.657 | 10 |  | 7441.9561 | 1169.0321 | FAIL | FAIL | Chemicals and Plastics_Existing_Lighting Controls_RIM | 0 | 0 | 0 | 0 | 0 | 0 | 0 | 0 | 0 | 0 | 0 | 0 | 0 | 0 | 0 | 0 | 0 | 0 | 0 | 0 | Chemicals and Plastics_Existing_Lighting Controls_TRC | 0 | 0 | 0 | 0 | 0 | 0 | 0 | 0 | 0 | 0 | 0 | 0 | 0 | 0 | 0 | 0 | 0 | 0 | 0 | 0
Chemicals and Plastics | 26.1818 | 25% | Efficient Lighting - Other Interior Lighting | 62.1104 | 23.0578 |  | 435137.891 | 14.4667 |  | 173347.1888 | 9679.6278 | FAIL | 105904.8857 | Chemicals and Plastics_Existing_Efficient Lighting - Other Interior Lighting_RIM | 0 | 0 | 0 | 0 | 0 | 0 | 0 | 0 | 0 | 0 | 0 | 0 | 0 | 0 | 0 | 0 | 0 | 0 | 0 | 0 | Chemicals and Plastics_Existing_Efficient Lighting - Other Interior Lighting_TRC | 0.43696 | 0.44418 | 0.41974 | 0.32053 | 0.19355 | 0.093321 | 0.039167 | 0.015296 | 0.0058097 | 0.0021331 | 190137.9988 | 193281.2773 | 182644.6543 | 139473.5682 | 84220.5419 | 40607.6644 | 17042.8368 | 6655.7119 | 2528.0031 | 928.1898 |  | 61.09%
Chemicals and Plastics | 26.1818 | 20% | Efficient Lighting - High Bay | 29.6666 | 0.06272 |  | 207840.5819 | 13.6667 |  | 44864.3352 | 4623.4068 | FAIL | 12650.989 | Chemicals and Plastics_Existing_Efficient Lighting - High Bay_RIM | 0 | 0 | 0 | 0 | 0 | 0 | 0 | 0 | 0 | 0 | 0 | 0 | 0 | 0 | 0 | 0 | 0 | 0 | 0 | 0 | Chemicals and Plastics_Existing_Efficient Lighting - High Bay_TRC | 0.29359 | 0.30096 | 0.28318 | 0.21254 | 0.12568 | 0.059672 | 0.024843 | 0.0096677 | 0.003667 | 0.0013457 | 61019.3849 | 62552.0311 | 58855.6161 | 44175.476 | 26121.027 | 12402.3564 | 5163.2919 | 2009.349 | 762.1427 | 279.6817 |  | 28.2%
Chemicals and Plastics | 26.1818 | 10.92% | HVAC Improved Controls | 9.0175 | 11.4424 |  | 63301.5685 | 15 |  | 1095.9514 | 2789.6989 | FAIL | FAIL | Chemicals and Plastics_Existing_HVAC Improved Controls_RIM | 0 | 0 | 0 | 0 | 0 | 0 | 0 | 0 | 0 | 0 | 0 | 0 | 0 | 0 | 0 | 0 | 0 | 0 | 0 | 0 | Chemicals and Plastics_Existing_HVAC Improved Controls_TRC | 0 | 0 | 0 | 0 | 0 | 0 | 0 | 0 | 0 | 0 | 0 | 0 | 0 | 0 | 0 | 0 | 0 | 0 | 0 | 0
Chemicals and Plastics | 26.1818 | 26.07% | Building Envelope Improvements | 4.9109 | 16.8114 |  | 34473.6184 | 15 |  | 3853.525 | 1519.2517 | FAIL | FAIL | Chemicals and Plastics_Existing_Building Envelope Improvements_RIM | 0 | 0 | 0 | 0 | 0 | 0 | 0 | 0 | 0 | 0 | 0 | 0 | 0 | 0 | 0 | 0 | 0 | 0 | 0 | 0 | Chemicals and Plastics_Existing_Building Envelope Improvements_TRC | 0 | 0 | 0 | 0 | 0 | 0 | 0 | 0 | 0 | 0 | 0 | 0 | 0 | 0 | 0 | 0 | 0 | 0 | 0 | 0
Chemicals and Plastics | 26.1818 | 11.77% | HVAC Equipment Upgrades | 29.8249 | 0.017499 |  | 209365.5158 | 18 |  | 19919.2097 | 9226.7341 | FAIL | FAIL | Chemicals and Plastics_Existing_HVAC Equipment Upgrades_RIM | 0 | 0 | 0 | 0 | 0 | 0 | 0 | 0 | 0 | 0 | 0 | 0 | 0 | 0 | 0 | 0 | 0 | 0 | 0 | 0 | Chemicals and Plastics_Existing_HVAC Equipment Upgrades_TRC | 0 | 0 | 0 | 0 | 0 | 0 | 0 | 0 | 0 | 0 | 0 | 0 | 0 | 0 | 0 | 0 | 0 | 0 | 0 | 0
Chemicals and Plastics | 26.1818 | 30% | Lighting Controls - Exterior | 0 | 0 |  | 6818.8224 | 10 |  | 965.6101 | 151.6845 | FAIL | FAIL | Chemicals and Plastics_Existing_Lighting Controls - Exterior_RIM | 0 | 0 | 0 | 0 | 0 | 0 | 0 | 0 | 0 | 0 | 0 | 0 | 0 | 0 | 0 | 0 | 0 | 0 | 0 | 0 | Chemicals and Plastics_Existing_Lighting Controls - Exterior_TRC | 0 | 0 | 0 | 0 | 0 | 0 | 0 | 0 | 0 | 0 | 0 | 0 | 0 | 0 | 0 | 0 | 0 | 0 | 0 | 0
Chemicals and Plastics | 26.1818 | 15.29% | Efficient Lighting - Exterior | 0 | 0.0054386 |  | 38470.7608 | 13.6 |  | 4400.9768 | 855.7808 | FAIL | FAIL | Chemicals and Plastics_Existing_Efficient Lighting - Exterior_RIM | 0 | 0 | 0 | 0 | 0 | 0 | 0 | 0 | 0 | 0 | 0 | 0 | 0 | 0 | 0 | 0 | 0 | 0 | 0 | 0 | Chemicals and Plastics_Existing_Efficient Lighting - Exterior_TRC | 0 | 0 | 0 | 0 | 0 | 0 | 0 | 0 | 0 | 0 | 0 | 0 | 0 | 0 | 0 | 0 | 0 | 0 | 0 | 0
Chemicals and Plastics | 26.1818 | 25.94% | Compressed Air System Optimization | 7.3364 | 18.6647 |  | 54480.2382 | 10 |  | 2888.1398 | 1869.612 | FAIL | FAIL | Chemicals and Plastics_Existing_Compressed Air System Optimization_RIM | 0 | 0 | 0 | 0 | 0 | 0 | 0 | 0 | 0 | 0 | 0 | 0 | 0 | 0 | 0 | 0 | 0 | 0 | 0 | 0 | Chemicals and Plastics_Existing_Compressed Air System Optimization_TRC | 0 | 0 | 0 | 0 | 0 | 0 | 0 | 0 | 0 | 0 | 0 | 0 | 0 | 0 | 0 | 0 | 0 | 0 | 0 | 0
Chemicals and Plastics | 26.1818 | 17.08% | Compressed Air Controls | 29.1161 | 54.6204 |  | 216217.9848 | 12.5 |  | 39369.5396 | 7420.0067 | FAIL | 5857.7743 | Chemicals and Plastics_Existing_Compressed Air Controls_RIM | 0 | 0 | 0 | 0 | 0 | 0 | 0 | 0 | 0 | 0 | 0 | 0 | 0 | 0 | 0 | 0 | 0 | 0 | 0 | 0 | Chemicals and Plastics_Existing_Compressed Air Controls_TRC | 0.1588 | 0.16026 | 0.16018 | 0.16018 | 0.16054 | 0.16026 | 0.16018 | 0.16018 | 0.16019 | 0.16022 | 34334.6518 | 34651.2111 | 34634.0633 | 34634.1512 | 34710.9964 | 34651.5611 | 34634.415 | 34634.5029 | 34636.6034 | 34642.2565 |  | 14.88%
Chemicals and Plastics | 26.1818 | 10.82% | Compressed Air Equipment | 75.4877 | 0.04538 |  | 560575.4177 | 15 |  | 75641.6486 | 19237.4069 | FAIL | FAIL | Chemicals and Plastics_Existing_Compressed Air Equipment_RIM | 0 | 0 | 0 | 0 | 0 | 0 | 0 | 0 | 0 | 0 | 0 | 0 | 0 | 0 | 0 | 0 | 0 | 0 | 0 | 0 | Chemicals and Plastics_Existing_Compressed Air Equipment_TRC | 0 | 0 | 0 | 0 | 0 | 0 | 0 | 0 | 0 | 0 | 0 | 0 | 0 | 0 | 0 | 0 | 0 | 0 | 0 | 0
Construction | 13.0909 | 6.169% | Process Other Systems Optimization | 19.2845 | 6.1928 |  | 140075.4447 | 5.3333 |  | 4582.7801 | 4807.0041 | FAIL | FAIL | Construction_Existing_Process Other Systems Optimization_RIM | 0 | 0 | 0 | 0 | 0 | 0 | 0 | 0 | 0 | 0 | 0 | 0 | 0 | 0 | 0 | 0 | 0 | 0 | 0 | 0 | Construction_Existing_Process Other Systems Optimization_TRC | 0 | 0 | 0 | 0 | 0 | 0 | 0 | 0 | 0 | 0 | 0 | 0 | 0 | 0 | 0 | 0 | 0 | 0 | 0 | 0
Construction | 13.0909 | 27.36% | Plant Energy Management | 13.2669 | 17.7155 |  | 97233.9798 | 10.5 |  | 2253.7178 | 3336.8028 | FAIL | FAIL | Construction_Existing_Plant Energy Management_RIM | 0 | 0 | 0 | 0 | 0 | 0 | 0 | 0 | 0 | 0 | 0 | 0 | 0 | 0 | 0 | 0 | 0 | 0 | 0 | 0 | Construction_Existing_Plant Energy Management_TRC | 0 | 0 | 0 | 0 | 0 | 0 | 0 | 0 | 0 | 0 | 0 | 0 | 0 | 0 | 0 | 0 | 0 | 0 | 0 | 0
Construction | 13.0909 | 39.77% | Process Heat System Optimization | 0.70113 | 0.12805 |  | 5092.7816 | 2 |  | 1577.5027 | 174.7703 | FAIL | 788.1692 | Construction_Existing_Process Heat System Optimization_RIM | 0 | 0 | 0 | 0 | 0 | 0 | 0 | 0 | 0 | 0 | 0 | 0 | 0 | 0 | 0 | 0 | 0 | 0 | 0 | 0 | Construction_Existing_Process Heat System Optimization_TRC | 0.18908 | 0.18649 | 0.17731 | 0.12613 | 0.064926 | 0.024864 | 0.008115 | 0.0024734 | 0.00073901 | 0.00021786 | 962.9271 | 949.7624 | 902.9975 | 642.3275 | 330.6543 | 126.6266 | 41.3282 | 12.5967 | 3.7636 | 1.1095 |  | 49.96%
Construction | 13.0909 | 4.708% | Process Heat Improved Controls | 1.1092 | 12.5168 |  | 8056.6975 | 15 |  | 7758.8921 | 276.4837 | 6510.1794 | 6510.1794 | Construction_Existing_Process Heat Improved Controls_RIM | 0.025833 | 0.026161 | 0.026148 | 0.026148 | 0.026206 | 0.026161 | 0.026148 | 0.026148 | 0.02615 | 0.026154 | 208.1311 | 210.7695 | 210.6652 | 210.6658 | 211.1332 | 210.7716 | 210.6674 | 210.6679 | 210.6807 | 210.7151 | Construction_Existing_Process Heat Improved Controls_TRC | 0.025833 | 0.026161 | 0.026148 | 0.026148 | 0.026206 | 0.026161 | 0.026148 | 0.026148 | 0.02615 | 0.026154 | 208.1311 | 210.7695 | 210.6652 | 210.6658 | 211.1332 | 210.7716 | 210.6674 | 210.6679 | 210.6807 | 210.7151 | 83.91% | 83.91%
Construction | 13.0909 | 1.786% | Process Refrig System Optimization | 37.6646 | 3.2599 |  | 273581.6695 | 4.6667 |  | 30911.8989 | 9388.5706 | FAIL | FAIL | Construction_Existing_Process Refrig System Optimization_RIM | 0 | 0 | 0 | 0 | 0 | 0 | 0 | 0 | 0 | 0 | 0 | 0 | 0 | 0 | 0 | 0 | 0 | 0 | 0 | 0 | Construction_Existing_Process Refrig System Optimization_TRC | 0 | 0 | 0 | 0 | 0 | 0 | 0 | 0 | 0 | 0 | 0 | 0 | 0 | 0 | 0 | 0 | 0 | 0 | 0 | 0
Construction | 13.0909 | 0.487% | Process Refrig Controls | 12.2553 | 58.3691 |  | 89017.8698 | 15 |  | 5904.5229 | 3054.8485 | FAIL | FAIL | Construction_Existing_Process Refrig Controls_RIM | 0 | 0 | 0 | 0 | 0 | 0 | 0 | 0 | 0 | 0 | 0 | 0 | 0 | 0 | 0 | 0 | 0 | 0 | 0 | 0 | Construction_Existing_Process Refrig Controls_TRC | 0 | 0 | 0 | 0 | 0 | 0 | 0 | 0 | 0 | 0 | 0 | 0 | 0 | 0 | 0 | 0 | 0 | 0 | 0 | 0
Construction | 13.0909 | 21% | Process Refrig Equipment Upgrade | 3.338 | 0.0027999 |  | 24246.1475 | 10 |  | 5011.8679 | 832.0611 | FAIL | 1253.9419 | Construction_Existing_Process Refrig Equipment Upgrade_RIM | 0 | 0 | 0 | 0 | 0 | 0 | 0 | 0 | 0 | 0 | 0 | 0 | 0 | 0 | 0 | 0 | 0 | 0 | 0 | 0 | Construction_Existing_Process Refrig Equipment Upgrade_TRC | 0.079667 | 0.085231 | 0.080983 | 0.057604 | 0.02965 | 0.011362 | 0.003706 | 0.0011295 | 0.00033746 | 9.951e-05 | 1931.6059 | 2066.5151 | 1963.5245 | 1396.6691 | 718.909 | 275.4847 | 89.8556 | 27.3868 | 8.1821 | 2.4127 |  | 25.02%
Construction | 13.0909 | 5.032% | Pump System Optimization | 6.8563 | 4.0692 |  | 50915.2384 | 10 |  | 3378.6554 | 1747.271 | FAIL | FAIL | Construction_Existing_Pump System Optimization_RIM | 0 | 0 | 0 | 0 | 0 | 0 | 0 | 0 | 0 | 0 | 0 | 0 | 0 | 0 | 0 | 0 | 0 | 0 | 0 | 0 | Construction_Existing_Pump System Optimization_TRC | 0 | 0 | 0 | 0 | 0 | 0 | 0 | 0 | 0 | 0 | 0 | 0 | 0 | 0 | 0 | 0 | 0 | 0 | 0 | 0
Construction | 13.0909 | 33.99% | Pump Improved Controls | 0.61882 | 3.2995 |  | 4595.4201 | 15 |  | 293.207 | 157.7022 | FAIL | FAIL | Construction_Existing_Pump Improved Controls_RIM | 0 | 0 | 0 | 0 | 0 | 0 | 0 | 0 | 0 | 0 | 0 | 0 | 0 | 0 | 0 | 0 | 0 | 0 | 0 | 0 | Construction_Existing_Pump Improved Controls_TRC | 0 | 0 | 0 | 0 | 0 | 0 | 0 | 0 | 0 | 0 | 0 | 0 | 0 | 0 | 0 | 0 | 0 | 0 | 0 | 0
Construction | 13.0909 | 53.47% | Motor Optimization | 1.5592 | 0.10628 |  | 11578.5329 | 10 |  | 5280.6371 | 397.3434 | FAIL | 3486.0728 | Construction_Existing_Motor Optimization_RIM | 0 | 0 | 0 | 0 | 0 | 0 | 0 | 0 | 0 | 0 | 0 | 0 | 0 | 0 | 0 | 0 | 0 | 0 | 0 | 0 | Construction_Existing_Motor Optimization_TRC | 0.30035 | 0.30067 | 0.30052 | 0.30052 | 0.30119 | 0.30067 | 0.30052 | 0.30052 | 0.30054 | 0.30059 | 3477.618 | 3481.3147 | 3479.5919 | 3479.6007 | 3487.3067 | 3481.3499 | 3479.6272 | 3479.6361 | 3479.8471 | 3480.4151 |  | 66.02%
Construction | 13.0909 | 0.6494% | Motor Improved Controls | 8.9891 | 587.6064 |  | 66753.4475 | 15 |  | 6922.7789 | 2290.7948 | FAIL | FAIL | Construction_Existing_Motor Improved Controls_RIM | 0 | 0 | 0 | 0 | 0 | 0 | 0 | 0 | 0 | 0 | 0 | 0 | 0 | 0 | 0 | 0 | 0 | 0 | 0 | 0 | Construction_Existing_Motor Improved Controls_TRC | 0 | 0 | 0 | 0 | 0 | 0 | 0 | 0 | 0 | 0 | 0 | 0 | 0 | 0 | 0 | 0 | 0 | 0 | 0 | 0
Construction | 13.0909 | 54.55% | Pump Equipment Upgrade | 6.5564 | 0.73013 |  | 48688.3375 | 15 |  | 6483.082 | 1670.8499 | FAIL | FAIL | Construction_Existing_Pump Equipment Upgrade_RIM | 0 | 0 | 0 | 0 | 0 | 0 | 0 | 0 | 0 | 0 | 0 | 0 | 0 | 0 | 0 | 0 | 0 | 0 | 0 | 0 | Construction_Existing_Pump Equipment Upgrade_TRC | 0 | 0 | 0 | 0 | 0 | 0 | 0 | 0 | 0 | 0 | 0 | 0 | 0 | 0 | 0 | 0 | 0 | 0 | 0 | 0
Construction | 13.0909 | 21% | Motor Equipment Upgrades | 1.9479 | 0.011646 |  | 14465.1137 | 10 |  | 2411.3673 | 496.4029 | FAIL | 169.41 | Construction_Existing_Motor Equipment Upgrades_RIM | 0 | 0 | 0 | 0 | 0 | 0 | 0 | 0 | 0 | 0 | 0 | 0 | 0 | 0 | 0 | 0 | 0 | 0 | 0 | 0 | Construction_Existing_Motor Equipment Upgrades_TRC | 0.095631 | 0.10244 | 0.097339 | 0.069238 | 0.035592 | 0.013657 | 0.0044544 | 0.0013577 | 0.00040538 | 0.00011961 | 1383.3071 | 1481.8677 | 1408.0147 | 1001.531 | 514.8424 | 197.5461 | 64.4341 | 19.6387 | 5.8639 | 1.7301 |  | 7.025%
Construction | 13.0909 | 1.461% | Fan System Optimization | 47.1881 | 62.3894 |  | 350421.416 | 10 |  | 12375.7561 | 12025.4995 | FAIL | FAIL | Construction_Existing_Fan System Optimization_RIM | 0 | 0 | 0 | 0 | 0 | 0 | 0 | 0 | 0 | 0 | 0 | 0 | 0 | 0 | 0 | 0 | 0 | 0 | 0 | 0 | Construction_Existing_Fan System Optimization_TRC | 0 | 0 | 0 | 0 | 0 | 0 | 0 | 0 | 0 | 0 | 0 | 0 | 0 | 0 | 0 | 0 | 0 | 0 | 0 | 0
Construction | 13.0909 | 1.948% | Fan Improved Controls | 48.0614 | 48.6863 |  | 356906.6953 | 15 |  | 11895.4917 | 12248.0564 | FAIL | FAIL | Construction_Existing_Fan Improved Controls_RIM | 0 | 0 | 0 | 0 | 0 | 0 | 0 | 0 | 0 | 0 | 0 | 0 | 0 | 0 | 0 | 0 | 0 | 0 | 0 | 0 | Construction_Existing_Fan Improved Controls_TRC | 0 | 0 | 0 | 0 | 0 | 0 | 0 | 0 | 0 | 0 | 0 | 0 | 0 | 0 | 0 | 0 | 0 | 0 | 0 | 0
Construction | 13.0909 | 21% | Fan Equipment Upgrades | 1.7775 | 0.00019251 |  | 13199.911 | 15 |  | 2407.6152 | 452.9847 | FAIL | 361.7525 | Construction_Existing_Fan Equipment Upgrades_RIM | 0 | 0 | 0 | 0 | 0 | 0 | 0 | 0 | 0 | 0 | 0 | 0 | 0 | 0 | 0 | 0 | 0 | 0 | 0 | 0 | Construction_Existing_Fan Equipment Upgrades_TRC | 0.096051 | 0.10289 | 0.09776 | 0.069538 | 0.035748 | 0.013716 | 0.0044737 | 0.0013635 | 0.00040715 | 0.00012013 | 1267.8591 | 1358.1129 | 1290.4275 | 917.8904 | 471.8747 | 181.0484 | 59.053 | 17.9986 | 5.3743 | 1.5856 |  | 15.03%
Construction | 13.0909 | 30% | Lighting Controls | 1.0953 | 7.087 |  | 7673.2034 | 10 |  | 1073.6099 | 170.6902 | FAIL | FAIL | Construction_Existing_Lighting Controls_RIM | 0 | 0 | 0 | 0 | 0 | 0 | 0 | 0 | 0 | 0 | 0 | 0 | 0 | 0 | 0 | 0 | 0 | 0 | 0 | 0 | Construction_Existing_Lighting Controls_TRC | 0 | 0 | 0 | 0 | 0 | 0 | 0 | 0 | 0 | 0 | 0 | 0 | 0 | 0 | 0 | 0 | 0 | 0 | 0 | 0
Construction | 13.0909 | 25% | Efficient Lighting - Other Interior Lighting | 7.4395 | 5.2284 |  | 52120.0695 | 14.4667 |  | 20763.2288 | 1159.4092 | FAIL | 12685.1056 | Construction_Existing_Efficient Lighting - Other Interior Lighting_RIM | 0 | 0 | 0 | 0 | 0 | 0 | 0 | 0 | 0 | 0 | 0 | 0 | 0 | 0 | 0 | 0 | 0 | 0 | 0 | 0 | Construction_Existing_Efficient Lighting - Other Interior Lighting_TRC | 0.22372 | 0.22627 | 0.21437 | 0.16538 | 0.10108 | 0.049156 | 0.020722 | 0.0081081 | 0.003082 | 0.0011319 | 11660.2008 | 11793.2347 | 11173.1958 | 8619.8554 | 5268.2407 | 2562.031 | 1080.0504 | 422.5956 | 160.6328 | 58.9954 |  | 61.09%
Construction | 13.0909 | 20% | Efficient Lighting - High Bay | 6.7236 | 0.008313 |  | 47104.4787 | 13.6667 |  | 10167.9423 | 1047.8375 | FAIL | 2867.1887 | Construction_Existing_Efficient Lighting - High Bay_RIM | 0 | 0 | 0 | 0 | 0 | 0 | 0 | 0 | 0 | 0 | 0 | 0 | 0 | 0 | 0 | 0 | 0 | 0 | 0 | 0 | Construction_Existing_Efficient Lighting - High Bay_TRC | 0.14679 | 0.15048 | 0.14159 | 0.10627 | 0.062839 | 0.029836 | 0.012421 | 0.0048339 | 0.0018335 | 0.00067283 | 6914.6418 | 7088.3194 | 6669.4462 | 5005.9107 | 2960.0027 | 1405.4198 | 585.0979 | 227.697 | 86.3651 | 31.6932 |  | 28.2%
Construction | 13.0909 | 1.786% | HVAC Recommissioning | 54.9287 | 37.7726 |  | 385589.7688 | 10 |  | 89082.5466 | 16992.9335 | FAIL | 29319.739 | Construction_Existing_HVAC Recommissioning_RIM | 0 | 0 | 0 | 0 | 0 | 0 | 0 | 0 | 0 | 0 | 0 | 0 | 0 | 0 | 0 | 0 | 0 | 0 | 0 | 0 | Construction_Existing_HVAC Recommissioning_TRC | 0.0079159 | 0.0077576 | 0.0077538 | 0.0077538 | 0.007771 | 0.0077577 | 0.0077538 | 0.0077539 | 0.0077543 | 0.0077556 | 3052.2777 | 2991.2534 | 2989.7731 | 2989.7807 | 2996.4143 | 2991.2836 | 2989.8035 | 2989.8111 | 2989.9924 | 2990.4804 |  | 32.91%
Construction | 13.0909 | 14.29% | HVAC Improved Controls | 4.839 | 4.141 |  | 33968.7386 | 15 |  | 1715.0348 | 1497.0016 | FAIL | FAIL | Construction_Existing_HVAC Improved Controls_RIM | 0 | 0 | 0 | 0 | 0 | 0 | 0 | 0 | 0 | 0 | 0 | 0 | 0 | 0 | 0 | 0 | 0 | 0 | 0 | 0 | Construction_Existing_HVAC Improved Controls_TRC | 0 | 0 | 0 | 0 | 0 | 0 | 0 | 0 | 0 | 0 | 0 | 0 | 0 | 0 | 0 | 0 | 0 | 0 | 0 | 0
Construction | 13.0909 | 43.18% | Building Envelope Improvements | 1.404 | 3.3409 |  | 9856.015 | 15 |  | 1423.1751 | 434.3544 | FAIL | FAIL | Construction_Existing_Building Envelope Improvements_RIM | 0 | 0 | 0 | 0 | 0 | 0 | 0 | 0 | 0 | 0 | 0 | 0 | 0 | 0 | 0 | 0 | 0 | 0 | 0 | 0 | Construction_Existing_Building Envelope Improvements_TRC | 0 | 0 | 0 | 0 | 0 | 0 | 0 | 0 | 0 | 0 | 0 | 0 | 0 | 0 | 0 | 0 | 0 | 0 | 0 | 0
Construction | 13.0909 | 16.72% | HVAC Equipment Upgrades | 2.9799 | 0 |  | 20918.5285 | 18 |  | 2872.3247 | 921.8791 | FAIL | FAIL | Construction_Existing_HVAC Equipment Upgrades_RIM | 0 | 0 | 0 | 0 | 0 | 0 | 0 | 0 | 0 | 0 | 0 | 0 | 0 | 0 | 0 | 0 | 0 | 0 | 0 | 0 | Construction_Existing_HVAC Equipment Upgrades_TRC | 0 | 0 | 0 | 0 | 0 | 0 | 0 | 0 | 0 | 0 | 0 | 0 | 0 | 0 | 0 | 0 | 0 | 0 | 0 | 0
Construction | 13.0909 | 30% | Lighting Controls - Exterior | 0 | 0 |  | 1003.3697 | 10 |  | 140.3883 | 22.3199 | FAIL | FAIL | Construction_Existing_Lighting Controls - Exterior_RIM | 0 | 0 | 0 | 0 | 0 | 0 | 0 | 0 | 0 | 0 | 0 | 0 | 0 | 0 | 0 | 0 | 0 | 0 | 0 | 0 | Construction_Existing_Lighting Controls - Exterior_TRC | 0 | 0 | 0 | 0 | 0 | 0 | 0 | 0 | 0 | 0 | 0 | 0 | 0 | 0 | 0 | 0 | 0 | 0 | 0 | 0
Construction | 13.0909 | 15.29% | Efficient Lighting - Exterior | 0 | 0.0011512 |  | 5660.8594 | 13.6 |  | 647.5908 | 125.9256 | FAIL | FAIL | Construction_Existing_Efficient Lighting - Exterior_RIM | 0 | 0 | 0 | 0 | 0 | 0 | 0 | 0 | 0 | 0 | 0 | 0 | 0 | 0 | 0 | 0 | 0 | 0 | 0 | 0 | Construction_Existing_Efficient Lighting - Exterior_TRC | 0 | 0 | 0 | 0 | 0 | 0 | 0 | 0 | 0 | 0 | 0 | 0 | 0 | 0 | 0 | 0 | 0 | 0 | 0 | 0
Construction | 13.0909 | 25.94% | Compressed Air System Optimization | 1.187 | 0.54388 |  | 8814.4062 | 10 |  | 475.7129 | 302.4862 | FAIL | FAIL | Construction_Existing_Compressed Air System Optimization_RIM | 0 | 0 | 0 | 0 | 0 | 0 | 0 | 0 | 0 | 0 | 0 | 0 | 0 | 0 | 0 | 0 | 0 | 0 | 0 | 0 | Construction_Existing_Compressed Air System Optimization_TRC | 0 | 0 | 0 | 0 | 0 | 0 | 0 | 0 | 0 | 0 | 0 | 0 | 0 | 0 | 0 | 0 | 0 | 0 | 0 | 0
Construction | 13.0909 | 13.31% | Compressed Air Controls | 1.0887 | 4.0931 |  | 8084.9444 | 12.5 |  | 447.1421 | 277.4531 | FAIL | FAIL | Construction_Existing_Compressed Air Controls_RIM | 0 | 0 | 0 | 0 | 0 | 0 | 0 | 0 | 0 | 0 | 0 | 0 | 0 | 0 | 0 | 0 | 0 | 0 | 0 | 0 | Construction_Existing_Compressed Air Controls_TRC | 0 | 0 | 0 | 0 | 0 | 0 | 0 | 0 | 0 | 0 | 0 | 0 | 0 | 0 | 0 | 0 | 0 | 0 | 0 | 0
Construction | 13.0909 | 13.15% | Compressed Air Equipment | 1.9719 | 0.0016681 |  | 14643.6468 | 15 |  | 1516.2529 | 502.5297 | FAIL | FAIL | Construction_Existing_Compressed Air Equipment_RIM | 0 | 0 | 0 | 0 | 0 | 0 | 0 | 0 | 0 | 0 | 0 | 0 | 0 | 0 | 0 | 0 | 0 | 0 | 0 | 0 | Construction_Existing_Compressed Air Equipment_TRC | 0 | 0 | 0 | 0 | 0 | 0 | 0 | 0 | 0 | 0 | 0 | 0 | 0 | 0 | 0 | 0 | 0 | 0 | 0 | 0
Electrical and Electronic Equip. | 19.6364 | 27.36% | Process Other Systems Optimization | 0.52643 | 2.255 |  | 3823.7724 | 5.3333 |  | 458.2022 | 131.2214 | FAIL | FAIL | Electrical and Electronic Equip._Existing_Process Other Systems Optimization_RIM | 0 | 0 | 0 | 0 | 0 | 0 | 0 | 0 | 0 | 0 | 0 | 0 | 0 | 0 | 0 | 0 | 0 | 0 | 0 | 0 | Electrical and Electronic Equip._Existing_Process Other Systems Optimization_TRC | 0 | 0 | 0 | 0 | 0 | 0 | 0 | 0 | 0 | 0 | 0 | 0 | 0 | 0 | 0 | 0 | 0 | 0 | 0 | 0
Electrical and Electronic Equip. | 19.6364 | 27.36% | Plant Energy Management | 15.0284 | 24.629 |  | 109338.0315 | 10.5 |  | 2534.2691 | 3752.1806 | FAIL | FAIL | Electrical and Electronic Equip._Existing_Plant Energy Management_RIM | 0 | 0 | 0 | 0 | 0 | 0 | 0 | 0 | 0 | 0 | 0 | 0 | 0 | 0 | 0 | 0 | 0 | 0 | 0 | 0 | Electrical and Electronic Equip._Existing_Plant Energy Management_TRC | 0 | 0 | 0 | 0 | 0 | 0 | 0 | 0 | 0 | 0 | 0 | 0 | 0 | 0 | 0 | 0 | 0 | 0 | 0 | 0
Electrical and Electronic Equip. | 19.6364 | 36.67% | Process Heat System Optimization | 0.95939 | 0.59319 |  | 6968.6853 | 2 |  | 295.1534 | 239.1461 | FAIL | FAIL | Electrical and Electronic Equip._Existing_Process Heat System Optimization_RIM | 0 | 0 | 0 | 0 | 0 | 0 | 0 | 0 | 0 | 0 | 0 | 0 | 0 | 0 | 0 | 0 | 0 | 0 | 0 | 0 | Electrical and Electronic Equip._Existing_Process Heat System Optimization_TRC | 0 | 0 | 0 | 0 | 0 | 0 | 0 | 0 | 0 | 0 | 0 | 0 | 0 | 0 | 0 | 0 | 0 | 0 | 0 | 0
Electrical and Electronic Equip. | 19.6364 | 36.07% | Process Heat Improved Controls | 0.61817 | 2.485 |  | 4490.1507 | 15 |  | 4029.5994 | 154.0896 | 806.8165 | 3333.6681 | Electrical and Electronic Equip._Existing_Process Heat Improved Controls_RIM | 0.22944 | 0.23235 | 0.23223 | 0.23223 | 0.23275 | 0.23235 | 0.23223 | 0.23223 | 0.23225 | 0.23229 | 1030.209 | 1043.2687 | 1042.7524 | 1042.7551 | 1045.0687 | 1043.2792 | 1042.763 | 1042.7656 | 1042.8289 | 1042.9991 | Electrical and Electronic Equip._Existing_Process Heat Improved Controls_TRC | 0.29556 | 0.29931 | 0.29916 | 0.29916 | 0.29983 | 0.29931 | 0.29917 | 0.29917 | 0.29918 | 0.29923 | 1327.1245 | 1343.9481 | 1343.283 | 1343.2864 | 1346.2669 | 1343.9617 | 1343.2966 | 1343.3001 | 1343.3815 | 1343.6008 | 20.02% | 82.73%
Electrical and Electronic Equip. | 19.6364 | 10% | Process Refrig System Optimization | 7.79 | 3.4213 |  | 56583.8313 | 4.6667 |  | 406.4857 | 1941.8015 | FAIL | FAIL | Electrical and Electronic Equip._Existing_Process Refrig System Optimization_RIM | 0 | 0 | 0 | 0 | 0 | 0 | 0 | 0 | 0 | 0 | 0 | 0 | 0 | 0 | 0 | 0 | 0 | 0 | 0 | 0 | Electrical and Electronic Equip._Existing_Process Refrig System Optimization_TRC | 0 | 0 | 0 | 0 | 0 | 0 | 0 | 0 | 0 | 0 | 0 | 0 | 0 | 0 | 0 | 0 | 0 | 0 | 0 | 0
Electrical and Electronic Equip. | 19.6364 | 33.75% | Process Refrig Controls | 1.0393 | 1.6996 |  | 7549.4389 | 15 |  | 6643.5062 | 259.076 | FAIL | 5473.4138 | Electrical and Electronic Equip._Existing_Process Refrig Controls_RIM | 0 | 0 | 0 | 0 | 0 | 0 | 0 | 0 | 0 | 0 | 0 | 0 | 0 | 0 | 0 | 0 | 0 | 0 | 0 | 0 | Electrical and Electronic Equip._Existing_Process Refrig Controls_TRC | 0.30517 | 0.30034 | 0.30019 | 0.30019 | 0.30085 | 0.30034 | 0.30019 | 0.30019 | 0.30021 | 0.30026 | 2303.8832 | 2267.3729 | 2266.2509 | 2266.2566 | 2271.2849 | 2267.3958 | 2266.2739 | 2266.2796 | 2266.4171 | 2266.787 |  | 82.39%
Electrical and Electronic Equip. | 19.6364 | 28.34% | Process Refrig Equipment Upgrade | 2.7713 | 0.0028118 |  | 20129.5865 | 10 |  | 1815.3193 | 690.7921 | FAIL | FAIL | Electrical and Electronic Equip._Existing_Process Refrig Equipment Upgrade_RIM | 0 | 0 | 0 | 0 | 0 | 0 | 0 | 0 | 0 | 0 | 0 | 0 | 0 | 0 | 0 | 0 | 0 | 0 | 0 | 0 | Electrical and Electronic Equip._Existing_Process Refrig Equipment Upgrade_TRC | 0 | 0 | 0 | 0 | 0 | 0 | 0 | 0 | 0 | 0 | 0 | 0 | 0 | 0 | 0 | 0 | 0 | 0 | 0 | 0
Electrical and Electronic Equip. | 19.6364 | 32.82% | Pump Improved Controls | 0.41041 | 2.561 |  | 3047.7215 | 15 |  | 194.4574 | 104.5894 | FAIL | FAIL | Electrical and Electronic Equip._Existing_Pump Improved Controls_RIM | 0 | 0 | 0 | 0 | 0 | 0 | 0 | 0 | 0 | 0 | 0 | 0 | 0 | 0 | 0 | 0 | 0 | 0 | 0 | 0 | Electrical and Electronic Equip._Existing_Pump Improved Controls_TRC | 0 | 0 | 0 | 0 | 0 | 0 | 0 | 0 | 0 | 0 | 0 | 0 | 0 | 0 | 0 | 0 | 0 | 0 | 0 | 0
Electrical and Electronic Equip. | 19.6364 | 16.67% | Motor Optimization | 14.2561 | 0.81206 |  | 105866.4401 | 10 |  | 7511.5593 | 3633.0451 | FAIL | FAIL | Electrical and Electronic Equip._Existing_Motor Optimization_RIM | 0 | 0 | 0 | 0 | 0 | 0 | 0 | 0 | 0 | 0 | 0 | 0 | 0 | 0 | 0 | 0 | 0 | 0 | 0 | 0 | Electrical and Electronic Equip._Existing_Motor Optimization_TRC | 0 | 0 | 0 | 0 | 0 | 0 | 0 | 0 | 0 | 0 | 0 | 0 | 0 | 0 | 0 | 0 | 0 | 0 | 0 | 0
Electrical and Electronic Equip. | 19.6364 | 33.67% | Motor Improved Controls | 0.4129 | 1.1114 |  | 3066.2258 | 15 |  | 195.638 | 105.2244 | FAIL | FAIL | Electrical and Electronic Equip._Existing_Motor Improved Controls_RIM | 0 | 0 | 0 | 0 | 0 | 0 | 0 | 0 | 0 | 0 | 0 | 0 | 0 | 0 | 0 | 0 | 0 | 0 | 0 | 0 | Electrical and Electronic Equip._Existing_Motor Improved Controls_TRC | 0 | 0 | 0 | 0 | 0 | 0 | 0 | 0 | 0 | 0 | 0 | 0 | 0 | 0 | 0 | 0 | 0 | 0 | 0 | 0
Electrical and Electronic Equip. | 19.6364 | 13.33% | Motor Equipment Upgrades | 1.8725 | 0.00070761 |  | 13905.0488 | 10 |  | 2286.0726 | 477.183 | FAIL | 130.9201 | Electrical and Electronic Equip._Existing_Motor Equipment Upgrades_RIM | 0 | 0 | 0 | 0 | 0 | 0 | 0 | 0 | 0 | 0 | 0 | 0 | 0 | 0 | 0 | 0 | 0 | 0 | 0 | 0 | Electrical and Electronic Equip._Existing_Motor Equipment Upgrades_TRC | 0.090212 | 0.09664 | 0.091823 | 0.065315 | 0.033575 | 0.012883 | 0.0042021 | 0.0012807 | 0.00038241 | 0.00011283 | 1254.4048 | 1343.7812 | 1276.8101 | 908.2042 | 466.8673 | 179.1379 | 58.4299 | 17.8087 | 5.3175 | 1.5689 |  | 5.727%
Electrical and Electronic Equip. | 19.6364 | 33.21% | Fan Improved Controls | 5.2399 | 1.0372 |  | 38911.9141 | 15 |  | 957.3299 | 1335.3499 | FAIL | FAIL | Electrical and Electronic Equip._Existing_Fan Improved Controls_RIM | 0 | 0 | 0 | 0 | 0 | 0 | 0 | 0 | 0 | 0 | 0 | 0 | 0 | 0 | 0 | 0 | 0 | 0 | 0 | 0 | Electrical and Electronic Equip._Existing_Fan Improved Controls_TRC | 0 | 0 | 0 | 0 | 0 | 0 | 0 | 0 | 0 | 0 | 0 | 0 | 0 | 0 | 0 | 0 | 0 | 0 | 0 | 0
Electrical and Electronic Equip. | 19.6364 | 30% | Lighting Controls | 1.6662 | 14.7675 |  | 11673.4857 | 10 |  | 1686.6319 | 259.6763 | FAIL | FAIL | Electrical and Electronic Equip._Existing_Lighting Controls_RIM | 0 | 0 | 0 | 0 | 0 | 0 | 0 | 0 | 0 | 0 | 0 | 0 | 0 | 0 | 0 | 0 | 0 | 0 | 0 | 0 | Electrical and Electronic Equip._Existing_Lighting Controls_TRC | 0 | 0 | 0 | 0 | 0 | 0 | 0 | 0 | 0 | 0 | 0 | 0 | 0 | 0 | 0 | 0 | 0 | 0 | 0 | 0
Electrical and Electronic Equip. | 19.6364 | 25% | Efficient Lighting - Other Interior Lighting | 16.2417 | 6.2723 |  | 113787.428 | 14.4667 |  | 45329.8399 | 2531.1975 | FAIL | 27693.8529 | Electrical and Electronic Equip._Existing_Efficient Lighting - Other Interior Lighting_RIM | 0 | 0 | 0 | 0 | 0 | 0 | 0 | 0 | 0 | 0 | 0 | 0 | 0 | 0 | 0 | 0 | 0 | 0 | 0 | 0 | Electrical and Electronic Equip._Existing_Efficient Lighting - Other Interior Lighting_TRC | 0.32772 | 0.33314 | 0.3148 | 0.2404 | 0.14516 | 0.069991 | 0.029375 | 0.011472 | 0.0043572 | 0.0015998 | 37290.445 | 37906.9144 | 35820.8274 | 27353.9822 | 16517.5899 | 7964.0992 | 3342.4932 | 1305.3386 | 495.7997 | 182.0394 |  | 61.09%
Electrical and Electronic Equip. | 19.6364 | 20% | Efficient Lighting - High Bay | 8.066 | 0.013665 |  | 56509.3495 | 13.6667 |  | 12198.0717 | 1257.0486 | FAIL | 3439.651 | Electrical and Electronic Equip._Existing_Efficient Lighting - High Bay_RIM | 0 | 0 | 0 | 0 | 0 | 0 | 0 | 0 | 0 | 0 | 0 | 0 | 0 | 0 | 0 | 0 | 0 | 0 | 0 | 0 | Electrical and Electronic Equip._Existing_Efficient Lighting - High Bay_TRC | 0.22019 | 0.22572 | 0.21238 | 0.15941 | 0.094259 | 0.044754 | 0.018632 | 0.0072508 | 0.0027502 | 0.0010092 | 12442.8267 | 12755.3578 | 12001.5997 | 9008.0848 | 5326.4944 | 2529.0385 | 1052.8776 | 409.7383 | 155.4131 | 57.0316 |  | 28.2%
Electrical and Electronic Equip. | 19.6364 | 6.667% | HVAC Recommissioning | 9.1973 | 7.3162 |  | 64563.7826 | 10 |  | 2319.0982 | 2845.3246 | FAIL | FAIL | Electrical and Electronic Equip._Existing_HVAC Recommissioning_RIM | 0 | 0 | 0 | 0 | 0 | 0 | 0 | 0 | 0 | 0 | 0 | 0 | 0 | 0 | 0 | 0 | 0 | 0 | 0 | 0 | Electrical and Electronic Equip._Existing_HVAC Recommissioning_TRC | 0 | 0 | 0 | 0 | 0 | 0 | 0 | 0 | 0 | 0 | 0 | 0 | 0 | 0 | 0 | 0 | 0 | 0 | 0 | 0
Electrical and Electronic Equip. | 19.6364 | 10% | HVAC Improved Controls | 4.9987 | 13.2285 |  | 35090.1596 | 15 |  | 4772.1333 | 1546.4226 | FAIL | FAIL | Electrical and Electronic Equip._Existing_HVAC Improved Controls_RIM | 0 | 0 | 0 | 0 | 0 | 0 | 0 | 0 | 0 | 0 | 0 | 0 | 0 | 0 | 0 | 0 | 0 | 0 | 0 | 0 | Electrical and Electronic Equip._Existing_HVAC Improved Controls_TRC | 0 | 0 | 0 | 0 | 0 | 0 | 0 | 0 | 0 | 0 | 0 | 0 | 0 | 0 | 0 | 0 | 0 | 0 | 0 | 0
Electrical and Electronic Equip. | 19.6364 | 70% | Building Envelope Improvements | 1.9368 | 2.4922 |  | 13595.8007 | 15 |  | 2364.4954 | 599.1667 | FAIL | 257.2735 | Electrical and Electronic Equip._Existing_Building Envelope Improvements_RIM | 0 | 0 | 0 | 0 | 0 | 0 | 0 | 0 | 0 | 0 | 0 | 0 | 0 | 0 | 0 | 0 | 0 | 0 | 0 | 0 | Electrical and Electronic Equip._Existing_Building Envelope Improvements_TRC | 0.42096 | 0.41254 | 0.41234 | 0.41234 | 0.41325 | 0.41254 | 0.41234 | 0.41234 | 0.41237 | 0.41243 | 5723.2376 | 5608.8127 | 5606.0371 | 5606.0513 | 5618.4898 | 5608.8694 | 5606.094 | 5606.1082 | 5606.4482 | 5607.3633 |  | 10.88%
Electrical and Electronic Equip. | 19.6364 | 12.19% | HVAC Equipment Upgrades | 9.6481 | 0.0056609 |  | 67727.9747 | 18 |  | 8432.2145 | 2984.7705 | FAIL | FAIL | Electrical and Electronic Equip._Existing_HVAC Equipment Upgrades_RIM | 0 | 0 | 0 | 0 | 0 | 0 | 0 | 0 | 0 | 0 | 0 | 0 | 0 | 0 | 0 | 0 | 0 | 0 | 0 | 0 | Electrical and Electronic Equip._Existing_HVAC Equipment Upgrades_TRC | 0 | 0 | 0 | 0 | 0 | 0 | 0 | 0 | 0 | 0 | 0 | 0 | 0 | 0 | 0 | 0 | 0 | 0 | 0 | 0
Electrical and Electronic Equip. | 19.6364 | 30% | Lighting Controls - Exterior | 0 | 0 |  | 1853.9556 | 10 |  | 267.8669 | 41.2412 | FAIL | FAIL | Electrical and Electronic Equip._Existing_Lighting Controls - Exterior_RIM | 0 | 0 | 0 | 0 | 0 | 0 | 0 | 0 | 0 | 0 | 0 | 0 | 0 | 0 | 0 | 0 | 0 | 0 | 0 | 0 | Electrical and Electronic Equip._Existing_Lighting Controls - Exterior_TRC | 0 | 0 | 0 | 0 | 0 | 0 | 0 | 0 | 0 | 0 | 0 | 0 | 0 | 0 | 0 | 0 | 0 | 0 | 0 | 0
Electrical and Electronic Equip. | 19.6364 | 15.29% | Efficient Lighting - Exterior | 0 | 0.00078701 |  | 10459.736 | 13.6 |  | 1196.5725 | 232.6765 | FAIL | FAIL | Electrical and Electronic Equip._Existing_Efficient Lighting - Exterior_RIM | 0 | 0 | 0 | 0 | 0 | 0 | 0 | 0 | 0 | 0 | 0 | 0 | 0 | 0 | 0 | 0 | 0 | 0 | 0 | 0 | Electrical and Electronic Equip._Existing_Efficient Lighting - Exterior_TRC | 0 | 0 | 0 | 0 | 0 | 0 | 0 | 0 | 0 | 0 | 0 | 0 | 0 | 0 | 0 | 0 | 0 | 0 | 0 | 0
Electrical and Electronic Equip. | 19.6364 | 25.94% | Compressed Air System Optimization | 0.64905 | 0.27071 |  | 4819.8738 | 10 |  | 232.4822 | 165.4048 | FAIL | FAIL | Electrical and Electronic Equip._Existing_Compressed Air System Optimization_RIM | 0 | 0 | 0 | 0 | 0 | 0 | 0 | 0 | 0 | 0 | 0 | 0 | 0 | 0 | 0 | 0 | 0 | 0 | 0 | 0 | Electrical and Electronic Equip._Existing_Compressed Air System Optimization_TRC | 0 | 0 | 0 | 0 | 0 | 0 | 0 | 0 | 0 | 0 | 0 | 0 | 0 | 0 | 0 | 0 | 0 | 0 | 0 | 0
Electrical and Electronic Equip. | 19.6364 | 13.33% | Compressed Air Controls | 0.54102 | 3.8831 |  | 4017.67 | 12.5 |  | 123.2392 | 137.8754 | FAIL | FAIL | Electrical and Electronic Equip._Existing_Compressed Air Controls_RIM | 0 | 0 | 0 | 0 | 0 | 0 | 0 | 0 | 0 | 0 | 0 | 0 | 0 | 0 | 0 | 0 | 0 | 0 | 0 | 0 | Electrical and Electronic Equip._Existing_Compressed Air Controls_TRC | 0 | 0 | 0 | 0 | 0 | 0 | 0 | 0 | 0 | 0 | 0 | 0 | 0 | 0 | 0 | 0 | 0 | 0 | 0 | 0
Electrical and Electronic Equip. | 19.6364 | 10% | Compressed Air Equipment | 3.2649 | 0.0019054 |  | 24245.0743 | 15 |  | 926.9968 | 832.0243 | FAIL | FAIL | Electrical and Electronic Equip._Existing_Compressed Air Equipment_RIM | 0 | 0 | 0 | 0 | 0 | 0 | 0 | 0 | 0 | 0 | 0 | 0 | 0 | 0 | 0 | 0 | 0 | 0 | 0 | 0 | Electrical and Electronic Equip._Existing_Compressed Air Equipment_TRC | 0 | 0 | 0 | 0 | 0 | 0 | 0 | 0 | 0 | 0 | 0 | 0 | 0 | 0 | 0 | 0 | 0 | 0 | 0 | 0
Lumber/Furniture/Pulp/Paper | 91.6364 | 26.34% | Process Other Systems Optimization | 0.12282 | 3.5742 |  | 892.1452 | 5.3333 |  | 105.1769 | 30.616 | FAIL | FAIL | Lumber/Furniture/Pulp/Paper_Existing_Process Other Systems Optimization_RIM | 0 | 0 | 0 | 0 | 0 | 0 | 0 | 0 | 0 | 0 | 0 | 0 | 0 | 0 | 0 | 0 | 0 | 0 | 0 | 0 | Lumber/Furniture/Pulp/Paper_Existing_Process Other Systems Optimization_TRC | 0 | 0 | 0 | 0 | 0 | 0 | 0 | 0 | 0 | 0 | 0 | 0 | 0 | 0 | 0 | 0 | 0 | 0 | 0 | 0
Lumber/Furniture/Pulp/Paper | 91.6364 | 24.68% | Plant Energy Management | 118.727 | 65.0498 |  | 875489.2368 | 10.5 |  | 105709.2651 | 30044.3833 | FAIL | FAIL | Lumber/Furniture/Pulp/Paper_Existing_Plant Energy Management_RIM | 0 | 0 | 0 | 0 | 0 | 0 | 0 | 0 | 0 | 0 | 0 | 0 | 0 | 0 | 0 | 0 | 0 | 0 | 0 | 0 | Lumber/Furniture/Pulp/Paper_Existing_Plant Energy Management_TRC | 0 | 0 | 0 | 0 | 0 | 0 | 0 | 0 | 0 | 0 | 0 | 0 | 0 | 0 | 0 | 0 | 0 | 0 | 0 | 0
Lumber/Furniture/Pulp/Paper | 91.6364 | 5.929% | Process Other Equipment Upgrades | 4.1809 | 0.004006 |  | 30368.7563 | 10 |  | 2656.591 | 1042.1722 | FAIL | FAIL | Lumber/Furniture/Pulp/Paper_Existing_Process Other Equipment Upgrades_RIM | 0 | 0 | 0 | 0 | 0 | 0 | 0 | 0 | 0 | 0 | 0 | 0 | 0 | 0 | 0 | 0 | 0 | 0 | 0 | 0 | Lumber/Furniture/Pulp/Paper_Existing_Process Other Equipment Upgrades_TRC | 0 | 0 | 0 | 0 | 0 | 0 | 0 | 0 | 0 | 0 | 0 | 0 | 0 | 0 | 0 | 0 | 0 | 0 | 0 | 0
Lumber/Furniture/Pulp/Paper | 91.6364 | 50.78% | Process Heat System Optimization | 0.30935 | 0.1684 |  | 2247.0064 | 2 |  | 640.304 | 77.1111 | FAIL | 292.039 | Lumber/Furniture/Pulp/Paper_Existing_Process Heat System Optimization_RIM | 0 | 0 | 0 | 0 | 0 | 0 | 0 | 0 | 0 | 0 | 0 | 0 | 0 | 0 | 0 | 0 | 0 | 0 | 0 | 0 | Lumber/Furniture/Pulp/Paper_Existing_Process Heat System Optimization_TRC | 1.742 | 1.7182 | 1.6336 | 1.162 | 0.59817 | 0.22907 | 0.074765 | 0.022788 | 0.0068085 | 0.0020072 | 3914.2396 | 3860.7356 | 3670.6387 | 2611.0285 | 1344.0918 | 514.7306 | 167.9969 | 51.2048 | 15.2989 | 4.5101 |  | 45.61%
Lumber/Furniture/Pulp/Paper | 91.6364 | 33.05% | Process Heat Improved Controls | 0.26529 | 5.4133 |  | 1926.9622 | 15 |  | 1729.3152 | 66.128 | 1430.6541 | 1430.6541 | Lumber/Furniture/Pulp/Paper_Existing_Process Heat Improved Controls_RIM | 1.3163 | 1.333 | 1.3323 | 1.3323 | 1.3353 | 1.333 | 1.3323 | 1.3323 | 1.3324 | 1.3326 | 2536.4545 | 2568.6084 | 2567.3373 | 2567.3438 | 2573.0401 | 2568.6343 | 2567.3633 | 2567.3698 | 2567.5256 | 2567.9446 | Lumber/Furniture/Pulp/Paper_Existing_Process Heat Improved Controls_TRC | 1.3163 | 1.333 | 1.3323 | 1.3323 | 1.3353 | 1.333 | 1.3323 | 1.3323 | 1.3324 | 1.3326 | 2536.4545 | 2568.6084 | 2567.3373 | 2567.3438 | 2573.0401 | 2568.6343 | 2567.3633 | 2567.3698 | 2567.5256 | 2567.9446 | 82.73% | 82.73%
Lumber/Furniture/Pulp/Paper | 91.6364 | 33.05% | Process Refrig Controls | 1.1512 | 4.6917 |  | 8361.6349 | 15 |  | 7358.2391 | 286.9483 | 1600.6527 | 6062.2639 | Lumber/Furniture/Pulp/Paper_Existing_Process Refrig Controls_RIM | 1.0522 | 1.0355 | 1.035 | 1.035 | 1.0373 | 1.0355 | 1.035 | 1.035 | 1.035 | 1.0352 | 8797.7317 | 8658.3115 | 8654.0268 | 8654.0488 | 8673.2501 | 8658.399 | 8654.1147 | 8654.1366 | 8654.6615 | 8656.074 | Lumber/Furniture/Pulp/Paper_Existing_Process Refrig Controls_TRC | 1.343 | 1.3218 | 1.3211 | 1.3211 | 1.324 | 1.3218 | 1.3211 | 1.3211 | 1.3212 | 1.3214 | 11229.9799 | 11052.1743 | 11046.7049 | 11046.733 | 11071.2186 | 11052.286 | 11046.8171 | 11046.8451 | 11047.5151 | 11049.3182 | 21.75% | 82.39%
Lumber/Furniture/Pulp/Paper | 91.6364 | 21% | Process Refrig Equipment Upgrade | 0.55583 | 0.005118 |  | 4037.3391 | 10 |  | 966.4289 | 138.5504 | FAIL | 340.6791 | Lumber/Furniture/Pulp/Paper_Existing_Process Refrig Equipment Upgrade_RIM | 0 | 0 | 0 | 0 | 0 | 0 | 0 | 0 | 0 | 0 | 0 | 0 | 0 | 0 | 0 | 0 | 0 | 0 | 0 | 0 | Lumber/Furniture/Pulp/Paper_Existing_Process Refrig Equipment Upgrade_TRC | 0.60423 | 0.64643 | 0.61421 | 0.4369 | 0.22488 | 0.086175 | 0.028108 | 0.0085669 | 0.0025595 | 0.00075473 | 2439.4816 | 2609.8624 | 2479.7925 | 1763.8943 | 907.9312 | 347.9177 | 113.4812 | 34.5876 | 10.3334 | 3.0471 |  | 35.25%
Lumber/Furniture/Pulp/Paper | 91.6364 | 15.43% | Pump System Optimization | 79.7195 | 5.4267 |  | 592001.3587 | 10 |  | 149801.074 | 20315.8588 | FAIL | 58046.4007 | Lumber/Furniture/Pulp/Paper_Existing_Pump System Optimization_RIM | 0 | 0 | 0 | 0 | 0 | 0 | 0 | 0 | 0 | 0 | 0 | 0 | 0 | 0 | 0 | 0 | 0 | 0 | 0 | 0 | Lumber/Furniture/Pulp/Paper_Existing_Pump System Optimization_TRC | 0.48069 | 0.48119 | 0.48095 | 0.48095 | 0.48202 | 0.48119 | 0.48096 | 0.48096 | 0.48099 | 0.48106 | 284569.8505 | 284864.5398 | 284723.5691 | 284724.2918 | 285356.0288 | 284867.4172 | 284726.4602 | 284727.1829 | 284744.4513 | 284790.9248 |  | 38.75%
Lumber/Furniture/Pulp/Paper | 91.6364 | 33.81% | Pump Improved Controls | 2.5443 | 37.9578 |  | 18894.085 | 15 |  | 1205.5217 | 648.393 | FAIL | FAIL | Lumber/Furniture/Pulp/Paper_Existing_Pump Improved Controls_RIM | 0 | 0 | 0 | 0 | 0 | 0 | 0 | 0 | 0 | 0 | 0 | 0 | 0 | 0 | 0 | 0 | 0 | 0 | 0 | 0 | Lumber/Furniture/Pulp/Paper_Existing_Pump Improved Controls_TRC | 0 | 0 | 0 | 0 | 0 | 0 | 0 | 0 | 0 | 0 | 0 | 0 | 0 | 0 | 0 | 0 | 0 | 0 | 0 | 0
Lumber/Furniture/Pulp/Paper | 91.6364 | 23.03% | Motor Optimization | 23.9197 | 4.7953 |  | 177628.9684 | 10 |  | 13987.0719 | 6095.7378 | FAIL | FAIL | Lumber/Furniture/Pulp/Paper_Existing_Motor Optimization_RIM | 0 | 0 | 0 | 0 | 0 | 0 | 0 | 0 | 0 | 0 | 0 | 0 | 0 | 0 | 0 | 0 | 0 | 0 | 0 | 0 | Lumber/Furniture/Pulp/Paper_Existing_Motor Optimization_TRC | 0 | 0 | 0 | 0 | 0 | 0 | 0 | 0 | 0 | 0 | 0 | 0 | 0 | 0 | 0 | 0 | 0 | 0 | 0 | 0
Lumber/Furniture/Pulp/Paper | 91.6364 | 16.37% | Motor Improved Controls | 6.9278 | 123.1664 |  | 51446.0883 | 15 |  | 2531.9777 | 1765.4883 | FAIL | FAIL | Lumber/Furniture/Pulp/Paper_Existing_Motor Improved Controls_RIM | 0 | 0 | 0 | 0 | 0 | 0 | 0 | 0 | 0 | 0 | 0 | 0 | 0 | 0 | 0 | 0 | 0 | 0 | 0 | 0 | Lumber/Furniture/Pulp/Paper_Existing_Motor Improved Controls_TRC | 0 | 0 | 0 | 0 | 0 | 0 | 0 | 0 | 0 | 0 | 0 | 0 | 0 | 0 | 0 | 0 | 0 | 0 | 0 | 0
Lumber/Furniture/Pulp/Paper | 91.6364 | 54.35% | Pump Equipment Upgrade | 15.4982 | 5.606 |  | 115090.2911 | 15 |  | 36376.9971 | 3949.5823 | FAIL | 18539.0785 | Lumber/Furniture/Pulp/Paper_Existing_Pump Equipment Upgrade_RIM | 0 | 0 | 0 | 0 | 0 | 0 | 0 | 0 | 0 | 0 | 0 | 0 | 0 | 0 | 0 | 0 | 0 | 0 | 0 | 0 | Lumber/Furniture/Pulp/Paper_Existing_Pump Equipment Upgrade_TRC | 2.1069 | 2.2574 | 2.1449 | 1.5257 | 0.78424 | 0.30093 | 0.098156 | 0.029917 | 0.0089328 | 0.0026356 | 242488.653 | 259806.0168 | 246857.8512 | 175591.7696 | 90258.2328 | 34634.4361 | 11296.8044 | 3443.1169 | 1028.0738 | 303.3336 |  | 50.96%
Lumber/Furniture/Pulp/Paper | 91.6364 | 50.46% | Motor Equipment Upgrades | 6.2014 | 0.017574 |  | 46052.2492 | 10 |  | 3021.9406 | 1580.3866 | FAIL | FAIL | Lumber/Furniture/Pulp/Paper_Existing_Motor Equipment Upgrades_RIM | 0 | 0 | 0 | 0 | 0 | 0 | 0 | 0 | 0 | 0 | 0 | 0 | 0 | 0 | 0 | 0 | 0 | 0 | 0 | 0 | Lumber/Furniture/Pulp/Paper_Existing_Motor Equipment Upgrades_TRC | 0 | 0 | 0 | 0 | 0 | 0 | 0 | 0 | 0 | 0 | 0 | 0 | 0 | 0 | 0 | 0 | 0 | 0 | 0 | 0
Lumber/Furniture/Pulp/Paper | 91.6364 | 15.12% | Fan System Optimization | 48.8267 | 36.0343 |  | 362589.2424 | 10 |  | 12712.2274 | 12443.0658 | FAIL | FAIL | Lumber/Furniture/Pulp/Paper_Existing_Fan System Optimization_RIM | 0 | 0 | 0 | 0 | 0 | 0 | 0 | 0 | 0 | 0 | 0 | 0 | 0 | 0 | 0 | 0 | 0 | 0 | 0 | 0 | Lumber/Furniture/Pulp/Paper_Existing_Fan System Optimization_TRC | 0 | 0 | 0 | 0 | 0 | 0 | 0 | 0 | 0 | 0 | 0 | 0 | 0 | 0 | 0 | 0 | 0 | 0 | 0 | 0
Lumber/Furniture/Pulp/Paper | 91.6364 | 32.68% | Fan Improved Controls | 17.1268 | 32.8152 |  | 127184.6331 | 15 |  | 3129.0582 | 4364.6269 | FAIL | FAIL | Lumber/Furniture/Pulp/Paper_Existing_Fan Improved Controls_RIM | 0 | 0 | 0 | 0 | 0 | 0 | 0 | 0 | 0 | 0 | 0 | 0 | 0 | 0 | 0 | 0 | 0 | 0 | 0 | 0 | Lumber/Furniture/Pulp/Paper_Existing_Fan Improved Controls_TRC | 0 | 0 | 0 | 0 | 0 | 0 | 0 | 0 | 0 | 0 | 0 | 0 | 0 | 0 | 0 | 0 | 0 | 0 | 0 | 0
Lumber/Furniture/Pulp/Paper | 91.6364 | 29.97% | Fan Equipment Upgrades | 14.3301 | 0.012533 |  | 106415.7778 | 15 |  | 24636.9548 | 3651.8969 | FAIL | 8143.5046 | Lumber/Furniture/Pulp/Paper_Existing_Fan Equipment Upgrades_RIM | 0 | 0 | 0 | 0 | 0 | 0 | 0 | 0 | 0 | 0 | 0 | 0 | 0 | 0 | 0 | 0 | 0 | 0 | 0 | 0 | Lumber/Furniture/Pulp/Paper_Existing_Fan Equipment Upgrades_TRC | 1.0972 | 1.1753 | 1.1167 | 0.79433 | 0.40835 | 0.15668 | 0.051104 | 0.015576 | 0.0046508 | 0.0013722 | 116757.7836 | 125069.3034 | 118836.1219 | 84528.9904 | 43455.1811 | 16672.8425 | 5438.2245 | 1657.4991 | 494.9227 | 146.0232 |  | 33.05%
Lumber/Furniture/Pulp/Paper | 91.6364 | 30% | Lighting Controls | 7.082 | 28.4428 |  | 49615.3661 | 10 |  | 8658.5654 | 1103.6922 | 968.6478 | 968.6478 | Lumber/Furniture/Pulp/Paper_Existing_Lighting Controls_RIM | 0.48179 | 0.48077 | 0.48053 | 0.48053 | 0.48887 | 0.48077 | 0.48054 | 0.48054 | 0.48179 | 0.48065 | 23904.3557 | 23853.5442 | 23841.7398 | 23841.8004 | 24255.5237 | 23853.7852 | 23841.9819 | 23842.0424 | 23904.1609 | 23847.38 | Lumber/Furniture/Pulp/Paper_Existing_Lighting Controls_TRC | 0.48179 | 0.48077 | 0.48053 | 0.48053 | 0.48887 | 0.48077 | 0.48054 | 0.48054 | 0.48179 | 0.48065 | 23904.3557 | 23853.5442 | 23841.7398 | 23841.8004 | 24255.5237 | 23853.7852 | 23841.9819 | 23842.0424 | 23904.1609 | 23847.38 | 11.19% | 11.19%
Lumber/Furniture/Pulp/Paper | 91.6364 | 25% | Efficient Lighting - Other Interior Lighting | 26.6363 | 17.5901 |  | 186610.8743 | 14.4667 |  | 74340.7353 | 4151.1526 | FAIL | 45417.7952 | Lumber/Furniture/Pulp/Paper_Existing_Efficient Lighting - Other Interior Lighting_RIM | 0 | 0 | 0 | 0 | 0 | 0 | 0 | 0 | 0 | 0 | 0 | 0 | 0 | 0 | 0 | 0 | 0 | 0 | 0 | 0 | Lumber/Furniture/Pulp/Paper_Existing_Efficient Lighting - Other Interior Lighting_TRC | 1.5293 | 1.5546 | 1.4691 | 1.1218 | 0.6773 | 0.32662 | 0.13708 | 0.053535 | 0.020333 | 0.0074658 | 285380.8228 | 290113.4625 | 274147.9869 | 209348.5741 | 126390.621 | 60951.7398 | 25581.1452 | 9990.1639 | 3794.4064 | 1393.2045 |  | 61.09%
Lumber/Furniture/Pulp/Paper | 91.6364 | 20% | Efficient Lighting - High Bay | 22.6204 | 0.037637 |  | 158476.1221 | 13.6667 |  | 34208.5533 | 3525.296 | FAIL | 9646.2366 | Lumber/Furniture/Pulp/Paper_Existing_Efficient Lighting - High Bay_RIM | 0 | 0 | 0 | 0 | 0 | 0 | 0 | 0 | 0 | 0 | 0 | 0 | 0 | 0 | 0 | 0 | 0 | 0 | 0 | 0 | Lumber/Furniture/Pulp/Paper_Existing_Efficient Lighting - High Bay_TRC | 1.0275 | 1.0534 | 0.99112 | 0.74391 | 0.43979 | 0.20885 | 0.086949 | 0.033837 | 0.012834 | 0.0047098 | 162834.7659 | 166933.2902 | 157068.6268 | 117891.5763 | 69696.4256 | 33098.3044 | 13779.3335 | 5362.3716 | 2033.8829 | 746.3896 |  | 28.2%
Lumber/Furniture/Pulp/Paper | 91.6364 | 22% | HVAC Improved Controls | 28.1606 | 29.5274 |  | 197682.2807 | 15 |  | 3397.9746 | 8711.8542 | FAIL | FAIL | Lumber/Furniture/Pulp/Paper_Existing_HVAC Improved Controls_RIM | 0 | 0 | 0 | 0 | 0 | 0 | 0 | 0 | 0 | 0 | 0 | 0 | 0 | 0 | 0 | 0 | 0 | 0 | 0 | 0 | Lumber/Furniture/Pulp/Paper_Existing_HVAC Improved Controls_TRC | 0 | 0 | 0 | 0 | 0 | 0 | 0 | 0 | 0 | 0 | 0 | 0 | 0 | 0 | 0 | 0 | 0 | 0 | 0 | 0
Lumber/Furniture/Pulp/Paper | 91.6364 | 12.19% | HVAC Equipment Upgrades | 3.8257 | 0.0022447 |  | 26855.5661 | 18 |  | 3343.5506 | 1183.5243 | FAIL | FAIL | Lumber/Furniture/Pulp/Paper_Existing_HVAC Equipment Upgrades_RIM | 0 | 0 | 0 | 0 | 0 | 0 | 0 | 0 | 0 | 0 | 0 | 0 | 0 | 0 | 0 | 0 | 0 | 0 | 0 | 0 | Lumber/Furniture/Pulp/Paper_Existing_HVAC Equipment Upgrades_TRC | 0 | 0 | 0 | 0 | 0 | 0 | 0 | 0 | 0 | 0 | 0 | 0 | 0 | 0 | 0 | 0 | 0 | 0 | 0 | 0
Lumber/Furniture/Pulp/Paper | 91.6364 | 30% | Lighting Controls - Exterior | 0 | 0 |  | 5199.276 | 10 |  | 907.3453 | 115.6577 | FAIL | 101.5062 | Lumber/Furniture/Pulp/Paper_Existing_Lighting Controls - Exterior_RIM | 0 | 0 | 0 | 0 | 0 | 0 | 0 | 0 | 0 | 0 | 0 | 0 | 0 | 0 | 0 | 0 | 0 | 0 | 0 | 0 | Lumber/Furniture/Pulp/Paper_Existing_Lighting Controls - Exterior_TRC | 0 | 0 | 0 | 0 | 0 | 0 | 0 | 0 | 0 | 0 | 0 | 0 | 0 | 0 | 0 | 0 | 0 | 0 | 0 | 0 |  | 11.19%
Lumber/Furniture/Pulp/Paper | 91.6364 | 15.29% | Efficient Lighting - Exterior | 0 | 0.012876 |  | 29333.5239 | 13.6 |  | 3355.6955 | 652.5233 | FAIL | FAIL | Lumber/Furniture/Pulp/Paper_Existing_Efficient Lighting - Exterior_RIM | 0 | 0 | 0 | 0 | 0 | 0 | 0 | 0 | 0 | 0 | 0 | 0 | 0 | 0 | 0 | 0 | 0 | 0 | 0 | 0 | Lumber/Furniture/Pulp/Paper_Existing_Efficient Lighting - Exterior_TRC | 0 | 0 | 0 | 0 | 0 | 0 | 0 | 0 | 0 | 0 | 0 | 0 | 0 | 0 | 0 | 0 | 0 | 0 | 0 | 0
Lumber/Furniture/Pulp/Paper | 91.6364 | 25.94% | Compressed Air System Optimization | 3.6173 | 0.82987 |  | 26862.0171 | 10 |  | 1318.3393 | 921.8306 | FAIL | FAIL | Lumber/Furniture/Pulp/Paper_Existing_Compressed Air System Optimization_RIM | 0 | 0 | 0 | 0 | 0 | 0 | 0 | 0 | 0 | 0 | 0 | 0 | 0 | 0 | 0 | 0 | 0 | 0 | 0 | 0 | Lumber/Furniture/Pulp/Paper_Existing_Compressed Air System Optimization_TRC | 0 | 0 | 0 | 0 | 0 | 0 | 0 | 0 | 0 | 0 | 0 | 0 | 0 | 0 | 0 | 0 | 0 | 0 | 0 | 0
Lumber/Furniture/Pulp/Paper | 91.6364 | 12.91% | Compressed Air Controls | 1.7134 | 67.1867 |  | 12723.8185 | 12.5 |  | 433.757 | 436.6465 | FAIL | FAIL | Lumber/Furniture/Pulp/Paper_Existing_Compressed Air Controls_RIM | 0 | 0 | 0 | 0 | 0 | 0 | 0 | 0 | 0 | 0 | 0 | 0 | 0 | 0 | 0 | 0 | 0 | 0 | 0 | 0 | Lumber/Furniture/Pulp/Paper_Existing_Compressed Air Controls_TRC | 0 | 0 | 0 | 0 | 0 | 0 | 0 | 0 | 0 | 0 | 0 | 0 | 0 | 0 | 0 | 0 | 0 | 0 | 0 | 0
Lumber/Furniture/Pulp/Paper | 91.6364 | 10.87% | Compressed Air Equipment | 51.065 | 0.030768 |  | 379211.5144 | 15 |  | 55195.7999 | 13013.4965 | FAIL | FAIL | Lumber/Furniture/Pulp/Paper_Existing_Compressed Air Equipment_RIM | 0 | 0 | 0 | 0 | 0 | 0 | 0 | 0 | 0 | 0 | 0 | 0 | 0 | 0 | 0 | 0 | 0 | 0 | 0 | 0 | Lumber/Furniture/Pulp/Paper_Existing_Compressed Air Equipment_TRC | 0 | 0 | 0 | 0 | 0 | 0 | 0 | 0 | 0 | 0 | 0 | 0 | 0 | 0 | 0 | 0 | 0 | 0 | 0 | 0
Metal Products and Machinery | 16.3636 | 4.05% | Process Other Systems Optimization | 22.3493 | 26.6825 |  | 162337.0485 | 5.3333 |  | 28796.5389 | 5570.9611 | FAIL | 3635.8148 | Metal Products and Machinery_Existing_Process Other Systems Optimization_RIM | 0 | 0 | 0 | 0 | 0 | 0 | 0 | 0 | 0 | 0 | 0 | 0 | 0 | 0 | 0 | 0 | 0 | 0 | 0 | 0 | Metal Products and Machinery_Existing_Process Other Systems Optimization_TRC | 0.02011 | 0.020835 | 0.020825 | 0.020825 | 0.020871 | 0.020835 | 0.020825 | 0.020825 | 0.020826 | 0.020829 | 3264.6009 | 3382.2669 | 3380.5931 | 3380.6017 | 3388.1024 | 3382.301 | 3380.6274 | 3380.636 | 3380.841 | 3381.3928 |  | 12.63%
Metal Products and Machinery | 16.3636 | 23.15% | Plant Energy Management | 74.7727 | 35.9801 |  | 549253.5812 | 10.5 |  | 51905.9124 | 18848.8726 | FAIL | FAIL | Metal Products and Machinery_Existing_Plant Energy Management_RIM | 0 | 0 | 0 | 0 | 0 | 0 | 0 | 0 | 0 | 0 | 0 | 0 | 0 | 0 | 0 | 0 | 0 | 0 | 0 | 0 | Metal Products and Machinery_Existing_Plant Energy Management_TRC | 0 | 0 | 0 | 0 | 0 | 0 | 0 | 0 | 0 | 0 | 0 | 0 | 0 | 0 | 0 | 0 | 0 | 0 | 0 | 0
Metal Products and Machinery | 16.3636 | 47.15% | Process Heat System Optimization | 0.5236 | 0.23939 |  | 3803.2156 | 2 |  | 732.8757 | 130.5159 | FAIL | 143.4129 | Metal Products and Machinery_Existing_Process Heat System Optimization_RIM | 0 | 0 | 0 | 0 | 0 | 0 | 0 | 0 | 0 | 0 | 0 | 0 | 0 | 0 | 0 | 0 | 0 | 0 | 0 | 0 | Metal Products and Machinery_Existing_Process Heat System Optimization_TRC | 0.25416 | 0.25069 | 0.23834 | 0.16954 | 0.087275 | 0.033423 | 0.010908 | 0.0033249 | 0.00099339 | 0.00029285 | 966.634 | 953.417 | 906.4721 | 644.7991 | 331.9269 | 127.1138 | 41.4872 | 12.6451 | 3.7781 | 1.1138 |  | 19.57%
Metal Products and Machinery | 16.3636 | 35.94% | Process Heat Improved Controls | 0.32199 | 6.8784 |  | 2338.8007 | 15 |  | 2104.0537 | 80.2612 | 1741.5614 | 1741.5614 | Metal Products and Machinery_Existing_Process Heat Improved Controls_RIM | 0.25122 | 0.2544 | 0.25428 | 0.25428 | 0.25484 | 0.2544 | 0.25428 | 0.25428 | 0.25429 | 0.25434 | 587.5474 | 594.9955 | 594.7011 | 594.7026 | 596.0221 | 595.0015 | 594.7071 | 594.7086 | 594.7447 | 594.8418 | Metal Products and Machinery_Existing_Process Heat Improved Controls_TRC | 0.25122 | 0.2544 | 0.25428 | 0.25428 | 0.25484 | 0.2544 | 0.25428 | 0.25428 | 0.25429 | 0.25434 | 587.5474 | 594.9955 | 594.7011 | 594.7026 | 596.0221 | 595.0015 | 594.7071 | 594.7086 | 594.7447 | 594.8418 | 82.77% | 82.77%
Metal Products and Machinery | 16.3636 | 7.861% | Process Heat Equipment Upgrade | 17.7256 | 0.010464 |  | 128751.8678 | 10 |  | 13164.2809 | 4418.4101 | FAIL | FAIL | Metal Products and Machinery_Existing_Process Heat Equipment Upgrade_RIM | 0 | 0 | 0 | 0 | 0 | 0 | 0 | 0 | 0 | 0 | 0 | 0 | 0 | 0 | 0 | 0 | 0 | 0 | 0 | 0 | Metal Products and Machinery_Existing_Process Heat Equipment Upgrade_TRC | 0 | 0 | 0 | 0 | 0 | 0 | 0 | 0 | 0 | 0 | 0 | 0 | 0 | 0 | 0 | 0 | 0 | 0 | 0 | 0
Metal Products and Machinery | 16.3636 | 0.5218% | Process Refrig System Optimization | 1.7478 | 21.4031 |  | 12695.3137 | 4.6667 |  | 70.6394 | 435.6683 | FAIL | FAIL | Metal Products and Machinery_Existing_Process Refrig System Optimization_RIM | 0 | 0 | 0 | 0 | 0 | 0 | 0 | 0 | 0 | 0 | 0 | 0 | 0 | 0 | 0 | 0 | 0 | 0 | 0 | 0 | Metal Products and Machinery_Existing_Process Refrig System Optimization_TRC | 0 | 0 | 0 | 0 | 0 | 0 | 0 | 0 | 0 | 0 | 0 | 0 | 0 | 0 | 0 | 0 | 0 | 0 | 0 | 0
Metal Products and Machinery | 16.3636 | 33.75% | Process Refrig Controls | 0.33927 | 3.0724 |  | 2464.3009 | 15 |  | 1466.3265 | 84.568 | 1084.3829 | 1084.3829 | Metal Products and Machinery_Existing_Process Refrig Controls_RIM | 0.24626 | 0.24235 | 0.24223 | 0.24223 | 0.24277 | 0.24236 | 0.24224 | 0.24224 | 0.24225 | 0.24229 | 606.847 | 597.2301 | 596.9346 | 596.9361 | 598.2605 | 597.2361 | 596.9406 | 596.9421 | 596.9783 | 597.0758 | Metal Products and Machinery_Existing_Process Refrig Controls_TRC | 0.24626 | 0.24235 | 0.24223 | 0.24223 | 0.24277 | 0.24236 | 0.24224 | 0.24224 | 0.24225 | 0.24229 | 606.847 | 597.2301 | 596.9346 | 596.9361 | 598.2605 | 597.2361 | 596.9406 | 596.9421 | 596.9783 | 597.0758 | 73.95% | 73.95%
Metal Products and Machinery | 16.3636 | 21% | Process Refrig Equipment Upgrade | 2.1677 | 0.0049683 |  | 15745.1958 | 10 |  | 3079.1812 | 540.3318 | FAIL | 638.8231 | Metal Products and Machinery_Existing_Process Refrig Equipment Upgrade_RIM | 0 | 0 | 0 | 0 | 0 | 0 | 0 | 0 | 0 | 0 | 0 | 0 | 0 | 0 | 0 | 0 | 0 | 0 | 0 | 0 | Metal Products and Machinery_Existing_Process Refrig Equipment Upgrade_TRC | 0.099106 | 0.10603 | 0.10075 | 0.071662 | 0.036886 | 0.014135 | 0.0046104 | 0.0014052 | 0.00041982 | 0.00012379 | 1560.4436 | 1669.4723 | 1586.2694 | 1128.3249 | 580.7778 | 222.5554 | 72.5915 | 22.1249 | 6.6101 | 1.9492 |  | 20.75%
Metal Products and Machinery | 16.3636 | 14.78% | Pump System Optimization | 5.9441 | 3.4185 |  | 44141.2821 | 10 |  | 1289.1443 | 1514.8074 | FAIL | FAIL | Metal Products and Machinery_Existing_Pump System Optimization_RIM | 0 | 0 | 0 | 0 | 0 | 0 | 0 | 0 | 0 | 0 | 0 | 0 | 0 | 0 | 0 | 0 | 0 | 0 | 0 | 0 | Metal Products and Machinery_Existing_Pump System Optimization_TRC | 0 | 0 | 0 | 0 | 0 | 0 | 0 | 0 | 0 | 0 | 0 | 0 | 0 | 0 | 0 | 0 | 0 | 0 | 0 | 0
Metal Products and Machinery | 16.3636 | 33.67% | Pump Improved Controls | 1.5413 | 19.1167 |  | 11445.8363 | 15 |  | 730.2923 | 392.7896 | FAIL | FAIL | Metal Products and Machinery_Existing_Pump Improved Controls_RIM | 0 | 0 | 0 | 0 | 0 | 0 | 0 | 0 | 0 | 0 | 0 | 0 | 0 | 0 | 0 | 0 | 0 | 0 | 0 | 0 | Metal Products and Machinery_Existing_Pump Improved Controls_TRC | 0 | 0 | 0 | 0 | 0 | 0 | 0 | 0 | 0 | 0 | 0 | 0 | 0 | 0 | 0 | 0 | 0 | 0 | 0 | 0
Metal Products and Machinery | 16.3636 | 11.28% | Motor Optimization | 18.4624 | 3.1456 |  | 137102.9842 | 10 |  | 11116.2028 | 4704.9974 | FAIL | FAIL | Metal Products and Machinery_Existing_Motor Optimization_RIM | 0 | 0 | 0 | 0 | 0 | 0 | 0 | 0 | 0 | 0 | 0 | 0 | 0 | 0 | 0 | 0 | 0 | 0 | 0 | 0 | Metal Products and Machinery_Existing_Motor Optimization_TRC | 0 | 0 | 0 | 0 | 0 | 0 | 0 | 0 | 0 | 0 | 0 | 0 | 0 | 0 | 0 | 0 | 0 | 0 | 0 | 0
Metal Products and Machinery | 16.3636 | 33.63% | Motor Improved Controls | 1.084 | 10.1211 |  | 8049.7308 | 15 |  | 364.9484 | 276.2446 | FAIL | FAIL | Metal Products and Machinery_Existing_Motor Improved Controls_RIM | 0 | 0 | 0 | 0 | 0 | 0 | 0 | 0 | 0 | 0 | 0 | 0 | 0 | 0 | 0 | 0 | 0 | 0 | 0 | 0 | Metal Products and Machinery_Existing_Motor Improved Controls_TRC | 0 | 0 | 0 | 0 | 0 | 0 | 0 | 0 | 0 | 0 | 0 | 0 | 0 | 0 | 0 | 0 | 0 | 0 | 0 | 0
Metal Products and Machinery | 16.3636 | 74.82% | Pump Equipment Upgrade | 3.5013 | 0.46977 |  | 26001.014 | 15 |  | 3819.9377 | 892.2833 | FAIL | FAIL | Metal Products and Machinery_Existing_Pump Equipment Upgrade_RIM | 0 | 0 | 0 | 0 | 0 | 0 | 0 | 0 | 0 | 0 | 0 | 0 | 0 | 0 | 0 | 0 | 0 | 0 | 0 | 0 | Metal Products and Machinery_Existing_Pump Equipment Upgrade_TRC | 0 | 0 | 0 | 0 | 0 | 0 | 0 | 0 | 0 | 0 | 0 | 0 | 0 | 0 | 0 | 0 | 0 | 0 | 0 | 0
Metal Products and Machinery | 16.3636 | 19.98% | Motor Equipment Upgrades | 1.8066 | 0.016898 |  | 13415.9728 | 10 |  | 2457.2988 | 460.3993 | FAIL | 377.9485 | Metal Products and Machinery_Existing_Motor Equipment Upgrades_RIM | 0 | 0 | 0 | 0 | 0 | 0 | 0 | 0 | 0 | 0 | 0 | 0 | 0 | 0 | 0 | 0 | 0 | 0 | 0 | 0 | Metal Products and Machinery_Existing_Motor Equipment Upgrades_TRC | 0.11744 | 0.12581 | 0.11954 | 0.085031 | 0.043711 | 0.016772 | 0.0054705 | 0.0016673 | 0.00049785 | 0.00014689 | 1575.6277 | 1687.8912 | 1603.7704 | 1140.7734 | 586.4208 | 225.0108 | 73.3924 | 22.369 | 6.6791 | 1.9707 |  | 15.38%
Metal Products and Machinery | 16.3636 | 1.548% | Fan System Optimization | 97.023 | 178.3071 |  | 720498.0897 | 10 |  | 14851.3668 | 24725.5133 | FAIL | FAIL | Metal Products and Machinery_Existing_Fan System Optimization_RIM | 0 | 0 | 0 | 0 | 0 | 0 | 0 | 0 | 0 | 0 | 0 | 0 | 0 | 0 | 0 | 0 | 0 | 0 | 0 | 0 | Metal Products and Machinery_Existing_Fan System Optimization_TRC | 0 | 0 | 0 | 0 | 0 | 0 | 0 | 0 | 0 | 0 | 0 | 0 | 0 | 0 | 0 | 0 | 0 | 0 | 0 | 0
Metal Products and Machinery | 16.3636 | 34.09% | Fan Improved Controls | 8.3158 | 12.2327 |  | 61753.2457 | 15 |  | 1519.2834 | 2119.2016 | FAIL | FAIL | Metal Products and Machinery_Existing_Fan Improved Controls_RIM | 0 | 0 | 0 | 0 | 0 | 0 | 0 | 0 | 0 | 0 | 0 | 0 | 0 | 0 | 0 | 0 | 0 | 0 | 0 | 0 | Metal Products and Machinery_Existing_Fan Improved Controls_TRC | 0 | 0 | 0 | 0 | 0 | 0 | 0 | 0 | 0 | 0 | 0 | 0 | 0 | 0 | 0 | 0 | 0 | 0 | 0 | 0
Metal Products and Machinery | 16.3636 | 75.75% | Fan Equipment Upgrades | 1.5007 | 2.0577e-05 |  | 11144.1513 | 15 |  | 1637.2424 | 382.4366 | FAIL | FAIL | Metal Products and Machinery_Existing_Fan Equipment Upgrades_RIM | 0 | 0 | 0 | 0 | 0 | 0 | 0 | 0 | 0 | 0 | 0 | 0 | 0 | 0 | 0 | 0 | 0 | 0 | 0 | 0 | Metal Products and Machinery_Existing_Fan Equipment Upgrades_TRC | 0 | 0 | 0 | 0 | 0 | 0 | 0 | 0 | 0 | 0 | 0 | 0 | 0 | 0 | 0 | 0 | 0 | 0 | 0 | 0
Metal Products and Machinery | 16.3636 | 30% | Lighting Controls | 4.7041 | 26.7154 |  | 32956.4587 | 10 |  | 5245.4959 | 733.1153 | 137.5531 | 137.5531 | Metal Products and Machinery_Existing_Lighting Controls_RIM | 0.10166 | 0.10144 | 0.10139 | 0.10139 | 0.10315 | 0.10144 | 0.10139 | 0.10139 | 0.10166 | 0.10142 | 3350.333 | 3343.2115 | 3341.557 | 3341.5655 | 3399.5512 | 3343.2453 | 3341.591 | 3341.5995 | 3350.3057 | 3342.3475 | Metal Products and Machinery_Existing_Lighting Controls_TRC | 0.10166 | 0.10144 | 0.10139 | 0.10139 | 0.10315 | 0.10144 | 0.10139 | 0.10139 | 0.10166 | 0.10142 | 3350.333 | 3343.2115 | 3341.557 | 3341.5655 | 3399.5512 | 3343.2453 | 3341.591 | 3341.5995 | 3350.3057 | 3342.3475 | 2.622% | 2.622%
Metal Products and Machinery | 16.3636 | 25% | Efficient Lighting - Other Interior Lighting | 27.3526 | 31.5174 |  | 191628.9175 | 14.4667 |  | 76339.7897 | 4262.7788 | FAIL | 46639.0998 | Metal Products and Machinery_Existing_Efficient Lighting - Other Interior Lighting_RIM | 0 | 0 | 0 | 0 | 0 | 0 | 0 | 0 | 0 | 0 | 0 | 0 | 0 | 0 | 0 | 0 | 0 | 0 | 0 | 0 | Metal Products and Machinery_Existing_Efficient Lighting - Other Interior Lighting_TRC | 0.28794 | 0.28947 | 0.27511 | 0.21485 | 0.13315 | 0.065404 | 0.02771 | 0.010865 | 0.0041333 | 0.0015186 | 55177.8896 | 55470.055 | 52719.4689 | 41172.122 | 25515.7294 | 12533.2817 | 5309.9871 | 2082.0976 | 792.0679 | 291.0032 |  | 61.09%
Metal Products and Machinery | 16.3636 | 20% | Efficient Lighting - High Bay | 40.5305 | 0.023826 |  | 283951.7988 | 13.6667 |  | 61293.6507 | 6316.4982 | FAIL | 17283.7778 | Metal Products and Machinery_Existing_Efficient Lighting - High Bay_RIM | 0 | 0 | 0 | 0 | 0 | 0 | 0 | 0 | 0 | 0 | 0 | 0 | 0 | 0 | 0 | 0 | 0 | 0 | 0 | 0 | Metal Products and Machinery_Existing_Efficient Lighting - High Bay_TRC | 0.18348 | 0.1881 | 0.17699 | 0.13284 | 0.078534 | 0.037295 | 0.015527 | 0.0060423 | 0.0022918 | 0.00084103 | 52100.3162 | 53411.6134 | 50255.3371 | 37720.333 | 22300.0075 | 10590.0617 | 4408.8057 | 1715.7328 | 650.7572 | 238.8132 |  | 28.2%
Metal Products and Machinery | 16.3636 | 1.265% | HVAC Recommissioning | 106.4588 | 209.7025 |  | 747322.4633 | 10 |  | 870374.7811 | 32934.4861 | FAIL | FAIL | Metal Products and Machinery_Existing_HVAC Recommissioning_RIM | 0 | 0 | 0 | 0 | 0 | 0 | 0 | 0 | 0 | 0 | 0 | 0 | 0 | 0 | 0 | 0 | 0 | 0 | 0 | 0 | Metal Products and Machinery_Existing_HVAC Recommissioning_TRC | 0 | 0 | 0 | 0 | 0 | 0 | 0 | 0 | 0 | 0 | 0 | 0 | 0 | 0 | 0 | 0 | 0 | 0 | 0 | 0
Metal Products and Machinery | 16.3636 | 20.07% | HVAC Improved Controls | 13.5428 | 17.077 |  | 95068.3499 | 15 |  | 5571.1138 | 4189.6603 | FAIL | FAIL | Metal Products and Machinery_Existing_HVAC Improved Controls_RIM | 0 | 0 | 0 | 0 | 0 | 0 | 0 | 0 | 0 | 0 | 0 | 0 | 0 | 0 | 0 | 0 | 0 | 0 | 0 | 0 | Metal Products and Machinery_Existing_HVAC Improved Controls_TRC | 0 | 0 | 0 | 0 | 0 | 0 | 0 | 0 | 0 | 0 | 0 | 0 | 0 | 0 | 0 | 0 | 0 | 0 | 0 | 0
Metal Products and Machinery | 16.3636 | 29.31% | Building Envelope Improvements | 11.9843 | 17.6473 |  | 84127.6842 | 15 |  | 10846.837 | 3707.5054 | FAIL | FAIL | Metal Products and Machinery_Existing_Building Envelope Improvements_RIM | 0 | 0 | 0 | 0 | 0 | 0 | 0 | 0 | 0 | 0 | 0 | 0 | 0 | 0 | 0 | 0 | 0 | 0 | 0 | 0 | Metal Products and Machinery_Existing_Building Envelope Improvements_TRC | 0 | 0 | 0 | 0 | 0 | 0 | 0 | 0 | 0 | 0 | 0 | 0 | 0 | 0 | 0 | 0 | 0 | 0 | 0 | 0
Metal Products and Machinery | 16.3636 | 18.22% | HVAC Equipment Upgrades | 21.7241 | 0.012746 |  | 152499.2808 | 18 |  | 22662.8845 | 6720.6403 | FAIL | FAIL | Metal Products and Machinery_Existing_HVAC Equipment Upgrades_RIM | 0 | 0 | 0 | 0 | 0 | 0 | 0 | 0 | 0 | 0 | 0 | 0 | 0 | 0 | 0 | 0 | 0 | 0 | 0 | 0 | Metal Products and Machinery_Existing_HVAC Equipment Upgrades_TRC | 0 | 0 | 0 | 0 | 0 | 0 | 0 | 0 | 0 | 0 | 0 | 0 | 0 | 0 | 0 | 0 | 0 | 0 | 0 | 0
Metal Products and Machinery | 16.3636 | 30% | Lighting Controls - Exterior | 0 | 0 |  | 4349.5433 | 10 |  | 692.2926 | 96.7554 | FAIL | 18.154 | Metal Products and Machinery_Existing_Lighting Controls - Exterior_RIM | 0 | 0 | 0 | 0 | 0 | 0 | 0 | 0 | 0 | 0 | 0 | 0 | 0 | 0 | 0 | 0 | 0 | 0 | 0 | 0 | Metal Products and Machinery_Existing_Lighting Controls - Exterior_TRC | 0 | 0 | 0 | 0 | 0 | 0 | 0 | 0 | 0 | 0 | 0 | 0 | 0 | 0 | 0 | 0 | 0 | 0 | 0 | 0 |  | 2.622%
Metal Products and Machinery | 16.3636 | 15.29% | Efficient Lighting - Exterior | 0 | 0.0060272 |  | 24539.4621 | 13.6 |  | 2807.2645 | 545.8795 | FAIL | FAIL | Metal Products and Machinery_Existing_Efficient Lighting - Exterior_RIM | 0 | 0 | 0 | 0 | 0 | 0 | 0 | 0 | 0 | 0 | 0 | 0 | 0 | 0 | 0 | 0 | 0 | 0 | 0 | 0 | Metal Products and Machinery_Existing_Efficient Lighting - Exterior_TRC | 0 | 0 | 0 | 0 | 0 | 0 | 0 | 0 | 0 | 0 | 0 | 0 | 0 | 0 | 0 | 0 | 0 | 0 | 0 | 0
Metal Products and Machinery | 16.3636 | 25.94% | Compressed Air System Optimization | 2.4305 | 2.8056 |  | 18049.1432 | 10 |  | 859.5986 | 619.397 | FAIL | FAIL | Metal Products and Machinery_Existing_Compressed Air System Optimization_RIM | 0 | 0 | 0 | 0 | 0 | 0 | 0 | 0 | 0 | 0 | 0 | 0 | 0 | 0 | 0 | 0 | 0 | 0 | 0 | 0 | Metal Products and Machinery_Existing_Compressed Air System Optimization_TRC | 0 | 0 | 0 | 0 | 0 | 0 | 0 | 0 | 0 | 0 | 0 | 0 | 0 | 0 | 0 | 0 | 0 | 0 | 0 | 0
Metal Products and Machinery | 16.3636 | 15.25% | Compressed Air Controls | 4.9038 | 15.3189 |  | 36415.8827 | 12.5 |  | 1832.9725 | 1249.693 | FAIL | FAIL | Metal Products and Machinery_Existing_Compressed Air Controls_RIM | 0 | 0 | 0 | 0 | 0 | 0 | 0 | 0 | 0 | 0 | 0 | 0 | 0 | 0 | 0 | 0 | 0 | 0 | 0 | 0 | Metal Products and Machinery_Existing_Compressed Air Controls_TRC | 0 | 0 | 0 | 0 | 0 | 0 | 0 | 0 | 0 | 0 | 0 | 0 | 0 | 0 | 0 | 0 | 0 | 0 | 0 | 0
Metal Products and Machinery | 16.3636 | 20.38% | Compressed Air Equipment | 4.0542 | 0.0024481 |  | 30106.8043 | 15 |  | 2970.9594 | 1033.1827 | FAIL | FAIL | Metal Products and Machinery_Existing_Compressed Air Equipment_RIM | 0 | 0 | 0 | 0 | 0 | 0 | 0 | 0 | 0 | 0 | 0 | 0 | 0 | 0 | 0 | 0 | 0 | 0 | 0 | 0 | Metal Products and Machinery_Existing_Compressed Air Equipment_TRC | 0 | 0 | 0 | 0 | 0 | 0 | 0 | 0 | 0 | 0 | 0 | 0 | 0 | 0 | 0 | 0 | 0 | 0 | 0 | 0
Miscellaneous Manufacturing | 22.9091 | 27.36% | Process Other Systems Optimization | 0.54785 | 0.81365 |  | 3979.3845 | 5.3333 |  | 92.2353 | 136.5615 | FAIL | FAIL | Miscellaneous Manufacturing_Existing_Process Other Systems Optimization_RIM | 0 | 0 | 0 | 0 | 0 | 0 | 0 | 0 | 0 | 0 | 0 | 0 | 0 | 0 | 0 | 0 | 0 | 0 | 0 | 0 | Miscellaneous Manufacturing_Existing_Process Other Systems Optimization_TRC | 0 | 0 | 0 | 0 | 0 | 0 | 0 | 0 | 0 | 0 | 0 | 0 | 0 | 0 | 0 | 0 | 0 | 0 | 0 | 0
Miscellaneous Manufacturing | 22.9091 | 27.36% | Plant Energy Management | 18.3201 | 18.6269 |  | 133732.9029 | 10.5 |  | 3099.7006 | 4589.3455 | FAIL | FAIL | Miscellaneous Manufacturing_Existing_Plant Energy Management_RIM | 0 | 0 | 0 | 0 | 0 | 0 | 0 | 0 | 0 | 0 | 0 | 0 | 0 | 0 | 0 | 0 | 0 | 0 | 0 | 0 | Miscellaneous Manufacturing_Existing_Plant Energy Management_TRC | 0 | 0 | 0 | 0 | 0 | 0 | 0 | 0 | 0 | 0 | 0 | 0 | 0 | 0 | 0 | 0 | 0 | 0 | 0 | 0
Miscellaneous Manufacturing | 22.9091 | 69.78% | Process Heat System Optimization | 0.19523 | 0.35626 |  | 1418.0451 | 2 |  | 219.494 | 48.6634 | FAIL | FAIL | Miscellaneous Manufacturing_Existing_Process Heat System Optimization_RIM | 0 | 0 | 0 | 0 | 0 | 0 | 0 | 0 | 0 | 0 | 0 | 0 | 0 | 0 | 0 | 0 | 0 | 0 | 0 | 0 | Miscellaneous Manufacturing_Existing_Process Heat System Optimization_TRC | 0 | 0 | 0 | 0 | 0 | 0 | 0 | 0 | 0 | 0 | 0 | 0 | 0 | 0 | 0 | 0 | 0 | 0 | 0 | 0
Miscellaneous Manufacturing | 22.9091 | 36.23% | Process Heat Improved Controls | 0.70348 | 2.8156 |  | 5109.7946 | 15 |  | 4585.687 | 175.3541 | 899.3833 | 3793.7166 | Miscellaneous Manufacturing_Existing_Process Heat Improved Controls_RIM | 0.26614 | 0.26951 | 0.26938 | 0.26938 | 0.26998 | 0.26952 | 0.26938 | 0.26938 | 0.2694 | 0.26944 | 1359.9231 | 1377.1624 | 1376.4809 | 1376.4844 | 1379.5385 | 1377.1763 | 1376.4949 | 1376.4984 | 1376.5819 | 1376.8065 | Miscellaneous Manufacturing_Existing_Process Heat Improved Controls_TRC | 0.34349 | 0.34785 | 0.34767 | 0.34767 | 0.34845 | 0.34785 | 0.34768 | 0.34768 | 0.3477 | 0.34776 | 1755.1678 | 1777.4176 | 1776.538 | 1776.5425 | 1780.4842 | 1777.4355 | 1776.556 | 1776.5605 | 1776.6683 | 1776.9582 | 19.61% | 82.73%
Miscellaneous Manufacturing | 22.9091 | 39.01% | Process Refrig System Optimization | 5.0554 | 0.86996 |  | 36720.3532 | 4.6667 |  | 11694.5093 | 1260.1416 | FAIL | 6003.198 | Miscellaneous Manufacturing_Existing_Process Refrig System Optimization_RIM | 0 | 0 | 0 | 0 | 0 | 0 | 0 | 0 | 0 | 0 | 0 | 0 | 0 | 0 | 0 | 0 | 0 | 0 | 0 | 0 | Miscellaneous Manufacturing_Existing_Process Refrig System Optimization_TRC | 0.32542 | 0.32027 | 0.32011 | 0.32011 | 0.32082 | 0.32027 | 0.32011 | 0.32011 | 0.32013 | 0.32019 | 11949.6088 | 11760.3546 | 11754.5347 | 11754.5646 | 11780.6276 | 11760.4733 | 11754.6541 | 11754.6839 | 11755.3968 | 11757.3154 |  | 51.33%
Miscellaneous Manufacturing | 22.9091 | 33.75% | Process Refrig Controls | 1.0309 | 1.6858 |  | 7488.3835 | 15 |  | 6589.7774 | 256.9807 | FAIL | 5429.148 | Miscellaneous Manufacturing_Existing_Process Refrig Controls_RIM | 0 | 0 | 0 | 0 | 0 | 0 | 0 | 0 | 0 | 0 | 0 | 0 | 0 | 0 | 0 | 0 | 0 | 0 | 0 | 0 | Miscellaneous Manufacturing_Existing_Process Refrig Controls_TRC | 0.3624 | 0.34745 | 0.33034 | 0.23498 | 0.12095 | 0.046324 | 0.015119 | 0.0046082 | 0.0013769 | 0.00040589 | 2713.7888 | 2601.8465 | 2473.7354 | 1759.6375 | 905.7438 | 346.8899 | 113.2173 | 34.5082 | 10.3104 | 3.0395 |  | 82.39%
Miscellaneous Manufacturing | 22.9091 | 21% | Process Refrig Equipment Upgrade | 0.33649 | 0.0019522 |  | 2444.1161 | 10 |  | 579.0372 | 83.8753 | FAIL | 200.2221 | Miscellaneous Manufacturing_Existing_Process Refrig Equipment Upgrade_RIM | 0 | 0 | 0 | 0 | 0 | 0 | 0 | 0 | 0 | 0 | 0 | 0 | 0 | 0 | 0 | 0 | 0 | 0 | 0 | 0 | Miscellaneous Manufacturing_Existing_Process Refrig Equipment Upgrade_TRC | 0.15995 | 0.17112 | 0.16259 | 0.11565 | 0.05953 | 0.022812 | 0.0074406 | 0.0022678 | 0.00067753 | 0.00019979 | 390.9321 | 418.236 | 397.3921 | 282.6678 | 145.4979 | 55.7546 | 18.1856 | 5.5427 | 1.656 | 0.48831 |  | 34.58%
Miscellaneous Manufacturing | 22.9091 | 23.22% | Pump System Optimization | 13.964 | 1.0211 |  | 103697.2396 | 10 |  | 14584.2183 | 3558.6041 | FAIL | FAIL | Miscellaneous Manufacturing_Existing_Pump System Optimization_RIM | 0 | 0 | 0 | 0 | 0 | 0 | 0 | 0 | 0 | 0 | 0 | 0 | 0 | 0 | 0 | 0 | 0 | 0 | 0 | 0 | Miscellaneous Manufacturing_Existing_Pump System Optimization_TRC | 0 | 0 | 0 | 0 | 0 | 0 | 0 | 0 | 0 | 0 | 0 | 0 | 0 | 0 | 0 | 0 | 0 | 0 | 0 | 0
Miscellaneous Manufacturing | 22.9091 | 33.99% | Pump Improved Controls | 0.71648 | 3.9739 |  | 5320.6019 | 15 |  | 339.4767 | 182.5884 | FAIL | FAIL | Miscellaneous Manufacturing_Existing_Pump Improved Controls_RIM | 0 | 0 | 0 | 0 | 0 | 0 | 0 | 0 | 0 | 0 | 0 | 0 | 0 | 0 | 0 | 0 | 0 | 0 | 0 | 0 | Miscellaneous Manufacturing_Existing_Pump Improved Controls_TRC | 0 | 0 | 0 | 0 | 0 | 0 | 0 | 0 | 0 | 0 | 0 | 0 | 0 | 0 | 0 | 0 | 0 | 0 | 0 | 0
Miscellaneous Manufacturing | 22.9091 | 53.47% | Motor Optimization | 1.1783 | 0.43709 |  | 8750.2777 | 10 |  | 5420.5606 | 300.2855 | FAIL | 4064.3494 | Miscellaneous Manufacturing_Existing_Motor Optimization_RIM | 0 | 0 | 0 | 0 | 0 | 0 | 0 | 0 | 0 | 0 | 0 | 0 | 0 | 0 | 0 | 0 | 0 | 0 | 0 | 0 | Miscellaneous Manufacturing_Existing_Motor Optimization_TRC | 0.57106 | 0.57166 | 0.57138 | 0.57138 | 0.57265 | 0.57167 | 0.57138 | 0.57138 | 0.57142 | 0.57151 | 4996.9397 | 5002.1852 | 4999.7098 | 4999.7225 | 5010.805 | 5002.2358 | 4999.7606 | 4999.7733 | 5000.0765 | 5000.8926 |  | 74.98%
Miscellaneous Manufacturing | 22.9091 | 33.71% | Motor Improved Controls | 0.71211 | 18.2259 |  | 5288.1861 | 15 |  | 337.4084 | 181.476 | FAIL | FAIL | Miscellaneous Manufacturing_Existing_Motor Improved Controls_RIM | 0 | 0 | 0 | 0 | 0 | 0 | 0 | 0 | 0 | 0 | 0 | 0 | 0 | 0 | 0 | 0 | 0 | 0 | 0 | 0 | Miscellaneous Manufacturing_Existing_Motor Improved Controls_TRC | 0 | 0 | 0 | 0 | 0 | 0 | 0 | 0 | 0 | 0 | 0 | 0 | 0 | 0 | 0 | 0 | 0 | 0 | 0 | 0
Miscellaneous Manufacturing | 22.9091 | 54.55% | Pump Equipment Upgrade | 5.6322 | 0.43153 |  | 41824.7917 | 15 |  | 5569.1684 | 1435.3118 | FAIL | FAIL | Miscellaneous Manufacturing_Existing_Pump Equipment Upgrade_RIM | 0 | 0 | 0 | 0 | 0 | 0 | 0 | 0 | 0 | 0 | 0 | 0 | 0 | 0 | 0 | 0 | 0 | 0 | 0 | 0 | Miscellaneous Manufacturing_Existing_Pump Equipment Upgrade_TRC | 0 | 0 | 0 | 0 | 0 | 0 | 0 | 0 | 0 | 0 | 0 | 0 | 0 | 0 | 0 | 0 | 0 | 0 | 0 | 0
Miscellaneous Manufacturing | 22.9091 | 21% | Motor Equipment Upgrades | 1.1513 | 0.010566 |  | 8549.39 | 10 |  | 1860.4269 | 293.3916 | FAIL | 535.3514 | Miscellaneous Manufacturing_Existing_Motor Equipment Upgrades_RIM | 0 | 0 | 0 | 0 | 0 | 0 | 0 | 0 | 0 | 0 | 0 | 0 | 0 | 0 | 0 | 0 | 0 | 0 | 0 | 0 | Miscellaneous Manufacturing_Existing_Motor Equipment Upgrades_TRC | 0.19301 | 0.20676 | 0.19645 | 0.13974 | 0.071834 | 0.027563 | 0.0089902 | 0.0027401 | 0.00081816 | 0.0002414 | 1650.0854 | 1767.6541 | 1679.558 | 1194.6817 | 614.1326 | 235.6439 | 76.8606 | 23.4261 | 6.9948 | 2.0638 |  | 28.78%
Miscellaneous Manufacturing | 22.9091 | 34.37% | Fan Improved Controls | 3.6728 | 3.5993 |  | 27274.6861 | 15 |  | 671.0251 | 935.9922 | FAIL | FAIL | Miscellaneous Manufacturing_Existing_Fan Improved Controls_RIM | 0 | 0 | 0 | 0 | 0 | 0 | 0 | 0 | 0 | 0 | 0 | 0 | 0 | 0 | 0 | 0 | 0 | 0 | 0 | 0 | Miscellaneous Manufacturing_Existing_Fan Improved Controls_TRC | 0 | 0 | 0 | 0 | 0 | 0 | 0 | 0 | 0 | 0 | 0 | 0 | 0 | 0 | 0 | 0 | 0 | 0 | 0 | 0
Miscellaneous Manufacturing | 22.9091 | 76.37% | Fan Equipment Upgrades | 0.72421 | 0.0017454 |  | 5377.9863 | 15 |  | 980.9249 | 184.5577 | FAIL | 147.3874 | Miscellaneous Manufacturing_Existing_Fan Equipment Upgrades_RIM | 0 | 0 | 0 | 0 | 0 | 0 | 0 | 0 | 0 | 0 | 0 | 0 | 0 | 0 | 0 | 0 | 0 | 0 | 0 | 0 | Miscellaneous Manufacturing_Existing_Fan Equipment Upgrades_TRC | 0.59166 | 0.63377 | 0.60219 | 0.42834 | 0.2202 | 0.084488 | 0.027558 | 0.0083992 | 0.002508 | 0.00073995 | 3181.914 | 3408.4217 | 3238.5534 | 2303.6064 | 1184.2521 | 454.3727 | 148.2039 | 45.1706 | 13.4878 | 3.9795 |  | 15.03%
Miscellaneous Manufacturing | 22.9091 | 30% | Lighting Controls | 6.6756 | 16.6217 |  | 46768.735 | 10 |  | 5279.5074 | 1040.3689 | FAIL | FAIL | Miscellaneous Manufacturing_Existing_Lighting Controls_RIM | 0 | 0 | 0 | 0 | 0 | 0 | 0 | 0 | 0 | 0 | 0 | 0 | 0 | 0 | 0 | 0 | 0 | 0 | 0 | 0 | Miscellaneous Manufacturing_Existing_Lighting Controls_TRC | 0 | 0 | 0 | 0 | 0 | 0 | 0 | 0 | 0 | 0 | 0 | 0 | 0 | 0 | 0 | 0 | 0 | 0 | 0 | 0
Miscellaneous Manufacturing | 22.9091 | 25% | Efficient Lighting - Other Interior Lighting | 12.5216 | 13.3841 |  | 87725.0133 | 14.4667 |  | 34947.2774 | 1951.44 | FAIL | 21350.7209 | Miscellaneous Manufacturing_Existing_Efficient Lighting - Other Interior Lighting_RIM | 0 | 0 | 0 | 0 | 0 | 0 | 0 | 0 | 0 | 0 | 0 | 0 | 0 | 0 | 0 | 0 | 0 | 0 | 0 | 0 | Miscellaneous Manufacturing_Existing_Efficient Lighting - Other Interior Lighting_TRC | 0.38234 | 0.38866 | 0.36727 | 0.28046 | 0.16936 | 0.081656 | 0.034271 | 0.013384 | 0.0050835 | 0.0018665 | 33540.8077 | 34095.2898 | 32218.9635 | 24603.4783 | 14856.7094 | 7163.2913 | 3006.3981 | 1174.0839 | 445.9459 | 163.7349 |  | 61.09%
Miscellaneous Manufacturing | 22.9091 | 20% | Efficient Lighting - High Bay | 17.2115 | 0.0091486 |  | 120582.0063 | 13.6667 |  | 26028.7539 | 2682.3427 | FAIL | 7339.6708 | Miscellaneous Manufacturing_Existing_Efficient Lighting - High Bay_RIM | 0 | 0 | 0 | 0 | 0 | 0 | 0 | 0 | 0 | 0 | 0 | 0 | 0 | 0 | 0 | 0 | 0 | 0 | 0 | 0 | Miscellaneous Manufacturing_Existing_Efficient Lighting - High Bay_TRC | 0.25689 | 0.26334 | 0.24778 | 0.18598 | 0.10997 | 0.052213 | 0.021737 | 0.0084593 | 0.0032086 | 0.0011774 | 30976.193 | 31754.2333 | 29877.7663 | 22425.4648 | 13260.2119 | 6295.9957 | 2621.1199 | 1020.0362 | 386.898 | 141.9791 |  | 28.2%
Miscellaneous Manufacturing | 22.9091 | 22.22% | HVAC Improved Controls | 10.967 | 35.3065 |  | 76986.1335 | 15 |  | 480.3013 | 3392.7774 | FAIL | FAIL | Miscellaneous Manufacturing_Existing_HVAC Improved Controls_RIM | 0 | 0 | 0 | 0 | 0 | 0 | 0 | 0 | 0 | 0 | 0 | 0 | 0 | 0 | 0 | 0 | 0 | 0 | 0 | 0 | Miscellaneous Manufacturing_Existing_HVAC Improved Controls_TRC | 0 | 0 | 0 | 0 | 0 | 0 | 0 | 0 | 0 | 0 | 0 | 0 | 0 | 0 | 0 | 0 | 0 | 0 | 0 | 0
Miscellaneous Manufacturing | 22.9091 | 66.67% | Building Envelope Improvements | 12.0615 | 23.5555 |  | 84669.4452 | 15 |  | 8452.7029 | 3731.3808 | FAIL | FAIL | Miscellaneous Manufacturing_Existing_Building Envelope Improvements_RIM | 0 | 0 | 0 | 0 | 0 | 0 | 0 | 0 | 0 | 0 | 0 | 0 | 0 | 0 | 0 | 0 | 0 | 0 | 0 | 0 | Miscellaneous Manufacturing_Existing_Building Envelope Improvements_TRC | 0 | 0 | 0 | 0 | 0 | 0 | 0 | 0 | 0 | 0 | 0 | 0 | 0 | 0 | 0 | 0 | 0 | 0 | 0 | 0
Miscellaneous Manufacturing | 22.9091 | 33.33% | HVAC Equipment Upgrades | 40.9958 | 0.024054 |  | 287783.6946 | 18 |  | 93512.2181 | 12682.6217 | FAIL | 48908.4372 | Miscellaneous Manufacturing_Existing_HVAC Equipment Upgrades_RIM | 0 | 0 | 0 | 0 | 0 | 0 | 0 | 0 | 0 | 0 | 0 | 0 | 0 | 0 | 0 | 0 | 0 | 0 | 0 | 0 | Miscellaneous Manufacturing_Existing_HVAC Equipment Upgrades_TRC | 0.22112 | 0.23647 | 0.22468 | 0.15982 | 0.082298 | 0.031523 | 0.010282 | 0.0031338 | 0.00093644 | 0.00027609 | 63635.8509 | 68051.9314 | 64660.3715 | 45993.3885 | 23684.1141 | 9071.9234 | 2959.0129 | 901.8681 | 269.4932 | 79.4533 |  | 52.3%
Miscellaneous Manufacturing | 22.9091 | 30% | Lighting Controls - Exterior | 0 | 0 |  | 3956.0478 | 10 |  | 446.58 | 88.0022 | FAIL | FAIL | Miscellaneous Manufacturing_Existing_Lighting Controls - Exterior_RIM | 0 | 0 | 0 | 0 | 0 | 0 | 0 | 0 | 0 | 0 | 0 | 0 | 0 | 0 | 0 | 0 | 0 | 0 | 0 | 0 | Miscellaneous Manufacturing_Existing_Lighting Controls - Exterior_TRC | 0 | 0 | 0 | 0 | 0 | 0 | 0 | 0 | 0 | 0 | 0 | 0 | 0 | 0 | 0 | 0 | 0 | 0 | 0 | 0
Miscellaneous Manufacturing | 22.9091 | 15.29% | Efficient Lighting - Exterior | 0 | 0.0014541 |  | 22319.4209 | 13.6 |  | 2553.2963 | 496.4948 | FAIL | FAIL | Miscellaneous Manufacturing_Existing_Efficient Lighting - Exterior_RIM | 0 | 0 | 0 | 0 | 0 | 0 | 0 | 0 | 0 | 0 | 0 | 0 | 0 | 0 | 0 | 0 | 0 | 0 | 0 | 0 | Miscellaneous Manufacturing_Existing_Efficient Lighting - Exterior_TRC | 0 | 0 | 0 | 0 | 0 | 0 | 0 | 0 | 0 | 0 | 0 | 0 | 0 | 0 | 0 | 0 | 0 | 0 | 0 | 0
Miscellaneous Manufacturing | 22.9091 | 25.94% | Compressed Air System Optimization | 1.1879 | 0.99942 |  | 8821.4839 | 10 |  | 652.1289 | 302.7291 | FAIL | FAIL | Miscellaneous Manufacturing_Existing_Compressed Air System Optimization_RIM | 0 | 0 | 0 | 0 | 0 | 0 | 0 | 0 | 0 | 0 | 0 | 0 | 0 | 0 | 0 | 0 | 0 | 0 | 0 | 0 | Miscellaneous Manufacturing_Existing_Compressed Air System Optimization_TRC | 0 | 0 | 0 | 0 | 0 | 0 | 0 | 0 | 0 | 0 | 0 | 0 | 0 | 0 | 0 | 0 | 0 | 0 | 0 | 0
Miscellaneous Manufacturing | 22.9091 | 11.11% | Compressed Air Controls | 2.3968 | 4.8095 |  | 17798.9695 | 12.5 |  | 115.6724 | 610.8117 | FAIL | FAIL | Miscellaneous Manufacturing_Existing_Compressed Air Controls_RIM | 0 | 0 | 0 | 0 | 0 | 0 | 0 | 0 | 0 | 0 | 0 | 0 | 0 | 0 | 0 | 0 | 0 | 0 | 0 | 0 | Miscellaneous Manufacturing_Existing_Compressed Air Controls_TRC | 0 | 0 | 0 | 0 | 0 | 0 | 0 | 0 | 0 | 0 | 0 | 0 | 0 | 0 | 0 | 0 | 0 | 0 | 0 | 0
Miscellaneous Manufacturing | 22.9091 | 33.33% | Compressed Air Equipment | 0.50816 | 8.9104e-06 |  | 3773.6368 | 15 |  | 54.3975 | 129.5008 | FAIL | FAIL | Miscellaneous Manufacturing_Existing_Compressed Air Equipment_RIM | 0 | 0 | 0 | 0 | 0 | 0 | 0 | 0 | 0 | 0 | 0 | 0 | 0 | 0 | 0 | 0 | 0 | 0 | 0 | 0 | Miscellaneous Manufacturing_Existing_Compressed Air Equipment_TRC | 0 | 0 | 0 | 0 | 0 | 0 | 0 | 0 | 0 | 0 | 0 | 0 | 0 | 0 | 0 | 0 | 0 | 0 | 0 | 0
Primary Resources Industries | 8.7273 | 4.878% | Process Other Systems Optimization | 0.27252 | 29.8277 |  | 1979.4745 | 5.3333 |  | 381.6084 | 67.9301 | 74.8084 | 74.8084 | Primary Resources Industries_Existing_Process Other Systems Optimization_RIM | 0.012849 | 0.013312 | 0.013305 | 0.013305 | 0.013335 | 0.013312 | 0.013305 | 0.013305 | 0.013306 | 0.013308 | 25.4336 | 26.3504 | 26.3373 | 26.3374 | 26.3958 | 26.3506 | 26.3376 | 26.3376 | 26.3392 | 26.3435 | Primary Resources Industries_Existing_Process Other Systems Optimization_TRC | 0.012849 | 0.013312 | 0.013305 | 0.013305 | 0.013335 | 0.013312 | 0.013305 | 0.013305 | 0.013306 | 0.013308 | 25.4336 | 26.3504 | 26.3373 | 26.3374 | 26.3958 | 26.3506 | 26.3376 | 26.3376 | 26.3392 | 26.3435 | 19.6% | 19.6%
Primary Resources Industries | 8.7273 | 27.36% | Plant Energy Management | 20.5478 | 10.5865 |  | 149884.6596 | 10.5 |  | 3474.0708 | 5143.6294 | FAIL | FAIL | Primary Resources Industries_Existing_Plant Energy Management_RIM | 0 | 0 | 0 | 0 | 0 | 0 | 0 | 0 | 0 | 0 | 0 | 0 | 0 | 0 | 0 | 0 | 0 | 0 | 0 | 0 | Primary Resources Industries_Existing_Plant Energy Management_TRC | 0 | 0 | 0 | 0 | 0 | 0 | 0 | 0 | 0 | 0 | 0 | 0 | 0 | 0 | 0 | 0 | 0 | 0 | 0 | 0
Primary Resources Industries | 8.7273 | 39.02% | Process Heat System Optimization | 0.81437 | 0.42747 |  | 5915.2632 | 2 |  | 1025.733 | 202.9956 | FAIL | 108.9225 | Primary Resources Industries_Existing_Process Heat System Optimization_RIM | 0 | 0 | 0 | 0 | 0 | 0 | 0 | 0 | 0 | 0 | 0 | 0 | 0 | 0 | 0 | 0 | 0 | 0 | 0 | 0 | Primary Resources Industries_Existing_Process Heat System Optimization_TRC | 0.10422 | 0.1028 | 0.097736 | 0.069522 | 0.035788 | 0.013705 | 0.0044732 | 0.0013634 | 0.00040735 | 0.00012009 | 616.5046 | 608.0758 | 578.135 | 411.2437 | 211.6981 | 81.0714 | 26.4599 | 8.0649 | 2.4096 | 0.71036 |  | 10.62%
Primary Resources Industries | 8.7273 | 34.87% | Process Heat Improved Controls | 0.49053 | 6.2803 |  | 3563.0337 | 15 |  | 3197.5761 | 122.2735 | 2645.3392 | 2645.3392 | Primary Resources Industries_Existing_Process Heat Improved Controls_RIM | 0.12599 | 0.12759 | 0.12753 | 0.12753 | 0.12781 | 0.12759 | 0.12753 | 0.12753 | 0.12754 | 0.12756 | 448.9216 | 454.6124 | 454.3875 | 454.3886 | 455.3968 | 454.617 | 454.3921 | 454.3932 | 454.4208 | 454.495 | Primary Resources Industries_Existing_Process Heat Improved Controls_TRC | 0.12599 | 0.12759 | 0.12753 | 0.12753 | 0.12781 | 0.12759 | 0.12753 | 0.12753 | 0.12754 | 0.12756 | 448.9216 | 454.6124 | 454.3875 | 454.3886 | 455.3968 | 454.617 | 454.3921 | 454.3932 | 454.4208 | 454.495 | 82.73% | 82.73%
Primary Resources Industries | 8.7273 | 2.439% | Process Refrig System Optimization | 0.36348 | 2.0259 |  | 2640.1645 | 4.6667 |  | 14.6904 | 90.6032 | FAIL | FAIL | Primary Resources Industries_Existing_Process Refrig System Optimization_RIM | 0 | 0 | 0 | 0 | 0 | 0 | 0 | 0 | 0 | 0 | 0 | 0 | 0 | 0 | 0 | 0 | 0 | 0 | 0 | 0 | Primary Resources Industries_Existing_Process Refrig System Optimization_TRC | 0 | 0 | 0 | 0 | 0 | 0 | 0 | 0 | 0 | 0 | 0 | 0 | 0 | 0 | 0 | 0 | 0 | 0 | 0 | 0
Primary Resources Industries | 8.7273 | 33.75% | Process Refrig Controls | 0.15011 | 0.24546 |  | 1090.3132 | 15 |  | 959.4756 | 37.4165 | FAIL | 790.4872 | Primary Resources Industries_Existing_Process Refrig Controls_RIM | 0 | 0 | 0 | 0 | 0 | 0 | 0 | 0 | 0 | 0 | 0 | 0 | 0 | 0 | 0 | 0 | 0 | 0 | 0 | 0 | Primary Resources Industries_Existing_Process Refrig Controls_TRC | 0.1334 | 0.13129 | 0.13123 | 0.13123 | 0.13152 | 0.13129 | 0.13123 | 0.13123 | 0.13124 | 0.13126 | 145.4528 | 143.1478 | 143.0769 | 143.0773 | 143.3948 | 143.1492 | 143.0784 | 143.0787 | 143.0874 | 143.1108 |  | 82.39%
Primary Resources Industries | 8.7273 | 21% | Process Refrig Equipment Upgrade | 0.81373 | 0.0011802 |  | 5910.6576 | 10 |  | 868.9537 | 202.8375 | FAIL | FAIL | Primary Resources Industries_Existing_Process Refrig Equipment Upgrade_RIM | 0 | 0 | 0 | 0 | 0 | 0 | 0 | 0 | 0 | 0 | 0 | 0 | 0 | 0 | 0 | 0 | 0 | 0 | 0 | 0 | Primary Resources Industries_Existing_Process Refrig Equipment Upgrade_TRC | 0 | 0 | 0 | 0 | 0 | 0 | 0 | 0 | 0 | 0 | 0 | 0 | 0 | 0 | 0 | 0 | 0 | 0 | 0 | 0
Primary Resources Industries | 8.7273 | 4.878% | Pump System Optimization | 3.9037 | 2.8403 |  | 28988.8574 | 10 |  | 242.8366 | 994.8179 | FAIL | FAIL | Primary Resources Industries_Existing_Pump System Optimization_RIM | 0 | 0 | 0 | 0 | 0 | 0 | 0 | 0 | 0 | 0 | 0 | 0 | 0 | 0 | 0 | 0 | 0 | 0 | 0 | 0 | Primary Resources Industries_Existing_Pump System Optimization_TRC | 0 | 0 | 0 | 0 | 0 | 0 | 0 | 0 | 0 | 0 | 0 | 0 | 0 | 0 | 0 | 0 | 0 | 0 | 0 | 0
Primary Resources Industries | 8.7273 | 32.49% | Pump Improved Controls | 0.43806 | 2.7664 |  | 3253.065 | 15 |  | 207.5592 | 111.6362 | FAIL | FAIL | Primary Resources Industries_Existing_Pump Improved Controls_RIM | 0 | 0 | 0 | 0 | 0 | 0 | 0 | 0 | 0 | 0 | 0 | 0 | 0 | 0 | 0 | 0 | 0 | 0 | 0 | 0 | Primary Resources Industries_Existing_Pump Improved Controls_TRC | 0 | 0 | 0 | 0 | 0 | 0 | 0 | 0 | 0 | 0 | 0 | 0 | 0 | 0 | 0 | 0 | 0 | 0 | 0 | 0
Primary Resources Industries | 8.7273 | 19.51% | Motor Optimization | 6.4343 | 0.73341 |  | 47781.5897 | 10 |  | 2938.8557 | 1639.7328 | FAIL | FAIL | Primary Resources Industries_Existing_Motor Optimization_RIM | 0 | 0 | 0 | 0 | 0 | 0 | 0 | 0 | 0 | 0 | 0 | 0 | 0 | 0 | 0 | 0 | 0 | 0 | 0 | 0 | Primary Resources Industries_Existing_Motor Optimization_TRC | 0 | 0 | 0 | 0 | 0 | 0 | 0 | 0 | 0 | 0 | 0 | 0 | 0 | 0 | 0 | 0 | 0 | 0 | 0 | 0
Primary Resources Industries | 8.7273 | 33.35% | Motor Improved Controls | 0.4407 | 4.4405 |  | 3272.6302 | 15 |  | 208.8075 | 112.3077 | FAIL | FAIL | Primary Resources Industries_Existing_Motor Improved Controls_RIM | 0 | 0 | 0 | 0 | 0 | 0 | 0 | 0 | 0 | 0 | 0 | 0 | 0 | 0 | 0 | 0 | 0 | 0 | 0 | 0 | Primary Resources Industries_Existing_Motor Improved Controls_TRC | 0 | 0 | 0 | 0 | 0 | 0 | 0 | 0 | 0 | 0 | 0 | 0 | 0 | 0 | 0 | 0 | 0 | 0 | 0 | 0
Primary Resources Industries | 8.7273 | 72.19% | Pump Equipment Upgrade | 1.8446 | 0.033091 |  | 13697.7443 | 15 |  | 1523.751 | 470.0689 | FAIL | FAIL | Primary Resources Industries_Existing_Pump Equipment Upgrade_RIM | 0 | 0 | 0 | 0 | 0 | 0 | 0 | 0 | 0 | 0 | 0 | 0 | 0 | 0 | 0 | 0 | 0 | 0 | 0 | 0 | Primary Resources Industries_Existing_Pump Equipment Upgrade_TRC | 0 | 0 | 0 | 0 | 0 | 0 | 0 | 0 | 0 | 0 | 0 | 0 | 0 | 0 | 0 | 0 | 0 | 0 | 0 | 0
Primary Resources Industries | 8.7273 | 7.993% | Motor Equipment Upgrades | 0.30697 | 0.012804 |  | 2279.609 | 10 |  | 393.8243 | 78.2299 | FAIL | 40.5062 | Primary Resources Industries_Existing_Motor Equipment Upgrades_RIM | 0 | 0 | 0 | 0 | 0 | 0 | 0 | 0 | 0 | 0 | 0 | 0 | 0 | 0 | 0 | 0 | 0 | 0 | 0 | 0 | Primary Resources Industries_Existing_Motor Equipment Upgrades_TRC | 0.024619 | 0.026373 | 0.025058 | 0.017824 | 0.0091626 | 0.0035157 | 0.0011467 | 0.00034951 | 0.00010436 | 3.0791e-05 | 56.1208 | 60.1194 | 57.1231 | 40.6321 | 20.8872 | 8.0144 | 2.6141 | 0.79674 | 0.2379 | 0.070192 |  | 10.29%
Primary Resources Industries | 8.7273 | 2.439% | Fan System Optimization | 31.8725 | 28.0558 |  | 236686.7584 | 10 |  | 770.4597 | 8122.4387 | FAIL | FAIL | Primary Resources Industries_Existing_Fan System Optimization_RIM | 0 | 0 | 0 | 0 | 0 | 0 | 0 | 0 | 0 | 0 | 0 | 0 | 0 | 0 | 0 | 0 | 0 | 0 | 0 | 0 | Primary Resources Industries_Existing_Fan System Optimization_TRC | 0 | 0 | 0 | 0 | 0 | 0 | 0 | 0 | 0 | 0 | 0 | 0 | 0 | 0 | 0 | 0 | 0 | 0 | 0 | 0
Primary Resources Industries | 8.7273 | 33.06% | Fan Improved Controls | 2.1258 | 2.9111 |  | 15786.209 | 15 |  | 388.38 | 541.7393 | FAIL | FAIL | Primary Resources Industries_Existing_Fan Improved Controls_RIM | 0 | 0 | 0 | 0 | 0 | 0 | 0 | 0 | 0 | 0 | 0 | 0 | 0 | 0 | 0 | 0 | 0 | 0 | 0 | 0 | Primary Resources Industries_Existing_Fan Improved Controls_TRC | 0 | 0 | 0 | 0 | 0 | 0 | 0 | 0 | 0 | 0 | 0 | 0 | 0 | 0 | 0 | 0 | 0 | 0 | 0 | 0
Primary Resources Industries | 8.7273 | 73.47% | Fan Equipment Upgrades | 0.77902 | 0.00013707 |  | 5785.0059 | 15 |  | 643.5299 | 198.5255 | FAIL | FAIL | Primary Resources Industries_Existing_Fan Equipment Upgrades_RIM | 0 | 0 | 0 | 0 | 0 | 0 | 0 | 0 | 0 | 0 | 0 | 0 | 0 | 0 | 0 | 0 | 0 | 0 | 0 | 0 | Primary Resources Industries_Existing_Fan Equipment Upgrades_TRC | 0 | 0 | 0 | 0 | 0 | 0 | 0 | 0 | 0 | 0 | 0 | 0 | 0 | 0 | 0 | 0 | 0 | 0 | 0 | 0
Primary Resources Industries | 8.7273 | 30% | Lighting Controls | 0.97034 | 3.2955 |  | 6798.0735 | 10 |  | 999.2413 | 151.2229 | FAIL | FAIL | Primary Resources Industries_Existing_Lighting Controls_RIM | 0 | 0 | 0 | 0 | 0 | 0 | 0 | 0 | 0 | 0 | 0 | 0 | 0 | 0 | 0 | 0 | 0 | 0 | 0 | 0 | Primary Resources Industries_Existing_Lighting Controls_TRC | 0 | 0 | 0 | 0 | 0 | 0 | 0 | 0 | 0 | 0 | 0 | 0 | 0 | 0 | 0 | 0 | 0 | 0 | 0 | 0
Primary Resources Industries | 8.7273 | 25% | Efficient Lighting - Other Interior Lighting | 2.9061 | 4.3785 |  | 20359.7951 | 14.4667 |  | 8110.7928 | 452.903 | FAIL | 4955.215 | Primary Resources Industries_Existing_Efficient Lighting - Other Interior Lighting_RIM | 0 | 0 | 0 | 0 | 0 | 0 | 0 | 0 | 0 | 0 | 0 | 0 | 0 | 0 | 0 | 0 | 0 | 0 | 0 | 0 | Primary Resources Industries_Existing_Efficient Lighting - Other Interior Lighting_TRC | 0.15291 | 0.15385 | 0.14615 | 0.11393 | 0.070477 | 0.034563 | 0.014633 | 0.0057359 | 0.0021818 | 0.00080155 | 3113.1427 | 3132.3006 | 2975.5915 | 2319.6609 | 1434.8906 | 703.6925 | 297.9211 | 116.7822 | 44.422 | 16.3193 |  | 61.09%
Primary Resources Industries | 8.7273 | 20% | Efficient Lighting - High Bay | 5.6307 | 0.0021544 |  | 39447.941 | 13.6667 |  | 8515.2071 | 877.5181 | FAIL | 2401.1452 | Primary Resources Industries_Existing_Efficient Lighting - High Bay_RIM | 0 | 0 | 0 | 0 | 0 | 0 | 0 | 0 | 0 | 0 | 0 | 0 | 0 | 0 | 0 | 0 | 0 | 0 | 0 | 0 | Primary Resources Industries_Existing_Efficient Lighting - High Bay_TRC | 0.097862 | 0.10032 | 0.094392 | 0.070848 | 0.041893 | 0.019891 | 0.0082809 | 0.0032226 | 0.0012223 | 0.00044855 | 3860.4734 | 3957.4384 | 3723.5797 | 2794.8209 | 1652.5819 | 784.6518 | 326.6626 | 127.1242 | 48.218 | 17.6944 |  | 28.2%
Primary Resources Industries | 8.7273 | 12.2% | HVAC Improved Controls | 0.086864 | 0.55051 |  | 609.7671 | 15 |  | 18.9997 | 26.8724 | FAIL | FAIL | Primary Resources Industries_Existing_HVAC Improved Controls_RIM | 0 | 0 | 0 | 0 | 0 | 0 | 0 | 0 | 0 | 0 | 0 | 0 | 0 | 0 | 0 | 0 | 0 | 0 | 0 | 0 | Primary Resources Industries_Existing_HVAC Improved Controls_TRC | 0 | 0 | 0 | 0 | 0 | 0 | 0 | 0 | 0 | 0 | 0 | 0 | 0 | 0 | 0 | 0 | 0 | 0 | 0 | 0
Primary Resources Industries | 8.7273 | 31.71% | Building Envelope Improvements | 0.217 | 0.52342 |  | 1523.2948 | 15 |  | 197.9372 | 67.1316 | FAIL | FAIL | Primary Resources Industries_Existing_Building Envelope Improvements_RIM | 0 | 0 | 0 | 0 | 0 | 0 | 0 | 0 | 0 | 0 | 0 | 0 | 0 | 0 | 0 | 0 | 0 | 0 | 0 | 0 | Primary Resources Industries_Existing_Building Envelope Improvements_TRC | 0 | 0 | 0 | 0 | 0 | 0 | 0 | 0 | 0 | 0 | 0 | 0 | 0 | 0 | 0 | 0 | 0 | 0 | 0 | 0
Primary Resources Industries | 8.7273 | 9.756% | HVAC Equipment Upgrades | 1.6359 | 0.00095983 |  | 11483.6869 | 18 |  | 2751.1204 | 506.0859 | FAIL | 971.2564 | Primary Resources Industries_Existing_HVAC Equipment Upgrades_RIM | 0 | 0 | 0 | 0 | 0 | 0 | 0 | 0 | 0 | 0 | 0 | 0 | 0 | 0 | 0 | 0 | 0 | 0 | 0 | 0 | Primary Resources Industries_Existing_HVAC Equipment Upgrades_TRC | 0.022978 | 0.024572 | 0.023348 | 0.016607 | 0.0085519 | 0.0032757 | 0.0010684 | 0.00032565 | 9.7309e-05 | 2.8689e-05 | 263.8682 | 282.1796 | 268.1164 | 190.7131 | 98.207 | 37.617 | 12.2696 | 3.7396 | 1.1175 | 0.32946 |  | 35.3%
Primary Resources Industries | 8.7273 | 30% | Lighting Controls - Exterior | 0 | 0 |  | 629.4231 | 10 |  | 92.5182 | 14.0015 | FAIL | FAIL | Primary Resources Industries_Existing_Lighting Controls - Exterior_RIM | 0 | 0 | 0 | 0 | 0 | 0 | 0 | 0 | 0 | 0 | 0 | 0 | 0 | 0 | 0 | 0 | 0 | 0 | 0 | 0 | Primary Resources Industries_Existing_Lighting Controls - Exterior_TRC | 0 | 0 | 0 | 0 | 0 | 0 | 0 | 0 | 0 | 0 | 0 | 0 | 0 | 0 | 0 | 0 | 0 | 0 | 0 | 0
Primary Resources Industries | 8.7273 | 15.29% | Efficient Lighting - Exterior | 0 | 0.00084159 |  | 3551.1097 | 13.6 |  | 406.2397 | 78.9943 | FAIL | FAIL | Primary Resources Industries_Existing_Efficient Lighting - Exterior_RIM | 0 | 0 | 0 | 0 | 0 | 0 | 0 | 0 | 0 | 0 | 0 | 0 | 0 | 0 | 0 | 0 | 0 | 0 | 0 | 0 | Primary Resources Industries_Existing_Efficient Lighting - Exterior_TRC | 0 | 0 | 0 | 0 | 0 | 0 | 0 | 0 | 0 | 0 | 0 | 0 | 0 | 0 | 0 | 0 | 0 | 0 | 0 | 0
Primary Resources Industries | 8.7273 | 25.94% | Compressed Air System Optimization | 0.68954 | 0.61848 |  | 5120.5249 | 10 |  | 234.2412 | 175.7223 | FAIL | FAIL | Primary Resources Industries_Existing_Compressed Air System Optimization_RIM | 0 | 0 | 0 | 0 | 0 | 0 | 0 | 0 | 0 | 0 | 0 | 0 | 0 | 0 | 0 | 0 | 0 | 0 | 0 | 0 | Primary Resources Industries_Existing_Compressed Air System Optimization_TRC | 0 | 0 | 0 | 0 | 0 | 0 | 0 | 0 | 0 | 0 | 0 | 0 | 0 | 0 | 0 | 0 | 0 | 0 | 0 | 0
Primary Resources Industries | 8.7273 | 19.51% | Compressed Air Controls | 0.84462 | 2.9054 |  | 6272.2137 | 12.5 |  | 285.6171 | 215.2451 | FAIL | FAIL | Primary Resources Industries_Existing_Compressed Air Controls_RIM | 0 | 0 | 0 | 0 | 0 | 0 | 0 | 0 | 0 | 0 | 0 | 0 | 0 | 0 | 0 | 0 | 0 | 0 | 0 | 0 | Primary Resources Industries_Existing_Compressed Air Controls_TRC | 0 | 0 | 0 | 0 | 0 | 0 | 0 | 0 | 0 | 0 | 0 | 0 | 0 | 0 | 0 | 0 | 0 | 0 | 0 | 0
Primary Resources Industries | 8.7273 | 17.07% | Compressed Air Equipment | 2.1246 | 0.00071468 |  | 15777.5537 | 15 |  | 1907.0355 | 541.4423 | FAIL | FAIL | Primary Resources Industries_Existing_Compressed Air Equipment_RIM | 0 | 0 | 0 | 0 | 0 | 0 | 0 | 0 | 0 | 0 | 0 | 0 | 0 | 0 | 0 | 0 | 0 | 0 | 0 | 0 | Primary Resources Industries_Existing_Compressed Air Equipment_TRC | 0 | 0 | 0 | 0 | 0 | 0 | 0 | 0 | 0 | 0 | 0 | 0 | 0 | 0 | 0 | 0 | 0 | 0 | 0 | 0
Stone/Clay/Glass/Concrete | 2.1818 | 27.36% | Process Other Systems Optimization | 0.35076 | 0.33089 |  | 2547.8001 | 5.3333 |  | 59.0537 | 87.4335 | FAIL | FAIL | Stone/Clay/Glass/Concrete_Existing_Process Other Systems Optimization_RIM | 0 | 0 | 0 | 0 | 0 | 0 | 0 | 0 | 0 | 0 | 0 | 0 | 0 | 0 | 0 | 0 | 0 | 0 | 0 | 0 | Stone/Clay/Glass/Concrete_Existing_Process Other Systems Optimization_TRC | 0 | 0 | 0 | 0 | 0 | 0 | 0 | 0 | 0 | 0 | 0 | 0 | 0 | 0 | 0 | 0 | 0 | 0 | 0 | 0
Stone/Clay/Glass/Concrete | 2.1818 | 27.36% | Plant Energy Management | 7.2812 | 18.586 |  | 53527.7697 | 10.5 |  | 1240.6824 | 1836.9259 | FAIL | FAIL | Stone/Clay/Glass/Concrete_Existing_Plant Energy Management_RIM | 0 | 0 | 0 | 0 | 0 | 0 | 0 | 0 | 0 | 0 | 0 | 0 | 0 | 0 | 0 | 0 | 0 | 0 | 0 | 0 | Stone/Clay/Glass/Concrete_Existing_Plant Energy Management_TRC | 0 | 0 | 0 | 0 | 0 | 0 | 0 | 0 | 0 | 0 | 0 | 0 | 0 | 0 | 0 | 0 | 0 | 0 | 0 | 0
Stone/Clay/Glass/Concrete | 2.1818 | 52% | Process Heat System Optimization | 0.1423 | 0.22765 |  | 1033.5801 | 2 |  | 336.623 | 35.4696 | FAIL | 176.4278 | Stone/Clay/Glass/Concrete_Existing_Process Heat System Optimization_RIM | 0 | 0 | 0 | 0 | 0 | 0 | 0 | 0 | 0 | 0 | 0 | 0 | 0 | 0 | 0 | 0 | 0 | 0 | 0 | 0 | Stone/Clay/Glass/Concrete_Existing_Process Heat System Optimization_TRC | 0.04963 | 0.050259 | 0.050234 | 0.050234 | 0.050346 | 0.05026 | 0.050235 | 0.050235 | 0.050238 | 0.050246 | 51.2966 | 51.9469 | 51.9211 | 51.9213 | 52.0365 | 51.9474 | 51.9217 | 51.9218 | 51.925 | 51.9334 |  | 52.41%
Stone/Clay/Glass/Concrete | 2.1818 | 36.23% | Process Heat Improved Controls | 0.33498 | 1.3407 |  | 2433.1743 | 15 |  | 2183.6055 | 83.4999 | 428.267 | 1806.4863 | Stone/Clay/Glass/Concrete_Existing_Process Heat Improved Controls_RIM | 0.031215 | 0.03161 | 0.031595 | 0.031595 | 0.031665 | 0.031611 | 0.031595 | 0.031595 | 0.031597 | 0.031602 | 75.9507 | 76.9135 | 76.8754 | 76.8756 | 77.0462 | 76.9142 | 76.8762 | 76.8764 | 76.881 | 76.8936 | Stone/Clay/Glass/Concrete_Existing_Process Heat Improved Controls_TRC | 0.040261 | 0.039729 | 0.037773 | 0.026869 | 0.013829 | 0.0052968 | 0.0017288 | 0.00052692 | 0.00015743 | 4.6411e-05 | 97.9629 | 96.6672 | 91.9075 | 65.3764 | 33.6474 | 12.8881 | 4.2064 | 1.2821 | 0.38306 | 0.11293 | 19.61% | 82.73%
Stone/Clay/Glass/Concrete | 2.1818 | 25% | Process Heat Equipment Upgrade | 14.0696 | 0.0083817 |  | 102196.3614 | 10 |  | 23709.5552 | 3507.0981 | FAIL | 7870.075 | Stone/Clay/Glass/Concrete_Existing_Process Heat Equipment Upgrade_RIM | 0 | 0 | 0 | 0 | 0 | 0 | 0 | 0 | 0 | 0 | 0 | 0 | 0 | 0 | 0 | 0 | 0 | 0 | 0 | 0 | Stone/Clay/Glass/Concrete_Existing_Process Heat Equipment Upgrade_TRC | 0.020552 | 0.022031 | 0.020933 | 0.01489 | 0.0076493 | 0.002937 | 0.00095796 | 0.00029198 | 8.7155e-05 | 2.5723e-05 | 2100.379 | 2251.5344 | 2139.3228 | 1521.7157 | 781.7289 | 300.1494 | 97.9005 | 29.8388 | 8.9069 | 2.6288 |  | 33.19%
Stone/Clay/Glass/Concrete | 2.1818 | 33.75% | Process Refrig Controls | 0.16417 | 0.27423 |  | 1192.4436 | 15 |  | 1049.3504 | 40.9214 | FAIL | 864.5328 | Stone/Clay/Glass/Concrete_Existing_Process Refrig Controls_RIM | 0 | 0 | 0 | 0 | 0 | 0 | 0 | 0 | 0 | 0 | 0 | 0 | 0 | 0 | 0 | 0 | 0 | 0 | 0 | 0 | Stone/Clay/Glass/Concrete_Existing_Process Refrig Controls_TRC | 0.031854 | 0.031351 | 0.031335 | 0.031335 | 0.031405 | 0.031351 | 0.031335 | 0.031336 | 0.031337 | 0.031343 | 37.984 | 37.3839 | 37.3654 | 37.3655 | 37.4481 | 37.3843 | 37.3658 | 37.3659 | 37.3681 | 37.3742 |  | 82.39%
Stone/Clay/Glass/Concrete | 2.1818 | 21% | Process Refrig Equipment Upgrade | 0.28048 | 0.00038345 |  | 2037.2923 | 10 |  | 524.8296 | 69.9143 | FAIL | 209.0683 | Stone/Clay/Glass/Concrete_Existing_Process Refrig Equipment Upgrade_RIM | 0 | 0 | 0 | 0 | 0 | 0 | 0 | 0 | 0 | 0 | 0 | 0 | 0 | 0 | 0 | 0 | 0 | 0 | 0 | 0 | Stone/Clay/Glass/Concrete_Existing_Process Refrig Equipment Upgrade_TRC | 0.013729 | 0.014688 | 0.013956 | 0.0099273 | 0.0051099 | 0.0019581 | 0.00063868 | 0.00019466 | 5.8157e-05 | 1.7149e-05 | 27.971 | 29.9246 | 28.4332 | 20.2247 | 10.4103 | 3.9892 | 1.3012 | 0.39658 | 0.11848 | 0.034938 |  | 39.84%
Stone/Clay/Glass/Concrete | 2.1818 | 0% | Pump System Optimization | 0 | 0 |  | 0 | 10 |  | 0 | 0 | FAIL | FAIL | Stone/Clay/Glass/Concrete_Existing_Pump System Optimization_RIM | 0 | 0 | 0 | 0 | 0 | 0 | 0 | 0 | 0 | 0 | 0 | 0 | 0 | 0 | 0 | 0 | 0 | 0 | 0 | 0 | Stone/Clay/Glass/Concrete_Existing_Pump System Optimization_TRC | 0 | 0 | 0 | 0 | 0 | 0 | 0 | 0 | 0 | 0 | 0 | 0 | 0 | 0 | 0 | 0 | 0 | 0 | 0 | 0
Stone/Clay/Glass/Concrete | 2.1818 | 33.99% | Pump Improved Controls | 0.3552 | 2.0892 |  | 2637.7681 | 15 |  | 168.3007 | 90.5209 | FAIL | FAIL | Stone/Clay/Glass/Concrete_Existing_Pump Improved Controls_RIM | 0 | 0 | 0 | 0 | 0 | 0 | 0 | 0 | 0 | 0 | 0 | 0 | 0 | 0 | 0 | 0 | 0 | 0 | 0 | 0 | Stone/Clay/Glass/Concrete_Existing_Pump Improved Controls_TRC | 0 | 0 | 0 | 0 | 0 | 0 | 0 | 0 | 0 | 0 | 0 | 0 | 0 | 0 | 0 | 0 | 0 | 0 | 0 | 0
Stone/Clay/Glass/Concrete | 2.1818 | 16% | Motor Optimization | 3.8643 | 0.73305 |  | 28696.2227 | 10 |  | 1874.2647 | 984.7755 | FAIL | FAIL | Stone/Clay/Glass/Concrete_Existing_Motor Optimization_RIM | 0 | 0 | 0 | 0 | 0 | 0 | 0 | 0 | 0 | 0 | 0 | 0 | 0 | 0 | 0 | 0 | 0 | 0 | 0 | 0 | Stone/Clay/Glass/Concrete_Existing_Motor Optimization_TRC | 0 | 0 | 0 | 0 | 0 | 0 | 0 | 0 | 0 | 0 | 0 | 0 | 0 | 0 | 0 | 0 | 0 | 0 | 0 | 0
Stone/Clay/Glass/Concrete | 2.1818 | 33.71% | Motor Improved Controls | 0.35736 | 2.6441 |  | 2653.8038 | 15 |  | 169.3238 | 91.0713 | FAIL | FAIL | Stone/Clay/Glass/Concrete_Existing_Motor Improved Controls_RIM | 0 | 0 | 0 | 0 | 0 | 0 | 0 | 0 | 0 | 0 | 0 | 0 | 0 | 0 | 0 | 0 | 0 | 0 | 0 | 0 | Stone/Clay/Glass/Concrete_Existing_Motor Improved Controls_TRC | 0 | 0 | 0 | 0 | 0 | 0 | 0 | 0 | 0 | 0 | 0 | 0 | 0 | 0 | 0 | 0 | 0 | 0 | 0 | 0
Stone/Clay/Glass/Concrete | 2.1818 | 75.53% | Pump Equipment Upgrade | 0.71429 | 0.21191 |  | 5304.3314 | 15 |  | 967.4905 | 182.0301 | FAIL | 145.3688 | Stone/Clay/Glass/Concrete_Existing_Pump Equipment Upgrade_RIM | 0 | 0 | 0 | 0 | 0 | 0 | 0 | 0 | 0 | 0 | 0 | 0 | 0 | 0 | 0 | 0 | 0 | 0 | 0 | 0 | Stone/Clay/Glass/Concrete_Existing_Pump Equipment Upgrade_TRC | 0.054767 | 0.058669 | 0.055745 | 0.039652 | 0.020383 | 0.0078211 | 0.002551 | 0.00077752 | 0.00023216 | 6.8499e-05 | 290.5027 | 311.201 | 295.6914 | 210.3274 | 108.12 | 41.4858 | 13.5315 | 4.1242 | 1.2314 | 0.36334 |  | 15.03%
Stone/Clay/Glass/Concrete | 2.1818 | 56% | Motor Equipment Upgrades | 0.29358 | 0.00034329 |  | 2180.1224 | 10 |  | 133.4585 | 74.8158 | FAIL | FAIL | Stone/Clay/Glass/Concrete_Existing_Motor Equipment Upgrades_RIM | 0 | 0 | 0 | 0 | 0 | 0 | 0 | 0 | 0 | 0 | 0 | 0 | 0 | 0 | 0 | 0 | 0 | 0 | 0 | 0 | Stone/Clay/Glass/Concrete_Existing_Motor Equipment Upgrades_TRC | 0 | 0 | 0 | 0 | 0 | 0 | 0 | 0 | 0 | 0 | 0 | 0 | 0 | 0 | 0 | 0 | 0 | 0 | 0 | 0
Stone/Clay/Glass/Concrete | 2.1818 | 34.37% | Fan Improved Controls | 1.6797 | 1.6461 |  | 12473.6411 | 15 |  | 306.8826 | 428.0611 | FAIL | FAIL | Stone/Clay/Glass/Concrete_Existing_Fan Improved Controls_RIM | 0 | 0 | 0 | 0 | 0 | 0 | 0 | 0 | 0 | 0 | 0 | 0 | 0 | 0 | 0 | 0 | 0 | 0 | 0 | 0 | Stone/Clay/Glass/Concrete_Existing_Fan Improved Controls_TRC | 0 | 0 | 0 | 0 | 0 | 0 | 0 | 0 | 0 | 0 | 0 | 0 | 0 | 0 | 0 | 0 | 0 | 0 | 0 | 0
Stone/Clay/Glass/Concrete | 2.1818 | 76.37% | Fan Equipment Upgrades | 0.3312 | 0.00020037 |  | 2459.536 | 15 |  | 448.6103 | 84.4045 | FAIL | 67.4052 | Stone/Clay/Glass/Concrete_Existing_Fan Equipment Upgrades_RIM | 0 | 0 | 0 | 0 | 0 | 0 | 0 | 0 | 0 | 0 | 0 | 0 | 0 | 0 | 0 | 0 | 0 | 0 | 0 | 0 | Stone/Clay/Glass/Concrete_Existing_Fan Equipment Upgrades_TRC | 0.056348 | 0.060359 | 0.057351 | 0.040794 | 0.020972 | 0.0080464 | 0.0026245 | 0.00079992 | 0.00023885 | 7.0472e-05 | 138.5902 | 148.4559 | 141.0572 | 100.335 | 51.5808 | 19.7905 | 6.4551 | 1.9674 | 0.58747 | 0.17333 |  | 15.03%
Stone/Clay/Glass/Concrete | 2.1818 | 30% | Lighting Controls | 0.4493 | 2.0546 |  | 3147.7563 | 10 |  | 471.8075 | 70.0217 | FAIL | FAIL | Stone/Clay/Glass/Concrete_Existing_Lighting Controls_RIM | 0 | 0 | 0 | 0 | 0 | 0 | 0 | 0 | 0 | 0 | 0 | 0 | 0 | 0 | 0 | 0 | 0 | 0 | 0 | 0 | Stone/Clay/Glass/Concrete_Existing_Lighting Controls_TRC | 0 | 0 | 0 | 0 | 0 | 0 | 0 | 0 | 0 | 0 | 0 | 0 | 0 | 0 | 0 | 0 | 0 | 0 | 0 | 0
Stone/Clay/Glass/Concrete | 2.1818 | 25% | Efficient Lighting - Other Interior Lighting | 1.9988 | 1.2829 |  | 14003.4082 | 14.4667 |  | 5578.5798 | 311.5053 | FAIL | 3408.1826 | Stone/Clay/Glass/Concrete_Existing_Efficient Lighting - Other Interior Lighting_RIM | 0 | 0 | 0 | 0 | 0 | 0 | 0 | 0 | 0 | 0 | 0 | 0 | 0 | 0 | 0 | 0 | 0 | 0 | 0 | 0 | Stone/Clay/Glass/Concrete_Existing_Efficient Lighting - Other Interior Lighting_TRC | 0.036413 | 0.037015 | 0.034978 | 0.026711 | 0.016129 | 0.0077768 | 0.0032639 | 0.0012746 | 0.00048414 | 0.00017776 | 509.9112 | 518.3408 | 489.8156 | 374.0395 | 225.8622 | 108.9014 | 45.7054 | 17.8493 | 6.7796 | 2.4892 |  | 61.09%
Stone/Clay/Glass/Concrete | 2.1818 | 20% | Efficient Lighting - High Bay | 1.6497 | 0.0014799 |  | 11557.7893 | 13.6667 |  | 2494.8569 | 257.1026 | FAIL | 703.5077 | Stone/Clay/Glass/Concrete_Existing_Efficient Lighting - High Bay_RIM | 0 | 0 | 0 | 0 | 0 | 0 | 0 | 0 | 0 | 0 | 0 | 0 | 0 | 0 | 0 | 0 | 0 | 0 | 0 | 0 | Stone/Clay/Glass/Concrete_Existing_Efficient Lighting - High Bay_TRC | 0.024466 | 0.02508 | 0.023598 | 0.017712 | 0.010473 | 0.0049727 | 0.0020702 | 0.00080565 | 0.00030558 | 0.00011214 | 282.7685 | 289.8709 | 272.7414 | 204.7125 | 121.0468 | 57.4735 | 23.9271 | 9.3115 | 3.5318 | 1.2961 |  | 28.2%
Stone/Clay/Glass/Concrete | 2.1818 | 8% | HVAC Improved Controls | 0.083107 | 0.43437 |  | 583.4001 | 15 |  | 23.7573 | 25.7104 | FAIL | FAIL | Stone/Clay/Glass/Concrete_Existing_HVAC Improved Controls_RIM | 0 | 0 | 0 | 0 | 0 | 0 | 0 | 0 | 0 | 0 | 0 | 0 | 0 | 0 | 0 | 0 | 0 | 0 | 0 | 0 | Stone/Clay/Glass/Concrete_Existing_HVAC Improved Controls_TRC | 0 | 0 | 0 | 0 | 0 | 0 | 0 | 0 | 0 | 0 | 0 | 0 | 0 | 0 | 0 | 0 | 0 | 0 | 0 | 0
Stone/Clay/Glass/Concrete | 2.1818 | 20% | Building Envelope Improvements | 0.17807 | 0.071867 |  | 1250.0148 | 15 |  | 193.5587 | 55.0881 | FAIL | FAIL | Stone/Clay/Glass/Concrete_Existing_Building Envelope Improvements_RIM | 0 | 0 | 0 | 0 | 0 | 0 | 0 | 0 | 0 | 0 | 0 | 0 | 0 | 0 | 0 | 0 | 0 | 0 | 0 | 0 | Stone/Clay/Glass/Concrete_Existing_Building Envelope Improvements_TRC | 0 | 0 | 0 | 0 | 0 | 0 | 0 | 0 | 0 | 0 | 0 | 0 | 0 | 0 | 0 | 0 | 0 | 0 | 0 | 0
Stone/Clay/Glass/Concrete | 2.1818 | 4% | HVAC Equipment Upgrades | 0.20228 | 0.00011868 |  | 1419.954 | 18 |  | 176.786 | 62.5773 | FAIL | FAIL | Stone/Clay/Glass/Concrete_Existing_HVAC Equipment Upgrades_RIM | 0 | 0 | 0 | 0 | 0 | 0 | 0 | 0 | 0 | 0 | 0 | 0 | 0 | 0 | 0 | 0 | 0 | 0 | 0 | 0 | Stone/Clay/Glass/Concrete_Existing_HVAC Equipment Upgrades_TRC | 0 | 0 | 0 | 0 | 0 | 0 | 0 | 0 | 0 | 0 | 0 | 0 | 0 | 0 | 0 | 0 | 0 | 0 | 0 | 0
Stone/Clay/Glass/Concrete | 2.1818 | 30% | Lighting Controls - Exterior | 0 | 0 |  | 379.1873 | 10 |  | 56.8352 | 8.435 | FAIL | FAIL | Stone/Clay/Glass/Concrete_Existing_Lighting Controls - Exterior_RIM | 0 | 0 | 0 | 0 | 0 | 0 | 0 | 0 | 0 | 0 | 0 | 0 | 0 | 0 | 0 | 0 | 0 | 0 | 0 | 0 | Stone/Clay/Glass/Concrete_Existing_Lighting Controls - Exterior_TRC | 0 | 0 | 0 | 0 | 0 | 0 | 0 | 0 | 0 | 0 | 0 | 0 | 0 | 0 | 0 | 0 | 0 | 0 | 0 | 0
Stone/Clay/Glass/Concrete | 2.1818 | 15.29% | Efficient Lighting - Exterior | 0 | 0.00066499 |  | 2139.3172 | 13.6 |  | 244.7335 | 47.589 | FAIL | FAIL | Stone/Clay/Glass/Concrete_Existing_Efficient Lighting - Exterior_RIM | 0 | 0 | 0 | 0 | 0 | 0 | 0 | 0 | 0 | 0 | 0 | 0 | 0 | 0 | 0 | 0 | 0 | 0 | 0 | 0 | Stone/Clay/Glass/Concrete_Existing_Efficient Lighting - Exterior_TRC | 0 | 0 | 0 | 0 | 0 | 0 | 0 | 0 | 0 | 0 | 0 | 0 | 0 | 0 | 0 | 0 | 0 | 0 | 0 | 0
Stone/Clay/Glass/Concrete | 2.1818 | 25.94% | Compressed Air System Optimization | 0.55274 | 0.14605 |  | 4104.6839 | 10 |  | 252.7463 | 140.8615 | FAIL | FAIL | Stone/Clay/Glass/Concrete_Existing_Compressed Air System Optimization_RIM | 0 | 0 | 0 | 0 | 0 | 0 | 0 | 0 | 0 | 0 | 0 | 0 | 0 | 0 | 0 | 0 | 0 | 0 | 0 | 0 | Stone/Clay/Glass/Concrete_Existing_Compressed Air System Optimization_TRC | 0 | 0 | 0 | 0 | 0 | 0 | 0 | 0 | 0 | 0 | 0 | 0 | 0 | 0 | 0 | 0 | 0 | 0 | 0 | 0
Stone/Clay/Glass/Concrete | 2.1818 | 20% | Compressed Air Controls | 0.19458 | 1.2146 |  | 1444.9963 | 12.5 |  | 77.1911 | 49.5883 | FAIL | FAIL | Stone/Clay/Glass/Concrete_Existing_Compressed Air Controls_RIM | 0 | 0 | 0 | 0 | 0 | 0 | 0 | 0 | 0 | 0 | 0 | 0 | 0 | 0 | 0 | 0 | 0 | 0 | 0 | 0 | Stone/Clay/Glass/Concrete_Existing_Compressed Air Controls_TRC | 0 | 0 | 0 | 0 | 0 | 0 | 0 | 0 | 0 | 0 | 0 | 0 | 0 | 0 | 0 | 0 | 0 | 0 | 0 | 0
Stone/Clay/Glass/Concrete | 2.1818 | 12% | Compressed Air Equipment | 0.63312 | 0.00046659 |  | 4701.6121 | 15 |  | 1040.8257 | 161.3464 | FAIL | 312.1198 | Stone/Clay/Glass/Concrete_Existing_Compressed Air Equipment_RIM | 0 | 0 | 0 | 0 | 0 | 0 | 0 | 0 | 0 | 0 | 0 | 0 | 0 | 0 | 0 | 0 | 0 | 0 | 0 | 0 | Stone/Clay/Glass/Concrete_Existing_Compressed Air Equipment_TRC | 0.010042 | 0.010763 | 0.010227 | 0.0072742 | 0.0037376 | 0.0014348 | 0.00046799 | 0.00014264 | 4.2581e-05 | 1.2566e-05 | 47.2151 | 50.6033 | 48.0814 | 34.2006 | 17.5726 | 6.7459 | 2.2003 | 0.67063 | 0.2002 | 0.059081 |  | 29.99%
Textiles and Leather | 4.3636 | 4.651% | Process Other Systems Optimization | 0.53483 | 0.52499 |  | 3884.8243 | 5.3333 |  | 212.2267 | 133.3165 | FAIL | FAIL | Textiles and Leather_Existing_Process Other Systems Optimization_RIM | 0 | 0 | 0 | 0 | 0 | 0 | 0 | 0 | 0 | 0 | 0 | 0 | 0 | 0 | 0 | 0 | 0 | 0 | 0 | 0 | Textiles and Leather_Existing_Process Other Systems Optimization_TRC | 0 | 0 | 0 | 0 | 0 | 0 | 0 | 0 | 0 | 0 | 0 | 0 | 0 | 0 | 0 | 0 | 0 | 0 | 0 | 0
Textiles and Leather | 4.3636 | 55.81% | Process Heat System Optimization | 0.5203 | 2.1738 |  | 3779.2351 | 2 |  | 3999.552 | 129.693 | 804.9261 | 3413.8059 | Textiles and Leather_Existing_Process Heat System Optimization_RIM | 0.08074 | 0.081763 | 0.081723 | 0.081723 | 0.081904 | 0.081764 | 0.081723 | 0.081724 | 0.081729 | 0.081742 | 305.1337 | 309.0017 | 308.8488 | 308.8496 | 309.5349 | 309.0049 | 308.852 | 308.8528 | 308.8715 | 308.9219 | Textiles and Leather_Existing_Process Heat System Optimization_TRC | 0.10493 | 0.10626 | 0.10621 | 0.10621 | 0.10645 | 0.10627 | 0.10621 | 0.10621 | 0.10622 | 0.10624 | 396.5695 | 401.5967 | 401.398 | 401.399 | 402.2896 | 401.6008 | 401.4021 | 401.4031 | 401.4274 | 401.4929 | 20.13% | 85.35%
Textiles and Leather | 4.3636 | 2.326% | Process Heat Equipment Upgrade | 41.0347 | 0.028699 |  | 298061.1822 | 10 |  | 11134.5702 | 10228.6402 | FAIL | FAIL | Textiles and Leather_Existing_Process Heat Equipment Upgrade_RIM | 0 | 0 | 0 | 0 | 0 | 0 | 0 | 0 | 0 | 0 | 0 | 0 | 0 | 0 | 0 | 0 | 0 | 0 | 0 | 0 | Textiles and Leather_Existing_Process Heat Equipment Upgrade_TRC | 0 | 0 | 0 | 0 | 0 | 0 | 0 | 0 | 0 | 0 | 0 | 0 | 0 | 0 | 0 | 0 | 0 | 0 | 0 | 0
Textiles and Leather | 4.3636 | 33.75% | Process Refrig Controls | 0.54426 | 1.353 |  | 3953.3037 | 15 |  | 3478.9072 | 135.6665 | FAIL | 2866.1821 | Textiles and Leather_Existing_Process Refrig Controls_RIM | 0 | 0 | 0 | 0 | 0 | 0 | 0 | 0 | 0 | 0 | 0 | 0 | 0 | 0 | 0 | 0 | 0 | 0 | 0 | 0 | Textiles and Leather_Existing_Process Refrig Controls_TRC | 0.06221 | 0.061228 | 0.061198 | 0.061198 | 0.061333 | 0.061229 | 0.061198 | 0.061199 | 0.061202 | 0.061212 | 245.9336 | 242.0533 | 241.9335 | 241.9342 | 242.4683 | 242.0558 | 241.936 | 241.9366 | 241.9513 | 241.9908 |  | 82.39%
Textiles and Leather | 4.3636 | 21% | Process Refrig Equipment Upgrade | 1.356 | 0.0007953 |  | 9849.5873 | 10 |  | 1621.5101 | 338.0108 | FAIL | 94.9162 | Textiles and Leather_Existing_Process Refrig Equipment Upgrade_RIM | 0 | 0 | 0 | 0 | 0 | 0 | 0 | 0 | 0 | 0 | 0 | 0 | 0 | 0 | 0 | 0 | 0 | 0 | 0 | 0 | Textiles and Leather_Existing_Process Refrig Equipment Upgrade_TRC | 0.022756 | 0.024345 | 0.023132 | 0.016454 | 0.0084693 | 0.0032454 | 0.0010586 | 0.00032264 | 9.6391e-05 | 2.8424e-05 | 224.1343 | 239.7885 | 227.838 | 162.0628 | 83.4188 | 31.9659 | 10.4264 | 3.1778 | 0.94941 | 0.27996 |  | 5.854%
Textiles and Leather | 4.3636 | 33.99% | Pump Improved Controls | 0.86434 | 34.9047 |  | 6418.665 | 15 |  | 409.5377 | 220.2709 | FAIL | FAIL | Textiles and Leather_Existing_Pump Improved Controls_RIM | 0 | 0 | 0 | 0 | 0 | 0 | 0 | 0 | 0 | 0 | 0 | 0 | 0 | 0 | 0 | 0 | 0 | 0 | 0 | 0 | Textiles and Leather_Existing_Pump Improved Controls_TRC | 0 | 0 | 0 | 0 | 0 | 0 | 0 | 0 | 0 | 0 | 0 | 0 | 0 | 0 | 0 | 0 | 0 | 0 | 0 | 0
Textiles and Leather | 4.3636 | 2.326% | Motor Optimization | 523.9877 | 12.124 |  | 3891159.5303 | 10 |  | 1191652.9017 | 133533.8957 | FAIL | 588559.5701 | Textiles and Leather_Existing_Motor Optimization_RIM | 0 | 0 | 0 | 0 | 0 | 0 | 0 | 0 | 0 | 0 | 0 | 0 | 0 | 0 | 0 | 0 | 0 | 0 | 0 | 0 | Textiles and Leather_Existing_Motor Optimization_TRC | 0.0036047 | 0.0036084 | 0.0036066 | 0.0036066 | 0.0036146 | 0.0036084 | 0.0036067 | 0.0036067 | 0.0036069 | 0.0036075 | 14026.3818 | 14040.9069 | 14033.9585 | 14033.9941 | 14065.1323 | 14041.0488 | 14034.101 | 14034.1366 | 14034.9878 | 14037.2785 |  | 49.39%
Textiles and Leather | 4.3636 | 33.71% | Motor Improved Controls | 0.85908 | 6.1815 |  | 6379.5595 | 15 |  | 407.0426 | 218.9289 | FAIL | FAIL | Textiles and Leather_Existing_Motor Improved Controls_RIM | 0 | 0 | 0 | 0 | 0 | 0 | 0 | 0 | 0 | 0 | 0 | 0 | 0 | 0 | 0 | 0 | 0 | 0 | 0 | 0 | Textiles and Leather_Existing_Motor Improved Controls_TRC | 0 | 0 | 0 | 0 | 0 | 0 | 0 | 0 | 0 | 0 | 0 | 0 | 0 | 0 | 0 | 0 | 0 | 0 | 0 | 0
Textiles and Leather | 4.3636 | 75.53% | Pump Equipment Upgrade | 2.4453 | 0.42742 |  | 18159.0785 | 15 |  | 2322.2188 | 623.1696 | FAIL | FAIL | Textiles and Leather_Existing_Pump Equipment Upgrade_RIM | 0 | 0 | 0 | 0 | 0 | 0 | 0 | 0 | 0 | 0 | 0 | 0 | 0 | 0 | 0 | 0 | 0 | 0 | 0 | 0 | Textiles and Leather_Existing_Pump Equipment Upgrade_TRC | 0 | 0 | 0 | 0 | 0 | 0 | 0 | 0 | 0 | 0 | 0 | 0 | 0 | 0 | 0 | 0 | 0 | 0 | 0 | 0
Textiles and Leather | 4.3636 | 21% | Motor Equipment Upgrades | 1.579 | 0.0064436 |  | 11725.9161 | 10 |  | 1649.6122 | 402.4012 | FAIL | FAIL | Textiles and Leather_Existing_Motor Equipment Upgrades_RIM | 0 | 0 | 0 | 0 | 0 | 0 | 0 | 0 | 0 | 0 | 0 | 0 | 0 | 0 | 0 | 0 | 0 | 0 | 0 | 0 | Textiles and Leather_Existing_Motor Equipment Upgrades_TRC | 0 | 0 | 0 | 0 | 0 | 0 | 0 | 0 | 0 | 0 | 0 | 0 | 0 | 0 | 0 | 0 | 0 | 0 | 0 | 0
Textiles and Leather | 4.3636 | 34.37% | Fan Improved Controls | 4.7349 | 7.5638 |  | 35161.7261 | 15 |  | 865.0659 | 1206.6538 | FAIL | FAIL | Textiles and Leather_Existing_Fan Improved Controls_RIM | 0 | 0 | 0 | 0 | 0 | 0 | 0 | 0 | 0 | 0 | 0 | 0 | 0 | 0 | 0 | 0 | 0 | 0 | 0 | 0 | Textiles and Leather_Existing_Fan Improved Controls_TRC | 0 | 0 | 0 | 0 | 0 | 0 | 0 | 0 | 0 | 0 | 0 | 0 | 0 | 0 | 0 | 0 | 0 | 0 | 0 | 0
Textiles and Leather | 4.3636 | 76.37% | Fan Equipment Upgrades | 1.3673 | 0.00075069 |  | 10153.7324 | 15 |  | 1298.4793 | 348.4482 | FAIL | FAIL | Textiles and Leather_Existing_Fan Equipment Upgrades_RIM | 0 | 0 | 0 | 0 | 0 | 0 | 0 | 0 | 0 | 0 | 0 | 0 | 0 | 0 | 0 | 0 | 0 | 0 | 0 | 0 | Textiles and Leather_Existing_Fan Equipment Upgrades_TRC | 0 | 0 | 0 | 0 | 0 | 0 | 0 | 0 | 0 | 0 | 0 | 0 | 0 | 0 | 0 | 0 | 0 | 0 | 0 | 0
Textiles and Leather | 4.3636 | 30% | Lighting Controls | 2.7192 | 25.6002 |  | 19050.5994 | 10 |  | 2446.056 | 423.7799 | FAIL | FAIL | Textiles and Leather_Existing_Lighting Controls_RIM | 0 | 0 | 0 | 0 | 0 | 0 | 0 | 0 | 0 | 0 | 0 | 0 | 0 | 0 | 0 | 0 | 0 | 0 | 0 | 0 | Textiles and Leather_Existing_Lighting Controls_TRC | 0 | 0 | 0 | 0 | 0 | 0 | 0 | 0 | 0 | 0 | 0 | 0 | 0 | 0 | 0 | 0 | 0 | 0 | 0 | 0
Textiles and Leather | 4.3636 | 25% | Efficient Lighting - Other Interior Lighting | 28.3585 | 9.8426 |  | 198676.0081 | 14.4667 |  | 79147.1589 | 4419.5411 | FAIL | 48354.236 | Textiles and Leather_Existing_Efficient Lighting - Other Interior Lighting_RIM | 0 | 0 | 0 | 0 | 0 | 0 | 0 | 0 | 0 | 0 | 0 | 0 | 0 | 0 | 0 | 0 | 0 | 0 | 0 | 0 | Textiles and Leather_Existing_Efficient Lighting - Other Interior Lighting_TRC | 0.072827 | 0.074031 | 0.069957 | 0.053421 | 0.032258 | 0.015554 | 0.0065278 | 0.0025493 | 0.00096828 | 0.00035552 | 14468.9227 | 14708.1166 | 13898.702 | 10613.5138 | 6408.9268 | 3090.1196 | 1296.908 | 506.4794 | 192.3733 | 70.6324 |  | 61.09%
Textiles and Leather | 4.3636 | 20% | Efficient Lighting - High Bay | 12.6573 | 0.022889 |  | 88675.7254 | 13.6667 |  | 19141.4848 | 1972.5885 | FAIL | 5397.5767 | Textiles and Leather_Existing_Efficient Lighting - High Bay_RIM | 0 | 0 | 0 | 0 | 0 | 0 | 0 | 0 | 0 | 0 | 0 | 0 | 0 | 0 | 0 | 0 | 0 | 0 | 0 | 0 | Textiles and Leather_Existing_Efficient Lighting - High Bay_TRC | 0.048931 | 0.05016 | 0.047196 | 0.035424 | 0.020946 | 0.0099454 | 0.0041404 | 0.0016113 | 0.00061116 | 0.00022428 | 4339.0133 | 4447.9979 | 4185.1504 | 3141.2637 | 1857.4341 | 881.9163 | 367.1553 | 142.8823 | 54.195 | 19.8878 |  | 28.2%
Textiles and Leather | 4.3636 | 2.326% | HVAC Recommissioning | 31.7928 | 45.6862 |  | 223179.9722 | 10 |  | 13247.2085 | 9835.5369 | FAIL | FAIL | Textiles and Leather_Existing_HVAC Recommissioning_RIM | 0 | 0 | 0 | 0 | 0 | 0 | 0 | 0 | 0 | 0 | 0 | 0 | 0 | 0 | 0 | 0 | 0 | 0 | 0 | 0 | Textiles and Leather_Existing_HVAC Recommissioning_TRC | 0 | 0 | 0 | 0 | 0 | 0 | 0 | 0 | 0 | 0 | 0 | 0 | 0 | 0 | 0 | 0 | 0 | 0 | 0 | 0
Textiles and Leather | 4.3636 | 6.977% | HVAC Improved Controls | 15.6074 | 7.7794 |  | 109561.2416 | 15 |  | 358.7663 | 4828.3617 | FAIL | FAIL | Textiles and Leather_Existing_HVAC Improved Controls_RIM | 0 | 0 | 0 | 0 | 0 | 0 | 0 | 0 | 0 | 0 | 0 | 0 | 0 | 0 | 0 | 0 | 0 | 0 | 0 | 0 | Textiles and Leather_Existing_HVAC Improved Controls_TRC | 0 | 0 | 0 | 0 | 0 | 0 | 0 | 0 | 0 | 0 | 0 | 0 | 0 | 0 | 0 | 0 | 0 | 0 | 0 | 0
Textiles and Leather | 4.3636 | 18.6% | Building Envelope Improvements | 2.9898 | 10.5944 |  | 20987.8593 | 15 |  | 5911.1926 | 924.9345 | 2105.4676 | 2658.2707 | Textiles and Leather_Existing_Building Envelope Improvements_RIM | 0.029908 | 0.02931 | 0.029296 | 0.029296 | 0.029361 | 0.029311 | 0.029296 | 0.029296 | 0.029298 | 0.029303 | 627.7141 | 615.1642 | 614.8598 | 614.8614 | 616.2256 | 615.1704 | 614.866 | 614.8676 | 614.9049 | 615.0053 | Textiles and Leather_Existing_Building Envelope Improvements_TRC | 0.031108 | 0.030486 | 0.030471 | 0.030471 | 0.030539 | 0.030486 | 0.030471 | 0.030471 | 0.030473 | 0.030478 | 652.8898 | 639.8366 | 639.5199 | 639.5216 | 640.9405 | 639.843 | 639.5264 | 639.5281 | 639.5668 | 639.6712 | 35.62% | 44.97%
Textiles and Leather | 4.3636 | 11.63% | HVAC Equipment Upgrades | 11.0244 | 0.0064684 |  | 77389.68 | 18 |  | 9878.5441 | 3410.5617 | FAIL | FAIL | Textiles and Leather_Existing_HVAC Equipment Upgrades_RIM | 0 | 0 | 0 | 0 | 0 | 0 | 0 | 0 | 0 | 0 | 0 | 0 | 0 | 0 | 0 | 0 | 0 | 0 | 0 | 0 | Textiles and Leather_Existing_HVAC Equipment Upgrades_TRC | 0 | 0 | 0 | 0 | 0 | 0 | 0 | 0 | 0 | 0 | 0 | 0 | 0 | 0 | 0 | 0 | 0 | 0 | 0 | 0
Textiles and Leather | 4.3636 | 30% | Lighting Controls - Exterior | 0 | 0 |  | 2909.2683 | 10 |  | 373.5438 | 64.7166 | FAIL | FAIL | Textiles and Leather_Existing_Lighting Controls - Exterior_RIM | 0 | 0 | 0 | 0 | 0 | 0 | 0 | 0 | 0 | 0 | 0 | 0 | 0 | 0 | 0 | 0 | 0 | 0 | 0 | 0 | Textiles and Leather_Existing_Lighting Controls - Exterior_TRC | 0 | 0 | 0 | 0 | 0 | 0 | 0 | 0 | 0 | 0 | 0 | 0 | 0 | 0 | 0 | 0 | 0 | 0 | 0 | 0
Textiles and Leather | 4.3636 | 15.29% | Efficient Lighting - Exterior | 0 | 0.0015967 |  | 16413.65 | 13.6 |  | 1877.6882 | 365.1211 | FAIL | FAIL | Textiles and Leather_Existing_Efficient Lighting - Exterior_RIM | 0 | 0 | 0 | 0 | 0 | 0 | 0 | 0 | 0 | 0 | 0 | 0 | 0 | 0 | 0 | 0 | 0 | 0 | 0 | 0 | Textiles and Leather_Existing_Efficient Lighting - Exterior_TRC | 0 | 0 | 0 | 0 | 0 | 0 | 0 | 0 | 0 | 0 | 0 | 0 | 0 | 0 | 0 | 0 | 0 | 0 | 0 | 0
Textiles and Leather | 4.3636 | 25.94% | Compressed Air System Optimization | 1.6073 | 0.72907 |  | 11935.8028 | 10 |  | 596.5139 | 409.6039 | FAIL | FAIL | Textiles and Leather_Existing_Compressed Air System Optimization_RIM | 0 | 0 | 0 | 0 | 0 | 0 | 0 | 0 | 0 | 0 | 0 | 0 | 0 | 0 | 0 | 0 | 0 | 0 | 0 | 0 | Textiles and Leather_Existing_Compressed Air System Optimization_TRC | 0 | 0 | 0 | 0 | 0 | 0 | 0 | 0 | 0 | 0 | 0 | 0 | 0 | 0 | 0 | 0 | 0 | 0 | 0 | 0
Textiles and Leather | 4.3636 | 9.302% | Compressed Air Controls | 2.0885 | 8.7552 |  | 15508.9704 | 12.5 |  | 851.3275 | 532.2252 | FAIL | FAIL | Textiles and Leather_Existing_Compressed Air Controls_RIM | 0 | 0 | 0 | 0 | 0 | 0 | 0 | 0 | 0 | 0 | 0 | 0 | 0 | 0 | 0 | 0 | 0 | 0 | 0 | 0 | Textiles and Leather_Existing_Compressed Air Controls_TRC | 0 | 0 | 0 | 0 | 0 | 0 | 0 | 0 | 0 | 0 | 0 | 0 | 0 | 0 | 0 | 0 | 0 | 0 | 0 | 0
Textiles and Leather | 4.3636 | 20.93% | Compressed Air Equipment | 2.0069 | 0.0012798 |  | 14903.5798 | 15 |  | 1876.4522 | 511.4499 | FAIL | FAIL | Textiles and Leather_Existing_Compressed Air Equipment_RIM | 0 | 0 | 0 | 0 | 0 | 0 | 0 | 0 | 0 | 0 | 0 | 0 | 0 | 0 | 0 | 0 | 0 | 0 | 0 | 0 | Textiles and Leather_Existing_Compressed Air Equipment_TRC | 0 | 0 | 0 | 0 | 0 | 0 | 0 | 0 | 0 | 0 | 0 | 0 | 0 | 0 | 0 | 0 | 0 | 0 | 0 | 0
Transportation Equipment | 3.2727 | 27.36% | Process Other Systems Optimization | 0.18226 | 4.4274 |  | 1323.8871 | 5.3333 |  | 30.6854 | 45.4322 | FAIL | FAIL | Transportation Equipment_Existing_Process Other Systems Optimization_RIM | 0 | 0 | 0 | 0 | 0 | 0 | 0 | 0 | 0 | 0 | 0 | 0 | 0 | 0 | 0 | 0 | 0 | 0 | 0 | 0 | Transportation Equipment_Existing_Process Other Systems Optimization_TRC | 0 | 0 | 0 | 0 | 0 | 0 | 0 | 0 | 0 | 0 | 0 | 0 | 0 | 0 | 0 | 0 | 0 | 0 | 0 | 0
Transportation Equipment | 3.2727 | 27.36% | Plant Energy Management | 53.7434 | 81.6282 |  | 392375.4618 | 10.5 |  | 9094.5939 | 13465.247 | FAIL | FAIL | Transportation Equipment_Existing_Plant Energy Management_RIM | 0 | 0 | 0 | 0 | 0 | 0 | 0 | 0 | 0 | 0 | 0 | 0 | 0 | 0 | 0 | 0 | 0 | 0 | 0 | 0 | Transportation Equipment_Existing_Plant Energy Management_TRC | 0 | 0 | 0 | 0 | 0 | 0 | 0 | 0 | 0 | 0 | 0 | 0 | 0 | 0 | 0 | 0 | 0 | 0 | 0 | 0
Transportation Equipment | 3.2727 | 43.48% | Process Heat System Optimization | 1.5832 | 0.31216 |  | 11499.8593 | 2 |  | 1066.2063 | 394.6436 | FAIL | FAIL | Transportation Equipment_Existing_Process Heat System Optimization_RIM | 0 | 0 | 0 | 0 | 0 | 0 | 0 | 0 | 0 | 0 | 0 | 0 | 0 | 0 | 0 | 0 | 0 | 0 | 0 | 0 | Transportation Equipment_Existing_Process Heat System Optimization_TRC | 0 | 0 | 0 | 0 | 0 | 0 | 0 | 0 | 0 | 0 | 0 | 0 | 0 | 0 | 0 | 0 | 0 | 0 | 0 | 0
Transportation Equipment | 3.2727 | 36.23% | Process Heat Improved Controls | 0.38406 | 6.6847 |  | 2789.6953 | 15 |  | 2503.5584 | 95.7347 | 2071.1817 | 2071.1817 | Transportation Equipment_Existing_Process Heat Improved Controls_RIM | 0.049325 | 0.049951 | 0.049926 | 0.049926 | 0.050037 | 0.049951 | 0.049926 | 0.049927 | 0.04993 | 0.049938 | 137.6028 | 139.3471 | 139.2782 | 139.2785 | 139.5875 | 139.3485 | 139.2796 | 139.2799 | 139.2884 | 139.3111 | Transportation Equipment_Existing_Process Heat Improved Controls_TRC | 0.049325 | 0.049951 | 0.049926 | 0.049926 | 0.050037 | 0.049951 | 0.049926 | 0.049927 | 0.04993 | 0.049938 | 137.6028 | 139.3471 | 139.2782 | 139.2785 | 139.5875 | 139.3485 | 139.2796 | 139.2799 | 139.2884 | 139.3111 | 82.73% | 82.73%
Transportation Equipment | 3.2727 | 33.75% | Process Refrig Controls | 2.0094 | 3.2858 |  | 14595.422 | 15 |  | 12843.9712 | 500.8747 | FAIL | 10581.8174 | Transportation Equipment_Existing_Process Refrig Controls_RIM | 0 | 0 | 0 | 0 | 0 | 0 | 0 | 0 | 0 | 0 | 0 | 0 | 0 | 0 | 0 | 0 | 0 | 0 | 0 | 0 | Transportation Equipment_Existing_Process Refrig Controls_TRC | 0.046776 | 0.046035 | 0.046012 | 0.046012 | 0.046114 | 0.046035 | 0.046013 | 0.046013 | 0.046016 | 0.046023 | 682.7192 | 671.8999 | 671.5674 | 671.5692 | 673.0592 | 671.9067 | 671.5743 | 671.576 | 671.6167 | 671.7263 |  | 82.39%
Transportation Equipment | 3.2727 | 21% | Process Refrig Equipment Upgrade | 0.88216 | 0.0067081 |  | 6407.6975 | 10 |  | 784.0717 | 219.8946 | FAIL | FAIL | Transportation Equipment_Existing_Process Refrig Equipment Upgrade_RIM | 0 | 0 | 0 | 0 | 0 | 0 | 0 | 0 | 0 | 0 | 0 | 0 | 0 | 0 | 0 | 0 | 0 | 0 | 0 | 0 | Transportation Equipment_Existing_Process Refrig Equipment Upgrade_TRC | 0 | 0 | 0 | 0 | 0 | 0 | 0 | 0 | 0 | 0 | 0 | 0 | 0 | 0 | 0 | 0 | 0 | 0 | 0 | 0
Transportation Equipment | 3.2727 | 1.449% | Pump System Optimization | 331.4261 | 55.5613 |  | 2461187.2442 | 10 |  | 192777.377 | 84461.1788 | FAIL | FAIL | Transportation Equipment_Existing_Pump System Optimization_RIM | 0 | 0 | 0 | 0 | 0 | 0 | 0 | 0 | 0 | 0 | 0 | 0 | 0 | 0 | 0 | 0 | 0 | 0 | 0 | 0 | Transportation Equipment_Existing_Pump System Optimization_TRC | 0 | 0 | 0 | 0 | 0 | 0 | 0 | 0 | 0 | 0 | 0 | 0 | 0 | 0 | 0 | 0 | 0 | 0 | 0 | 0
Transportation Equipment | 3.2727 | 33.99% | Pump Improved Controls | 2.4333 | 14.3277 |  | 18070.135 | 15 |  | 1152.9503 | 620.1173 | FAIL | FAIL | Transportation Equipment_Existing_Pump Improved Controls_RIM | 0 | 0 | 0 | 0 | 0 | 0 | 0 | 0 | 0 | 0 | 0 | 0 | 0 | 0 | 0 | 0 | 0 | 0 | 0 | 0 | Transportation Equipment_Existing_Pump Improved Controls_TRC | 0 | 0 | 0 | 0 | 0 | 0 | 0 | 0 | 0 | 0 | 0 | 0 | 0 | 0 | 0 | 0 | 0 | 0 | 0 | 0
Transportation Equipment | 3.2727 | 7.246% | Motor Optimization | 15.1516 | 10.954 |  | 112516.4928 | 10 |  | 9425.577 | 3861.2567 | FAIL | FAIL | Transportation Equipment_Existing_Motor Optimization_RIM | 0 | 0 | 0 | 0 | 0 | 0 | 0 | 0 | 0 | 0 | 0 | 0 | 0 | 0 | 0 | 0 | 0 | 0 | 0 | 0 | Transportation Equipment_Existing_Motor Optimization_TRC | 0 | 0 | 0 | 0 | 0 | 0 | 0 | 0 | 0 | 0 | 0 | 0 | 0 | 0 | 0 | 0 | 0 | 0 | 0 | 0
Transportation Equipment | 3.2727 | 33.71% | Motor Improved Controls | 2.4185 | 22.1887 |  | 17960.0432 | 15 |  | 1145.926 | 616.3393 | FAIL | FAIL | Transportation Equipment_Existing_Motor Improved Controls_RIM | 0 | 0 | 0 | 0 | 0 | 0 | 0 | 0 | 0 | 0 | 0 | 0 | 0 | 0 | 0 | 0 | 0 | 0 | 0 | 0 | Transportation Equipment_Existing_Motor Improved Controls_TRC | 0 | 0 | 0 | 0 | 0 | 0 | 0 | 0 | 0 | 0 | 0 | 0 | 0 | 0 | 0 | 0 | 0 | 0 | 0 | 0
Transportation Equipment | 3.2727 | 75.53% | Pump Equipment Upgrade | 3.8154 | 4.905 |  | 28333.7163 | 15 |  | 7190.5307 | 972.3352 | FAIL | 2799.0697 | Transportation Equipment_Existing_Pump Equipment Upgrade_RIM | 0 | 0 | 0 | 0 | 0 | 0 | 0 | 0 | 0 | 0 | 0 | 0 | 0 | 0 | 0 | 0 | 0 | 0 | 0 | 0 | Transportation Equipment_Existing_Pump Equipment Upgrade_TRC | 0.094267 | 0.10098 | 0.095951 | 0.068251 | 0.035085 | 0.013462 | 0.0043909 | 0.0013383 | 0.0003996 | 0.0001179 | 2670.9389 | 2861.2434 | 2718.6453 | 1933.792 | 994.0762 | 381.429 | 124.4117 | 37.919 | 11.3222 | 3.3406 |  | 38.93%
Transportation Equipment | 3.2727 | 33.33% | Motor Equipment Upgrades | 11.416 | 0 |  | 84775.9697 | 10 |  | 2666.5854 | 2909.2782 | FAIL | FAIL | Transportation Equipment_Existing_Motor Equipment Upgrades_RIM | 0 | 0 | 0 | 0 | 0 | 0 | 0 | 0 | 0 | 0 | 0 | 0 | 0 | 0 | 0 | 0 | 0 | 0 | 0 | 0 | Transportation Equipment_Existing_Motor Equipment Upgrades_TRC | 0 | 0 | 0 | 0 | 0 | 0 | 0 | 0 | 0 | 0 | 0 | 0 | 0 | 0 | 0 | 0 | 0 | 0 | 0 | 0
Transportation Equipment | 3.2727 | 30.14% | Fan System Optimization | 45.8955 | 25.9384 |  | 340822.2365 | 10 |  | 11949.0853 | 11696.082 | FAIL | FAIL | Transportation Equipment_Existing_Fan System Optimization_RIM | 0 | 0 | 0 | 0 | 0 | 0 | 0 | 0 | 0 | 0 | 0 | 0 | 0 | 0 | 0 | 0 | 0 | 0 | 0 | 0 | Transportation Equipment_Existing_Fan System Optimization_TRC | 0 | 0 | 0 | 0 | 0 | 0 | 0 | 0 | 0 | 0 | 0 | 0 | 0 | 0 | 0 | 0 | 0 | 0 | 0 | 0
Transportation Equipment | 3.2727 | 2.899% | Fan Improved Controls | 277.0311 | 90.4309 |  | 2057247.127 | 15 |  | 20281.0398 | 70599.0647 | FAIL | FAIL | Transportation Equipment_Existing_Fan Improved Controls_RIM | 0 | 0 | 0 | 0 | 0 | 0 | 0 | 0 | 0 | 0 | 0 | 0 | 0 | 0 | 0 | 0 | 0 | 0 | 0 | 0 | Transportation Equipment_Existing_Fan Improved Controls_TRC | 0 | 0 | 0 | 0 | 0 | 0 | 0 | 0 | 0 | 0 | 0 | 0 | 0 | 0 | 0 | 0 | 0 | 0 | 0 | 0
Transportation Equipment | 3.2727 | 76.37% | Fan Equipment Upgrades | 1.348 | 0.00012354 |  | 10010.085 | 15 |  | 2540.3595 | 343.5186 | FAIL | 988.8899 | Transportation Equipment_Existing_Fan Equipment Upgrades_RIM | 0 | 0 | 0 | 0 | 0 | 0 | 0 | 0 | 0 | 0 | 0 | 0 | 0 | 0 | 0 | 0 | 0 | 0 | 0 | 0 | Transportation Equipment_Existing_Fan Equipment Upgrades_TRC | 0.12729 | 0.13636 | 0.12956 | 0.092157 | 0.047377 | 0.018177 | 0.005929 | 0.0018071 | 0.00053959 | 0.0001592 | 1274.226 | 1364.933 | 1296.9077 | 922.4998 | 474.2444 | 181.9576 | 59.3496 | 18.089 | 5.4013 | 1.5936 |  | 38.93%
Transportation Equipment | 3.2727 | 55.07% | Lighting Controls | 11.3592 | 49.8499 |  | 79581.2618 | 10 |  | 10460.6045 | 1770.2825 | FAIL | FAIL | Transportation Equipment_Existing_Lighting Controls_RIM | 0 | 0 | 0 | 0 | 0 | 0 | 0 | 0 | 0 | 0 | 0 | 0 | 0 | 0 | 0 | 0 | 0 | 0 | 0 | 0 | Transportation Equipment_Existing_Lighting Controls_TRC | 0 | 0 | 0 | 0 | 0 | 0 | 0 | 0 | 0 | 0 | 0 | 0 | 0 | 0 | 0 | 0 | 0 | 0 | 0 | 0
Transportation Equipment | 3.2727 | 25% | Efficient Lighting - Other Interior Lighting | 88.0046 | 30.1536 |  | 616549.8024 | 14.4667 |  | 245616.7992 | 13715.1297 | FAIL | 150057.3467 | Transportation Equipment_Existing_Efficient Lighting - Other Interior Lighting_RIM | 0 | 0 | 0 | 0 | 0 | 0 | 0 | 0 | 0 | 0 | 0 | 0 | 0 | 0 | 0 | 0 | 0 | 0 | 0 | 0 | Transportation Equipment_Existing_Efficient Lighting - Other Interior Lighting_TRC | 0.05462 | 0.055523 | 0.052467 | 0.040066 | 0.024194 | 0.011665 | 0.0048958 | 0.001912 | 0.00072621 | 0.00026664 | 33675.9764 | 34232.693 | 32348.8052 | 24702.6298 | 14916.5816 | 7192.1592 | 3018.5138 | 1178.8154 | 447.7431 | 164.3948 |  | 61.09%
Transportation Equipment | 3.2727 | 20% | Efficient Lighting - High Bay | 38.7768 | 0.086705 |  | 271665.3277 | 13.6667 |  | 58641.502 | 6043.1861 | FAIL | 16535.9172 | Transportation Equipment_Existing_Efficient Lighting - High Bay_RIM | 0 | 0 | 0 | 0 | 0 | 0 | 0 | 0 | 0 | 0 | 0 | 0 | 0 | 0 | 0 | 0 | 0 | 0 | 0 | 0 | Transportation Equipment_Existing_Efficient Lighting - High Bay_TRC | 0.036698 | 0.03762 | 0.035397 | 0.026568 | 0.01571 | 0.0074591 | 0.0031053 | 0.0012085 | 0.00045837 | 0.00016821 | 9969.6913 | 10220.1036 | 9616.1625 | 7217.6384 | 4267.8007 | 2026.3669 | 843.6077 | 328.2988 | 124.5232 | 45.696 |  | 28.2%
Transportation Equipment | 3.2727 | 4.348% | HVAC Recommissioning | 175.6655 | 76.867 |  | 1233141.3637 | 10 |  | 287115.8537 | 54344.5154 | FAIL | 95990.4764 | Transportation Equipment_Existing_HVAC Recommissioning_RIM | 0 | 0 | 0 | 0 | 0 | 0 | 0 | 0 | 0 | 0 | 0 | 0 | 0 | 0 | 0 | 0 | 0 | 0 | 0 | 0 | Transportation Equipment_Existing_HVAC Recommissioning_TRC | 0.0051426 | 0.0050398 | 0.0050373 | 0.0050373 | 0.0050485 | 0.0050399 | 0.0050374 | 0.0050374 | 0.0050377 | 0.0050385 | 6341.6036 | 6214.8157 | 6211.7401 | 6211.7559 | 6225.5384 | 6214.8784 | 6211.8032 | 6211.819 | 6212.1957 | 6213.2096 |  | 33.43%
Transportation Equipment | 3.2727 | 21.74% | HVAC Improved Controls | 15.7557 | 30.6673 |  | 110601.9227 | 15 |  | 1665.1944 | 4874.2245 | FAIL | FAIL | Transportation Equipment_Existing_HVAC Improved Controls_RIM | 0 | 0 | 0 | 0 | 0 | 0 | 0 | 0 | 0 | 0 | 0 | 0 | 0 | 0 | 0 | 0 | 0 | 0 | 0 | 0 | Transportation Equipment_Existing_HVAC Improved Controls_TRC | 0 | 0 | 0 | 0 | 0 | 0 | 0 | 0 | 0 | 0 | 0 | 0 | 0 | 0 | 0 | 0 | 0 | 0 | 0 | 0
Transportation Equipment | 3.2727 | 30.43% | Building Envelope Improvements | 22.4499 | 50.5609 |  | 157594.3067 | 15 |  | 21351.5063 | 6945.178 | FAIL | FAIL | Transportation Equipment_Existing_Building Envelope Improvements_RIM | 0 | 0 | 0 | 0 | 0 | 0 | 0 | 0 | 0 | 0 | 0 | 0 | 0 | 0 | 0 | 0 | 0 | 0 | 0 | 0 | Transportation Equipment_Existing_Building Envelope Improvements_TRC | 0 | 0 | 0 | 0 | 0 | 0 | 0 | 0 | 0 | 0 | 0 | 0 | 0 | 0 | 0 | 0 | 0 | 0 | 0 | 0
Transportation Equipment | 3.2727 | 12.19% | HVAC Equipment Upgrades | 66.8108 | 0.0392 |  | 469000.0172 | 18 |  | 58391.0678 | 20668.8214 | FAIL | FAIL | Transportation Equipment_Existing_HVAC Equipment Upgrades_RIM | 0 | 0 | 0 | 0 | 0 | 0 | 0 | 0 | 0 | 0 | 0 | 0 | 0 | 0 | 0 | 0 | 0 | 0 | 0 | 0 | Transportation Equipment_Existing_HVAC Equipment Upgrades_TRC | 0 | 0 | 0 | 0 | 0 | 0 | 0 | 0 | 0 | 0 | 0 | 0 | 0 | 0 | 0 | 0 | 0 | 0 | 0 | 0
Transportation Equipment | 3.2727 | 55.07% | Lighting Controls - Exterior | 0 | 0 |  | 4855.1205 | 10 |  | 638.1841 | 108.002 | FAIL | FAIL | Transportation Equipment_Existing_Lighting Controls - Exterior_RIM | 0 | 0 | 0 | 0 | 0 | 0 | 0 | 0 | 0 | 0 | 0 | 0 | 0 | 0 | 0 | 0 | 0 | 0 | 0 | 0 | Transportation Equipment_Existing_Lighting Controls - Exterior_TRC | 0 | 0 | 0 | 0 | 0 | 0 | 0 | 0 | 0 | 0 | 0 | 0 | 0 | 0 | 0 | 0 | 0 | 0 | 0 | 0
Transportation Equipment | 3.2727 | 15.29% | Efficient Lighting - Exterior | 0 | 0.00097984 |  | 50284.5572 | 13.6 |  | 5752.451 | 1118.5783 | FAIL | FAIL | Transportation Equipment_Existing_Efficient Lighting - Exterior_RIM | 0 | 0 | 0 | 0 | 0 | 0 | 0 | 0 | 0 | 0 | 0 | 0 | 0 | 0 | 0 | 0 | 0 | 0 | 0 | 0 | Transportation Equipment_Existing_Efficient Lighting - Exterior_TRC | 0 | 0 | 0 | 0 | 0 | 0 | 0 | 0 | 0 | 0 | 0 | 0 | 0 | 0 | 0 | 0 | 0 | 0 | 0 | 0
Transportation Equipment | 3.2727 | 78.26% | Compressed Air System Optimization | 5.348 | 0.42777 |  | 39714.5412 | 10 |  | 2425.4245 | 1362.8939 | FAIL | FAIL | Transportation Equipment_Existing_Compressed Air System Optimization_RIM | 0 | 0 | 0 | 0 | 0 | 0 | 0 | 0 | 0 | 0 | 0 | 0 | 0 | 0 | 0 | 0 | 0 | 0 | 0 | 0 | Transportation Equipment_Existing_Compressed Air System Optimization_TRC | 0 | 0 | 0 | 0 | 0 | 0 | 0 | 0 | 0 | 0 | 0 | 0 | 0 | 0 | 0 | 0 | 0 | 0 | 0 | 0
Transportation Equipment | 3.2727 | 10.14% | Compressed Air Controls | 3.3895 | 31.8558 |  | 25170.5324 | 12.5 |  | 1713.6624 | 863.7835 | FAIL | FAIL | Transportation Equipment_Existing_Compressed Air Controls_RIM | 0 | 0 | 0 | 0 | 0 | 0 | 0 | 0 | 0 | 0 | 0 | 0 | 0 | 0 | 0 | 0 | 0 | 0 | 0 | 0 | Transportation Equipment_Existing_Compressed Air Controls_TRC | 0 | 0 | 0 | 0 | 0 | 0 | 0 | 0 | 0 | 0 | 0 | 0 | 0 | 0 | 0 | 0 | 0 | 0 | 0 | 0
Transportation Equipment | 3.2727 | 21.74% | Compressed Air Equipment | 10.4261 | 0.05991 |  | 77424.4293 | 15 |  | 6709.8287 | 2656.9935 | FAIL | FAIL | Transportation Equipment_Existing_Compressed Air Equipment_RIM | 0 | 0 | 0 | 0 | 0 | 0 | 0 | 0 | 0 | 0 | 0 | 0 | 0 | 0 | 0 | 0 | 0 | 0 | 0 | 0 | Transportation Equipment_Existing_Compressed Air Equipment_TRC | 0 | 0 | 0 | 0 | 0 | 0 | 0 | 0 | 0 | 0 | 0 | 0 | 0 | 0 | 0 | 0 | 0 | 0 | 0 | 0
Water and Wastewater | 26.1818 | 6.169% | Process Other Systems Optimization | 44.9972 | 14.4499 |  | 326842.7047 | 5.3333 |  | 10693.1535 | 11216.3429 | FAIL | FAIL | Water and Wastewater_Existing_Process Other Systems Optimization_RIM | 0 | 0 | 0 | 0 | 0 | 0 | 0 | 0 | 0 | 0 | 0 | 0 | 0 | 0 | 0 | 0 | 0 | 0 | 0 | 0 | Water and Wastewater_Existing_Process Other Systems Optimization_TRC | 0 | 0 | 0 | 0 | 0 | 0 | 0 | 0 | 0 | 0 | 0 | 0 | 0 | 0 | 0 | 0 | 0 | 0 | 0 | 0
Water and Wastewater | 26.1818 | 27.36% | Plant Energy Management | 30.956 | 41.3361 |  | 226879.2869 | 10.5 |  | 5258.6749 | 7785.8733 | FAIL | FAIL | Water and Wastewater_Existing_Plant Energy Management_RIM | 0 | 0 | 0 | 0 | 0 | 0 | 0 | 0 | 0 | 0 | 0 | 0 | 0 | 0 | 0 | 0 | 0 | 0 | 0 | 0 | Water and Wastewater_Existing_Plant Energy Management_TRC | 0 | 0 | 0 | 0 | 0 | 0 | 0 | 0 | 0 | 0 | 0 | 0 | 0 | 0 | 0 | 0 | 0 | 0 | 0 | 0
Water and Wastewater | 26.1818 | 39.77% | Process Heat System Optimization | 1.636 | 0.29879 |  | 11883.1572 | 2 |  | 3680.8397 | 407.7973 | FAIL | 1839.0615 | Water and Wastewater_Existing_Process Heat System Optimization_RIM | 0 | 0 | 0 | 0 | 0 | 0 | 0 | 0 | 0 | 0 | 0 | 0 | 0 | 0 | 0 | 0 | 0 | 0 | 0 | 0 | Water and Wastewater_Existing_Process Heat System Optimization_TRC | 0.37815 | 0.37298 | 0.35462 | 0.25225 | 0.12985 | 0.049728 | 0.01623 | 0.0049469 | 0.001478 | 0.00043572 | 4493.6597 | 4432.2244 | 4213.9882 | 2997.5282 | 1543.0536 | 590.9241 | 192.8648 | 58.7844 | 17.5635 | 5.1778 |  | 49.96%
Water and Wastewater | 26.1818 | 4.708% | Process Heat Improved Controls | 2.5881 | 29.2058 |  | 18798.9611 | 15 |  | 18104.0819 | 645.1287 | 15190.4188 | 15190.4188 | Water and Wastewater_Existing_Process Heat Improved Controls_RIM | 0.051667 | 0.052322 | 0.052296 | 0.052296 | 0.052412 | 0.052322 | 0.052296 | 0.052296 | 0.0523 | 0.052308 | 971.2785 | 983.5911 | 983.1043 | 983.1068 | 985.2881 | 983.601 | 983.1143 | 983.1168 | 983.1765 | 983.3369 | Water and Wastewater_Existing_Process Heat Improved Controls_TRC | 0.051667 | 0.052322 | 0.052296 | 0.052296 | 0.052412 | 0.052322 | 0.052296 | 0.052296 | 0.0523 | 0.052308 | 971.2785 | 983.5911 | 983.1043 | 983.1068 | 985.2881 | 983.601 | 983.1143 | 983.1168 | 983.1765 | 983.3369 | 83.91% | 83.91%
Water and Wastewater | 26.1818 | 1.786% | Process Refrig System Optimization | 87.884 | 7.6065 |  | 638357.2285 | 4.6667 |  | 72127.7641 | 21906.6648 | FAIL | FAIL | Water and Wastewater_Existing_Process Refrig System Optimization_RIM | 0 | 0 | 0 | 0 | 0 | 0 | 0 | 0 | 0 | 0 | 0 | 0 | 0 | 0 | 0 | 0 | 0 | 0 | 0 | 0 | Water and Wastewater_Existing_Process Refrig System Optimization_TRC | 0 | 0 | 0 | 0 | 0 | 0 | 0 | 0 | 0 | 0 | 0 | 0 | 0 | 0 | 0 | 0 | 0 | 0 | 0 | 0
Water and Wastewater | 26.1818 | 0.487% | Process Refrig Controls | 28.5957 | 136.1945 |  | 207708.3691 | 15 |  | 13777.2205 | 7127.9801 | FAIL | FAIL | Water and Wastewater_Existing_Process Refrig Controls_RIM | 0 | 0 | 0 | 0 | 0 | 0 | 0 | 0 | 0 | 0 | 0 | 0 | 0 | 0 | 0 | 0 | 0 | 0 | 0 | 0 | Water and Wastewater_Existing_Process Refrig Controls_TRC | 0 | 0 | 0 | 0 | 0 | 0 | 0 | 0 | 0 | 0 | 0 | 0 | 0 | 0 | 0 | 0 | 0 | 0 | 0 | 0
Water and Wastewater | 26.1818 | 21% | Process Refrig Equipment Upgrade | 7.7887 | 0.0065331 |  | 56574.344 | 10 |  | 11694.3585 | 1941.4759 | FAIL | 2925.8643 | Water and Wastewater_Existing_Process Refrig Equipment Upgrade_RIM | 0 | 0 | 0 | 0 | 0 | 0 | 0 | 0 | 0 | 0 | 0 | 0 | 0 | 0 | 0 | 0 | 0 | 0 | 0 | 0 | Water and Wastewater_Existing_Process Refrig Equipment Upgrade_TRC | 0.15933 | 0.17046 | 0.16197 | 0.11521 | 0.059301 | 0.022724 | 0.0074119 | 0.0022591 | 0.00067492 | 0.00019902 | 9014.1609 | 9643.7371 | 9163.1143 | 6517.7893 | 3354.9087 | 1285.5953 | 419.326 | 127.805 | 38.1832 | 11.2594 |  | 25.02%
Water and Wastewater | 26.1818 | 5.032% | Pump System Optimization | 15.998 | 9.4947 |  | 118802.2231 | 10 |  | 7883.5293 | 4076.9656 | FAIL | FAIL | Water and Wastewater_Existing_Pump System Optimization_RIM | 0 | 0 | 0 | 0 | 0 | 0 | 0 | 0 | 0 | 0 | 0 | 0 | 0 | 0 | 0 | 0 | 0 | 0 | 0 | 0 | Water and Wastewater_Existing_Pump System Optimization_TRC | 0 | 0 | 0 | 0 | 0 | 0 | 0 | 0 | 0 | 0 | 0 | 0 | 0 | 0 | 0 | 0 | 0 | 0 | 0 | 0
Water and Wastewater | 26.1818 | 33.99% | Pump Improved Controls | 1.4439 | 7.6988 |  | 10722.6468 | 15 |  | 684.1498 | 367.9718 | FAIL | FAIL | Water and Wastewater_Existing_Pump Improved Controls_RIM | 0 | 0 | 0 | 0 | 0 | 0 | 0 | 0 | 0 | 0 | 0 | 0 | 0 | 0 | 0 | 0 | 0 | 0 | 0 | 0 | Water and Wastewater_Existing_Pump Improved Controls_TRC | 0 | 0 | 0 | 0 | 0 | 0 | 0 | 0 | 0 | 0 | 0 | 0 | 0 | 0 | 0 | 0 | 0 | 0 | 0 | 0
Water and Wastewater | 26.1818 | 53.47% | Motor Optimization | 3.6381 | 0.24798 |  | 27016.577 | 10 |  | 12321.4867 | 927.1346 | FAIL | 8134.1699 | Water and Wastewater_Existing_Motor Optimization_RIM | 0 | 0 | 0 | 0 | 0 | 0 | 0 | 0 | 0 | 0 | 0 | 0 | 0 | 0 | 0 | 0 | 0 | 0 | 0 | 0 | Water and Wastewater_Existing_Motor Optimization_TRC | 0.6007 | 0.60134 | 0.60104 | 0.60104 | 0.60237 | 0.60135 | 0.60105 | 0.60105 | 0.60109 | 0.60118 | 16228.8839 | 16246.1353 | 16238.0956 | 16238.1368 | 16274.098 | 16246.2994 | 16238.2605 | 16238.3017 | 16239.2865 | 16241.9369 |  | 66.02%
Water and Wastewater | 26.1818 | 0.6494% | Motor Improved Controls | 20.9745 | 1371.0815 |  | 155758.0323 | 15 |  | 16153.1496 | 5345.1874 | FAIL | FAIL | Water and Wastewater_Existing_Motor Improved Controls_RIM | 0 | 0 | 0 | 0 | 0 | 0 | 0 | 0 | 0 | 0 | 0 | 0 | 0 | 0 | 0 | 0 | 0 | 0 | 0 | 0 | Water and Wastewater_Existing_Motor Improved Controls_TRC | 0 | 0 | 0 | 0 | 0 | 0 | 0 | 0 | 0 | 0 | 0 | 0 | 0 | 0 | 0 | 0 | 0 | 0 | 0 | 0
Water and Wastewater | 26.1818 | 54.55% | Pump Equipment Upgrade | 15.2983 | 1.7036 |  | 113606.1209 | 15 |  | 15127.1912 | 3898.6497 | FAIL | FAIL | Water and Wastewater_Existing_Pump Equipment Upgrade_RIM | 0 | 0 | 0 | 0 | 0 | 0 | 0 | 0 | 0 | 0 | 0 | 0 | 0 | 0 | 0 | 0 | 0 | 0 | 0 | 0 | Water and Wastewater_Existing_Pump Equipment Upgrade_TRC | 0 | 0 | 0 | 0 | 0 | 0 | 0 | 0 | 0 | 0 | 0 | 0 | 0 | 0 | 0 | 0 | 0 | 0 | 0 | 0
Water and Wastewater | 26.1818 | 21% | Motor Equipment Upgrades | 4.5451 | 0.027174 |  | 33751.9319 | 10 |  | 5626.5237 | 1158.2735 | FAIL | 395.2899 | Water and Wastewater_Existing_Motor Equipment Upgrades_RIM | 0 | 0 | 0 | 0 | 0 | 0 | 0 | 0 | 0 | 0 | 0 | 0 | 0 | 0 | 0 | 0 | 0 | 0 | 0 | 0 | Water and Wastewater_Existing_Motor Equipment Upgrades_TRC | 0.19126 | 0.20489 | 0.19468 | 0.13848 | 0.071184 | 0.027313 | 0.0089089 | 0.0027153 | 0.00081076 | 0.00023922 | 6455.4329 | 6915.3827 | 6570.7351 | 4673.8113 | 2402.598 | 921.8816 | 300.6925 | 91.6471 | 27.3647 | 8.074 |  | 7.025%
Water and Wastewater | 26.1818 | 1.461% | Fan System Optimization | 110.1056 | 145.5752 |  | 817649.9714 | 10 |  | 28876.7643 | 28059.4988 | FAIL | FAIL | Water and Wastewater_Existing_Fan System Optimization_RIM | 0 | 0 | 0 | 0 | 0 | 0 | 0 | 0 | 0 | 0 | 0 | 0 | 0 | 0 | 0 | 0 | 0 | 0 | 0 | 0 | Water and Wastewater_Existing_Fan System Optimization_TRC | 0 | 0 | 0 | 0 | 0 | 0 | 0 | 0 | 0 | 0 | 0 | 0 | 0 | 0 | 0 | 0 | 0 | 0 | 0 | 0
Water and Wastewater | 26.1818 | 1.948% | Fan Improved Controls | 112.1434 | 113.6015 |  | 832782.29 | 15 |  | 27756.1474 | 28578.7983 | FAIL | FAIL | Water and Wastewater_Existing_Fan Improved Controls_RIM | 0 | 0 | 0 | 0 | 0 | 0 | 0 | 0 | 0 | 0 | 0 | 0 | 0 | 0 | 0 | 0 | 0 | 0 | 0 | 0 | Water and Wastewater_Existing_Fan Improved Controls_TRC | 0 | 0 | 0 | 0 | 0 | 0 | 0 | 0 | 0 | 0 | 0 | 0 | 0 | 0 | 0 | 0 | 0 | 0 | 0 | 0
Water and Wastewater | 26.1818 | 21% | Fan Equipment Upgrades | 4.1475 | 0.0004492 |  | 30799.7926 | 15 |  | 5617.7689 | 1056.9642 | FAIL | 844.0891 | Water and Wastewater_Existing_Fan Equipment Upgrades_RIM | 0 | 0 | 0 | 0 | 0 | 0 | 0 | 0 | 0 | 0 | 0 | 0 | 0 | 0 | 0 | 0 | 0 | 0 | 0 | 0 | Water and Wastewater_Existing_Fan Equipment Upgrades_TRC | 0.1921 | 0.20578 | 0.19552 | 0.13908 | 0.071497 | 0.027432 | 0.0089475 | 0.0027271 | 0.00081429 | 0.00024025 | 5916.6757 | 6337.8602 | 6021.995 | 4283.4885 | 2202.082 | 844.8927 | 275.5809 | 83.9934 | 25.0801 | 7.3997 |  | 15.03%
Water and Wastewater | 26.1818 | 30% | Lighting Controls | 2.5556 | 16.5363 |  | 17904.1413 | 10 |  | 2505.0898 | 398.277 | FAIL | FAIL | Water and Wastewater_Existing_Lighting Controls_RIM | 0 | 0 | 0 | 0 | 0 | 0 | 0 | 0 | 0 | 0 | 0 | 0 | 0 | 0 | 0 | 0 | 0 | 0 | 0 | 0 | Water and Wastewater_Existing_Lighting Controls_TRC | 0 | 0 | 0 | 0 | 0 | 0 | 0 | 0 | 0 | 0 | 0 | 0 | 0 | 0 | 0 | 0 | 0 | 0 | 0 | 0
Water and Wastewater | 26.1818 | 25% | Efficient Lighting - Other Interior Lighting | 17.3588 | 12.1996 |  | 121613.4952 | 14.4667 |  | 48447.5339 | 2705.2881 | FAIL | 29598.5796 | Water and Wastewater_Existing_Efficient Lighting - Other Interior Lighting_RIM | 0 | 0 | 0 | 0 | 0 | 0 | 0 | 0 | 0 | 0 | 0 | 0 | 0 | 0 | 0 | 0 | 0 | 0 | 0 | 0 | Water and Wastewater_Existing_Efficient Lighting - Other Interior Lighting_TRC | 0.44744 | 0.45254 | 0.42875 | 0.33077 | 0.20216 | 0.098313 | 0.041445 | 0.016216 | 0.006164 | 0.0022638 | 54414.2704 | 55035.0954 | 52141.5806 | 40225.9916 | 24585.1231 | 11956.1446 | 5040.2354 | 1972.1129 | 749.6196 | 275.3121 |  | 61.09%
Water and Wastewater | 26.1818 | 20% | Efficient Lighting - High Bay | 15.6883 | 0.019397 |  | 109910.4505 | 13.6667 |  | 23725.1988 | 2444.9543 | FAIL | 6690.107 | Water and Wastewater_Existing_Efficient Lighting - High Bay_RIM | 0 | 0 | 0 | 0 | 0 | 0 | 0 | 0 | 0 | 0 | 0 | 0 | 0 | 0 | 0 | 0 | 0 | 0 | 0 | 0 | Water and Wastewater_Existing_Efficient Lighting - High Bay_TRC | 0.29359 | 0.30096 | 0.28318 | 0.21255 | 0.12568 | 0.059672 | 0.024843 | 0.0096677 | 0.003667 | 0.0013457 | 32268.3286 | 33078.824 | 31124.0823 | 23360.9168 | 13813.3461 | 6558.6258 | 2730.4569 | 1062.5858 | 403.037 | 147.9015 |  | 28.2%
Water and Wastewater | 26.1818 | 1.786% | HVAC Recommissioning | 128.1669 | 88.136 |  | 899709.4613 | 10 |  | 207859.2756 | 39650.1781 | FAIL | 68412.7244 | Water and Wastewater_Existing_HVAC Recommissioning_RIM | 0 | 0 | 0 | 0 | 0 | 0 | 0 | 0 | 0 | 0 | 0 | 0 | 0 | 0 | 0 | 0 | 0 | 0 | 0 | 0 | Water and Wastewater_Existing_HVAC Recommissioning_TRC | 0.015832 | 0.015515 | 0.015508 | 0.015508 | 0.015542 | 0.015515 | 0.015508 | 0.015508 | 0.015509 | 0.015511 | 14243.9626 | 13959.1825 | 13952.2746 | 13952.31 | 13983.2669 | 13959.3235 | 13952.4162 | 13952.4516 | 13953.2979 | 13955.5752 |  | 32.91%
Water and Wastewater | 26.1818 | 14.29% | HVAC Improved Controls | 11.2909 | 9.6624 |  | 79260.3895 | 15 |  | 4001.7478 | 3493.0038 | FAIL | FAIL | Water and Wastewater_Existing_HVAC Improved Controls_RIM | 0 | 0 | 0 | 0 | 0 | 0 | 0 | 0 | 0 | 0 | 0 | 0 | 0 | 0 | 0 | 0 | 0 | 0 | 0 | 0 | Water and Wastewater_Existing_HVAC Improved Controls_TRC | 0 | 0 | 0 | 0 | 0 | 0 | 0 | 0 | 0 | 0 | 0 | 0 | 0 | 0 | 0 | 0 | 0 | 0 | 0 | 0
Water and Wastewater | 26.1818 | 43.18% | Building Envelope Improvements | 3.2761 | 7.7955 |  | 22997.3682 | 15 |  | 3320.7419 | 1013.4936 | FAIL | FAIL | Water and Wastewater_Existing_Building Envelope Improvements_RIM | 0 | 0 | 0 | 0 | 0 | 0 | 0 | 0 | 0 | 0 | 0 | 0 | 0 | 0 | 0 | 0 | 0 | 0 | 0 | 0 | Water and Wastewater_Existing_Building Envelope Improvements_TRC | 0 | 0 | 0 | 0 | 0 | 0 | 0 | 0 | 0 | 0 | 0 | 0 | 0 | 0 | 0 | 0 | 0 | 0 | 0 | 0
Water and Wastewater | 26.1818 | 16.72% | HVAC Equipment Upgrades | 6.9531 | 0 |  | 48809.8998 | 18 |  | 6702.0909 | 2151.0513 | FAIL | FAIL | Water and Wastewater_Existing_HVAC Equipment Upgrades_RIM | 0 | 0 | 0 | 0 | 0 | 0 | 0 | 0 | 0 | 0 | 0 | 0 | 0 | 0 | 0 | 0 | 0 | 0 | 0 | 0 | Water and Wastewater_Existing_HVAC Equipment Upgrades_TRC | 0 | 0 | 0 | 0 | 0 | 0 | 0 | 0 | 0 | 0 | 0 | 0 | 0 | 0 | 0 | 0 | 0 | 0 | 0 | 0
Water and Wastewater | 26.1818 | 30% | Lighting Controls - Exterior | 0 | 0 |  | 2341.1959 | 10 |  | 327.5726 | 52.0798 | FAIL | FAIL | Water and Wastewater_Existing_Lighting Controls - Exterior_RIM | 0 | 0 | 0 | 0 | 0 | 0 | 0 | 0 | 0 | 0 | 0 | 0 | 0 | 0 | 0 | 0 | 0 | 0 | 0 | 0 | Water and Wastewater_Existing_Lighting Controls - Exterior_TRC | 0 | 0 | 0 | 0 | 0 | 0 | 0 | 0 | 0 | 0 | 0 | 0 | 0 | 0 | 0 | 0 | 0 | 0 | 0 | 0
Water and Wastewater | 26.1818 | 15.29% | Efficient Lighting - Exterior | 0 | 0.002686 |  | 13208.6718 | 13.6 |  | 1511.0452 | 293.8265 | FAIL | FAIL | Water and Wastewater_Existing_Efficient Lighting - Exterior_RIM | 0 | 0 | 0 | 0 | 0 | 0 | 0 | 0 | 0 | 0 | 0 | 0 | 0 | 0 | 0 | 0 | 0 | 0 | 0 | 0 | Water and Wastewater_Existing_Efficient Lighting - Exterior_TRC | 0 | 0 | 0 | 0 | 0 | 0 | 0 | 0 | 0 | 0 | 0 | 0 | 0 | 0 | 0 | 0 | 0 | 0 | 0 | 0
Water and Wastewater | 26.1818 | 25.94% | Compressed Air System Optimization | 2.7696 | 1.2691 |  | 20566.9478 | 10 |  | 1109.9967 | 705.8011 | FAIL | FAIL | Water and Wastewater_Existing_Compressed Air System Optimization_RIM | 0 | 0 | 0 | 0 | 0 | 0 | 0 | 0 | 0 | 0 | 0 | 0 | 0 | 0 | 0 | 0 | 0 | 0 | 0 | 0 | Water and Wastewater_Existing_Compressed Air System Optimization_TRC | 0 | 0 | 0 | 0 | 0 | 0 | 0 | 0 | 0 | 0 | 0 | 0 | 0 | 0 | 0 | 0 | 0 | 0 | 0 | 0
Water and Wastewater | 26.1818 | 13.31% | Compressed Air Controls | 2.5404 | 9.5506 |  | 18864.8701 | 12.5 |  | 1043.3316 | 647.3905 | FAIL | FAIL | Water and Wastewater_Existing_Compressed Air Controls_RIM | 0 | 0 | 0 | 0 | 0 | 0 | 0 | 0 | 0 | 0 | 0 | 0 | 0 | 0 | 0 | 0 | 0 | 0 | 0 | 0 | Water and Wastewater_Existing_Compressed Air Controls_TRC | 0 | 0 | 0 | 0 | 0 | 0 | 0 | 0 | 0 | 0 | 0 | 0 | 0 | 0 | 0 | 0 | 0 | 0 | 0 | 0
Water and Wastewater | 26.1818 | 13.15% | Compressed Air Equipment | 4.6012 | 0.045276 |  | 34168.5097 | 15 |  | 3537.9234 | 1172.5693 | FAIL | FAIL | Water and Wastewater_Existing_Compressed Air Equipment_RIM | 0 | 0 | 0 | 0 | 0 | 0 | 0 | 0 | 0 | 0 | 0 | 0 | 0 | 0 | 0 | 0 | 0 | 0 | 0 | 0 | Water and Wastewater_Existing_Compressed Air Equipment_TRC | 0 | 0 | 0 | 0 | 0 | 0 | 0 | 0 | 0 | 0 | 0 | 0 | 0 | 0 | 0 | 0 | 0 | 0 | 0 | 0
Other | 17.4545 | 27.36% | Plant Energy Management | 333.6597 | 297.2574 |  | 2452354.8309 | 10.5 |  | 56841.402 | 84158.0747 | FAIL | FAIL | Other_Existing_Plant Energy Management_RIM | 0 | 0 | 0 | 0 | 0 | 0 | 0 | 0 | 0 | 0 | 0 | 0 | 0 | 0 | 0 | 0 | 0 | 0 | 0 | 0 | Other_Existing_Plant Energy Management_TRC | 0 | 0 | 0 | 0 | 0 | 0 | 0 | 0 | 0 | 0 | 0 | 0 | 0 | 0 | 0 | 0 | 0 | 0 | 0 | 0
Other | 17.4545 | 5.032% | Pump System Optimization | 257.8173 | 153.0129 |  | 1914564.6448 | 10 |  | 127047.5081 | 65702.5942 | FAIL | FAIL | Other_Existing_Pump System Optimization_RIM | 0 | 0 | 0 | 0 | 0 | 0 | 0 | 0 | 0 | 0 | 0 | 0 | 0 | 0 | 0 | 0 | 0 | 0 | 0 | 0 | Other_Existing_Pump System Optimization_TRC | 0 | 0 | 0 | 0 | 0 | 0 | 0 | 0 | 0 | 0 | 0 | 0 | 0 | 0 | 0 | 0 | 0 | 0 | 0 | 0
Other | 17.4545 | 33.99% | Pump Improved Controls | 23.2696 | 124.0709 |  | 172801.4879 | 15 |  | 11025.4584 | 5930.0719 | FAIL | FAIL | Other_Existing_Pump Improved Controls_RIM | 0 | 0 | 0 | 0 | 0 | 0 | 0 | 0 | 0 | 0 | 0 | 0 | 0 | 0 | 0 | 0 | 0 | 0 | 0 | 0 | Other_Existing_Pump Improved Controls_TRC | 0 | 0 | 0 | 0 | 0 | 0 | 0 | 0 | 0 | 0 | 0 | 0 | 0 | 0 | 0 | 0 | 0 | 0 | 0 | 0
Other | 17.4545 | 53.47% | Motor Optimization | 58.6297 | 3.9964 |  | 435387.3306 | 10 |  | 198567.6863 | 14941.296 | FAIL | 131086.7224 | Other_Existing_Motor Optimization_RIM | 0 | 0 | 0 | 0 | 0 | 0 | 0 | 0 | 0 | 0 | 0 | 0 | 0 | 0 | 0 | 0 | 0 | 0 | 0 | 0 | Other_Existing_Motor Optimization_TRC | 0.40047 | 0.40089 | 0.40069 | 0.4007 | 0.40158 | 0.4009 | 0.4007 | 0.4007 | 0.40072 | 0.40079 | 174358.395 | 174543.7385 | 174457.3621 | 174457.805 | 174844.1615 | 174545.5015 | 174459.1336 | 174459.5763 | 174470.1572 | 174498.6327 |  | 66.02%
Other | 17.4545 | 0.6494% | Motor Improved Controls | 338.0166 | 22095.7504 |  | 2510128.8507 | 15 |  | 260317.1488 | 86140.7202 | FAIL | FAIL | Other_Existing_Motor Improved Controls_RIM | 0 | 0 | 0 | 0 | 0 | 0 | 0 | 0 | 0 | 0 | 0 | 0 | 0 | 0 | 0 | 0 | 0 | 0 | 0 | 0 | Other_Existing_Motor Improved Controls_TRC | 0 | 0 | 0 | 0 | 0 | 0 | 0 | 0 | 0 | 0 | 0 | 0 | 0 | 0 | 0 | 0 | 0 | 0 | 0 | 0
Other | 17.4545 | 54.55% | Pump Equipment Upgrade | 246.5411 | 27.4549 |  | 1830826.5377 | 15 |  | 243783.1951 | 62828.9326 | FAIL | FAIL | Other_Existing_Pump Equipment Upgrade_RIM | 0 | 0 | 0 | 0 | 0 | 0 | 0 | 0 | 0 | 0 | 0 | 0 | 0 | 0 | 0 | 0 | 0 | 0 | 0 | 0 | Other_Existing_Pump Equipment Upgrade_TRC | 0 | 0 | 0 | 0 | 0 | 0 | 0 | 0 | 0 | 0 | 0 | 0 | 0 | 0 | 0 | 0 | 0 | 0 | 0 | 0
Other | 17.4545 | 21% | Motor Equipment Upgrades | 73.2464 | 0.43793 |  | 543931.3642 | 10 |  | 90674.5934 | 18666.2288 | FAIL | 6370.3196 | Other_Existing_Motor Equipment Upgrades_RIM | 0 | 0 | 0 | 0 | 0 | 0 | 0 | 0 | 0 | 0 | 0 | 0 | 0 | 0 | 0 | 0 | 0 | 0 | 0 | 0 | Other_Existing_Motor Equipment Upgrades_TRC | 0.12751 | 0.13659 | 0.12978 | 0.092317 | 0.047456 | 0.018209 | 0.0059393 | 0.0018102 | 0.00054051 | 0.00015948 | 69355.288 | 74296.8548 | 70594.0615 | 50214.065 | 25812.8119 | 9904.4268 | 3230.5527 | 984.6299 | 293.9989 | 86.7444 |  | 7.025%
Other | 17.4545 | 1.461% | Fan System Optimization | 1774.4141 | 2346.0264 |  | 13176889.3767 | 10 |  | 465365.306 | 452194.6115 | FAIL | FAIL | Other_Existing_Fan System Optimization_RIM | 0 | 0 | 0 | 0 | 0 | 0 | 0 | 0 | 0 | 0 | 0 | 0 | 0 | 0 | 0 | 0 | 0 | 0 | 0 | 0 | Other_Existing_Fan System Optimization_TRC | 0 | 0 | 0 | 0 | 0 | 0 | 0 | 0 | 0 | 0 | 0 | 0 | 0 | 0 | 0 | 0 | 0 | 0 | 0 | 0
Other | 17.4545 | 1.948% | Fan Improved Controls | 1807.2533 | 1830.7516 |  | 13420754.9218 | 15 |  | 447305.9247 | 460563.4064 | FAIL | FAIL | Other_Existing_Fan Improved Controls_RIM | 0 | 0 | 0 | 0 | 0 | 0 | 0 | 0 | 0 | 0 | 0 | 0 | 0 | 0 | 0 | 0 | 0 | 0 | 0 | 0 | Other_Existing_Fan Improved Controls_TRC | 0 | 0 | 0 | 0 | 0 | 0 | 0 | 0 | 0 | 0 | 0 | 0 | 0 | 0 | 0 | 0 | 0 | 0 | 0 | 0
Other | 17.4545 | 21% | Fan Equipment Upgrades | 66.8398 | 0.011392 |  | 496355.9739 | 15 |  | 90533.5043 | 17033.5722 | FAIL | 13602.971 | Other_Existing_Fan Equipment Upgrades_RIM | 0 | 0 | 0 | 0 | 0 | 0 | 0 | 0 | 0 | 0 | 0 | 0 | 0 | 0 | 0 | 0 | 0 | 0 | 0 | 0 | Other_Existing_Fan Equipment Upgrades_TRC | 0.12807 | 0.13718 | 0.13035 | 0.092717 | 0.047664 | 0.018288 | 0.005965 | 0.0018181 | 0.00054286 | 0.00016017 | 63567.0375 | 68092.1207 | 64698.5578 | 46020.5507 | 23658.5266 | 9077.2809 | 2960.7604 | 902.4007 | 269.4533 | 79.5002 |  | 15.03%
Other | 17.4545 | 30% | Lighting Controls | 64.8142 | 419.3903 |  | 454080.4223 | 10 |  | 63533.4695 | 10101.0037 | FAIL | FAIL | Other_Existing_Lighting Controls_RIM | 0 | 0 | 0 | 0 | 0 | 0 | 0 | 0 | 0 | 0 | 0 | 0 | 0 | 0 | 0 | 0 | 0 | 0 | 0 | 0 | Other_Existing_Lighting Controls_TRC | 0 | 0 | 0 | 0 | 0 | 0 | 0 | 0 | 0 | 0 | 0 | 0 | 0 | 0 | 0 | 0 | 0 | 0 | 0 | 0
Other | 17.4545 | 25% | Efficient Lighting - Other Interior Lighting | 440.249 | 309.4026 |  | 3084331.5263 | 14.4667 |  | 1228714.4271 | 68610.8512 | FAIL | 750671.8895 | Other_Existing_Efficient Lighting - Other Interior Lighting_RIM | 0 | 0 | 0 | 0 | 0 | 0 | 0 | 0 | 0 | 0 | 0 | 0 | 0 | 0 | 0 | 0 | 0 | 0 | 0 | 0 | Other_Existing_Efficient Lighting - Other Interior Lighting_TRC | 0.29829 | 0.30169 | 0.28583 | 0.22051 | 0.13477 | 0.065542 | 0.02763 | 0.010811 | 0.0041093 | 0.0015092 | 920027.5533 | 930524.3604 | 881601.287 | 680134.4647 | 415681.227 | 202152.53 | 85219.4732 | 33344.1612 | 12674.4454 | 4654.9311 |  | 61.09%
Other | 17.4545 | 20% | Efficient Lighting - High Bay | 397.8832 | 0.51535 |  | 2787521.787 | 13.6667 |  | 601712.6509 | 62008.3285 | FAIL | 169672.8468 | Other_Existing_Efficient Lighting - High Bay_RIM | 0 | 0 | 0 | 0 | 0 | 0 | 0 | 0 | 0 | 0 | 0 | 0 | 0 | 0 | 0 | 0 | 0 | 0 | 0 | 0 | Other_Existing_Efficient Lighting - High Bay_TRC | 0.19572 | 0.20064 | 0.18878 | 0.1417 | 0.083785 | 0.039782 | 0.016562 | 0.0064452 | 0.0024446 | 0.0008971 | 545587.6038 | 559291.3272 | 526240.8752 | 394982.547 | 233553.7887 | 110892.1687 | 46166.1165 | 17966.0266 | 6814.4834 | 2500.695 |  | 28.2%
Other | 17.4545 | 1.786% | HVAC Recommissioning | 3697.3517 | 2542.5419 |  | 25954765.474 | 10 |  | 5996312.1215 | 1143825.9989 | FAIL | 1973566.2385 | Other_Existing_HVAC Recommissioning_RIM | 0 | 0 | 0 | 0 | 0 | 0 | 0 | 0 | 0 | 0 | 0 | 0 | 0 | 0 | 0 | 0 | 0 | 0 | 0 | 0 | Other_Existing_HVAC Recommissioning_TRC | 0.010554 | 0.010343 | 0.010338 | 0.010338 | 0.010361 | 0.010344 | 0.010338 | 0.010338 | 0.010339 | 0.010341 | 273939.3282 | 268462.4492 | 268329.5953 | 268330.2766 | 268925.639 | 268465.1609 | 268332.32 | 268333.001 | 268349.2752 | 268393.0729 |  | 32.91%
Other | 17.4545 | 14.29% | HVAC Improved Controls | 325.7202 | 278.7398 |  | 2286499.0441 | 15 |  | 115442.1836 | 100765.9675 | FAIL | FAIL | Other_Existing_HVAC Improved Controls_RIM | 0 | 0 | 0 | 0 | 0 | 0 | 0 | 0 | 0 | 0 | 0 | 0 | 0 | 0 | 0 | 0 | 0 | 0 | 0 | 0 | Other_Existing_HVAC Improved Controls_TRC | 0 | 0 | 0 | 0 | 0 | 0 | 0 | 0 | 0 | 0 | 0 | 0 | 0 | 0 | 0 | 0 | 0 | 0 | 0 | 0
Other | 17.4545 | 43.18% | Building Envelope Improvements | 94.5076 | 224.8841 |  | 663426.7203 | 15 |  | 95796.5648 | 29237.2024 | FAIL | FAIL | Other_Existing_Building Envelope Improvements_RIM | 0 | 0 | 0 | 0 | 0 | 0 | 0 | 0 | 0 | 0 | 0 | 0 | 0 | 0 | 0 | 0 | 0 | 0 | 0 | 0 | Other_Existing_Building Envelope Improvements_TRC | 0 | 0 | 0 | 0 | 0 | 0 | 0 | 0 | 0 | 0 | 0 | 0 | 0 | 0 | 0 | 0 | 0 | 0 | 0 | 0
Other | 17.4545 | 16.72% | HVAC Equipment Upgrades | 200.584 | 0 |  | 1408065.1076 | 18 |  | 193341.5224 | 62053.4013 | FAIL | FAIL | Other_Existing_HVAC Equipment Upgrades_RIM | 0 | 0 | 0 | 0 | 0 | 0 | 0 | 0 | 0 | 0 | 0 | 0 | 0 | 0 | 0 | 0 | 0 | 0 | 0 | 0 | Other_Existing_HVAC Equipment Upgrades_TRC | 0 | 0 | 0 | 0 | 0 | 0 | 0 | 0 | 0 | 0 | 0 | 0 | 0 | 0 | 0 | 0 | 0 | 0 | 0 | 0
Other | 17.4545 | 30% | Lighting Controls - Exterior | 0 | 0 |  | 59376.8345 | 10 |  | 8307.8153 | 1320.8357 | FAIL | FAIL | Other_Existing_Lighting Controls - Exterior_RIM | 0 | 0 | 0 | 0 | 0 | 0 | 0 | 0 | 0 | 0 | 0 | 0 | 0 | 0 | 0 | 0 | 0 | 0 | 0 | 0 | Other_Existing_Lighting Controls - Exterior_TRC | 0 | 0 | 0 | 0 | 0 | 0 | 0 | 0 | 0 | 0 | 0 | 0 | 0 | 0 | 0 | 0 | 0 | 0 | 0 | 0
Other | 17.4545 | 15.29% | Efficient Lighting - Exterior | 0 | 0.043287 |  | 334995.0834 | 13.6 |  | 38322.756 | 7451.9544 | FAIL | FAIL | Other_Existing_Efficient Lighting - Exterior_RIM | 0 | 0 | 0 | 0 | 0 | 0 | 0 | 0 | 0 | 0 | 0 | 0 | 0 | 0 | 0 | 0 | 0 | 0 | 0 | 0 | Other_Existing_Efficient Lighting - Exterior_TRC | 0 | 0 | 0 | 0 | 0 | 0 | 0 | 0 | 0 | 0 | 0 | 0 | 0 | 0 | 0 | 0 | 0 | 0 | 0 | 0
Other | 17.4545 | 25.94% | Compressed Air System Optimization | 44.6331 | 20.4516 |  | 331447.9306 | 10 |  | 17888.2219 | 11374.3816 | FAIL | FAIL | Other_Existing_Compressed Air System Optimization_RIM | 0 | 0 | 0 | 0 | 0 | 0 | 0 | 0 | 0 | 0 | 0 | 0 | 0 | 0 | 0 | 0 | 0 | 0 | 0 | 0 | Other_Existing_Compressed Air System Optimization_TRC | 0 | 0 | 0 | 0 | 0 | 0 | 0 | 0 | 0 | 0 | 0 | 0 | 0 | 0 | 0 | 0 | 0 | 0 | 0 | 0
Other | 17.4545 | 13.31% | Compressed Air Controls | 40.9394 | 153.9134 |  | 304017.986 | 12.5 |  | 16813.8757 | 10433.0613 | FAIL | FAIL | Other_Existing_Compressed Air Controls_RIM | 0 | 0 | 0 | 0 | 0 | 0 | 0 | 0 | 0 | 0 | 0 | 0 | 0 | 0 | 0 | 0 | 0 | 0 | 0 | 0 | Other_Existing_Compressed Air Controls_TRC | 0 | 0 | 0 | 0 | 0 | 0 | 0 | 0 | 0 | 0 | 0 | 0 | 0 | 0 | 0 | 0 | 0 | 0 | 0 | 0
Other | 17.4545 | 13.15% | Compressed Air Equipment | 74.1504 | 0.026485 |  | 550644.7563 | 15 |  | 57015.6266 | 18896.614 | FAIL | FAIL | Other_Existing_Compressed Air Equipment_RIM | 0 | 0 | 0 | 0 | 0 | 0 | 0 | 0 | 0 | 0 | 0 | 0 | 0 | 0 | 0 | 0 | 0 | 0 | 0 | 0 | Other_Existing_Compressed Air Equipment_TRC | 0 | 0 | 0 | 0 | 0 | 0 | 0 | 0 | 0 | 0 | 0 | 0 | 0 | 0 | 0 | 0 | 0 | 0 | 0 | 0

## Max Incentives
from: | Base 2yr w Prog Cost Passing Measures 3-4-19_nexant.xls
Segment_Vintage_Measure_Scenario | Max Incentive
Single Family_Turnover_High Efficiency Induction Cooktop_TRC | 117.1418
Multi-Family_Turnover_High Efficiency Induction Cooktop_TRC | 117.1418
Manufactured Home_Turnover_High Efficiency Induction Cooktop_TRC | 117.1418
Single Family_New_High Efficiency Induction Cooktop_TRC | 117.1418
Multi-Family_New_High Efficiency Induction Cooktop_TRC | 117.1418
Manufactured Home_New_High Efficiency Induction Cooktop_TRC | 117.1418
Single Family_Turnover_Heat Pump Water Heater_TRC | 686.5146
Single Family_New_Heat Pump Water Heater_TRC | 686.5146
Single Family_Turnover_Energy Star Personal Computer_TRC | 5.2648
Multi-Family_Turnover_Energy Star Personal Computer_TRC | 5.2648
Manufactured Home_Turnover_Energy Star Personal Computer_TRC | 5.2648
Single Family_New_Energy Star Personal Computer_TRC | 5.2648
Multi-Family_New_Energy Star Personal Computer_TRC | 5.2648
Manufactured Home_New_Energy Star Personal Computer_TRC | 5.2648
Single Family_Turnover_21 SEER ASHP from base electric resistance heating_TRC | 3680.504
Manufactured Home_Turnover_21 SEER ASHP from base electric resistance heating_TRC | 3680.504
Single Family_New_21 SEER ASHP from base electric resistance heating_TRC | 3680.504
Single Family_Turnover_CFL-13W_TRC | 0.23665
Multi-Family_Turnover_CFL-13W_TRC | 0.23665
Manufactured Home_Turnover_CFL-13W_TRC | 0.23665
Single Family_New_CFL-13W_TRC | 0.23665
Multi-Family_New_CFL-13W_TRC | 0.23665
Manufactured Home_New_CFL-13W_TRC | 0.23665
Single Family_Turnover_LED - 9W Flood_TRC | 0.86495
Multi-Family_Turnover_LED - 9W Flood_TRC | 0.86495
Manufactured Home_Turnover_LED - 9W Flood_TRC | 0.86495
Single Family_New_LED - 9W Flood_TRC | 0.86495
Multi-Family_New_LED - 9W Flood_TRC | 0.86495
Manufactured Home_New_LED - 9W Flood_TRC | 0.86495
Single Family_Turnover_LED Specialty Lamps-5W Chandelier_TRC | 0.4533
Multi-Family_Turnover_LED Specialty Lamps-5W Chandelier_TRC | 0.4533
Manufactured Home_Turnover_LED Specialty Lamps-5W Chandelier_TRC | 0.4533
Single Family_New_LED Specialty Lamps-5W Chandelier_TRC | 0.4533
Multi-Family_New_LED Specialty Lamps-5W Chandelier_TRC | 0.4533
Manufactured Home_New_LED Specialty Lamps-5W Chandelier_TRC | 0.4533
Single Family_Turnover_Two Speed Pool Pump_TRC | 180.4728
Multi-Family_Turnover_Two Speed Pool Pump_TRC | 180.4728
Manufactured Home_Turnover_Two Speed Pool Pump_TRC | 180.4728
Single Family_New_Two Speed Pool Pump_TRC | 180.4728
Multi-Family_New_Two Speed Pool Pump_TRC | 180.4728
Manufactured Home_New_Two Speed Pool Pump_TRC | 180.4728
Single Family_Turnover_Variable Speed Pool Pump_TRC | 545.3655
Multi-Family_Turnover_Variable Speed Pool Pump_TRC | 545.3655
Manufactured Home_Turnover_Variable Speed Pool Pump_TRC | 545.3655
Single Family_New_Variable Speed Pool Pump_TRC | 545.3655
Multi-Family_New_Variable Speed Pool Pump_TRC | 545.3655
Manufactured Home_New_Variable Speed Pool Pump_TRC | 545.3655
Single Family_Existing_Thermostatic Shower Restriction Valve_TRC | 10.9762
Multi-Family_Existing_Thermostatic Shower Restriction Valve_TRC | 15.0354
Manufactured Home_Existing_Thermostatic Shower Restriction Valve_TRC | 15.1543
Single Family_New_Thermostatic Shower Restriction Valve_TRC | 10.9762
Multi-Family_New_Thermostatic Shower Restriction Valve_TRC | 15.0354
Manufactured Home_New_Thermostatic Shower Restriction Valve_TRC | 15.1543
Single Family_Existing_Water Heater Blanket_TRC | 113.8615
Multi-Family_Existing_Water Heater Blanket_TRC | 113.8615
Manufactured Home_Existing_Water Heater Blanket_TRC | 113.8615
Single Family_Existing_Air Sealing-Infiltration Control_TRC | 456.5226
Multi-Family_Existing_Air Sealing-Infiltration Control_TRC | 263.9036
Manufactured Home_Existing_Air Sealing-Infiltration Control_TRC | 242.7684
Single Family_Existing_Ceiling Insulation(R12 to R38)_TRC | 669.353
Single Family_New_Ceiling Insulation(R12 to R38)_TRC | 669.353
Single Family_Existing_Ceiling Insulation(R2 to R38)_TRC | 351.3242
Multi-Family_Existing_Ceiling Insulation(R2 to R38)_TRC | 443.1434
Manufactured Home_Existing_Ceiling Insulation(R2 to R38)_TRC | 477.4348
Single Family_New_Ceiling Insulation(R2 to R38)_TRC | 351.3242
Multi-Family_New_Ceiling Insulation(R2 to R38)_TRC | 443.1434
Manufactured Home_New_Ceiling Insulation(R2 to R38)_TRC | 477.4348
Single Family_Existing_Duct Repair_TRC | 112.3688
Multi-Family_Existing_Duct Repair_TRC | 169.2448
Manufactured Home_Existing_Duct Repair_TRC | 115.9125
Single Family_Existing_Heat Pump Tune Up_TRC | 107.237
Multi-Family_Existing_Heat Pump Tune Up_TRC | 130.9353
Manufactured Home_Existing_Heat Pump Tune Up_TRC | 108.7136
Assembly_Existing_Duct Sealing Repair_RIM | 999.6098
College and University_Existing_Duct Sealing Repair_RIM | 1664.6009
Retail_Existing_Duct Sealing Repair_RIM | 31.8125
Schools K-12_Existing_Duct Sealing Repair_RIM | 1141.2813
Warehouse_Existing_Duct Sealing Repair_RIM | 455.8604
Assembly_New_Duct Sealing Repair_RIM | 999.6098
College and University_New_Duct Sealing Repair_RIM | 1664.6009
Retail_New_Duct Sealing Repair_RIM | 31.8125
Schools K-12_New_Duct Sealing Repair_RIM | 1141.2813
Warehouse_New_Duct Sealing Repair_RIM | 455.8604
Grocery_Existing_Energy Recovery Ventilation System (ERV)_RIM | 26387.2428
Restaurants_Existing_Energy Recovery Ventilation System (ERV)_RIM | 28326.1283
Grocery_New_Energy Recovery Ventilation System (ERV)_RIM | 26387.2428
Restaurants_New_Energy Recovery Ventilation System (ERV)_RIM | 28326.1283
Lodging/Hospitality_Existing_Programmable Thermostat_RIM | 3385.9506
Lodging/Hospitality_New_Programmable Thermostat_RIM | 3385.9506
Lodging/Hospitality_Existing_Smart Thermostat_RIM | 3679.1684
Lodging/Hospitality_New_Smart Thermostat_RIM | 3679.1684
Grocery_Existing_ENERGY STAR certified buildings program_RIM | 2485.7479
Lodging/Hospitality_Existing_ENERGY STAR certified buildings program_RIM | 10784.3942
Restaurants_Existing_ENERGY STAR certified buildings program_RIM | 2939.0178
Retail_Existing_ENERGY STAR certified buildings program_RIM | 2965.2157
Grocery_New_ENERGY STAR certified buildings program_RIM | 2485.7479
Lodging/Hospitality_New_ENERGY STAR certified buildings program_RIM | 10784.3942
Restaurants_New_ENERGY STAR certified buildings program_RIM | 2939.0178
Retail_New_ENERGY STAR certified buildings program_RIM | 2965.2157
Assembly_Turnover_Efficient Exhaust Hood_TRC | 422.3625
College and University_Turnover_Efficient Exhaust Hood_TRC | 422.3625
Grocery_Turnover_Efficient Exhaust Hood_TRC | 422.3625
Healthcare_Turnover_Efficient Exhaust Hood_TRC | 422.3625
Hospitals_Turnover_Efficient Exhaust Hood_TRC | 422.3625
Institutional_Turnover_Efficient Exhaust Hood_TRC | 422.3625
Lodging/Hospitality_Turnover_Efficient Exhaust Hood_TRC | 422.3625
Miscellaneous_Turnover_Efficient Exhaust Hood_TRC | 422.3625
Offices_Turnover_Efficient Exhaust Hood_TRC | 422.3625
Restaurants_Turnover_Efficient Exhaust Hood_TRC | 422.3625
Retail_Turnover_Efficient Exhaust Hood_TRC | 422.3625
Schools K-12_Turnover_Efficient Exhaust Hood_TRC | 422.3625
Warehouse_Turnover_Efficient Exhaust Hood_TRC | 422.3625
Assembly_New_Efficient Exhaust Hood_TRC | 422.3625
College and University_New_Efficient Exhaust Hood_TRC | 422.3625
Grocery_New_Efficient Exhaust Hood_TRC | 422.3625
Healthcare_New_Efficient Exhaust Hood_TRC | 422.3625
Hospitals_New_Efficient Exhaust Hood_TRC | 422.3625
Institutional_New_Efficient Exhaust Hood_TRC | 422.3625
Lodging/Hospitality_New_Efficient Exhaust Hood_TRC | 422.3625
Miscellaneous_New_Efficient Exhaust Hood_TRC | 422.3625
Offices_New_Efficient Exhaust Hood_TRC | 422.3625
Restaurants_New_Efficient Exhaust Hood_TRC | 422.3625
Retail_New_Efficient Exhaust Hood_TRC | 422.3625
Schools K-12_New_Efficient Exhaust Hood_TRC | 422.3625
Warehouse_New_Efficient Exhaust Hood_TRC | 422.3625
Assembly_Turnover_Energy Star Hot Food Holding Cabinet_TRC | 475.2026
College and University_Turnover_Energy Star Hot Food Holding Cabinet_TRC | 475.2026
Grocery_Turnover_Energy Star Hot Food Holding Cabinet_TRC | 475.2026
Healthcare_Turnover_Energy Star Hot Food Holding Cabinet_TRC | 475.2026
Hospitals_Turnover_Energy Star Hot Food Holding Cabinet_TRC | 475.2026
Institutional_Turnover_Energy Star Hot Food Holding Cabinet_TRC | 475.2026
Lodging/Hospitality_Turnover_Energy Star Hot Food Holding Cabinet_TRC | 475.2026
Miscellaneous_Turnover_Energy Star Hot Food Holding Cabinet_TRC | 475.2026
Offices_Turnover_Energy Star Hot Food Holding Cabinet_TRC | 475.2026
Restaurants_Turnover_Energy Star Hot Food Holding Cabinet_TRC | 475.2026
Retail_Turnover_Energy Star Hot Food Holding Cabinet_TRC | 475.2026
Schools K-12_Turnover_Energy Star Hot Food Holding Cabinet_TRC | 475.2026
Warehouse_Turnover_Energy Star Hot Food Holding Cabinet_TRC | 475.2026
Assembly_New_Energy Star Hot Food Holding Cabinet_TRC | 475.2026
College and University_New_Energy Star Hot Food Holding Cabinet_TRC | 475.2026
Grocery_New_Energy Star Hot Food Holding Cabinet_TRC | 475.2026
Healthcare_New_Energy Star Hot Food Holding Cabinet_TRC | 475.2026
Hospitals_New_Energy Star Hot Food Holding Cabinet_TRC | 475.2026
Institutional_New_Energy Star Hot Food Holding Cabinet_TRC | 475.2026
Lodging/Hospitality_New_Energy Star Hot Food Holding Cabinet_TRC | 475.2026
Miscellaneous_New_Energy Star Hot Food Holding Cabinet_TRC | 475.2026
Offices_New_Energy Star Hot Food Holding Cabinet_TRC | 475.2026
Restaurants_New_Energy Star Hot Food Holding Cabinet_TRC | 475.2026
Retail_New_Energy Star Hot Food Holding Cabinet_TRC | 475.2026
Schools K-12_New_Energy Star Hot Food Holding Cabinet_TRC | 475.2026
Warehouse_New_Energy Star Hot Food Holding Cabinet_TRC | 475.2026
Assembly_Turnover_Heat Pump Water Heater_TRC | 94.1176
Schools K-12_Turnover_Heat Pump Water Heater_TRC | 626.0407
Assembly_New_Heat Pump Water Heater_TRC | 94.1176
Schools K-12_New_Heat Pump Water Heater_TRC | 626.0407
College and University_Turnover_Solar Water Heater_TRC | 43053.8716
Hospitals_Turnover_Solar Water Heater_TRC | 58337.5864
Institutional_Turnover_Solar Water Heater_TRC | 83553.6838
Lodging/Hospitality_Turnover_Solar Water Heater_TRC | 10026.4421
Miscellaneous_Turnover_Solar Water Heater_TRC | 71124.0129
Offices_Turnover_Solar Water Heater_TRC | 11382.1129
College and University_New_Solar Water Heater_TRC | 43053.8716
Hospitals_New_Solar Water Heater_TRC | 58337.5864
Institutional_New_Solar Water Heater_TRC | 83553.6838
Lodging/Hospitality_New_Solar Water Heater_TRC | 10026.4421
Miscellaneous_New_Solar Water Heater_TRC | 71124.0129
Offices_New_Solar Water Heater_TRC | 11382.1129
Assembly_Turnover_High Efficiency HID Lighting_TRC | 99.467
College and University_Turnover_High Efficiency HID Lighting_TRC | 99.467
Grocery_Turnover_High Efficiency HID Lighting_TRC | 99.467
Healthcare_Turnover_High Efficiency HID Lighting_TRC | 99.467
Hospitals_Turnover_High Efficiency HID Lighting_TRC | 99.467
Institutional_Turnover_High Efficiency HID Lighting_TRC | 99.467
Lodging/Hospitality_Turnover_High Efficiency HID Lighting_TRC | 99.467
Miscellaneous_Turnover_High Efficiency HID Lighting_TRC | 99.467
Offices_Turnover_High Efficiency HID Lighting_TRC | 99.467
Restaurants_Turnover_High Efficiency HID Lighting_TRC | 99.467
Retail_Turnover_High Efficiency HID Lighting_TRC | 99.467
Schools K-12_Turnover_High Efficiency HID Lighting_TRC | 99.467
Warehouse_Turnover_High Efficiency HID Lighting_TRC | 99.467
Assembly_New_High Efficiency HID Lighting_TRC | 99.467
College and University_New_High Efficiency HID Lighting_TRC | 99.467
Grocery_New_High Efficiency HID Lighting_TRC | 99.467
Healthcare_New_High Efficiency HID Lighting_TRC | 99.467
Hospitals_New_High Efficiency HID Lighting_TRC | 99.467
Institutional_New_High Efficiency HID Lighting_TRC | 99.467
Lodging/Hospitality_New_High Efficiency HID Lighting_TRC | 99.467
Miscellaneous_New_High Efficiency HID Lighting_TRC | 99.467
Offices_New_High Efficiency HID Lighting_TRC | 99.467
Restaurants_New_High Efficiency HID Lighting_TRC | 99.467
Retail_New_High Efficiency HID Lighting_TRC | 99.467
Schools K-12_New_High Efficiency HID Lighting_TRC | 99.467
Warehouse_New_High Efficiency HID Lighting_TRC | 99.467
Assembly_Turnover_LED Exterior Lighting_TRC | 138.8268
College and University_Turnover_LED Exterior Lighting_TRC | 138.8268
Grocery_Turnover_LED Exterior Lighting_TRC | 138.8268
Healthcare_Turnover_LED Exterior Lighting_TRC | 138.8268
Hospitals_Turnover_LED Exterior Lighting_TRC | 138.8268
Institutional_Turnover_LED Exterior Lighting_TRC | 138.8268
Lodging/Hospitality_Turnover_LED Exterior Lighting_TRC | 138.8268
Miscellaneous_Turnover_LED Exterior Lighting_TRC | 138.8268
Offices_Turnover_LED Exterior Lighting_TRC | 138.8268
Restaurants_Turnover_LED Exterior Lighting_TRC | 138.8268
Retail_Turnover_LED Exterior Lighting_TRC | 138.8268
Schools K-12_Turnover_LED Exterior Lighting_TRC | 138.8268
Warehouse_Turnover_LED Exterior Lighting_TRC | 138.8268
Assembly_New_LED Exterior Lighting_TRC | 138.8268
College and University_New_LED Exterior Lighting_TRC | 138.8268
Grocery_New_LED Exterior Lighting_TRC | 138.8268
Healthcare_New_LED Exterior Lighting_TRC | 138.8268
Hospitals_New_LED Exterior Lighting_TRC | 138.8268
Institutional_New_LED Exterior Lighting_TRC | 138.8268
Lodging/Hospitality_New_LED Exterior Lighting_TRC | 138.8268
Miscellaneous_New_LED Exterior Lighting_TRC | 138.8268
Offices_New_LED Exterior Lighting_TRC | 138.8268
Restaurants_New_LED Exterior Lighting_TRC | 138.8268
Retail_New_LED Exterior Lighting_TRC | 138.8268
Schools K-12_New_LED Exterior Lighting_TRC | 138.8268
Warehouse_New_LED Exterior Lighting_TRC | 138.8268
Assembly_Turnover_High Efficiency Chiller (Air Cooled, 50 tons)_TRC | 4152.8415
College and University_Turnover_High Efficiency Chiller (Air Cooled, 50 tons)_TRC | 3863.2136
Grocery_Turnover_High Efficiency Chiller (Air Cooled, 50 tons)_TRC | 5337.6829
Healthcare_Turnover_High Efficiency Chiller (Air Cooled, 50 tons)_TRC | 1039.8478
Hospitals_Turnover_High Efficiency Chiller (Air Cooled, 50 tons)_TRC | 1343.6533
Institutional_Turnover_High Efficiency Chiller (Air Cooled, 50 tons)_TRC | 5370.0888
Lodging/Hospitality_Turnover_High Efficiency Chiller (Air Cooled, 50 tons)_TRC | 2427.2262
Miscellaneous_Turnover_High Efficiency Chiller (Air Cooled, 50 tons)_TRC | 5321.4799
Offices_Turnover_High Efficiency Chiller (Air Cooled, 50 tons)_TRC | 3820.6808
Restaurants_Turnover_High Efficiency Chiller (Air Cooled, 50 tons)_TRC | 2510.2664
Retail_Turnover_High Efficiency Chiller (Air Cooled, 50 tons)_TRC | 3437.8859
Schools K-12_Turnover_High Efficiency Chiller (Air Cooled, 50 tons)_TRC | 3877.3911
Assembly_New_High Efficiency Chiller (Air Cooled, 50 tons)_TRC | 4152.8415
College and University_New_High Efficiency Chiller (Air Cooled, 50 tons)_TRC | 3863.2136
Grocery_New_High Efficiency Chiller (Air Cooled, 50 tons)_TRC | 5337.6829
Healthcare_New_High Efficiency Chiller (Air Cooled, 50 tons)_TRC | 1039.8478
Hospitals_New_High Efficiency Chiller (Air Cooled, 50 tons)_TRC | 1343.6533
Institutional_New_High Efficiency Chiller (Air Cooled, 50 tons)_TRC | 5370.0888
Lodging/Hospitality_New_High Efficiency Chiller (Air Cooled, 50 tons)_TRC | 2427.2262
Miscellaneous_New_High Efficiency Chiller (Air Cooled, 50 tons)_TRC | 5321.4799
Offices_New_High Efficiency Chiller (Air Cooled, 50 tons)_TRC | 3820.6808
Restaurants_New_High Efficiency Chiller (Air Cooled, 50 tons)_TRC | 2510.2664
Retail_New_High Efficiency Chiller (Air Cooled, 50 tons)_TRC | 3437.8859
Schools K-12_New_High Efficiency Chiller (Air Cooled, 50 tons)_TRC | 3877.3911
Assembly_Turnover_High Efficiency Chiller (Water cooled-centrifugal, 200 tons)_TRC | 6259.3129
College and University_Turnover_High Efficiency Chiller (Water cooled-centrifugal, 200 tons)_TRC | 5901.0995
Healthcare_Turnover_High Efficiency Chiller (Water cooled-centrifugal, 200 tons)_TRC | 2409.1451
Hospitals_Turnover_High Efficiency Chiller (Water cooled-centrifugal, 200 tons)_TRC | 2784.8934
Lodging/Hospitality_Turnover_High Efficiency Chiller (Water cooled-centrifugal, 200 tons)_TRC | 4125.0625
Offices_Turnover_High Efficiency Chiller (Water cooled-centrifugal, 200 tons)_TRC | 5848.4948
Restaurants_Turnover_High Efficiency Chiller (Water cooled-centrifugal, 200 tons)_TRC | 4227.767
Retail_Turnover_High Efficiency Chiller (Water cooled-centrifugal, 200 tons)_TRC | 5375.0519
Schools K-12_Turnover_High Efficiency Chiller (Water cooled-centrifugal, 200 tons)_TRC | 5918.6345
Assembly_New_High Efficiency Chiller (Water cooled-centrifugal, 200 tons)_TRC | 6259.3129
College and University_New_High Efficiency Chiller (Water cooled-centrifugal, 200 tons)_TRC | 5901.0995
Healthcare_New_High Efficiency Chiller (Water cooled-centrifugal, 200 tons)_TRC | 2409.1451
Hospitals_New_High Efficiency Chiller (Water cooled-centrifugal, 200 tons)_TRC | 2784.8934
Lodging/Hospitality_New_High Efficiency Chiller (Water cooled-centrifugal, 200 tons)_TRC | 4125.0625
Offices_New_High Efficiency Chiller (Water cooled-centrifugal, 200 tons)_TRC | 5848.4948
Restaurants_New_High Efficiency Chiller (Water cooled-centrifugal, 200 tons)_TRC | 4227.767
Retail_New_High Efficiency Chiller (Water cooled-centrifugal, 200 tons)_TRC | 5375.0519
Schools K-12_New_High Efficiency Chiller (Water cooled-centrifugal, 200 tons)_TRC | 5918.6345
Healthcare_Turnover_High Efficiency Chiller (Water cooled-positive displacement, 100 tons)_TRC | 2939.4403
Hospitals_Turnover_High Efficiency Chiller (Water cooled-positive displacement, 100 tons)_TRC | 3058.6681
Lodging/Hospitality_Turnover_High Efficiency Chiller (Water cooled-positive displacement, 100 tons)_TRC | 3483.9141
Restaurants_Turnover_High Efficiency Chiller (Water cooled-positive displacement, 100 tons)_TRC | 3516.503
Retail_Turnover_High Efficiency Chiller (Water cooled-positive displacement, 100 tons)_TRC | 3880.5453
Healthcare_New_High Efficiency Chiller (Water cooled-positive displacement, 100 tons)_TRC | 2939.4403
Hospitals_New_High Efficiency Chiller (Water cooled-positive displacement, 100 tons)_TRC | 3058.6681
Lodging/Hospitality_New_High Efficiency Chiller (Water cooled-positive displacement, 100 tons)_TRC | 3483.9141
Restaurants_New_High Efficiency Chiller (Water cooled-positive displacement, 100 tons)_TRC | 3516.503
Retail_New_High Efficiency Chiller (Water cooled-positive displacement, 100 tons)_TRC | 3880.5453
Healthcare_Turnover_High Efficiency DX 135k- less than 240k BTU_TRC | 2500.0283
Hospitals_Turnover_High Efficiency DX 135k- less than 240k BTU_TRC | 2543.7826
Healthcare_New_High Efficiency DX 135k- less than 240k BTU_TRC | 2500.0283
Hospitals_New_High Efficiency DX 135k- less than 240k BTU_TRC | 2543.7826
Grocery_Turnover_High Efficiency PTAC_TRC | 37.9187
Institutional_Turnover_High Efficiency PTAC_TRC | 39.8707
Miscellaneous_Turnover_High Efficiency PTAC_TRC | 36.9428
Warehouse_Turnover_High Efficiency PTAC_TRC | 87.3272
Grocery_New_High Efficiency PTAC_TRC | 37.9187
Institutional_New_High Efficiency PTAC_TRC | 39.8707
Miscellaneous_New_High Efficiency PTAC_TRC | 36.9428
Warehouse_New_High Efficiency PTAC_TRC | 87.3272
Grocery_Turnover_High Efficiency PTHP_TRC | 36.7918
Institutional_Turnover_High Efficiency PTHP_TRC | 39.2994
Miscellaneous_Turnover_High Efficiency PTHP_TRC | 36.5811
Warehouse_Turnover_High Efficiency PTHP_TRC | 86.9655
Grocery_New_High Efficiency PTHP_TRC | 36.7918
Institutional_New_High Efficiency PTHP_TRC | 39.2994
Miscellaneous_New_High Efficiency PTHP_TRC | 36.5811
Warehouse_New_High Efficiency PTHP_TRC | 86.9655
Assembly_Turnover_Variable Refrigerant Flow (VRF) HVAC Systems_TRC | 2734.5727
Healthcare_Turnover_Variable Refrigerant Flow (VRF) HVAC Systems_TRC | 2080.8322
Hospitals_Turnover_Variable Refrigerant Flow (VRF) HVAC Systems_TRC | 2142.2625
Lodging/Hospitality_Turnover_Variable Refrigerant Flow (VRF) HVAC Systems_TRC | 2374.4471
Offices_Turnover_Variable Refrigerant Flow (VRF) HVAC Systems_TRC | 2668.979
Restaurants_Turnover_Variable Refrigerant Flow (VRF) HVAC Systems_TRC | 2368.7729
Retail_Turnover_Variable Refrigerant Flow (VRF) HVAC Systems_TRC | 2574.1129
Schools K-12_Turnover_Variable Refrigerant Flow (VRF) HVAC Systems_TRC | 2667.317
Assembly_New_Variable Refrigerant Flow (VRF) HVAC Systems_TRC | 2734.5727
Healthcare_New_Variable Refrigerant Flow (VRF) HVAC Systems_TRC | 2080.8322
Hospitals_New_Variable Refrigerant Flow (VRF) HVAC Systems_TRC | 2142.2625
Lodging/Hospitality_New_Variable Refrigerant Flow (VRF) HVAC Systems_TRC | 2374.4471
Offices_New_Variable Refrigerant Flow (VRF) HVAC Systems_TRC | 2668.979
Restaurants_New_Variable Refrigerant Flow (VRF) HVAC Systems_TRC | 2368.7729
Retail_New_Variable Refrigerant Flow (VRF) HVAC Systems_TRC | 2574.1129
Schools K-12_New_Variable Refrigerant Flow (VRF) HVAC Systems_TRC | 2667.317
Schools K-12_Turnover_High Bay Fluorescent (T5)_TRC | 7.4974
Schools K-12_New_High Bay Fluorescent (T5)_TRC | 7.4974
Assembly_Turnover_High Bay LED_TRC | 36.0562
Institutional_Turnover_High Bay LED_TRC | 19.4445
Lodging/Hospitality_Turnover_High Bay LED_TRC | 1.5761
Offices_Turnover_High Bay LED_TRC | 21.251
Restaurants_Turnover_High Bay LED_TRC | 17.1668
Schools K-12_Turnover_High Bay LED_TRC | 55.574
Assembly_New_High Bay LED_TRC | 36.0562
Institutional_New_High Bay LED_TRC | 19.4445
Lodging/Hospitality_New_High Bay LED_TRC | 1.5761
Offices_New_High Bay LED_TRC | 21.251
Restaurants_New_High Bay LED_TRC | 17.1668
Schools K-12_New_High Bay LED_TRC | 55.574
Assembly_Turnover_Premium T8 - Fixture Replacement_TRC | 14.1053
College and University_Turnover_Premium T8 - Fixture Replacement_TRC | 10.9653
Grocery_Turnover_Premium T8 - Fixture Replacement_TRC | 8.637
Healthcare_Turnover_Premium T8 - Fixture Replacement_TRC | 9.6946
Hospitals_Turnover_Premium T8 - Fixture Replacement_TRC | 6.0586
Institutional_Turnover_Premium T8 - Fixture Replacement_TRC | 13.2384
Lodging/Hospitality_Turnover_Premium T8 - Fixture Replacement_TRC | 12.3058
Miscellaneous_Turnover_Premium T8 - Fixture Replacement_TRC | 10.9653
Offices_Turnover_Premium T8 - Fixture Replacement_TRC | 13.3326
Restaurants_Turnover_Premium T8 - Fixture Replacement_TRC | 13.1195
Retail_Turnover_Premium T8 - Fixture Replacement_TRC | 9.7848
Warehouse_Turnover_Premium T8 - Fixture Replacement_TRC | 12.1623
Assembly_New_Premium T8 - Fixture Replacement_TRC | 14.1053
College and University_New_Premium T8 - Fixture Replacement_TRC | 10.9653
Grocery_New_Premium T8 - Fixture Replacement_TRC | 8.637
Healthcare_New_Premium T8 - Fixture Replacement_TRC | 9.6946
Hospitals_New_Premium T8 - Fixture Replacement_TRC | 6.0586
Institutional_New_Premium T8 - Fixture Replacement_TRC | 13.2384
Lodging/Hospitality_New_Premium T8 - Fixture Replacement_TRC | 12.3058
Miscellaneous_New_Premium T8 - Fixture Replacement_TRC | 10.9653
Offices_New_Premium T8 - Fixture Replacement_TRC | 13.3326
Restaurants_New_Premium T8 - Fixture Replacement_TRC | 13.1195
Retail_New_Premium T8 - Fixture Replacement_TRC | 9.7848
Warehouse_New_Premium T8 - Fixture Replacement_TRC | 12.1623
Assembly_Turnover_Efficient Battery Charger_TRC | 184.3246
College and University_Turnover_Efficient Battery Charger_TRC | 184.3246
Grocery_Turnover_Efficient Battery Charger_TRC | 184.3246
Healthcare_Turnover_Efficient Battery Charger_TRC | 184.3246
Hospitals_Turnover_Efficient Battery Charger_TRC | 184.3246
Institutional_Turnover_Efficient Battery Charger_TRC | 184.3246
Lodging/Hospitality_Turnover_Efficient Battery Charger_TRC | 184.3246
Miscellaneous_Turnover_Efficient Battery Charger_TRC | 184.3246
Offices_Turnover_Efficient Battery Charger_TRC | 184.3246
Restaurants_Turnover_Efficient Battery Charger_TRC | 184.3246
Retail_Turnover_Efficient Battery Charger_TRC | 184.3246
Schools K-12_Turnover_Efficient Battery Charger_TRC | 184.3246
Warehouse_Turnover_Efficient Battery Charger_TRC | 184.3246
Assembly_New_Efficient Battery Charger_TRC | 184.3246
College and University_New_Efficient Battery Charger_TRC | 184.3246
Grocery_New_Efficient Battery Charger_TRC | 184.3246
Healthcare_New_Efficient Battery Charger_TRC | 184.3246
Hospitals_New_Efficient Battery Charger_TRC | 184.3246
Institutional_New_Efficient Battery Charger_TRC | 184.3246
Lodging/Hospitality_New_Efficient Battery Charger_TRC | 184.3246
Miscellaneous_New_Efficient Battery Charger_TRC | 184.3246
Offices_New_Efficient Battery Charger_TRC | 184.3246
Restaurants_New_Efficient Battery Charger_TRC | 184.3246
Retail_New_Efficient Battery Charger_TRC | 184.3246
Schools K-12_New_Efficient Battery Charger_TRC | 184.3246
Warehouse_New_Efficient Battery Charger_TRC | 184.3246
College and University_Turnover_ENERGY STAR Commercial Clothes Washer_TRC | 344.2323
Grocery_Turnover_ENERGY STAR Commercial Clothes Washer_TRC | 344.2323
Healthcare_Turnover_ENERGY STAR Commercial Clothes Washer_TRC | 344.2323
Hospitals_Turnover_ENERGY STAR Commercial Clothes Washer_TRC | 344.2323
Lodging/Hospitality_Turnover_ENERGY STAR Commercial Clothes Washer_TRC | 344.2323
Offices_Turnover_ENERGY STAR Commercial Clothes Washer_TRC | 344.2323
Retail_Turnover_ENERGY STAR Commercial Clothes Washer_TRC | 344.2323
Schools K-12_Turnover_ENERGY STAR Commercial Clothes Washer_TRC | 344.2323
College and University_New_ENERGY STAR Commercial Clothes Washer_TRC | 344.2323
Grocery_New_ENERGY STAR Commercial Clothes Washer_TRC | 344.2323
Healthcare_New_ENERGY STAR Commercial Clothes Washer_TRC | 344.2323
Hospitals_New_ENERGY STAR Commercial Clothes Washer_TRC | 344.2323
Lodging/Hospitality_New_ENERGY STAR Commercial Clothes Washer_TRC | 344.2323
Offices_New_ENERGY STAR Commercial Clothes Washer_TRC | 344.2323
Retail_New_ENERGY STAR Commercial Clothes Washer_TRC | 344.2323
Schools K-12_New_ENERGY STAR Commercial Clothes Washer_TRC | 344.2323
Assembly_Turnover_Solar Pool Heater_TRC | 1510.7155
College and University_Turnover_Solar Pool Heater_TRC | 1510.7155
Grocery_Turnover_Solar Pool Heater_TRC | 1510.7155
Healthcare_Turnover_Solar Pool Heater_TRC | 1510.7155
Hospitals_Turnover_Solar Pool Heater_TRC | 1510.7155
Institutional_Turnover_Solar Pool Heater_TRC | 1510.7155
Lodging/Hospitality_Turnover_Solar Pool Heater_TRC | 1510.7155
Miscellaneous_Turnover_Solar Pool Heater_TRC | 1510.7155
Offices_Turnover_Solar Pool Heater_TRC | 1510.7155
Restaurants_Turnover_Solar Pool Heater_TRC | 1510.7155
Retail_Turnover_Solar Pool Heater_TRC | 1510.7155
Schools K-12_Turnover_Solar Pool Heater_TRC | 1510.7155
Warehouse_Turnover_Solar Pool Heater_TRC | 1510.7155
Assembly_New_Solar Pool Heater_TRC | 1510.7155
College and University_New_Solar Pool Heater_TRC | 1510.7155
Grocery_New_Solar Pool Heater_TRC | 1510.7155
Healthcare_New_Solar Pool Heater_TRC | 1510.7155
Hospitals_New_Solar Pool Heater_TRC | 1510.7155
Institutional_New_Solar Pool Heater_TRC | 1510.7155
Lodging/Hospitality_New_Solar Pool Heater_TRC | 1510.7155
Miscellaneous_New_Solar Pool Heater_TRC | 1510.7155
Offices_New_Solar Pool Heater_TRC | 1510.7155
Restaurants_New_Solar Pool Heater_TRC | 1510.7155
Retail_New_Solar Pool Heater_TRC | 1510.7155
Schools K-12_New_Solar Pool Heater_TRC | 1510.7155
Warehouse_New_Solar Pool Heater_TRC | 1510.7155
Assembly_Turnover_Solar Powered Pool Pump_TRC | 1469.9925
College and University_Turnover_Solar Powered Pool Pump_TRC | 1469.9925
Grocery_Turnover_Solar Powered Pool Pump_TRC | 1469.9925
Healthcare_Turnover_Solar Powered Pool Pump_TRC | 1469.9925
Hospitals_Turnover_Solar Powered Pool Pump_TRC | 1469.9925
Institutional_Turnover_Solar Powered Pool Pump_TRC | 1469.9925
Lodging/Hospitality_Turnover_Solar Powered Pool Pump_TRC | 1469.9925
Miscellaneous_Turnover_Solar Powered Pool Pump_TRC | 1469.9925
Offices_Turnover_Solar Powered Pool Pump_TRC | 1469.9925
Restaurants_Turnover_Solar Powered Pool Pump_TRC | 1469.9925
Retail_Turnover_Solar Powered Pool Pump_TRC | 1469.9925
Schools K-12_Turnover_Solar Powered Pool Pump_TRC | 1469.9925
Assembly_New_Solar Powered Pool Pump_TRC | 1469.9925
College and University_New_Solar Powered Pool Pump_TRC | 1469.9925
Grocery_New_Solar Powered Pool Pump_TRC | 1469.9925
Healthcare_New_Solar Powered Pool Pump_TRC | 1469.9925
Hospitals_New_Solar Powered Pool Pump_TRC | 1469.9925
Institutional_New_Solar Powered Pool Pump_TRC | 1469.9925
Lodging/Hospitality_New_Solar Powered Pool Pump_TRC | 1469.9925
Miscellaneous_New_Solar Powered Pool Pump_TRC | 1469.9925
Offices_New_Solar Powered Pool Pump_TRC | 1469.9925
Restaurants_New_Solar Powered Pool Pump_TRC | 1469.9925
Retail_New_Solar Powered Pool Pump_TRC | 1469.9925
Schools K-12_New_Solar Powered Pool Pump_TRC | 1469.9925
Assembly_Turnover_Variable Speed Pool Pump_TRC | 458.0466
College and University_Turnover_Variable Speed Pool Pump_TRC | 458.0466
Grocery_Turnover_Variable Speed Pool Pump_TRC | 458.0466
Healthcare_Turnover_Variable Speed Pool Pump_TRC | 458.0466
Hospitals_Turnover_Variable Speed Pool Pump_TRC | 458.0466
Institutional_Turnover_Variable Speed Pool Pump_TRC | 458.0466
Lodging/Hospitality_Turnover_Variable Speed Pool Pump_TRC | 458.0466
Miscellaneous_Turnover_Variable Speed Pool Pump_TRC | 458.0466
Offices_Turnover_Variable Speed Pool Pump_TRC | 458.0466
Restaurants_Turnover_Variable Speed Pool Pump_TRC | 458.0466
Retail_Turnover_Variable Speed Pool Pump_TRC | 458.0466
Schools K-12_Turnover_Variable Speed Pool Pump_TRC | 458.0466
Assembly_New_Variable Speed Pool Pump_TRC | 458.0466
College and University_New_Variable Speed Pool Pump_TRC | 458.0466
Grocery_New_Variable Speed Pool Pump_TRC | 458.0466
Healthcare_New_Variable Speed Pool Pump_TRC | 458.0466
Hospitals_New_Variable Speed Pool Pump_TRC | 458.0466
Institutional_New_Variable Speed Pool Pump_TRC | 458.0466
Lodging/Hospitality_New_Variable Speed Pool Pump_TRC | 458.0466
Miscellaneous_New_Variable Speed Pool Pump_TRC | 458.0466
Offices_New_Variable Speed Pool Pump_TRC | 458.0466
Restaurants_New_Variable Speed Pool Pump_TRC | 458.0466
Retail_New_Variable Speed Pool Pump_TRC | 458.0466
Schools K-12_New_Variable Speed Pool Pump_TRC | 458.0466
Assembly_Turnover_Energy Star Uninterruptable Power Supply_TRC | 0.50851
College and University_Turnover_Energy Star Uninterruptable Power Supply_TRC | 0.50851
Grocery_Turnover_Energy Star Uninterruptable Power Supply_TRC | 0.50851
Healthcare_Turnover_Energy Star Uninterruptable Power Supply_TRC | 0.50851
Hospitals_Turnover_Energy Star Uninterruptable Power Supply_TRC | 0.50851
Institutional_Turnover_Energy Star Uninterruptable Power Supply_TRC | 0.50851
Lodging/Hospitality_Turnover_Energy Star Uninterruptable Power Supply_TRC | 0.50851
Miscellaneous_Turnover_Energy Star Uninterruptable Power Supply_TRC | 0.50851
Offices_Turnover_Energy Star Uninterruptable Power Supply_TRC | 0.50851
Restaurants_Turnover_Energy Star Uninterruptable Power Supply_TRC | 0.50851
Retail_Turnover_Energy Star Uninterruptable Power Supply_TRC | 0.50851
Schools K-12_Turnover_Energy Star Uninterruptable Power Supply_TRC | 0.50851
Warehouse_Turnover_Energy Star Uninterruptable Power Supply_TRC | 0.50851
Assembly_New_Energy Star Uninterruptable Power Supply_TRC | 0.50851
College and University_New_Energy Star Uninterruptable Power Supply_TRC | 0.50851
Grocery_New_Energy Star Uninterruptable Power Supply_TRC | 0.50851
Healthcare_New_Energy Star Uninterruptable Power Supply_TRC | 0.50851
Hospitals_New_Energy Star Uninterruptable Power Supply_TRC | 0.50851
Institutional_New_Energy Star Uninterruptable Power Supply_TRC | 0.50851
Lodging/Hospitality_New_Energy Star Uninterruptable Power Supply_TRC | 0.50851
Miscellaneous_New_Energy Star Uninterruptable Power Supply_TRC | 0.50851
Offices_New_Energy Star Uninterruptable Power Supply_TRC | 0.50851
Restaurants_New_Energy Star Uninterruptable Power Supply_TRC | 0.50851
Retail_New_Energy Star Uninterruptable Power Supply_TRC | 0.50851
Schools K-12_New_Energy Star Uninterruptable Power Supply_TRC | 0.50851
Warehouse_New_Energy Star Uninterruptable Power Supply_TRC | 0.50851
Assembly_Turnover_Refrigerated Display Case LED Lighting_TRC | 23.7533
College and University_Turnover_Refrigerated Display Case LED Lighting_TRC | 23.7533
Grocery_Turnover_Refrigerated Display Case LED Lighting_TRC | 23.7533
Healthcare_Turnover_Refrigerated Display Case LED Lighting_TRC | 23.7533
Hospitals_Turnover_Refrigerated Display Case LED Lighting_TRC | 23.7533
Institutional_Turnover_Refrigerated Display Case LED Lighting_TRC | 23.7533
Lodging/Hospitality_Turnover_Refrigerated Display Case LED Lighting_TRC | 23.7533
Miscellaneous_Turnover_Refrigerated Display Case LED Lighting_TRC | 23.7533
Offices_Turnover_Refrigerated Display Case LED Lighting_TRC | 23.7533
Restaurants_Turnover_Refrigerated Display Case LED Lighting_TRC | 23.7533
Retail_Turnover_Refrigerated Display Case LED Lighting_TRC | 23.7533
Schools K-12_Turnover_Refrigerated Display Case LED Lighting_TRC | 23.7533
Warehouse_Turnover_Refrigerated Display Case LED Lighting_TRC | 23.7533
Assembly_Turnover_High Speed Fans_TRC | 51.2926
College and University_Turnover_High Speed Fans_TRC | 51.2926
Grocery_Turnover_High Speed Fans_TRC | 51.2926
Healthcare_Turnover_High Speed Fans_TRC | 51.2926
Hospitals_Turnover_High Speed Fans_TRC | 51.2926
Institutional_Turnover_High Speed Fans_TRC | 51.2926
Lodging/Hospitality_Turnover_High Speed Fans_TRC | 51.2926
Miscellaneous_Turnover_High Speed Fans_TRC | 51.2926
Offices_Turnover_High Speed Fans_TRC | 51.2926
Restaurants_Turnover_High Speed Fans_TRC | 51.2926
Retail_Turnover_High Speed Fans_TRC | 51.2926
Schools K-12_Turnover_High Speed Fans_TRC | 51.2926
Warehouse_Turnover_High Speed Fans_TRC | 51.2926
Assembly_New_High Speed Fans_TRC | 51.2926
College and University_New_High Speed Fans_TRC | 51.2926
Grocery_New_High Speed Fans_TRC | 51.2926
Healthcare_New_High Speed Fans_TRC | 51.2926
Hospitals_New_High Speed Fans_TRC | 51.2926
Institutional_New_High Speed Fans_TRC | 51.2926
Lodging/Hospitality_New_High Speed Fans_TRC | 51.2926
Miscellaneous_New_High Speed Fans_TRC | 51.2926
Offices_New_High Speed Fans_TRC | 51.2926
Restaurants_New_High Speed Fans_TRC | 51.2926
Retail_New_High Speed Fans_TRC | 51.2926
Schools K-12_New_High Speed Fans_TRC | 51.2926
Warehouse_New_High Speed Fans_TRC | 51.2926
College and University_Existing_Hot Water Circulation Pump Control_TRC | 3326.4656
Hospitals_Existing_Hot Water Circulation Pump Control_TRC | 4989.6984
College and University_New_Hot Water Circulation Pump Control_TRC | 3326.4656
Hospitals_New_Hot Water Circulation Pump Control_TRC | 4989.6984
Assembly_Existing_Tank Wrap on Water Heater_TRC | 116.6904
College and University_Existing_Tank Wrap on Water Heater_TRC | 1166.9039
Grocery_Existing_Tank Wrap on Water Heater_TRC | 116.6904
Healthcare_Existing_Tank Wrap on Water Heater_TRC | 116.6904
Hospitals_Existing_Tank Wrap on Water Heater_TRC | 1750.3558
Institutional_Existing_Tank Wrap on Water Heater_TRC | 2917.2597
Lodging/Hospitality_Existing_Tank Wrap on Water Heater_TRC | 350.0712
Miscellaneous_Existing_Tank Wrap on Water Heater_TRC | 2333.8078
Offices_Existing_Tank Wrap on Water Heater_TRC | 350.0712
Restaurants_Existing_Tank Wrap on Water Heater_TRC | 233.3808
Retail_Existing_Tank Wrap on Water Heater_TRC | 350.0712
Schools K-12_Existing_Tank Wrap on Water Heater_TRC | 116.6904
Warehouse_Existing_Tank Wrap on Water Heater_TRC | 116.6904
Assembly_New_Tank Wrap on Water Heater_TRC | 118.913
College and University_New_Tank Wrap on Water Heater_TRC | 1189.1305
Grocery_New_Tank Wrap on Water Heater_TRC | 118.913
Healthcare_New_Tank Wrap on Water Heater_TRC | 118.913
Hospitals_New_Tank Wrap on Water Heater_TRC | 1783.6957
Institutional_New_Tank Wrap on Water Heater_TRC | 2972.8262
Lodging/Hospitality_New_Tank Wrap on Water Heater_TRC | 356.7391
Miscellaneous_New_Tank Wrap on Water Heater_TRC | 2378.261
Offices_New_Tank Wrap on Water Heater_TRC | 356.7391
Restaurants_New_Tank Wrap on Water Heater_TRC | 237.8261
Retail_New_Tank Wrap on Water Heater_TRC | 356.7391
Schools K-12_New_Tank Wrap on Water Heater_TRC | 118.913
Warehouse_New_Tank Wrap on Water Heater_TRC | 118.913
Assembly_Existing_Bi-Level Lighting Control (Exterior)_TRC | 135.4628
College and University_Existing_Bi-Level Lighting Control (Exterior)_TRC | 135.4628
Grocery_Existing_Bi-Level Lighting Control (Exterior)_TRC | 135.4628
Healthcare_Existing_Bi-Level Lighting Control (Exterior)_TRC | 135.4628
Hospitals_Existing_Bi-Level Lighting Control (Exterior)_TRC | 135.4628
Institutional_Existing_Bi-Level Lighting Control (Exterior)_TRC | 135.4628
Lodging/Hospitality_Existing_Bi-Level Lighting Control (Exterior)_TRC | 135.4628
Miscellaneous_Existing_Bi-Level Lighting Control (Exterior)_TRC | 135.4628
Offices_Existing_Bi-Level Lighting Control (Exterior)_TRC | 135.4628
Restaurants_Existing_Bi-Level Lighting Control (Exterior)_TRC | 135.4628
Retail_Existing_Bi-Level Lighting Control (Exterior)_TRC | 135.4628
Schools K-12_Existing_Bi-Level Lighting Control (Exterior)_TRC | 135.4628
Warehouse_Existing_Bi-Level Lighting Control (Exterior)_TRC | 135.4628
Assembly_New_Bi-Level Lighting Control (Exterior)_TRC | 135.4628
College and University_New_Bi-Level Lighting Control (Exterior)_TRC | 135.4628
Grocery_New_Bi-Level Lighting Control (Exterior)_TRC | 135.4628
Healthcare_New_Bi-Level Lighting Control (Exterior)_TRC | 135.4628
Hospitals_New_Bi-Level Lighting Control (Exterior)_TRC | 135.4628
Institutional_New_Bi-Level Lighting Control (Exterior)_TRC | 135.4628
Lodging/Hospitality_New_Bi-Level Lighting Control (Exterior)_TRC | 135.4628
Miscellaneous_New_Bi-Level Lighting Control (Exterior)_TRC | 135.4628
Offices_New_Bi-Level Lighting Control (Exterior)_TRC | 135.4628
Restaurants_New_Bi-Level Lighting Control (Exterior)_TRC | 135.4628
Retail_New_Bi-Level Lighting Control (Exterior)_TRC | 135.4628
Schools K-12_New_Bi-Level Lighting Control (Exterior)_TRC | 135.4628
Warehouse_New_Bi-Level Lighting Control (Exterior)_TRC | 135.4628
Assembly_Existing_Outdoor Lighting Controls_TRC | 20.8198
College and University_Existing_Outdoor Lighting Controls_TRC | 20.8198
Grocery_Existing_Outdoor Lighting Controls_TRC | 20.8198
Healthcare_Existing_Outdoor Lighting Controls_TRC | 20.8198
Hospitals_Existing_Outdoor Lighting Controls_TRC | 20.8198
Institutional_Existing_Outdoor Lighting Controls_TRC | 20.8198
Lodging/Hospitality_Existing_Outdoor Lighting Controls_TRC | 20.8198
Miscellaneous_Existing_Outdoor Lighting Controls_TRC | 20.8198
Offices_Existing_Outdoor Lighting Controls_TRC | 20.8198
Restaurants_Existing_Outdoor Lighting Controls_TRC | 20.8198
Retail_Existing_Outdoor Lighting Controls_TRC | 20.8198
Schools K-12_Existing_Outdoor Lighting Controls_TRC | 20.8198
Warehouse_Existing_Outdoor Lighting Controls_TRC | 20.8198
Assembly_New_Outdoor Lighting Controls_TRC | 20.8198
College and University_New_Outdoor Lighting Controls_TRC | 20.8198
Grocery_New_Outdoor Lighting Controls_TRC | 20.8198
Healthcare_New_Outdoor Lighting Controls_TRC | 20.8198
Hospitals_New_Outdoor Lighting Controls_TRC | 20.8198
Institutional_New_Outdoor Lighting Controls_TRC | 20.8198
Lodging/Hospitality_New_Outdoor Lighting Controls_TRC | 20.8198
Miscellaneous_New_Outdoor Lighting Controls_TRC | 20.8198
Offices_New_Outdoor Lighting Controls_TRC | 20.8198
Restaurants_New_Outdoor Lighting Controls_TRC | 20.8198
Retail_New_Outdoor Lighting Controls_TRC | 20.8198
Schools K-12_New_Outdoor Lighting Controls_TRC | 20.8198
Warehouse_New_Outdoor Lighting Controls_TRC | 20.8198
Assembly_Existing_Ceiling Insulation(R2 to R38)_TRC | 0.31173
College and University_Existing_Ceiling Insulation(R2 to R38)_TRC | 0.31173
Grocery_Existing_Ceiling Insulation(R2 to R38)_TRC | 0.31173
Healthcare_Existing_Ceiling Insulation(R2 to R38)_TRC | 0.31173
Hospitals_Existing_Ceiling Insulation(R2 to R38)_TRC | 0.31173
Institutional_Existing_Ceiling Insulation(R2 to R38)_TRC | 0.31173
Lodging/Hospitality_Existing_Ceiling Insulation(R2 to R38)_TRC | 0.31173
Miscellaneous_Existing_Ceiling Insulation(R2 to R38)_TRC | 0.31173
Offices_Existing_Ceiling Insulation(R2 to R38)_TRC | 0.31173
Restaurants_Existing_Ceiling Insulation(R2 to R38)_TRC | 0.31173
Retail_Existing_Ceiling Insulation(R2 to R38)_TRC | 0.31173
Schools K-12_Existing_Ceiling Insulation(R2 to R38)_TRC | 0.31173
Warehouse_Existing_Ceiling Insulation(R2 to R38)_TRC | 0.40327
Assembly_New_Ceiling Insulation(R2 to R38)_TRC | 0.31381
College and University_New_Ceiling Insulation(R2 to R38)_TRC | 0.31381
Grocery_New_Ceiling Insulation(R2 to R38)_TRC | 0.31381
Healthcare_New_Ceiling Insulation(R2 to R38)_TRC | 0.31381
Hospitals_New_Ceiling Insulation(R2 to R38)_TRC | 0.31381
Institutional_New_Ceiling Insulation(R2 to R38)_TRC | 0.31381
Lodging/Hospitality_New_Ceiling Insulation(R2 to R38)_TRC | 0.31381
Miscellaneous_New_Ceiling Insulation(R2 to R38)_TRC | 0.31381
Offices_New_Ceiling Insulation(R2 to R38)_TRC | 0.31381
Restaurants_New_Ceiling Insulation(R2 to R38)_TRC | 0.31381
Retail_New_Ceiling Insulation(R2 to R38)_TRC | 0.31381
Schools K-12_New_Ceiling Insulation(R2 to R38)_TRC | 0.31381
Warehouse_New_Ceiling Insulation(R2 to R38)_TRC | 0.40535
Assembly_Existing_Chilled Water System - Variable Speed Drives_TRC | 145.858
College and University_Existing_Chilled Water System - Variable Speed Drives_TRC | 145.858
Grocery_Existing_Chilled Water System - Variable Speed Drives_TRC | 145.858
Healthcare_Existing_Chilled Water System - Variable Speed Drives_TRC | 145.858
Hospitals_Existing_Chilled Water System - Variable Speed Drives_TRC | 145.858
Institutional_Existing_Chilled Water System - Variable Speed Drives_TRC | 145.858
Lodging/Hospitality_Existing_Chilled Water System - Variable Speed Drives_TRC | 145.858
Miscellaneous_Existing_Chilled Water System - Variable Speed Drives_TRC | 145.858
Offices_Existing_Chilled Water System - Variable Speed Drives_TRC | 145.858
Restaurants_Existing_Chilled Water System - Variable Speed Drives_TRC | 145.858
Retail_Existing_Chilled Water System - Variable Speed Drives_TRC | 145.858
Schools K-12_Existing_Chilled Water System - Variable Speed Drives_TRC | 145.858
Warehouse_Existing_Chilled Water System - Variable Speed Drives_TRC | 145.858
Assembly_New_Chilled Water System - Variable Speed Drives_TRC | 145.858
College and University_New_Chilled Water System - Variable Speed Drives_TRC | 145.858
Grocery_New_Chilled Water System - Variable Speed Drives_TRC | 145.858
Healthcare_New_Chilled Water System - Variable Speed Drives_TRC | 145.858
Hospitals_New_Chilled Water System - Variable Speed Drives_TRC | 145.858
Institutional_New_Chilled Water System - Variable Speed Drives_TRC | 145.858
Lodging/Hospitality_New_Chilled Water System - Variable Speed Drives_TRC | 145.858
Miscellaneous_New_Chilled Water System - Variable Speed Drives_TRC | 145.858
Offices_New_Chilled Water System - Variable Speed Drives_TRC | 145.858
Restaurants_New_Chilled Water System - Variable Speed Drives_TRC | 145.858
Retail_New_Chilled Water System - Variable Speed Drives_TRC | 145.858
Schools K-12_New_Chilled Water System - Variable Speed Drives_TRC | 145.858
Warehouse_New_Chilled Water System - Variable Speed Drives_TRC | 145.858
Healthcare_Existing_Dedicated Outdoor Air System on VRF unit_TRC | 666.3724
Hospitals_Existing_Dedicated Outdoor Air System on VRF unit_TRC | 682.1727
Lodging/Hospitality_Existing_Dedicated Outdoor Air System on VRF unit_TRC | 747.6904
Offices_Existing_Dedicated Outdoor Air System on VRF unit_TRC | 829.1063
Restaurants_Existing_Dedicated Outdoor Air System on VRF unit_TRC | 736.2749
Retail_Existing_Dedicated Outdoor Air System on VRF unit_TRC | 796.9664
Schools K-12_Existing_Dedicated Outdoor Air System on VRF unit_TRC | 822.8603
Healthcare_New_Dedicated Outdoor Air System on VRF unit_TRC | 666.3724
Hospitals_New_Dedicated Outdoor Air System on VRF unit_TRC | 682.1727
Lodging/Hospitality_New_Dedicated Outdoor Air System on VRF unit_TRC | 747.6904
Offices_New_Dedicated Outdoor Air System on VRF unit_TRC | 829.1063
Restaurants_New_Dedicated Outdoor Air System on VRF unit_TRC | 736.2749
Retail_New_Dedicated Outdoor Air System on VRF unit_TRC | 796.9664
Schools K-12_New_Dedicated Outdoor Air System on VRF unit_TRC | 822.8603
Assembly_Existing_Duct Sealing Repair_TRC | 999.6098
College and University_Existing_Duct Sealing Repair_TRC | 1664.6009
Retail_Existing_Duct Sealing Repair_TRC | 31.8125
Schools K-12_Existing_Duct Sealing Repair_TRC | 1141.2813
Warehouse_Existing_Duct Sealing Repair_TRC | 1311.5185
Assembly_New_Duct Sealing Repair_TRC | 999.6098
College and University_New_Duct Sealing Repair_TRC | 1664.6009
Retail_New_Duct Sealing Repair_TRC | 31.8125
Schools K-12_New_Duct Sealing Repair_TRC | 1141.2813
Warehouse_New_Duct Sealing Repair_TRC | 1311.5185
Restaurants_Existing_ECM Motors on Furnaces_TRC | 159.485
Restaurants_New_ECM Motors on Furnaces_TRC | 159.485
Grocery_Existing_Energy Recovery Ventilation System (ERV)_TRC | 26387.2428
Restaurants_Existing_Energy Recovery Ventilation System (ERV)_TRC | 28326.1283
Grocery_New_Energy Recovery Ventilation System (ERV)_TRC | 26387.2428
Restaurants_New_Energy Recovery Ventilation System (ERV)_TRC | 28326.1283
Grocery_New_Facility Commissioning_TRC | 2433.1569
Restaurants_New_Facility Commissioning_TRC | 2732.7645
College and University_Existing_Facility Energy Management System_TRC | 35621.8896
Healthcare_Existing_Facility Energy Management System_TRC | 83.6602
Hospitals_Existing_Facility Energy Management System_TRC | 871.7258
Lodging/Hospitality_Existing_Facility Energy Management System_TRC | 11122.8971
Miscellaneous_Existing_Facility Energy Management System_TRC | 51128.203
Retail_Existing_Facility Energy Management System_TRC | 4669.981
Schools K-12_Existing_Facility Energy Management System_TRC | 24423.0303
College and University_New_Facility Energy Management System_TRC | 35621.8896
Healthcare_New_Facility Energy Management System_TRC | 83.6602
Hospitals_New_Facility Energy Management System_TRC | 871.7258
Lodging/Hospitality_New_Facility Energy Management System_TRC | 11122.8971
Miscellaneous_New_Facility Energy Management System_TRC | 51128.203
Retail_New_Facility Energy Management System_TRC | 4669.981
Schools K-12_New_Facility Energy Management System_TRC | 24423.0303
Assembly_Existing_HVAC tune-up_TRC | 18.7704
College and University_Existing_HVAC tune-up_TRC | 15.08
Grocery_Existing_HVAC tune-up_TRC | 33.8674
Institutional_Existing_HVAC tune-up_TRC | 34.2803
Miscellaneous_Existing_HVAC tune-up_TRC | 33.661
Offices_Existing_HVAC tune-up_TRC | 14.5381
Retail_Existing_HVAC tune-up_TRC | 9.6606
Schools K-12_Existing_HVAC tune-up_TRC | 15.2607
Assembly_New_HVAC tune-up_TRC | 18.7704
College and University_New_HVAC tune-up_TRC | 15.08
Grocery_New_HVAC tune-up_TRC | 33.8674
Institutional_New_HVAC tune-up_TRC | 34.2803
Miscellaneous_New_HVAC tune-up_TRC | 33.661
Offices_New_HVAC tune-up_TRC | 14.5381
Retail_New_HVAC tune-up_TRC | 9.6606
Schools K-12_New_HVAC tune-up_TRC | 15.2607
Assembly_Existing_HVAC tune-up_RTU_TRC | 197.7723
College and University_Existing_HVAC tune-up_RTU_TRC | 181.1169
Healthcare_Existing_HVAC tune-up_RTU_TRC | 18.7562
Hospitals_Existing_HVAC tune-up_RTU_TRC | 36.2268
Lodging/Hospitality_Existing_HVAC tune-up_RTU_TRC | 98.5389
Offices_Existing_HVAC tune-up_RTU_TRC | 178.671
Restaurants_Existing_HVAC tune-up_RTU_TRC | 103.3142
Retail_Existing_HVAC tune-up_RTU_TRC | 156.658
Schools K-12_Existing_HVAC tune-up_RTU_TRC | 181.9322
Assembly_New_HVAC tune-up_RTU_TRC | 197.7723
College and University_New_HVAC tune-up_RTU_TRC | 181.1169
Healthcare_New_HVAC tune-up_RTU_TRC | 18.7562
Hospitals_New_HVAC tune-up_RTU_TRC | 36.2268
Lodging/Hospitality_New_HVAC tune-up_RTU_TRC | 98.5389
Offices_New_HVAC tune-up_RTU_TRC | 178.671
Restaurants_New_HVAC tune-up_RTU_TRC | 103.3142
Retail_New_HVAC tune-up_RTU_TRC | 156.658
Schools K-12_New_HVAC tune-up_RTU_TRC | 181.9322
Hospitals_Existing_Programmable Thermostat_TRC | 14687.9712
Lodging/Hospitality_Existing_Programmable Thermostat_TRC | 3385.9506
Restaurants_Existing_Programmable Thermostat_TRC | 32.176
Hospitals_New_Programmable Thermostat_TRC | 14687.9712
Lodging/Hospitality_New_Programmable Thermostat_TRC | 3385.9506
Restaurants_New_Programmable Thermostat_TRC | 32.176
Hospitals_Existing_Smart Thermostat_TRC | 5169.9201
Lodging/Hospitality_Existing_Smart Thermostat_TRC | 3679.1684
Retail_Existing_Smart Thermostat_TRC | 1717.4912
Hospitals_New_Smart Thermostat_TRC | 5169.9201
Lodging/Hospitality_New_Smart Thermostat_TRC | 3679.1684
Retail_New_Smart Thermostat_TRC | 1717.4912
Assembly_Existing_Wall Insulation_TRC | 0.57608
College and University_Existing_Wall Insulation_TRC | 0.5866
Grocery_Existing_Wall Insulation_TRC | 0.58141
Healthcare_Existing_Wall Insulation_TRC | 0.59167
Hospitals_Existing_Wall Insulation_TRC | 0.58141
Institutional_Existing_Wall Insulation_TRC | 0.5866
Lodging/Hospitality_Existing_Wall Insulation_TRC | 0.5866
Miscellaneous_Existing_Wall Insulation_TRC | 0.58141
Offices_Existing_Wall Insulation_TRC | 0.58141
Restaurants_Existing_Wall Insulation_TRC | 0.57608
Retail_Existing_Wall Insulation_TRC | 0.58141
Schools K-12_Existing_Wall Insulation_TRC | 0.57061
Warehouse_Existing_Wall Insulation_TRC | 0.57608
Grocery_Existing_Bi-Level Lighting Control (Interior)_TRC | 206.2135
Hospitals_Existing_Bi-Level Lighting Control (Interior)_TRC | 168.3676
Grocery_New_Bi-Level Lighting Control (Interior)_TRC | 206.2135
Hospitals_New_Bi-Level Lighting Control (Interior)_TRC | 168.3676
Assembly_Existing_Interior Lighting Controls_TRC | 78.2307
College and University_Existing_Interior Lighting Controls_TRC | 36.602
Grocery_Existing_Interior Lighting Controls_TRC | 5.7337
Healthcare_Existing_Interior Lighting Controls_TRC | 19.7548
Institutional_Existing_Interior Lighting Controls_TRC | 66.7366
Lodging/Hospitality_Existing_Interior Lighting Controls_TRC | 54.373
Miscellaneous_Existing_Interior Lighting Controls_TRC | 36.602
Offices_Existing_Interior Lighting Controls_TRC | 67.9865
Restaurants_Existing_Interior Lighting Controls_TRC | 65.1606
Retail_Existing_Interior Lighting Controls_TRC | 20.9504
Warehouse_Existing_Interior Lighting Controls_TRC | 52.4709
Assembly_New_Interior Lighting Controls_TRC | 78.2307
College and University_New_Interior Lighting Controls_TRC | 36.602
Grocery_New_Interior Lighting Controls_TRC | 5.7337
Healthcare_New_Interior Lighting Controls_TRC | 19.7548
Institutional_New_Interior Lighting Controls_TRC | 66.7366
Lodging/Hospitality_New_Interior Lighting Controls_TRC | 54.373
Miscellaneous_New_Interior Lighting Controls_TRC | 36.602
Offices_New_Interior Lighting Controls_TRC | 67.9865
Restaurants_New_Interior Lighting Controls_TRC | 65.1606
Retail_New_Interior Lighting Controls_TRC | 20.9504
Warehouse_New_Interior Lighting Controls_TRC | 52.4709
Assembly_Existing_Engine Block Timer_TRC | 28.1815
College and University_Existing_Engine Block Timer_TRC | 28.1815
Grocery_Existing_Engine Block Timer_TRC | 28.1815
Healthcare_Existing_Engine Block Timer_TRC | 28.1815
Hospitals_Existing_Engine Block Timer_TRC | 28.1815
Institutional_Existing_Engine Block Timer_TRC | 28.1815
Lodging/Hospitality_Existing_Engine Block Timer_TRC | 28.1815
Miscellaneous_Existing_Engine Block Timer_TRC | 28.1815
Offices_Existing_Engine Block Timer_TRC | 28.1815
Restaurants_Existing_Engine Block Timer_TRC | 28.1815
Retail_Existing_Engine Block Timer_TRC | 28.1815
Schools K-12_Existing_Engine Block Timer_TRC | 28.1815
Warehouse_Existing_Engine Block Timer_TRC | 28.1815
Assembly_New_Engine Block Timer_TRC | 28.1815
College and University_New_Engine Block Timer_TRC | 28.1815
Grocery_New_Engine Block Timer_TRC | 28.1815
Healthcare_New_Engine Block Timer_TRC | 28.1815
Hospitals_New_Engine Block Timer_TRC | 28.1815
Institutional_New_Engine Block Timer_TRC | 28.1815
Lodging/Hospitality_New_Engine Block Timer_TRC | 28.1815
Miscellaneous_New_Engine Block Timer_TRC | 28.1815
Offices_New_Engine Block Timer_TRC | 28.1815
Restaurants_New_Engine Block Timer_TRC | 28.1815
Retail_New_Engine Block Timer_TRC | 28.1815
Schools K-12_New_Engine Block Timer_TRC | 28.1815
Warehouse_New_Engine Block Timer_TRC | 28.1815
Assembly_Existing_VSD Controlled Compressor_TRC | 1431.7274
College and University_Existing_VSD Controlled Compressor_TRC | 1431.7274
Grocery_Existing_VSD Controlled Compressor_TRC | 1431.7274
Healthcare_Existing_VSD Controlled Compressor_TRC | 1431.7274
Hospitals_Existing_VSD Controlled Compressor_TRC | 1431.7274
Institutional_Existing_VSD Controlled Compressor_TRC | 1431.7274
Lodging/Hospitality_Existing_VSD Controlled Compressor_TRC | 1431.7274
Miscellaneous_Existing_VSD Controlled Compressor_TRC | 1431.7274
Offices_Existing_VSD Controlled Compressor_TRC | 1431.7274
Restaurants_Existing_VSD Controlled Compressor_TRC | 1431.7274
Retail_Existing_VSD Controlled Compressor_TRC | 1431.7274
Schools K-12_Existing_VSD Controlled Compressor_TRC | 1431.7274
Warehouse_Existing_VSD Controlled Compressor_TRC | 1431.7274
Assembly_New_VSD Controlled Compressor_TRC | 1431.7274
College and University_New_VSD Controlled Compressor_TRC | 1431.7274
Grocery_New_VSD Controlled Compressor_TRC | 1431.7274
Healthcare_New_VSD Controlled Compressor_TRC | 1431.7274
Hospitals_New_VSD Controlled Compressor_TRC | 1431.7274
Institutional_New_VSD Controlled Compressor_TRC | 1431.7274
Lodging/Hospitality_New_VSD Controlled Compressor_TRC | 1431.7274
Miscellaneous_New_VSD Controlled Compressor_TRC | 1431.7274
Offices_New_VSD Controlled Compressor_TRC | 1431.7274
Restaurants_New_VSD Controlled Compressor_TRC | 1431.7274
Retail_New_VSD Controlled Compressor_TRC | 1431.7274
Schools K-12_New_VSD Controlled Compressor_TRC | 1431.7274
Warehouse_New_VSD Controlled Compressor_TRC | 1431.7274
Assembly_Existing_Network PC Power Management_TRC | 121.5224
College and University_Existing_Network PC Power Management_TRC | 295.8568
Grocery_Existing_Network PC Power Management_TRC | 154.766
Healthcare_Existing_Network PC Power Management_TRC | 207.3314
Hospitals_Existing_Network PC Power Management_TRC | 1671.1049
Institutional_Existing_Network PC Power Management_TRC | 200.8055
Lodging/Hospitality_Existing_Network PC Power Management_TRC | 169.5815
Miscellaneous_Existing_Network PC Power Management_TRC | 2337.552
Offices_Existing_Network PC Power Management_TRC | 142.0044
Restaurants_Existing_Network PC Power Management_TRC | 136.0511
Retail_Existing_Network PC Power Management_TRC | 68.3936
Schools K-12_Existing_Network PC Power Management_TRC | 200.5173
Warehouse_Existing_Network PC Power Management_TRC | 40.0019
Assembly_New_Network PC Power Management_TRC | 121.5224
College and University_New_Network PC Power Management_TRC | 295.8568
Grocery_New_Network PC Power Management_TRC | 154.766
Healthcare_New_Network PC Power Management_TRC | 207.3314
Hospitals_New_Network PC Power Management_TRC | 1671.1049
Institutional_New_Network PC Power Management_TRC | 200.8055
Lodging/Hospitality_New_Network PC Power Management_TRC | 169.5815
Miscellaneous_New_Network PC Power Management_TRC | 2337.552
Offices_New_Network PC Power Management_TRC | 142.0044
Restaurants_New_Network PC Power Management_TRC | 136.0511
Retail_New_Network PC Power Management_TRC | 68.3936
Schools K-12_New_Network PC Power Management_TRC | 200.5173
Warehouse_New_Network PC Power Management_TRC | 40.0019
Retail_Existing_Smart Strip Plug Outlet_TRC | 4.1258
Retail_New_Smart Strip Plug Outlet_TRC | 4.1258
Assembly_Existing_Freezer-Cooler Replacement Gaskets_TRC | 66.4574
College and University_Existing_Freezer-Cooler Replacement Gaskets_TRC | 66.4574
Grocery_Existing_Freezer-Cooler Replacement Gaskets_TRC | 66.4574
Healthcare_Existing_Freezer-Cooler Replacement Gaskets_TRC | 66.4574
Hospitals_Existing_Freezer-Cooler Replacement Gaskets_TRC | 66.4574
Institutional_Existing_Freezer-Cooler Replacement Gaskets_TRC | 66.4574
Lodging/Hospitality_Existing_Freezer-Cooler Replacement Gaskets_TRC | 66.4574
Miscellaneous_Existing_Freezer-Cooler Replacement Gaskets_TRC | 66.4574
Offices_Existing_Freezer-Cooler Replacement Gaskets_TRC | 66.4574
Restaurants_Existing_Freezer-Cooler Replacement Gaskets_TRC | 66.4574
Retail_Existing_Freezer-Cooler Replacement Gaskets_TRC | 66.4574
Schools K-12_Existing_Freezer-Cooler Replacement Gaskets_TRC | 66.4574
Warehouse_Existing_Freezer-Cooler Replacement Gaskets_TRC | 66.4574
Assembly_Existing_PSC to ECM Evaporator Fan Motor (Reach-In)_TRC | 79.1911
College and University_Existing_PSC to ECM Evaporator Fan Motor (Reach-In)_TRC | 79.1911
Grocery_Existing_PSC to ECM Evaporator Fan Motor (Reach-In)_TRC | 79.1911
Healthcare_Existing_PSC to ECM Evaporator Fan Motor (Reach-In)_TRC | 79.1911
Hospitals_Existing_PSC to ECM Evaporator Fan Motor (Reach-In)_TRC | 79.1911
Institutional_Existing_PSC to ECM Evaporator Fan Motor (Reach-In)_TRC | 79.1911
Lodging/Hospitality_Existing_PSC to ECM Evaporator Fan Motor (Reach-In)_TRC | 79.1911
Miscellaneous_Existing_PSC to ECM Evaporator Fan Motor (Reach-In)_TRC | 79.1911
Offices_Existing_PSC to ECM Evaporator Fan Motor (Reach-In)_TRC | 79.1911
Restaurants_Existing_PSC to ECM Evaporator Fan Motor (Reach-In)_TRC | 79.1911
Retail_Existing_PSC to ECM Evaporator Fan Motor (Reach-In)_TRC | 79.1911
Schools K-12_Existing_PSC to ECM Evaporator Fan Motor (Reach-In)_TRC | 79.1911
Warehouse_Existing_PSC to ECM Evaporator Fan Motor (Reach-In)_TRC | 79.1911
Assembly_New_PSC to ECM Evaporator Fan Motor (Reach-In)_TRC | 79.1911
College and University_New_PSC to ECM Evaporator Fan Motor (Reach-In)_TRC | 79.1911
Grocery_New_PSC to ECM Evaporator Fan Motor (Reach-In)_TRC | 79.1911
Healthcare_New_PSC to ECM Evaporator Fan Motor (Reach-In)_TRC | 79.1911
Hospitals_New_PSC to ECM Evaporator Fan Motor (Reach-In)_TRC | 79.1911
Institutional_New_PSC to ECM Evaporator Fan Motor (Reach-In)_TRC | 79.1911
Lodging/Hospitality_New_PSC to ECM Evaporator Fan Motor (Reach-In)_TRC | 79.1911
Miscellaneous_New_PSC to ECM Evaporator Fan Motor (Reach-In)_TRC | 79.1911
Offices_New_PSC to ECM Evaporator Fan Motor (Reach-In)_TRC | 79.1911
Restaurants_New_PSC to ECM Evaporator Fan Motor (Reach-In)_TRC | 79.1911
Retail_New_PSC to ECM Evaporator Fan Motor (Reach-In)_TRC | 79.1911
Schools K-12_New_PSC to ECM Evaporator Fan Motor (Reach-In)_TRC | 79.1911
Warehouse_New_PSC to ECM Evaporator Fan Motor (Reach-In)_TRC | 79.1911
Assembly_Existing_PSC to ECM Evaporator Fan Motor (Walk-In, Refrigerator)_TRC | 113.5221
College and University_Existing_PSC to ECM Evaporator Fan Motor (Walk-In, Refrigerator)_TRC | 113.5221
Grocery_Existing_PSC to ECM Evaporator Fan Motor (Walk-In, Refrigerator)_TRC | 113.5221
Healthcare_Existing_PSC to ECM Evaporator Fan Motor (Walk-In, Refrigerator)_TRC | 113.5221
Hospitals_Existing_PSC to ECM Evaporator Fan Motor (Walk-In, Refrigerator)_TRC | 113.5221
Institutional_Existing_PSC to ECM Evaporator Fan Motor (Walk-In, Refrigerator)_TRC | 113.5221
Lodging/Hospitality_Existing_PSC to ECM Evaporator Fan Motor (Walk-In, Refrigerator)_TRC | 113.5221
Miscellaneous_Existing_PSC to ECM Evaporator Fan Motor (Walk-In, Refrigerator)_TRC | 113.5221
Offices_Existing_PSC to ECM Evaporator Fan Motor (Walk-In, Refrigerator)_TRC | 113.5221
Restaurants_Existing_PSC to ECM Evaporator Fan Motor (Walk-In, Refrigerator)_TRC | 113.5221
Retail_Existing_PSC to ECM Evaporator Fan Motor (Walk-In, Refrigerator)_TRC | 113.5221
Schools K-12_Existing_PSC to ECM Evaporator Fan Motor (Walk-In, Refrigerator)_TRC | 113.5221
Warehouse_Existing_PSC to ECM Evaporator Fan Motor (Walk-In, Refrigerator)_TRC | 113.5221
Assembly_New_PSC to ECM Evaporator Fan Motor (Walk-In, Refrigerator)_TRC | 113.5221
College and University_New_PSC to ECM Evaporator Fan Motor (Walk-In, Refrigerator)_TRC | 113.5221
Grocery_New_PSC to ECM Evaporator Fan Motor (Walk-In, Refrigerator)_TRC | 113.5221
Healthcare_New_PSC to ECM Evaporator Fan Motor (Walk-In, Refrigerator)_TRC | 113.5221
Hospitals_New_PSC to ECM Evaporator Fan Motor (Walk-In, Refrigerator)_TRC | 113.5221
Institutional_New_PSC to ECM Evaporator Fan Motor (Walk-In, Refrigerator)_TRC | 113.5221
Lodging/Hospitality_New_PSC to ECM Evaporator Fan Motor (Walk-In, Refrigerator)_TRC | 113.5221
Miscellaneous_New_PSC to ECM Evaporator Fan Motor (Walk-In, Refrigerator)_TRC | 113.5221
Offices_New_PSC to ECM Evaporator Fan Motor (Walk-In, Refrigerator)_TRC | 113.5221
Restaurants_New_PSC to ECM Evaporator Fan Motor (Walk-In, Refrigerator)_TRC | 113.5221
Retail_New_PSC to ECM Evaporator Fan Motor (Walk-In, Refrigerator)_TRC | 113.5221
Schools K-12_New_PSC to ECM Evaporator Fan Motor (Walk-In, Refrigerator)_TRC | 113.5221
Warehouse_New_PSC to ECM Evaporator Fan Motor (Walk-In, Refrigerator)_TRC | 113.5221
Assembly_Existing_Strip Curtains for Walk-ins_TRC | 133.1017
College and University_Existing_Strip Curtains for Walk-ins_TRC | 133.1017
Grocery_Existing_Strip Curtains for Walk-ins_TRC | 133.1017
Healthcare_Existing_Strip Curtains for Walk-ins_TRC | 133.1017
Hospitals_Existing_Strip Curtains for Walk-ins_TRC | 133.1017
Institutional_Existing_Strip Curtains for Walk-ins_TRC | 133.1017
Lodging/Hospitality_Existing_Strip Curtains for Walk-ins_TRC | 133.1017
Miscellaneous_Existing_Strip Curtains for Walk-ins_TRC | 133.1017
Offices_Existing_Strip Curtains for Walk-ins_TRC | 133.1017
Restaurants_Existing_Strip Curtains for Walk-ins_TRC | 133.1017
Retail_Existing_Strip Curtains for Walk-ins_TRC | 133.1017
Schools K-12_Existing_Strip Curtains for Walk-ins_TRC | 133.1017
Warehouse_Existing_Strip Curtains for Walk-ins_TRC | 133.1017
Assembly_New_Strip Curtains for Walk-ins_TRC | 133.1017
College and University_New_Strip Curtains for Walk-ins_TRC | 133.1017
Grocery_New_Strip Curtains for Walk-ins_TRC | 133.1017
Healthcare_New_Strip Curtains for Walk-ins_TRC | 133.1017
Hospitals_New_Strip Curtains for Walk-ins_TRC | 133.1017
Institutional_New_Strip Curtains for Walk-ins_TRC | 133.1017
Lodging/Hospitality_New_Strip Curtains for Walk-ins_TRC | 133.1017
Miscellaneous_New_Strip Curtains for Walk-ins_TRC | 133.1017
Offices_New_Strip Curtains for Walk-ins_TRC | 133.1017
Restaurants_New_Strip Curtains for Walk-ins_TRC | 133.1017
Retail_New_Strip Curtains for Walk-ins_TRC | 133.1017
Schools K-12_New_Strip Curtains for Walk-ins_TRC | 133.1017
Warehouse_New_Strip Curtains for Walk-ins_TRC | 133.1017
Assembly_Existing_Demand Controlled Ventilation_TRC | 591.937
Grocery_Existing_Demand Controlled Ventilation_TRC | 1087.5036
Lodging/Hospitality_Existing_Demand Controlled Ventilation_TRC | 40.4339
Miscellaneous_Existing_Demand Controlled Ventilation_TRC | 315.1989
Offices_Existing_Demand Controlled Ventilation_TRC | 93.5496
Restaurants_Existing_Demand Controlled Ventilation_TRC | 1055.2781
Retail_Existing_Demand Controlled Ventilation_TRC | 504.9877
Warehouse_Existing_Demand Controlled Ventilation_TRC | 1130.6074
Assembly_New_Demand Controlled Ventilation_TRC | 591.937
Grocery_New_Demand Controlled Ventilation_TRC | 1087.5036
Lodging/Hospitality_New_Demand Controlled Ventilation_TRC | 40.4339
Miscellaneous_New_Demand Controlled Ventilation_TRC | 315.1989
Offices_New_Demand Controlled Ventilation_TRC | 93.5496
Restaurants_New_Demand Controlled Ventilation_TRC | 1055.2781
Retail_New_Demand Controlled Ventilation_TRC | 504.9877
Warehouse_New_Demand Controlled Ventilation_TRC | 1130.6074
Grocery_Existing_ENERGY STAR certified buildings program_TRC | 2485.7479
Healthcare_Existing_ENERGY STAR certified buildings program_TRC | 28726.6642
Hospitals_Existing_ENERGY STAR certified buildings program_TRC | 299327.3215
Institutional_Existing_ENERGY STAR certified buildings program_TRC | 27817.7869
Lodging/Hospitality_Existing_ENERGY STAR certified buildings program_TRC | 57427.3232
Miscellaneous_Existing_ENERGY STAR certified buildings program_TRC | 452363.3988
Offices_Existing_ENERGY STAR certified buildings program_TRC | 22618.2571
Restaurants_Existing_ENERGY STAR certified buildings program_TRC | 2939.0178
Retail_Existing_ENERGY STAR certified buildings program_TRC | 20195.1829
Grocery_New_ENERGY STAR certified buildings program_TRC | 2485.7479
Healthcare_New_ENERGY STAR certified buildings program_TRC | 28726.6642
Hospitals_New_ENERGY STAR certified buildings program_TRC | 299327.3215
Institutional_New_ENERGY STAR certified buildings program_TRC | 27817.7869
Lodging/Hospitality_New_ENERGY STAR certified buildings program_TRC | 57427.3232
Miscellaneous_New_ENERGY STAR certified buildings program_TRC | 452363.3988
Offices_New_ENERGY STAR certified buildings program_TRC | 22618.2571
Restaurants_New_ENERGY STAR certified buildings program_TRC | 2939.0178
Retail_New_ENERGY STAR certified buildings program_TRC | 20195.1829
Assembly_Existing_Retro-Commissioning_TRC | 2013.5547
College and University_Existing_Retro-Commissioning_TRC | 283.4163
Schools K-12_Existing_Retro-Commissioning_TRC | 194.3128
Warehouse_Existing_Retro-Commissioning_TRC | 3286.9633
Assembly_New_Retro-Commissioning_TRC | 2013.5547
College and University_New_Retro-Commissioning_TRC | 283.4163
Schools K-12_New_Retro-Commissioning_TRC | 194.3128
Warehouse_New_Retro-Commissioning_TRC | 3286.9633
Construction_Existing_Process Heat Improved Controls_RIM | 6510.1794
Electrical and Electronic Equip._Existing_Process Heat Improved Controls_RIM | 806.8165
Lumber/Furniture/Pulp/Paper_Existing_Process Heat Improved Controls_RIM | 1430.6541
Lumber/Furniture/Pulp/Paper_Existing_Process Refrig Controls_RIM | 1600.6527
Lumber/Furniture/Pulp/Paper_Existing_Lighting Controls_RIM | 968.6478
Metal Products and Machinery_Existing_Process Heat Improved Controls_RIM | 1741.5614
Metal Products and Machinery_Existing_Process Refrig Controls_RIM | 1084.3829
Metal Products and Machinery_Existing_Lighting Controls_RIM | 137.5531
Miscellaneous Manufacturing_Existing_Process Heat Improved Controls_RIM | 899.3833
Primary Resources Industries_Existing_Process Other Systems Optimization_RIM | 74.8084
Primary Resources Industries_Existing_Process Heat Improved Controls_RIM | 2645.3392
Stone/Clay/Glass/Concrete_Existing_Process Heat Improved Controls_RIM | 428.267
Textiles and Leather_Existing_Process Heat System Optimization_RIM | 804.9261
Textiles and Leather_Existing_Building Envelope Improvements_RIM | 2105.4676
Transportation Equipment_Existing_Process Heat Improved Controls_RIM | 2071.1817
Water and Wastewater_Existing_Process Heat Improved Controls_RIM | 15190.4188
Chemicals and Plastics_Existing_Process Heat System Optimization_TRC | 11057.6047
Chemicals and Plastics_Existing_Process Heat Improved Controls_TRC | 5770.2978
Chemicals and Plastics_Existing_Process Heat Equipment Upgrade_TRC | 28716.7132
Chemicals and Plastics_Existing_Process Refrig Controls_TRC | 2675.8481
Chemicals and Plastics_Existing_Process Refrig Equipment Upgrade_TRC | 1218.3635
Chemicals and Plastics_Existing_Pump Equipment Upgrade_TRC | 6566.88
Chemicals and Plastics_Existing_Motor Equipment Upgrades_TRC | 5491.9182
Chemicals and Plastics_Existing_Fan Equipment Upgrades_TRC | 1616.8437
Chemicals and Plastics_Existing_Efficient Lighting - Other Interior Lighting_TRC | 105904.8857
Chemicals and Plastics_Existing_Efficient Lighting - High Bay_TRC | 12650.989
Chemicals and Plastics_Existing_Compressed Air Controls_TRC | 5857.7743
Construction_Existing_Process Heat System Optimization_TRC | 788.1692
Construction_Existing_Process Heat Improved Controls_TRC | 6510.1794
Construction_Existing_Process Refrig Equipment Upgrade_TRC | 1253.9419
Construction_Existing_Motor Optimization_TRC | 3486.0728
Construction_Existing_Motor Equipment Upgrades_TRC | 169.41
Construction_Existing_Fan Equipment Upgrades_TRC | 361.7525
Construction_Existing_Efficient Lighting - Other Interior Lighting_TRC | 12685.1056
Construction_Existing_Efficient Lighting - High Bay_TRC | 2867.1887
Construction_Existing_HVAC Recommissioning_TRC | 29319.739
Electrical and Electronic Equip._Existing_Process Heat Improved Controls_TRC | 3333.6681
Electrical and Electronic Equip._Existing_Process Refrig Controls_TRC | 5473.4138
Electrical and Electronic Equip._Existing_Motor Equipment Upgrades_TRC | 130.9201
Electrical and Electronic Equip._Existing_Efficient Lighting - Other Interior Lighting_TRC | 27693.8529
Electrical and Electronic Equip._Existing_Efficient Lighting - High Bay_TRC | 3439.651
Electrical and Electronic Equip._Existing_Building Envelope Improvements_TRC | 257.2735
Lumber/Furniture/Pulp/Paper_Existing_Process Heat System Optimization_TRC | 292.039
Lumber/Furniture/Pulp/Paper_Existing_Process Heat Improved Controls_TRC | 1430.6541
Lumber/Furniture/Pulp/Paper_Existing_Process Refrig Controls_TRC | 6062.2639
Lumber/Furniture/Pulp/Paper_Existing_Process Refrig Equipment Upgrade_TRC | 340.6791
Lumber/Furniture/Pulp/Paper_Existing_Pump System Optimization_TRC | 58046.4007
Lumber/Furniture/Pulp/Paper_Existing_Pump Equipment Upgrade_TRC | 18539.0785
Lumber/Furniture/Pulp/Paper_Existing_Fan Equipment Upgrades_TRC | 8143.5046
Lumber/Furniture/Pulp/Paper_Existing_Lighting Controls_TRC | 968.6478
Lumber/Furniture/Pulp/Paper_Existing_Efficient Lighting - Other Interior Lighting_TRC | 45417.7952
Lumber/Furniture/Pulp/Paper_Existing_Efficient Lighting - High Bay_TRC | 9646.2366
Lumber/Furniture/Pulp/Paper_Existing_Lighting Controls - Exterior_TRC | 101.5062
Metal Products and Machinery_Existing_Process Other Systems Optimization_TRC | 3635.8148
Metal Products and Machinery_Existing_Process Heat System Optimization_TRC | 143.4129
Metal Products and Machinery_Existing_Process Heat Improved Controls_TRC | 1741.5614
Metal Products and Machinery_Existing_Process Refrig Controls_TRC | 1084.3829
Metal Products and Machinery_Existing_Process Refrig Equipment Upgrade_TRC | 638.8231
Metal Products and Machinery_Existing_Motor Equipment Upgrades_TRC | 377.9485
Metal Products and Machinery_Existing_Lighting Controls_TRC | 137.5531
Metal Products and Machinery_Existing_Efficient Lighting - Other Interior Lighting_TRC | 46639.0998
Metal Products and Machinery_Existing_Efficient Lighting - High Bay_TRC | 17283.7778
Metal Products and Machinery_Existing_Lighting Controls - Exterior_TRC | 18.154
Miscellaneous Manufacturing_Existing_Process Heat Improved Controls_TRC | 3793.7166
Miscellaneous Manufacturing_Existing_Process Refrig System Optimization_TRC | 6003.198
Miscellaneous Manufacturing_Existing_Process Refrig Controls_TRC | 5429.148
Miscellaneous Manufacturing_Existing_Process Refrig Equipment Upgrade_TRC | 200.2221
Miscellaneous Manufacturing_Existing_Motor Optimization_TRC | 4064.3494
Miscellaneous Manufacturing_Existing_Motor Equipment Upgrades_TRC | 535.3514
Miscellaneous Manufacturing_Existing_Fan Equipment Upgrades_TRC | 147.3874
Miscellaneous Manufacturing_Existing_Efficient Lighting - Other Interior Lighting_TRC | 21350.7209
Miscellaneous Manufacturing_Existing_Efficient Lighting - High Bay_TRC | 7339.6708
Miscellaneous Manufacturing_Existing_HVAC Equipment Upgrades_TRC | 48908.4372
Primary Resources Industries_Existing_Process Other Systems Optimization_TRC | 74.8084
Primary Resources Industries_Existing_Process Heat System Optimization_TRC | 108.9225
Primary Resources Industries_Existing_Process Heat Improved Controls_TRC | 2645.3392
Primary Resources Industries_Existing_Process Refrig Controls_TRC | 790.4872
Primary Resources Industries_Existing_Motor Equipment Upgrades_TRC | 40.5062
Primary Resources Industries_Existing_Efficient Lighting - Other Interior Lighting_TRC | 4955.215
Primary Resources Industries_Existing_Efficient Lighting - High Bay_TRC | 2401.1452
Primary Resources Industries_Existing_HVAC Equipment Upgrades_TRC | 971.2564
Stone/Clay/Glass/Concrete_Existing_Process Heat System Optimization_TRC | 176.4278
Stone/Clay/Glass/Concrete_Existing_Process Heat Improved Controls_TRC | 1806.4863
Stone/Clay/Glass/Concrete_Existing_Process Heat Equipment Upgrade_TRC | 7870.075
Stone/Clay/Glass/Concrete_Existing_Process Refrig Controls_TRC | 864.5328
Stone/Clay/Glass/Concrete_Existing_Process Refrig Equipment Upgrade_TRC | 209.0683
Stone/Clay/Glass/Concrete_Existing_Pump Equipment Upgrade_TRC | 145.3688
Stone/Clay/Glass/Concrete_Existing_Fan Equipment Upgrades_TRC | 67.4052
Stone/Clay/Glass/Concrete_Existing_Efficient Lighting - Other Interior Lighting_TRC | 3408.1826
Stone/Clay/Glass/Concrete_Existing_Efficient Lighting - High Bay_TRC | 703.5077
Stone/Clay/Glass/Concrete_Existing_Compressed Air Equipment_TRC | 312.1198
Textiles and Leather_Existing_Process Heat System Optimization_TRC | 3413.8059
Textiles and Leather_Existing_Process Refrig Controls_TRC | 2866.1821
Textiles and Leather_Existing_Process Refrig Equipment Upgrade_TRC | 94.9162
Textiles and Leather_Existing_Motor Optimization_TRC | 588559.5701
Textiles and Leather_Existing_Efficient Lighting - Other Interior Lighting_TRC | 48354.236
Textiles and Leather_Existing_Efficient Lighting - High Bay_TRC | 5397.5767
Textiles and Leather_Existing_Building Envelope Improvements_TRC | 2658.2707
Transportation Equipment_Existing_Process Heat Improved Controls_TRC | 2071.1817
Transportation Equipment_Existing_Process Refrig Controls_TRC | 10581.8174
Transportation Equipment_Existing_Pump Equipment Upgrade_TRC | 2799.0697
Transportation Equipment_Existing_Fan Equipment Upgrades_TRC | 988.8899
Transportation Equipment_Existing_Efficient Lighting - Other Interior Lighting_TRC | 150057.3467
Transportation Equipment_Existing_Efficient Lighting - High Bay_TRC | 16535.9172
Transportation Equipment_Existing_HVAC Recommissioning_TRC | 95990.4764
Water and Wastewater_Existing_Process Heat System Optimization_TRC | 1839.0615
Water and Wastewater_Existing_Process Heat Improved Controls_TRC | 15190.4188
Water and Wastewater_Existing_Process Refrig Equipment Upgrade_TRC | 2925.8643
Water and Wastewater_Existing_Motor Optimization_TRC | 8134.1699
Water and Wastewater_Existing_Motor Equipment Upgrades_TRC | 395.2899
Water and Wastewater_Existing_Fan Equipment Upgrades_TRC | 844.0891
Water and Wastewater_Existing_Efficient Lighting - Other Interior Lighting_TRC | 29598.5796
Water and Wastewater_Existing_Efficient Lighting - High Bay_TRC | 6690.107
Water and Wastewater_Existing_HVAC Recommissioning_TRC | 68412.7244
Other_Existing_Motor Optimization_TRC | 131086.7224
Other_Existing_Motor Equipment Upgrades_TRC | 6370.3196
Other_Existing_Fan Equipment Upgrades_TRC | 13602.971
Other_Existing_Efficient Lighting - Other Interior Lighting_TRC | 750671.8895
Other_Existing_Efficient Lighting - High Bay_TRC | 169672.8468
Other_Existing_HVAC Recommissioning_TRC | 1973566.2385

## TPS Program Categories (hidden)
Program Categories: |  |  | 1 | 2 | 3 | 4 | 5 | 6 | 7 | 8 | 9 | 10 | 11 | 12 | 13 | Residential Measure | EndUse | Program | Commercial Measures | EndUse | Program | Industrial Measures | EndUse | Program
Sector | End-Use | Program | Programs by End Use | FPL | DEF | OUC | FPUC | JEA | Gulf | TECO | GA Power | Duke (NC) |  |  | Recommended Values ($/kWh): | 14 SEER ASHP from base electric resistance heating | Space Heating | Res HVAC | Retro-Commissioning | Refrigeration | Com Refrigeration | Process Other Systems Optimization | Process Specific | Ind Custom
Res | Appliances | Products | 1: Res Products; 10: 0.118; 13: 0.11544 | 15 SEER Air Source Heat Pump | Space Heating | Res HVAC | ENERGY STAR certified buildings program | Refrigeration | Com Refrigeration | Plant Energy Management | Multiple End Uses | Ind Custom
| Cooking | Products | 1: Res Water Heating; 9: 0.11288; 13: 0.15244 | 15 SEER Central AC | Space Cooling | Res HVAC | Strip Curtains for Walk-ins | Refrigeration | Com Refrigeration | Process Heat System Optimization | Process Heating | Ind Custom
| Electronics | Products | 1: Res Lighting; 9: 0.059184; 10: 0.043; 13: 0.051092 | 16 SEER Air Source Heat Pump | Space Heating | Res HVAC | Refrigerated Display Case Lighting Controls | Refrigeration | Com Refrigeration | Process Heat Improved Controls | Process Heating | Ind Custom
| Miscellaneous | Products | Res HVAC | 0.34671 |  | 0.44653 | 0.094182 | 0.083 |  | 0.11097 | 0.11288 | 0.192 |  |  | 0.19804 | 16 SEER Central AC | Space Cooling | Res HVAC | PSC to ECM Evaporator Fan Motor (Walk-In, Refrigerator) | Refrigeration | Com Refrigeration | Process Refrig System Optimization | Process Cooling | Ind Custom
| Domestic Hot Water | Water Heating | 1: Com Products; 13: 0.022245 | 17 SEER Air Source Heat Pump | Space Heating | Res HVAC | PSC to ECM Evaporator Fan Motor (Reach-In) | Refrigeration | Com Refrigeration | Process Refrig Controls | Process Cooling | Ind Custom
| Lighting | Lighting | 1: Com Water Heating; 13: 0.022245 | 17 SEER Central AC | Space Cooling | Res HVAC | Night Covers for Display Cases | Refrigeration | Com Refrigeration | Process Refrig Equipment Upgrade | Process Cooling | Ind Custom
| Space Cooling | HVAC | 1: Com Lighting; 2: 0.0384; 8: 0.0016225; 13: 0.022245 | 18 SEER Air Source Heat Pump | Space Heating | Res HVAC | High R-Value Glass Doors | Refrigeration | Com Refrigeration | Pump System Optimization | Motors Pumps | Ind Custom
| Space Heating | HVAC | 1: Com Custom; 2: 0.033935; 6: 0.037; 9: 0.036334; 10: 0.03; 13: 0.034317 | 18 SEER Central AC | Space Cooling | Res HVAC | High Efficiency Refrigeration Compressor | Refrigeration | Com Refrigeration | Pump Improved Controls | Motors Pumps | Ind Custom
|  |  | 1: Com Refrigeration; 13: 0.022245 | 21 SEER Air Source Heat Pump | Space Heating | Res HVAC | Freezer-Cooler Replacement Gaskets | Refrigeration | Com Refrigeration | Motor Optimization | Motors Pumps | Ind Custom
Com | Cooking | Products | 1: Com HVAC; 2: 0.54602; 4: 0.019156; 5: 0.097551; 8: 0.015502; 13: 0.04407 | 21 SEER ASHP from base electric resistance heating | Space Heating | Res HVAC | Floating Head Pressure Controls | Refrigeration | Com Refrigeration | Motor Improved Controls | Motors Pumps | Ind Custom
| Office Equipment | Products | 1: Ind Custom; 2: 0.033935; 6: 0.037; 10: 0.03; 13: 0.034317 | 21 SEER Central AC | Space Cooling | Res HVAC | Demand Defrost | Refrigeration | Com Refrigeration | Pump Equipment Upgrade | Motors Pumps | Ind Custom
| Domestic Hot Water | Water Heating | 1: Ind Lighting; 2: 0.0384; 13: 0.022245 | Air Sealing-Infiltration Control | Space Heating | Res HVAC | Automatic Door Closer for Walk-in Coolers and Freezers | Refrigeration | Com Refrigeration | Motor Equipment Upgrades | Motors Pumps | Ind Custom
| Exterior Lighting | Lighting | 1: Ind HVAC; 2: 0.54602; 4: 0.019156; 5: 0.097551; 13: 0.04407 | Ceiling Insulation(R12 to R38) | Space Heating | Res HVAC | Anti-Sweat Controls | Refrigeration | Com Refrigeration | Fan Improved Controls | Motors Fans Blowers | Ind Custom
| Interior Lighting | Lighting | 1: C&I Prescriptive; 6: 0.009; 9: 0.025735; 10: 0.032 | Ceiling Insulation(R19 to R38) | Space Heating | Res HVAC | Energy Star Vending Machine | Refrigeration | Com Refrigeration | Fan Equipment Upgrades | Motors Fans Blowers | Ind Custom
| Miscellaneous | Custom | 1: Refrigerator Recycling; 9: 0.24345; 10: 0.23; 13: 0.23673 | Ceiling Insulation(R2 to R38) | Space Heating | Res HVAC | Energy Star Ice Maker | Refrigeration | Com Refrigeration | Lighting Controls | Industrial Lighting | Ind Lighting
| Refrigeration | Refrigeration | [13 empty] | Ceiling Insulation(R30 to R38) | Space Heating | Res HVAC | Outdoor Lighting Controls | Exterior Lighting | Com Lighting | Efficient Lighting - Other Interior Lighting | Industrial Lighting | Ind Lighting
| Space Cooling | HVAC | 1: *******; 13: $/kW | Central AC Tune Up | Space Cooling | Res HVAC | Bi-Level Lighting Control (Exterior) | Exterior Lighting | Com Lighting | Efficient Lighting - High Bay | Industrial Lighting | Ind Lighting
| Space Heating | HVAC | 1: Thermal Storage Energy; 3: 1; 4: kWh; 5: 0.04407; 13: 129.9382 | CFL - 15W Flood (Exterior) | Lighting | Res Lighting | LED Traffic and Crosswalk Lighting | Exterior Lighting | Com Lighting | HVAC Recommissioning | HVAC | Ind HVAC
| Ventilation and Circulation | HVAC | 1: (Based on kW savings); 3: 0.00033916; 4: kW | Drain Water Heat Recovery | Domestic Hot Water | Res Water Heating | LED Street Lights | Exterior Lighting | Com Lighting | HVAC Improved Controls | HVAC | Ind HVAC
[16 empty] | Duct Insulation | Space Heating | Res HVAC | Energy Star Steamer | Cooking | Com Products | Building Envelope Improvements | HVAC | Ind HVAC
Ind | Compressed Air | Custom | 1: average CF value for Chiller; 2: 0.00033916 | Duct Repair | Space Heating | Res HVAC | LED Exterior Lighting | Exterior Lighting | Com Lighting | HVAC Equipment Upgrades | HVAC | Ind HVAC
| Motors | Custom | 1: Air Cooled; 2: 0.00028461 | Energy Star Air Purifier | Electronics | Res Products | LED - 9W Flood | Exterior Lighting | Com Lighting | Lighting Controls - Exterior | Exterior Lighting | Ind Lighting
| Process | Custom | 1: Water Cooled; 2: 0.00039371 | Energy Star Audio-Video Equipment | Electronics | Res Products | CFL - 15W Flood | Exterior Lighting | Com Lighting | Efficient Lighting - Exterior | Exterior Lighting | Ind Lighting
| Other | Custom | [13 empty] | Energy Star Bathroom Ventilating Fan | Miscellaneous | Res Products | Interior Lighting Controls | Interior Lighting | Com Lighting | Compressed Air System Optimization | Compressed Air | Ind Custom
| Exterior Lighting | Lighting | [13 empty] | Energy Star Ceiling Fan | Miscellaneous | Res Products | Bi-Level Lighting Control (Interior) | Interior Lighting | Com Lighting | Compressed Air Controls | Compressed Air | Ind Custom
| Industrial Lighting | Lighting | [13 empty] | ENERGY STAR Certified Home | Miscellaneous | Res Products | Facility Energy Management System | Interior Lighting | Com Lighting | Compressed Air Equipment | Compressed Air | Ind Custom
| HVAC | HVAC | [13 empty] | Energy Star Certified Roof Products | Space Heating | Res HVAC | LED Display Lighting (Interior) | Interior Lighting | Com Lighting | Process Heat Equipment Upgrade | Process Heating | Ind Custom
[16 empty] | Energy Star Clothes Dryer | Appliances | Res Products | LED - 14W | Interior Lighting | Com Lighting | Fan System Optimization | Motors Fans Blowers | Ind Custom
[16 empty] | Energy Star Clothes Washer | Appliances | Res Products | CFL-23W | Interior Lighting | Com Lighting | Process Other Equipment Upgrades | Process Specific | Ind Custom
[16 empty] | Energy Star Dehumidifier | Miscellaneous | Res Products | Smart Strip Plug Outlet | Office Equipment | Com Products
[16 empty] | Energy Star Dishwasher | Appliances | Res Products | Network PC Power Management | Office Equipment | Com Products
[16 empty] | Energy Star Door | Space Heating | Res HVAC | Server Virtualization | Office Equipment | Com Products
[16 empty] | Energy Star Freezer | Appliances | Res Products | Energy Star Servers | Office Equipment | Com Products
[16 empty] | Energy Star Imaging Equipment | Electronics | Res Products | High Efficiency Data Center Cooling | Office Equipment | Com Products
[16 empty] | Energy Star Personal Computer | Electronics | Res Products | Window Sun Protection | Space Cooling | Com HVAC
[16 empty] | Energy Star Refrigerator | Appliances | Res Products | Waterside Economizer | Space Cooling | Com HVAC
[16 empty] | Energy Star Room AC | Space Cooling | Res HVAC | Smart Thermostat | Space Cooling | Com HVAC
[16 empty] | Energy Star TV | Electronics | Res Products | Roof Insulation | Space Cooling | Com HVAC
[16 empty] | Energy Star Windows | Space Heating | Res HVAC | Low U-Value Windows | Space Cooling | Com HVAC
[16 empty] | Exterior Lighting Controls | Lighting | Res Lighting | HVAC tune-up_RTU | Space Cooling | Com HVAC
[16 empty] | Faucet Aerator | Domestic Hot Water | Res Water Heating | HVAC tune-up | Space Cooling | Com HVAC
[16 empty] | Floor Insulation | Space Heating | Res HVAC | Green Roof | Space Cooling | Com HVAC
[16 empty] | Green Roof | Space Heating | Res HVAC | Facility Commissioning | Space Cooling | Com HVAC
[16 empty] | Ground Source Heat Pump | Space Heating | Res HVAC | Energy Recovery Ventilation System (ERV) | Space Cooling | Com HVAC
[16 empty] | Heat Pump Clothes Dryer | Appliances | Res Products | Duct Sealing Repair | Space Cooling | Com HVAC
[16 empty] | Heat Pump Pool Heater | Miscellaneous | Res Products | Dedicated Outdoor Air System on VRF unit | Space Cooling | Com HVAC
[16 empty] | Heat Pump Tune Up | Space Heating | Res HVAC | Cool Roof | Space Cooling | Com HVAC
[16 empty] | Heat Pump Water Heater | Domestic Hot Water | Res Water Heating | Chilled Water System - Variable Speed Drives | Space Cooling | Com HVAC
[16 empty] | Heat Trap | Domestic Hot Water | Res Water Heating | Chilled Water Controls Optimization | Space Cooling | Com HVAC
[16 empty] | High Efficiency Convection Oven | Cooking | Res Products | Ceiling Insulation(R2 to R38) | Space Cooling | Com HVAC
[16 empty] | High Efficiency Induction Cooktop | Cooking | Res Products | Ceiling Insulation(R12 to R38) | Space Cooling | Com HVAC
[16 empty] | Home Energy Management System | Space Heating | Res HVAC | Airside Economizer | Space Cooling | Com HVAC
[16 empty] | Hot Water Pipe Insulation | Domestic Hot Water | Res Water Heating | Wall Insulation | Space Cooling | Com HVAC
[16 empty] | HVAC ECM Motor | Space Heating | Res HVAC | Programmable Thermostat | Space Cooling | Com HVAC
[16 empty] | Instantaneous Hot Water System | Domestic Hot Water | Res Water Heating | Floor Insulation | Space Cooling | Com HVAC
[16 empty] | Interior Lighting Controls | Lighting | Res Lighting | Duct Insulation | Space Cooling | Com HVAC
[16 empty] | LED - 14W | Lighting | Res Lighting | Ceiling Insulation(R19 to R38) | Space Cooling | Com HVAC
[16 empty] | LED - 9W Flood | Lighting | Res Lighting | Geothermal Heat Pump | Space Cooling | Com HVAC
[16 empty] | LED - 9W Flood (Exterior) | Lighting | Res Lighting | Variable Refrigerant Flow (VRF) HVAC Systems | Space Cooling | Com HVAC
[16 empty] | LED Specialty Lamps-5W Chandelier | Lighting | Res Lighting | High Efficiency PTHP | Space Cooling | Com HVAC
[16 empty] | Linear LED | Lighting | Res Lighting | High Efficiency PTAC | Space Cooling | Com HVAC
[16 empty] | Low Flow Showerhead | Domestic Hot Water | Res Water Heating | Water Cooled Refrigeration Heat Recovery | Space Heating | Com HVAC
[16 empty] | Low Wattage T8 Fixture | Lighting | Res Lighting | Warehouse Loading Dock Seals | Space Heating | Com HVAC
[16 empty] | Programmable Thermostat | Space Heating | Res HVAC | Infiltration Reduction - Air Sealing | Space Heating | Com HVAC
[16 empty] | Radiant Barrier | Space Heating | Res HVAC | ECM Motors on Furnaces | Space Heating | Com HVAC
[16 empty] | Removal of 2nd Refrigerator-Freezer | Appliances | Refrigerator Recycling | Destratification Fans | Space Heating | Com HVAC
[16 empty] | Sealed crawlspace | Space Heating | Res HVAC | Air Curtains | Space Heating | Com HVAC
[16 empty] | Smart Power Strip | Electronics | Res Products | Hotel Card Energy Control Systems | Space Heating | Com HVAC
[16 empty] | Smart Thermostat | Space Heating | Res HVAC | Ceiling Insulation(R30 to R38) | Space Heating | Com HVAC
[16 empty] | Solar Attic Fan | Space Cooling | Res HVAC | Energy Star Refrigerator | Refrigeration | Com Refrigeration
[16 empty] | Solar Pool Heater | Miscellaneous | Res Products | VSD Controlled Compressor | Miscellaneous | Com Custom
[16 empty] | Solar Powered Pool Pumps | Miscellaneous | Res Products | Regenerative Drive Elevator Motor | Miscellaneous | Com Custom
[16 empty] | Solar Water Heater | Domestic Hot Water | Res Water Heating | Engine Block Timer | Miscellaneous | Com Custom
[16 empty] | Spray Foam Insulation(Base R12) | Space Heating | Res HVAC | Efficient Motor Belts | Miscellaneous | Com Custom
[16 empty] | Spray Foam Insulation(Base R19) | Space Heating | Res HVAC | Variable Speed Pool Pump | Miscellaneous | Com Custom
[16 empty] | Spray Foam Insulation(Base R2) | Space Heating | Res HVAC | Solar Powered Pool Pump | Miscellaneous | Com Custom
[16 empty] | Spray Foam Insulation(Base R30) | Space Heating | Res HVAC | Solar Pool Heater | Miscellaneous | Com Custom
[16 empty] | Storm Door | Space Heating | Res HVAC | Heat Pump Pool Heater | Miscellaneous | Com Custom
[16 empty] | Thermostatic Shower Restriction Valve | Domestic Hot Water | Res Water Heating | High Efficiency DX 135k- less than 240k BTU | Space Heating | Com HVAC
[16 empty] | Two Speed Pool Pump | Miscellaneous | Res Products | Premium T8 - Lamp Replacement | Interior Lighting | Com Lighting
[16 empty] | Variable Refrigerant Flow (VRF) HVAC Systems | Space Cooling | Res HVAC | Premium T8 - Fixture Replacement | Interior Lighting | Com Lighting
[16 empty] | Variable Speed Pool Pump | Miscellaneous | Res Products | LED Linear - Lamp Replacement | Interior Lighting | Com Lighting
[16 empty] | Wall Insulation | Space Heating | Res HVAC | LED Linear - Fixture Replacement | Interior Lighting | Com Lighting
[16 empty] | Water Heater Blanket | Domestic Hot Water | Res Water Heating | Energy Star Commercial Oven | Cooking | Com Products
[16 empty] | Water Heater Thermostat Setback | Domestic Hot Water | Res Water Heating | ENERGY STAR Water Cooler | Miscellaneous | Com Custom
[16 empty] | Water Heater Timeclock | Domestic Hot Water | Res Water Heating | ENERGY STAR Commercial Clothes Washer | Miscellaneous | Com Custom
[16 empty] | Window Sun Protection | Space Cooling | Res HVAC | Efficient Battery Charger | Miscellaneous | Com Custom
[16 empty] | CFL - 15W Flood | Lighting | Res Lighting | Energy Star Uninterruptable Power Supply | Office Equipment | Com Products
[16 empty] | CFL-13W | Lighting | Res Lighting | VAV System | Ventilation and Circulation | Com HVAC
[16 empty] | CFL-23W | Lighting | Res Lighting | Demand Controlled Ventilation | Ventilation and Circulation | Com HVAC
[16 empty] | LED - 9W | Lighting | Res Lighting | CO Sensors for Parking Garage Exhaust | Ventilation and Circulation | Com HVAC
[19 empty] | High Speed Fans | Ventilation and Circulation | Com HVAC
[19 empty] | 10HP Open Drip-Proof(ODP) Motor | Ventilation and Circulation | Com HVAC
[19 empty] | High Bay LED | Interior Lighting | Com Lighting
[19 empty] | High Bay Fluorescent (T5) | Interior Lighting | Com Lighting
[19 empty] | Energy Star Fryer | Cooking | Com Products
[19 empty] | LED Parking Lighting | Exterior Lighting | Com Lighting
[19 empty] | High Efficiency HID Lighting | Exterior Lighting | Com Lighting
[19 empty] | LED Display Lighting (Exterior) | Exterior Lighting | Com Lighting
[19 empty] | ENERGY STAR Imaging Equipment | Office Equipment | Com Products
[19 empty] | High Efficiency Chiller (Air Cooled, 50 tons) | Space Cooling | Com HVAC
[19 empty] | High Efficiency Chiller (Water cooled-positive displacement, 100 tons) | Space Cooling | Com HVAC
[19 empty] | High Efficiency Chiller (Water cooled-centrifugal, 200 tons) | Space Cooling | Com HVAC
[19 empty] | Refrigerated Display Case LED Lighting | Refrigeration | Com Refrigeration
[19 empty] | Energy Star Commercial Solid Door Refrigerator | Refrigeration | Com Refrigeration
[19 empty] | Energy Star Commercial Solid Door Freezer | Refrigeration | Com Refrigeration
[19 empty] | Energy Star Commercial Glass Door Refrigerator | Refrigeration | Com Refrigeration
[19 empty] | Energy Star Commercial Glass Door Freezer | Refrigeration | Com Refrigeration
[19 empty] | Induction Cooktops | Cooking | Com Products
[19 empty] | Efficient Exhaust Hood | Cooking | Com Products
[19 empty] | Energy Star Hot Food Holding Cabinet | Cooking | Com Products
[19 empty] | Energy Star Griddle | Cooking | Com Products
[19 empty] | Energy Star PCs | Office Equipment | Com Products
[19 empty] | Thermostatic Shower Restriction Valve | Domestic Hot Water | Com Water Heating
[19 empty] | Tank Wrap on Water Heater | Domestic Hot Water | Com Water Heating
[19 empty] | Low-Flow Pre-Rinse Sprayers | Domestic Hot Water | Com Water Heating
[19 empty] | Low Flow Shower Head | Domestic Hot Water | Com Water Heating
[19 empty] | Hot Water Pipe Insulation | Domestic Hot Water | Com Water Heating
[19 empty] | Hot Water Circulation Pump Control | Domestic Hot Water | Com Water Heating
[19 empty] | Faucet Aerator | Domestic Hot Water | Com Water Heating
[19 empty] | Drain Water Heat Recovery | Domestic Hot Water | Com Water Heating
[19 empty] | Solar Water Heater | Domestic Hot Water | Com Water Heating
[19 empty] | Heat Pump Water Heater | Domestic Hot Water | Com Water Heating
[19 empty] | Energy Star Commercial Dishwasher | Domestic Hot Water | Com Water Heating
[19 empty] | Instantaneous Hot Water System | Domestic Hot Water | Com Water Heating
[19 empty] | Two Speed Pool Pump | Miscellaneous | Com Custom
[19 empty] | Thermal Energy Storage | Space Cooling | Com HVAC