## Sheet1
Measure Type | Name | Sector | Vintage | Segment | Savings UEC (kWh) | Energy Savings % | Full Measure Life (yrs) | Summer Peak Savings (Kw) | Winter Peak Savings (Kw) | Incremental Cost per Measure ($) | Total Net Bill Reductions (Lost Revenue) | TRC Benefits | TRC Costs | Tech CE Ratio (TRC) | PCT Benefits | PCT Costs | PCT Ratio | RIM Benefits | RIM Costs | RIM Ratio | Net Avoided Costs Primary Fuel Electricity | Payback Year
Equipment | Efficient Exhaust Hood | Commercial | Turnover | Assembly | 8066.5 | 0.425 | 15 | 1.7635 | 0.69217 | 1988 | 9542.6367 | 3504.2621 | 1988 | 1.7627 | 9542.6367 | 1988 | 4.8001 | 3504.2621 | 9542.6367 | 0.36722 | 3504.2621 | 2.1097
Equipment | Efficient Exhaust Hood | Commercial | Turnover | College and University | 8066.5 | 0.425 | 15 | 1.7635 | 0.69217 | 1988 | 9542.6367 | 3504.2621 | 1988 | 1.7627 | 9542.6367 | 1988 | 4.8001 | 3504.2621 | 9542.6367 | 0.36722 | 3504.2621 | 2.1097
Equipment | Efficient Exhaust Hood | Commercial | Turnover | Grocery | 8066.5 | 0.425 | 15 | 1.7635 | 0.69217 | 1988 | 9542.6367 | 3504.2621 | 1988 | 1.7627 | 9542.6367 | 1988 | 4.8001 | 3504.2621 | 9542.6367 | 0.36722 | 3504.2621 | 2.1097
Equipment | Efficient Exhaust Hood | Commercial | Turnover | Healthcare | 8066.5 | 0.425 | 15 | 1.7635 | 0.69217 | 1988 | 9542.6367 | 3504.2621 | 1988 | 1.7627 | 9542.6367 | 1988 | 4.8001 | 3504.2621 | 9542.6367 | 0.36722 | 3504.2621 | 2.1097
Equipment | Efficient Exhaust Hood | Commercial | Turnover | Hospitals | 8066.5 | 0.425 | 15 | 1.7635 | 0.69217 | 1988 | 9542.6367 | 3504.2621 | 1988 | 1.7627 | 9542.6367 | 1988 | 4.8001 | 3504.2621 | 9542.6367 | 0.36722 | 3504.2621 | 2.1097
Equipment | Efficient Exhaust Hood | Commercial | Turnover | Institutional | 8066.5 | 0.425 | 15 | 1.7635 | 0.69217 | 1988 | 9542.6367 | 3504.2621 | 1988 | 1.7627 | 9542.6367 | 1988 | 4.8001 | 3504.2621 | 9542.6367 | 0.36722 | 3504.2621 | 2.1097
Equipment | Efficient Exhaust Hood | Commercial | Turnover | Lodging/Hospitality | 8066.5 | 0.425 | 15 | 1.7635 | 0.69217 | 1988 | 9542.6367 | 3504.2621 | 1988 | 1.7627 | 9542.6367 | 1988 | 4.8001 | 3504.2621 | 9542.6367 | 0.36722 | 3504.2621 | 2.1097
Equipment | Efficient Exhaust Hood | Commercial | Turnover | Miscellaneous | 8066.5 | 0.425 | 15 | 1.7635 | 0.69217 | 1988 | 9542.6367 | 3504.2621 | 1988 | 1.7627 | 9542.6367 | 1988 | 4.8001 | 3504.2621 | 9542.6367 | 0.36722 | 3504.2621 | 2.1097
Equipment | Efficient Exhaust Hood | Commercial | Turnover | Offices | 8066.5 | 0.425 | 15 | 1.7635 | 0.69217 | 1988 | 9542.6367 | 3504.2621 | 1988 | 1.7627 | 9542.6367 | 1988 | 4.8001 | 3504.2621 | 9542.6367 | 0.36722 | 3504.2621 | 2.1097
Equipment | Efficient Exhaust Hood | Commercial | Turnover | Restaurants | 8066.5 | 0.425 | 15 | 1.7635 | 0.69217 | 1988 | 9542.6367 | 3504.2621 | 1988 | 1.7627 | 9542.6367 | 1988 | 4.8001 | 3504.2621 | 9542.6367 | 0.36722 | 3504.2621 | 2.1097
Equipment | Efficient Exhaust Hood | Commercial | Turnover | Retail | 8066.5 | 0.425 | 15 | 1.7635 | 0.69217 | 1988 | 9542.6367 | 3504.2621 | 1988 | 1.7627 | 9542.6367 | 1988 | 4.8001 | 3504.2621 | 9542.6367 | 0.36722 | 3504.2621 | 2.1097
Equipment | Efficient Exhaust Hood | Commercial | Turnover | Schools K-12 | 8066.5 | 0.425 | 15 | 1.7635 | 0.69217 | 1988 | 9542.6367 | 3504.2621 | 1988 | 1.7627 | 9542.6367 | 1988 | 4.8001 | 3504.2621 | 9542.6367 | 0.36722 | 3504.2621 | 2.1097
Equipment | Efficient Exhaust Hood | Commercial | Turnover | Warehouse | 8066.5 | 0.425 | 15 | 1.7635 | 0.69217 | 1988 | 9542.6367 | 3504.2621 | 1988 | 1.7627 | 9542.6367 | 1988 | 4.8001 | 3504.2621 | 9542.6367 | 0.36722 | 3504.2621 | 2.1097
Equipment | Efficient Exhaust Hood | Commercial | New | Assembly | 8066.5 | 0.425 | 15 | 1.7635 | 0.69217 | 1988 | 9542.6367 | 3504.2621 | 1988 | 1.7627 | 9542.6367 | 1988 | 4.8001 | 3504.2621 | 9542.6367 | 0.36722 | 3504.2621 | 2.1097
Equipment | Efficient Exhaust Hood | Commercial | New | College and University | 8066.5 | 0.425 | 15 | 1.7635 | 0.69217 | 1988 | 9542.6367 | 3504.2621 | 1988 | 1.7627 | 9542.6367 | 1988 | 4.8001 | 3504.2621 | 9542.6367 | 0.36722 | 3504.2621 | 2.1097
Equipment | Efficient Exhaust Hood | Commercial | New | Grocery | 8066.5 | 0.425 | 15 | 1.7635 | 0.69217 | 1988 | 9542.6367 | 3504.2621 | 1988 | 1.7627 | 9542.6367 | 1988 | 4.8001 | 3504.2621 | 9542.6367 | 0.36722 | 3504.2621 | 2.1097
Equipment | Efficient Exhaust Hood | Commercial | New | Healthcare | 8066.5 | 0.425 | 15 | 1.7635 | 0.69217 | 1988 | 9542.6367 | 3504.2621 | 1988 | 1.7627 | 9542.6367 | 1988 | 4.8001 | 3504.2621 | 9542.6367 | 0.36722 | 3504.2621 | 2.1097
Equipment | Efficient Exhaust Hood | Commercial | New | Hospitals | 8066.5 | 0.425 | 15 | 1.7635 | 0.69217 | 1988 | 9542.6367 | 3504.2621 | 1988 | 1.7627 | 9542.6367 | 1988 | 4.8001 | 3504.2621 | 9542.6367 | 0.36722 | 3504.2621 | 2.1097
Equipment | Efficient Exhaust Hood | Commercial | New | Institutional | 8066.5 | 0.425 | 15 | 1.7635 | 0.69217 | 1988 | 9542.6367 | 3504.2621 | 1988 | 1.7627 | 9542.6367 | 1988 | 4.8001 | 3504.2621 | 9542.6367 | 0.36722 | 3504.2621 | 2.1097
Equipment | Efficient Exhaust Hood | Commercial | New | Lodging/Hospitality | 8066.5 | 0.425 | 15 | 1.7635 | 0.69217 | 1988 | 9542.6367 | 3504.2621 | 1988 | 1.7627 | 9542.6367 | 1988 | 4.8001 | 3504.2621 | 9542.6367 | 0.36722 | 3504.2621 | 2.1097
Equipment | Efficient Exhaust Hood | Commercial | New | Miscellaneous | 8066.5 | 0.425 | 15 | 1.7635 | 0.69217 | 1988 | 9542.6367 | 3504.2621 | 1988 | 1.7627 | 9542.6367 | 1988 | 4.8001 | 3504.2621 | 9542.6367 | 0.36722 | 3504.2621 | 2.1097
Equipment | Efficient Exhaust Hood | Commercial | New | Offices | 8066.5 | 0.425 | 15 | 1.7635 | 0.69217 | 1988 | 9542.6367 | 3504.2621 | 1988 | 1.7627 | 9542.6367 | 1988 | 4.8001 | 3504.2621 | 9542.6367 | 0.36722 | 3504.2621 | 2.1097
Equipment | Efficient Exhaust Hood | Commercial | New | Restaurants | 8066.5 | 0.425 | 15 | 1.7635 | 0.69217 | 1988 | 9542.6367 | 3504.2621 | 1988 | 1.7627 | 9542.6367 | 1988 | 4.8001 | 3504.2621 | 9542.6367 | 0.36722 | 3504.2621 | 2.1097
Equipment | Efficient Exhaust Hood | Commercial | New | Retail | 8066.5 | 0.425 | 15 | 1.7635 | 0.69217 | 1988 | 9542.6367 | 3504.2621 | 1988 | 1.7627 | 9542.6367 | 1988 | 4.8001 | 3504.2621 | 9542.6367 | 0.36722 | 3504.2621 | 2.1097
Equipment | Efficient Exhaust Hood | Commercial | New | Schools K-12 | 8066.5 | 0.425 | 15 | 1.7635 | 0.69217 | 1988 | 9542.6367 | 3504.2621 | 1988 | 1.7627 | 9542.6367 | 1988 | 4.8001 | 3504.2621 | 9542.6367 | 0.36722 | 3504.2621 | 2.1097
Equipment | Efficient Exhaust Hood | Commercial | New | Warehouse | 8066.5 | 0.425 | 15 | 1.7635 | 0.69217 | 1988 | 9542.6367 | 3504.2621 | 1988 | 1.7627 | 9542.6367 | 1988 | 4.8001 | 3504.2621 | 9542.6367 | 0.36722 | 3504.2621 | 2.1097
Equipment | Energy Star Commercial Oven | Commercial | Turnover | Assembly | 6368 | 0.34832 | 12 | 1.0341 | 0.54113 | 1191 | 6553.7052 | 2323.6769 | 1191 | 1.951 | 6553.7052 | 1191 | 5.5027 | 2323.6769 | 6553.7052 | 0.35456 | 2323.6769 | 1.601
Equipment | Energy Star Commercial Oven | Commercial | Turnover | College and University | 6368 | 0.34832 | 12 | 1.0341 | 0.54113 | 1191 | 6553.7052 | 2323.6769 | 1191 | 1.951 | 6553.7052 | 1191 | 5.5027 | 2323.6769 | 6553.7052 | 0.35456 | 2323.6769 | 1.601
Equipment | Energy Star Commercial Oven | Commercial | Turnover | Grocery | 6368 | 0.34832 | 12 | 1.0341 | 0.54113 | 1191 | 6553.7052 | 2323.6769 | 1191 | 1.951 | 6553.7052 | 1191 | 5.5027 | 2323.6769 | 6553.7052 | 0.35456 | 2323.6769 | 1.601
Equipment | Energy Star Commercial Oven | Commercial | Turnover | Healthcare | 6368 | 0.34832 | 12 | 1.0341 | 0.54113 | 1191 | 6553.7052 | 2323.6769 | 1191 | 1.951 | 6553.7052 | 1191 | 5.5027 | 2323.6769 | 6553.7052 | 0.35456 | 2323.6769 | 1.601
Equipment | Energy Star Commercial Oven | Commercial | Turnover | Hospitals | 6368 | 0.34832 | 12 | 1.0341 | 0.54113 | 1191 | 6553.7052 | 2323.6769 | 1191 | 1.951 | 6553.7052 | 1191 | 5.5027 | 2323.6769 | 6553.7052 | 0.35456 | 2323.6769 | 1.601
Equipment | Energy Star Commercial Oven | Commercial | Turnover | Institutional | 6368 | 0.34832 | 12 | 1.0341 | 0.54113 | 1191 | 6553.7052 | 2323.6769 | 1191 | 1.951 | 6553.7052 | 1191 | 5.5027 | 2323.6769 | 6553.7052 | 0.35456 | 2323.6769 | 1.601
Equipment | Energy Star Commercial Oven | Commercial | Turnover | Lodging/Hospitality | 6368 | 0.34832 | 12 | 1.0341 | 0.54113 | 1191 | 6553.7052 | 2323.6769 | 1191 | 1.951 | 6553.7052 | 1191 | 5.5027 | 2323.6769 | 6553.7052 | 0.35456 | 2323.6769 | 1.601
Equipment | Energy Star Commercial Oven | Commercial | Turnover | Miscellaneous | 6368 | 0.34832 | 12 | 1.0341 | 0.54113 | 1191 | 6553.7052 | 2323.6769 | 1191 | 1.951 | 6553.7052 | 1191 | 5.5027 | 2323.6769 | 6553.7052 | 0.35456 | 2323.6769 | 1.601
Equipment | Energy Star Commercial Oven | Commercial | Turnover | Offices | 6368 | 0.34832 | 12 | 1.0341 | 0.54113 | 1191 | 6553.7052 | 2323.6769 | 1191 | 1.951 | 6553.7052 | 1191 | 5.5027 | 2323.6769 | 6553.7052 | 0.35456 | 2323.6769 | 1.601
Equipment | Energy Star Commercial Oven | Commercial | Turnover | Restaurants | 6368 | 0.34832 | 12 | 1.0341 | 0.54113 | 1191 | 6553.7052 | 2323.6769 | 1191 | 1.951 | 6553.7052 | 1191 | 5.5027 | 2323.6769 | 6553.7052 | 0.35456 | 2323.6769 | 1.601
Equipment | Energy Star Commercial Oven | Commercial | Turnover | Retail | 6368 | 0.34832 | 12 | 1.0341 | 0.54113 | 1191 | 6553.7052 | 2323.6769 | 1191 | 1.951 | 6553.7052 | 1191 | 5.5027 | 2323.6769 | 6553.7052 | 0.35456 | 2323.6769 | 1.601
Equipment | Energy Star Commercial Oven | Commercial | Turnover | Schools K-12 | 6368 | 0.34832 | 12 | 1.0341 | 0.54113 | 1191 | 6553.7052 | 2323.6769 | 1191 | 1.951 | 6553.7052 | 1191 | 5.5027 | 2323.6769 | 6553.7052 | 0.35456 | 2323.6769 | 1.601
Equipment | Energy Star Commercial Oven | Commercial | Turnover | Warehouse | 6368 | 0.34832 | 12 | 1.0341 | 0.54113 | 1191 | 6553.7052 | 2323.6769 | 1191 | 1.951 | 6553.7052 | 1191 | 5.5027 | 2323.6769 | 6553.7052 | 0.35456 | 2323.6769 | 1.601
Equipment | Energy Star Commercial Oven | Commercial | New | Assembly | 6368 | 0.34832 | 12 | 1.0341 | 0.54113 | 1191 | 6553.7052 | 2323.6769 | 1191 | 1.951 | 6553.7052 | 1191 | 5.5027 | 2323.6769 | 6553.7052 | 0.35456 | 2323.6769 | 1.601
Equipment | Energy Star Commercial Oven | Commercial | New | College and University | 6368 | 0.34832 | 12 | 1.0341 | 0.54113 | 1191 | 6553.7052 | 2323.6769 | 1191 | 1.951 | 6553.7052 | 1191 | 5.5027 | 2323.6769 | 6553.7052 | 0.35456 | 2323.6769 | 1.601
Equipment | Energy Star Commercial Oven | Commercial | New | Grocery | 6368 | 0.34832 | 12 | 1.0341 | 0.54113 | 1191 | 6553.7052 | 2323.6769 | 1191 | 1.951 | 6553.7052 | 1191 | 5.5027 | 2323.6769 | 6553.7052 | 0.35456 | 2323.6769 | 1.601
Equipment | Energy Star Commercial Oven | Commercial | New | Healthcare | 6368 | 0.34832 | 12 | 1.0341 | 0.54113 | 1191 | 6553.7052 | 2323.6769 | 1191 | 1.951 | 6553.7052 | 1191 | 5.5027 | 2323.6769 | 6553.7052 | 0.35456 | 2323.6769 | 1.601
Equipment | Energy Star Commercial Oven | Commercial | New | Hospitals | 6368 | 0.34832 | 12 | 1.0341 | 0.54113 | 1191 | 6553.7052 | 2323.6769 | 1191 | 1.951 | 6553.7052 | 1191 | 5.5027 | 2323.6769 | 6553.7052 | 0.35456 | 2323.6769 | 1.601
Equipment | Energy Star Commercial Oven | Commercial | New | Institutional | 6368 | 0.34832 | 12 | 1.0341 | 0.54113 | 1191 | 6553.7052 | 2323.6769 | 1191 | 1.951 | 6553.7052 | 1191 | 5.5027 | 2323.6769 | 6553.7052 | 0.35456 | 2323.6769 | 1.601
Equipment | Energy Star Commercial Oven | Commercial | New | Lodging/Hospitality | 6368 | 0.34832 | 12 | 1.0341 | 0.54113 | 1191 | 6553.7052 | 2323.6769 | 1191 | 1.951 | 6553.7052 | 1191 | 5.5027 | 2323.6769 | 6553.7052 | 0.35456 | 2323.6769 | 1.601
Equipment | Energy Star Commercial Oven | Commercial | New | Miscellaneous | 6368 | 0.34832 | 12 | 1.0341 | 0.54113 | 1191 | 6553.7052 | 2323.6769 | 1191 | 1.951 | 6553.7052 | 1191 | 5.5027 | 2323.6769 | 6553.7052 | 0.35456 | 2323.6769 | 1.601
Equipment | Energy Star Commercial Oven | Commercial | New | Offices | 6368 | 0.34832 | 12 | 1.0341 | 0.54113 | 1191 | 6553.7052 | 2323.6769 | 1191 | 1.951 | 6553.7052 | 1191 | 5.5027 | 2323.6769 | 6553.7052 | 0.35456 | 2323.6769 | 1.601
Equipment | Energy Star Commercial Oven | Commercial | New | Restaurants | 6368 | 0.34832 | 12 | 1.0341 | 0.54113 | 1191 | 6553.7052 | 2323.6769 | 1191 | 1.951 | 6553.7052 | 1191 | 5.5027 | 2323.6769 | 6553.7052 | 0.35456 | 2323.6769 | 1.601
Equipment | Energy Star Commercial Oven | Commercial | New | Retail | 6368 | 0.34832 | 12 | 1.0341 | 0.54113 | 1191 | 6553.7052 | 2323.6769 | 1191 | 1.951 | 6553.7052 | 1191 | 5.5027 | 2323.6769 | 6553.7052 | 0.35456 | 2323.6769 | 1.601
Equipment | Energy Star Commercial Oven | Commercial | New | Schools K-12 | 6368 | 0.34832 | 12 | 1.0341 | 0.54113 | 1191 | 6553.7052 | 2323.6769 | 1191 | 1.951 | 6553.7052 | 1191 | 5.5027 | 2323.6769 | 6553.7052 | 0.35456 | 2323.6769 | 1.601
Equipment | Energy Star Commercial Oven | Commercial | New | Warehouse | 6368 | 0.34832 | 12 | 1.0341 | 0.54113 | 1191 | 6553.7052 | 2323.6769 | 1191 | 1.951 | 6553.7052 | 1191 | 5.5027 | 2323.6769 | 6553.7052 | 0.35456 | 2323.6769 | 1.601
Equipment | Energy Star Fryer | Commercial | Turnover | Assembly | 903.8223 | 0.17457 | 12 | 0.14651 | 0.045305 | 2175 | 930.1664 | 328.0643 | 2175 | 0.15083 | 930.1664 | 2175 | 0.42766 | 328.0643 | 930.1664 | 0.35269 | 328.0643 | 20.5999
Equipment | Energy Star Fryer | Commercial | Turnover | College and University | 903.8223 | 0.17457 | 12 | 0.14651 | 0.045305 | 2175 | 930.1664 | 328.0643 | 2175 | 0.15083 | 930.1664 | 2175 | 0.42766 | 328.0643 | 930.1664 | 0.35269 | 328.0643 | 20.5999
Equipment | Energy Star Fryer | Commercial | Turnover | Grocery | 903.8223 | 0.17457 | 12 | 0.14651 | 0.045305 | 2175 | 930.1664 | 328.0643 | 2175 | 0.15083 | 930.1664 | 2175 | 0.42766 | 328.0643 | 930.1664 | 0.35269 | 328.0643 | 20.5999
Equipment | Energy Star Fryer | Commercial | Turnover | Healthcare | 903.8223 | 0.17457 | 12 | 0.14651 | 0.045305 | 2175 | 930.1664 | 328.0643 | 2175 | 0.15083 | 930.1664 | 2175 | 0.42766 | 328.0643 | 930.1664 | 0.35269 | 328.0643 | 20.5999
Equipment | Energy Star Fryer | Commercial | Turnover | Hospitals | 903.8223 | 0.17457 | 12 | 0.14651 | 0.045305 | 2175 | 930.1664 | 328.0643 | 2175 | 0.15083 | 930.1664 | 2175 | 0.42766 | 328.0643 | 930.1664 | 0.35269 | 328.0643 | 20.5999
Equipment | Energy Star Fryer | Commercial | Turnover | Institutional | 903.8223 | 0.17457 | 12 | 0.14651 | 0.045305 | 2175 | 930.1664 | 328.0643 | 2175 | 0.15083 | 930.1664 | 2175 | 0.42766 | 328.0643 | 930.1664 | 0.35269 | 328.0643 | 20.5999
Equipment | Energy Star Fryer | Commercial | Turnover | Lodging/Hospitality | 903.8223 | 0.17457 | 12 | 0.14651 | 0.045305 | 2175 | 930.1664 | 328.0643 | 2175 | 0.15083 | 930.1664 | 2175 | 0.42766 | 328.0643 | 930.1664 | 0.35269 | 328.0643 | 20.5999
Equipment | Energy Star Fryer | Commercial | Turnover | Miscellaneous | 903.8223 | 0.17457 | 12 | 0.14651 | 0.045305 | 2175 | 930.1664 | 328.0643 | 2175 | 0.15083 | 930.1664 | 2175 | 0.42766 | 328.0643 | 930.1664 | 0.35269 | 328.0643 | 20.5999
Equipment | Energy Star Fryer | Commercial | Turnover | Offices | 903.8223 | 0.17457 | 12 | 0.14651 | 0.045305 | 2175 | 930.1664 | 328.0643 | 2175 | 0.15083 | 930.1664 | 2175 | 0.42766 | 328.0643 | 930.1664 | 0.35269 | 328.0643 | 20.5999
Equipment | Energy Star Fryer | Commercial | Turnover | Restaurants | 903.8223 | 0.17457 | 12 | 0.14651 | 0.045305 | 2175 | 930.1664 | 328.0643 | 2175 | 0.15083 | 930.1664 | 2175 | 0.42766 | 328.0643 | 930.1664 | 0.35269 | 328.0643 | 20.5999
Equipment | Energy Star Fryer | Commercial | Turnover | Retail | 903.8223 | 0.17457 | 12 | 0.14651 | 0.045305 | 2175 | 930.1664 | 328.0643 | 2175 | 0.15083 | 930.1664 | 2175 | 0.42766 | 328.0643 | 930.1664 | 0.35269 | 328.0643 | 20.5999
Equipment | Energy Star Fryer | Commercial | Turnover | Schools K-12 | 903.8223 | 0.17457 | 12 | 0.14651 | 0.045305 | 2175 | 930.1664 | 328.0643 | 2175 | 0.15083 | 930.1664 | 2175 | 0.42766 | 328.0643 | 930.1664 | 0.35269 | 328.0643 | 20.5999
Equipment | Energy Star Fryer | Commercial | Turnover | Warehouse | 903.8223 | 0.17457 | 12 | 0.14651 | 0.045305 | 2175 | 930.1664 | 328.0643 | 2175 | 0.15083 | 930.1664 | 2175 | 0.42766 | 328.0643 | 930.1664 | 0.35269 | 328.0643 | 20.5999
Equipment | Energy Star Fryer | Commercial | New | Assembly | 903.8223 | 0.17457 | 12 | 0.14651 | 0.045305 | 2175 | 930.1664 | 328.0643 | 2175 | 0.15083 | 930.1664 | 2175 | 0.42766 | 328.0643 | 930.1664 | 0.35269 | 328.0643 | 20.5999
Equipment | Energy Star Fryer | Commercial | New | College and University | 903.8223 | 0.17457 | 12 | 0.14651 | 0.045305 | 2175 | 930.1664 | 328.0643 | 2175 | 0.15083 | 930.1664 | 2175 | 0.42766 | 328.0643 | 930.1664 | 0.35269 | 328.0643 | 20.5999
Equipment | Energy Star Fryer | Commercial | New | Grocery | 903.8223 | 0.17457 | 12 | 0.14651 | 0.045305 | 2175 | 930.1664 | 328.0643 | 2175 | 0.15083 | 930.1664 | 2175 | 0.42766 | 328.0643 | 930.1664 | 0.35269 | 328.0643 | 20.5999
Equipment | Energy Star Fryer | Commercial | New | Healthcare | 903.8223 | 0.17457 | 12 | 0.14651 | 0.045305 | 2175 | 930.1664 | 328.0643 | 2175 | 0.15083 | 930.1664 | 2175 | 0.42766 | 328.0643 | 930.1664 | 0.35269 | 328.0643 | 20.5999
Equipment | Energy Star Fryer | Commercial | New | Hospitals | 903.8223 | 0.17457 | 12 | 0.14651 | 0.045305 | 2175 | 930.1664 | 328.0643 | 2175 | 0.15083 | 930.1664 | 2175 | 0.42766 | 328.0643 | 930.1664 | 0.35269 | 328.0643 | 20.5999
Equipment | Energy Star Fryer | Commercial | New | Institutional | 903.8223 | 0.17457 | 12 | 0.14651 | 0.045305 | 2175 | 930.1664 | 328.0643 | 2175 | 0.15083 | 930.1664 | 2175 | 0.42766 | 328.0643 | 930.1664 | 0.35269 | 328.0643 | 20.5999
Equipment | Energy Star Fryer | Commercial | New | Lodging/Hospitality | 903.8223 | 0.17457 | 12 | 0.14651 | 0.045305 | 2175 | 930.1664 | 328.0643 | 2175 | 0.15083 | 930.1664 | 2175 | 0.42766 | 328.0643 | 930.1664 | 0.35269 | 328.0643 | 20.5999
Equipment | Energy Star Fryer | Commercial | New | Miscellaneous | 903.8223 | 0.17457 | 12 | 0.14651 | 0.045305 | 2175 | 930.1664 | 328.0643 | 2175 | 0.15083 | 930.1664 | 2175 | 0.42766 | 328.0643 | 930.1664 | 0.35269 | 328.0643 | 20.5999
Equipment | Energy Star Fryer | Commercial | New | Offices | 903.8223 | 0.17457 | 12 | 0.14651 | 0.045305 | 2175 | 930.1664 | 328.0643 | 2175 | 0.15083 | 930.1664 | 2175 | 0.42766 | 328.0643 | 930.1664 | 0.35269 | 328.0643 | 20.5999
Equipment | Energy Star Fryer | Commercial | New | Restaurants | 903.8223 | 0.17457 | 12 | 0.14651 | 0.045305 | 2175 | 930.1664 | 328.0643 | 2175 | 0.15083 | 930.1664 | 2175 | 0.42766 | 328.0643 | 930.1664 | 0.35269 | 328.0643 | 20.5999
Equipment | Energy Star Fryer | Commercial | New | Retail | 903.8223 | 0.17457 | 12 | 0.14651 | 0.045305 | 2175 | 930.1664 | 328.0643 | 2175 | 0.15083 | 930.1664 | 2175 | 0.42766 | 328.0643 | 930.1664 | 0.35269 | 328.0643 | 20.5999
Equipment | Energy Star Fryer | Commercial | New | Schools K-12 | 903.8223 | 0.17457 | 12 | 0.14651 | 0.045305 | 2175 | 930.1664 | 328.0643 | 2175 | 0.15083 | 930.1664 | 2175 | 0.42766 | 328.0643 | 930.1664 | 0.35269 | 328.0643 | 20.5999
Equipment | Energy Star Fryer | Commercial | New | Warehouse | 903.8223 | 0.17457 | 12 | 0.14651 | 0.045305 | 2175 | 930.1664 | 328.0643 | 2175 | 0.15083 | 930.1664 | 2175 | 0.42766 | 328.0643 | 930.1664 | 0.35269 | 328.0643 | 20.5999
Equipment | Energy Star Griddle | Commercial | Turnover | Assembly | 1910 | 0.12077 | 12 | 0.3156 | 0.080771 | 0 | 1965.9787 | 696.4296 | 0 | 999 | 1965.9787 | 0 | 999 | 696.4296 | 1965.9787 | 0.35424 | 696.4296 | 0
Equipment | Energy Star Griddle | Commercial | Turnover | College and University | 1910 | 0.12077 | 12 | 0.3156 | 0.080771 | 0 | 1965.9787 | 696.4296 | 0 | 999 | 1965.9787 | 0 | 999 | 696.4296 | 1965.9787 | 0.35424 | 696.4296 | 0
Equipment | Energy Star Griddle | Commercial | Turnover | Grocery | 1910 | 0.12077 | 12 | 0.3156 | 0.080771 | 0 | 1965.9787 | 696.4296 | 0 | 999 | 1965.9787 | 0 | 999 | 696.4296 | 1965.9787 | 0.35424 | 696.4296 | 0
Equipment | Energy Star Griddle | Commercial | Turnover | Healthcare | 1910 | 0.12077 | 12 | 0.3156 | 0.080771 | 0 | 1965.9787 | 696.4296 | 0 | 999 | 1965.9787 | 0 | 999 | 696.4296 | 1965.9787 | 0.35424 | 696.4296 | 0
Equipment | Energy Star Griddle | Commercial | Turnover | Hospitals | 1910 | 0.12077 | 12 | 0.3156 | 0.080771 | 0 | 1965.9787 | 696.4296 | 0 | 999 | 1965.9787 | 0 | 999 | 696.4296 | 1965.9787 | 0.35424 | 696.4296 | 0
Equipment | Energy Star Griddle | Commercial | Turnover | Institutional | 1910 | 0.12077 | 12 | 0.3156 | 0.080771 | 0 | 1965.9787 | 696.4296 | 0 | 999 | 1965.9787 | 0 | 999 | 696.4296 | 1965.9787 | 0.35424 | 696.4296 | 0
Equipment | Energy Star Griddle | Commercial | Turnover | Lodging/Hospitality | 1910 | 0.12077 | 12 | 0.3156 | 0.080771 | 0 | 1965.9787 | 696.4296 | 0 | 999 | 1965.9787 | 0 | 999 | 696.4296 | 1965.9787 | 0.35424 | 696.4296 | 0
Equipment | Energy Star Griddle | Commercial | Turnover | Miscellaneous | 1910 | 0.12077 | 12 | 0.3156 | 0.080771 | 0 | 1965.9787 | 696.4296 | 0 | 999 | 1965.9787 | 0 | 999 | 696.4296 | 1965.9787 | 0.35424 | 696.4296 | 0
Equipment | Energy Star Griddle | Commercial | Turnover | Offices | 1910 | 0.12077 | 12 | 0.3156 | 0.080771 | 0 | 1965.9787 | 696.4296 | 0 | 999 | 1965.9787 | 0 | 999 | 696.4296 | 1965.9787 | 0.35424 | 696.4296 | 0
Equipment | Energy Star Griddle | Commercial | Turnover | Restaurants | 1910 | 0.12077 | 12 | 0.3156 | 0.080771 | 0 | 1965.9787 | 696.4296 | 0 | 999 | 1965.9787 | 0 | 999 | 696.4296 | 1965.9787 | 0.35424 | 696.4296 | 0
Equipment | Energy Star Griddle | Commercial | Turnover | Retail | 1910 | 0.12077 | 12 | 0.3156 | 0.080771 | 0 | 1965.9787 | 696.4296 | 0 | 999 | 1965.9787 | 0 | 999 | 696.4296 | 1965.9787 | 0.35424 | 696.4296 | 0
Equipment | Energy Star Griddle | Commercial | Turnover | Schools K-12 | 1910 | 0.12077 | 12 | 0.3156 | 0.080771 | 0 | 1965.9787 | 696.4296 | 0 | 999 | 1965.9787 | 0 | 999 | 696.4296 | 1965.9787 | 0.35424 | 696.4296 | 0
Equipment | Energy Star Griddle | Commercial | Turnover | Warehouse | 1910 | 0.12077 | 12 | 0.3156 | 0.080771 | 0 | 1965.9787 | 696.4296 | 0 | 999 | 1965.9787 | 0 | 999 | 696.4296 | 1965.9787 | 0.35424 | 696.4296 | 0
Equipment | Energy Star Griddle | Commercial | New | Assembly | 1910 | 0.12077 | 12 | 0.3156 | 0.080771 | 0 | 1965.9787 | 696.4296 | 0 | 999 | 1965.9787 | 0 | 999 | 696.4296 | 1965.9787 | 0.35424 | 696.4296 | 0
Equipment | Energy Star Griddle | Commercial | New | College and University | 1910 | 0.12077 | 12 | 0.3156 | 0.080771 | 0 | 1965.9787 | 696.4296 | 0 | 999 | 1965.9787 | 0 | 999 | 696.4296 | 1965.9787 | 0.35424 | 696.4296 | 0
Equipment | Energy Star Griddle | Commercial | New | Grocery | 1910 | 0.12077 | 12 | 0.3156 | 0.080771 | 0 | 1965.9787 | 696.4296 | 0 | 999 | 1965.9787 | 0 | 999 | 696.4296 | 1965.9787 | 0.35424 | 696.4296 | 0
Equipment | Energy Star Griddle | Commercial | New | Healthcare | 1910 | 0.12077 | 12 | 0.3156 | 0.080771 | 0 | 1965.9787 | 696.4296 | 0 | 999 | 1965.9787 | 0 | 999 | 696.4296 | 1965.9787 | 0.35424 | 696.4296 | 0
Equipment | Energy Star Griddle | Commercial | New | Hospitals | 1910 | 0.12077 | 12 | 0.3156 | 0.080771 | 0 | 1965.9787 | 696.4296 | 0 | 999 | 1965.9787 | 0 | 999 | 696.4296 | 1965.9787 | 0.35424 | 696.4296 | 0
Equipment | Energy Star Griddle | Commercial | New | Institutional | 1910 | 0.12077 | 12 | 0.3156 | 0.080771 | 0 | 1965.9787 | 696.4296 | 0 | 999 | 1965.9787 | 0 | 999 | 696.4296 | 1965.9787 | 0.35424 | 696.4296 | 0
Equipment | Energy Star Griddle | Commercial | New | Lodging/Hospitality | 1910 | 0.12077 | 12 | 0.3156 | 0.080771 | 0 | 1965.9787 | 696.4296 | 0 | 999 | 1965.9787 | 0 | 999 | 696.4296 | 1965.9787 | 0.35424 | 696.4296 | 0
Equipment | Energy Star Griddle | Commercial | New | Miscellaneous | 1910 | 0.12077 | 12 | 0.3156 | 0.080771 | 0 | 1965.9787 | 696.4296 | 0 | 999 | 1965.9787 | 0 | 999 | 696.4296 | 1965.9787 | 0.35424 | 696.4296 | 0
Equipment | Energy Star Griddle | Commercial | New | Offices | 1910 | 0.12077 | 12 | 0.3156 | 0.080771 | 0 | 1965.9787 | 696.4296 | 0 | 999 | 1965.9787 | 0 | 999 | 696.4296 | 1965.9787 | 0.35424 | 696.4296 | 0
Equipment | Energy Star Griddle | Commercial | New | Restaurants | 1910 | 0.12077 | 12 | 0.3156 | 0.080771 | 0 | 1965.9787 | 696.4296 | 0 | 999 | 1965.9787 | 0 | 999 | 696.4296 | 1965.9787 | 0.35424 | 696.4296 | 0
Equipment | Energy Star Griddle | Commercial | New | Retail | 1910 | 0.12077 | 12 | 0.3156 | 0.080771 | 0 | 1965.9787 | 696.4296 | 0 | 999 | 1965.9787 | 0 | 999 | 696.4296 | 1965.9787 | 0.35424 | 696.4296 | 0
Equipment | Energy Star Griddle | Commercial | New | Schools K-12 | 1910 | 0.12077 | 12 | 0.3156 | 0.080771 | 0 | 1965.9787 | 696.4296 | 0 | 999 | 1965.9787 | 0 | 999 | 696.4296 | 1965.9787 | 0.35424 | 696.4296 | 0
Equipment | Energy Star Griddle | Commercial | New | Warehouse | 1910 | 0.12077 | 12 | 0.3156 | 0.080771 | 0 | 1965.9787 | 696.4296 | 0 | 999 | 1965.9787 | 0 | 999 | 696.4296 | 1965.9787 | 0.35424 | 696.4296 | 0
Equipment | Energy Star Hot Food Holding Cabinet | Commercial | Turnover | Assembly | 1730.1 | 0.52667 | 12 | 0.31862 | 0.15417 | 811 | 1782.4838 | 642.1484 | 811 | 0.7918 | 1782.4838 | 811 | 2.1979 | 642.1484 | 1782.4838 | 0.36025 | 642.1484 | 4.0127
Equipment | Energy Star Hot Food Holding Cabinet | Commercial | Turnover | College and University | 1730.1 | 0.52667 | 12 | 0.31862 | 0.15417 | 811 | 1782.4838 | 642.1484 | 811 | 0.7918 | 1782.4838 | 811 | 2.1979 | 642.1484 | 1782.4838 | 0.36025 | 642.1484 | 4.0127
Equipment | Energy Star Hot Food Holding Cabinet | Commercial | Turnover | Grocery | 1730.1 | 0.52667 | 12 | 0.31862 | 0.15417 | 811 | 1782.4838 | 642.1484 | 811 | 0.7918 | 1782.4838 | 811 | 2.1979 | 642.1484 | 1782.4838 | 0.36025 | 642.1484 | 4.0127
Equipment | Energy Star Hot Food Holding Cabinet | Commercial | Turnover | Healthcare | 1730.1 | 0.52667 | 12 | 0.31862 | 0.15417 | 811 | 1782.4838 | 642.1484 | 811 | 0.7918 | 1782.4838 | 811 | 2.1979 | 642.1484 | 1782.4838 | 0.36025 | 642.1484 | 4.0127
Equipment | Energy Star Hot Food Holding Cabinet | Commercial | Turnover | Hospitals | 1730.1 | 0.52667 | 12 | 0.31862 | 0.15417 | 811 | 1782.4838 | 642.1484 | 811 | 0.7918 | 1782.4838 | 811 | 2.1979 | 642.1484 | 1782.4838 | 0.36025 | 642.1484 | 4.0127
Equipment | Energy Star Hot Food Holding Cabinet | Commercial | Turnover | Institutional | 1730.1 | 0.52667 | 12 | 0.31862 | 0.15417 | 811 | 1782.4838 | 642.1484 | 811 | 0.7918 | 1782.4838 | 811 | 2.1979 | 642.1484 | 1782.4838 | 0.36025 | 642.1484 | 4.0127
Equipment | Energy Star Hot Food Holding Cabinet | Commercial | Turnover | Lodging/Hospitality | 1730.1 | 0.52667 | 12 | 0.31862 | 0.15417 | 811 | 1782.4838 | 642.1484 | 811 | 0.7918 | 1782.4838 | 811 | 2.1979 | 642.1484 | 1782.4838 | 0.36025 | 642.1484 | 4.0127
Equipment | Energy Star Hot Food Holding Cabinet | Commercial | Turnover | Miscellaneous | 1730.1 | 0.52667 | 12 | 0.31862 | 0.15417 | 811 | 1782.4838 | 642.1484 | 811 | 0.7918 | 1782.4838 | 811 | 2.1979 | 642.1484 | 1782.4838 | 0.36025 | 642.1484 | 4.0127
Equipment | Energy Star Hot Food Holding Cabinet | Commercial | Turnover | Offices | 1730.1 | 0.52667 | 12 | 0.31862 | 0.15417 | 811 | 1782.4838 | 642.1484 | 811 | 0.7918 | 1782.4838 | 811 | 2.1979 | 642.1484 | 1782.4838 | 0.36025 | 642.1484 | 4.0127
Equipment | Energy Star Hot Food Holding Cabinet | Commercial | Turnover | Restaurants | 1730.1 | 0.52667 | 12 | 0.31862 | 0.15417 | 811 | 1782.4838 | 642.1484 | 811 | 0.7918 | 1782.4838 | 811 | 2.1979 | 642.1484 | 1782.4838 | 0.36025 | 642.1484 | 4.0127
Equipment | Energy Star Hot Food Holding Cabinet | Commercial | Turnover | Retail | 1730.1 | 0.52667 | 12 | 0.31862 | 0.15417 | 811 | 1782.4838 | 642.1484 | 811 | 0.7918 | 1782.4838 | 811 | 2.1979 | 642.1484 | 1782.4838 | 0.36025 | 642.1484 | 4.0127
Equipment | Energy Star Hot Food Holding Cabinet | Commercial | Turnover | Schools K-12 | 1730.1 | 0.52667 | 12 | 0.31862 | 0.15417 | 811 | 1782.4838 | 642.1484 | 811 | 0.7918 | 1782.4838 | 811 | 2.1979 | 642.1484 | 1782.4838 | 0.36025 | 642.1484 | 4.0127
Equipment | Energy Star Hot Food Holding Cabinet | Commercial | Turnover | Warehouse | 1730.1 | 0.52667 | 12 | 0.31862 | 0.15417 | 811 | 1782.4838 | 642.1484 | 811 | 0.7918 | 1782.4838 | 811 | 2.1979 | 642.1484 | 1782.4838 | 0.36025 | 642.1484 | 4.0127
Equipment | Energy Star Hot Food Holding Cabinet | Commercial | New | Assembly | 1730.1 | 0.52667 | 12 | 0.31862 | 0.15417 | 811 | 1782.4838 | 642.1484 | 811 | 0.7918 | 1782.4838 | 811 | 2.1979 | 642.1484 | 1782.4838 | 0.36025 | 642.1484 | 4.0127
Equipment | Energy Star Hot Food Holding Cabinet | Commercial | New | College and University | 1730.1 | 0.52667 | 12 | 0.31862 | 0.15417 | 811 | 1782.4838 | 642.1484 | 811 | 0.7918 | 1782.4838 | 811 | 2.1979 | 642.1484 | 1782.4838 | 0.36025 | 642.1484 | 4.0127
Equipment | Energy Star Hot Food Holding Cabinet | Commercial | New | Grocery | 1730.1 | 0.52667 | 12 | 0.31862 | 0.15417 | 811 | 1782.4838 | 642.1484 | 811 | 0.7918 | 1782.4838 | 811 | 2.1979 | 642.1484 | 1782.4838 | 0.36025 | 642.1484 | 4.0127
Equipment | Energy Star Hot Food Holding Cabinet | Commercial | New | Healthcare | 1730.1 | 0.52667 | 12 | 0.31862 | 0.15417 | 811 | 1782.4838 | 642.1484 | 811 | 0.7918 | 1782.4838 | 811 | 2.1979 | 642.1484 | 1782.4838 | 0.36025 | 642.1484 | 4.0127
Equipment | Energy Star Hot Food Holding Cabinet | Commercial | New | Hospitals | 1730.1 | 0.52667 | 12 | 0.31862 | 0.15417 | 811 | 1782.4838 | 642.1484 | 811 | 0.7918 | 1782.4838 | 811 | 2.1979 | 642.1484 | 1782.4838 | 0.36025 | 642.1484 | 4.0127
Equipment | Energy Star Hot Food Holding Cabinet | Commercial | New | Institutional | 1730.1 | 0.52667 | 12 | 0.31862 | 0.15417 | 811 | 1782.4838 | 642.1484 | 811 | 0.7918 | 1782.4838 | 811 | 2.1979 | 642.1484 | 1782.4838 | 0.36025 | 642.1484 | 4.0127
Equipment | Energy Star Hot Food Holding Cabinet | Commercial | New | Lodging/Hospitality | 1730.1 | 0.52667 | 12 | 0.31862 | 0.15417 | 811 | 1782.4838 | 642.1484 | 811 | 0.7918 | 1782.4838 | 811 | 2.1979 | 642.1484 | 1782.4838 | 0.36025 | 642.1484 | 4.0127
Equipment | Energy Star Hot Food Holding Cabinet | Commercial | New | Miscellaneous | 1730.1 | 0.52667 | 12 | 0.31862 | 0.15417 | 811 | 1782.4838 | 642.1484 | 811 | 0.7918 | 1782.4838 | 811 | 2.1979 | 642.1484 | 1782.4838 | 0.36025 | 642.1484 | 4.0127
Equipment | Energy Star Hot Food Holding Cabinet | Commercial | New | Offices | 1730.1 | 0.52667 | 12 | 0.31862 | 0.15417 | 811 | 1782.4838 | 642.1484 | 811 | 0.7918 | 1782.4838 | 811 | 2.1979 | 642.1484 | 1782.4838 | 0.36025 | 642.1484 | 4.0127
Equipment | Energy Star Hot Food Holding Cabinet | Commercial | New | Restaurants | 1730.1 | 0.52667 | 12 | 0.31862 | 0.15417 | 811 | 1782.4838 | 642.1484 | 811 | 0.7918 | 1782.4838 | 811 | 2.1979 | 642.1484 | 1782.4838 | 0.36025 | 642.1484 | 4.0127
Equipment | Energy Star Hot Food Holding Cabinet | Commercial | New | Retail | 1730.1 | 0.52667 | 12 | 0.31862 | 0.15417 | 811 | 1782.4838 | 642.1484 | 811 | 0.7918 | 1782.4838 | 811 | 2.1979 | 642.1484 | 1782.4838 | 0.36025 | 642.1484 | 4.0127
Equipment | Energy Star Hot Food Holding Cabinet | Commercial | New | Schools K-12 | 1730.1 | 0.52667 | 12 | 0.31862 | 0.15417 | 811 | 1782.4838 | 642.1484 | 811 | 0.7918 | 1782.4838 | 811 | 2.1979 | 642.1484 | 1782.4838 | 0.36025 | 642.1484 | 4.0127
Equipment | Energy Star Hot Food Holding Cabinet | Commercial | New | Warehouse | 1730.1 | 0.52667 | 12 | 0.31862 | 0.15417 | 811 | 1782.4838 | 642.1484 | 811 | 0.7918 | 1782.4838 | 811 | 2.1979 | 642.1484 | 1782.4838 | 0.36025 | 642.1484 | 4.0127
Equipment | Energy Star Steamer | Commercial | Turnover | Assembly | 9967 | 0.56634 | 12 | 1.4645 | 0.85037 | 825.72 | 10249.77 | 3606.7921 | 825.72 | 4.3681 | 10249.77 | 825.72 | 12.4131 | 3606.7921 | 10249.77 | 0.35189 | 3606.7921 | 0.70918
Equipment | Energy Star Steamer | Commercial | Turnover | College and University | 9967 | 0.56634 | 12 | 1.4645 | 0.85037 | 825.72 | 10249.77 | 3606.7921 | 825.72 | 4.3681 | 10249.77 | 825.72 | 12.4131 | 3606.7921 | 10249.77 | 0.35189 | 3606.7921 | 0.70918
Equipment | Energy Star Steamer | Commercial | Turnover | Grocery | 9967 | 0.56634 | 12 | 1.4645 | 0.85037 | 825.72 | 10249.77 | 3606.7921 | 825.72 | 4.3681 | 10249.77 | 825.72 | 12.4131 | 3606.7921 | 10249.77 | 0.35189 | 3606.7921 | 0.70918
Equipment | Energy Star Steamer | Commercial | Turnover | Healthcare | 9967 | 0.56634 | 12 | 1.4645 | 0.85037 | 825.72 | 10249.77 | 3606.7921 | 825.72 | 4.3681 | 10249.77 | 825.72 | 12.4131 | 3606.7921 | 10249.77 | 0.35189 | 3606.7921 | 0.70918
Equipment | Energy Star Steamer | Commercial | Turnover | Hospitals | 9967 | 0.56634 | 12 | 1.4645 | 0.85037 | 825.72 | 10249.77 | 3606.7921 | 825.72 | 4.3681 | 10249.77 | 825.72 | 12.4131 | 3606.7921 | 10249.77 | 0.35189 | 3606.7921 | 0.70918
Equipment | Energy Star Steamer | Commercial | Turnover | Institutional | 9967 | 0.56634 | 12 | 1.4645 | 0.85037 | 825.72 | 10249.77 | 3606.7921 | 825.72 | 4.3681 | 10249.77 | 825.72 | 12.4131 | 3606.7921 | 10249.77 | 0.35189 | 3606.7921 | 0.70918
Equipment | Energy Star Steamer | Commercial | Turnover | Lodging/Hospitality | 9967 | 0.56634 | 12 | 1.4645 | 0.85037 | 825.72 | 10249.77 | 3606.7921 | 825.72 | 4.3681 | 10249.77 | 825.72 | 12.4131 | 3606.7921 | 10249.77 | 0.35189 | 3606.7921 | 0.70918
Equipment | Energy Star Steamer | Commercial | Turnover | Miscellaneous | 9967 | 0.56634 | 12 | 1.4645 | 0.85037 | 825.72 | 10249.77 | 3606.7921 | 825.72 | 4.3681 | 10249.77 | 825.72 | 12.4131 | 3606.7921 | 10249.77 | 0.35189 | 3606.7921 | 0.70918
Equipment | Energy Star Steamer | Commercial | Turnover | Offices | 9967 | 0.56634 | 12 | 1.4645 | 0.85037 | 825.72 | 10249.77 | 3606.7921 | 825.72 | 4.3681 | 10249.77 | 825.72 | 12.4131 | 3606.7921 | 10249.77 | 0.35189 | 3606.7921 | 0.70918
Equipment | Energy Star Steamer | Commercial | Turnover | Restaurants | 9967 | 0.56634 | 12 | 1.4645 | 0.85037 | 825.72 | 10249.77 | 3606.7921 | 825.72 | 4.3681 | 10249.77 | 825.72 | 12.4131 | 3606.7921 | 10249.77 | 0.35189 | 3606.7921 | 0.70918
Equipment | Energy Star Steamer | Commercial | Turnover | Retail | 9967 | 0.56634 | 12 | 1.4645 | 0.85037 | 825.72 | 10249.77 | 3606.7921 | 825.72 | 4.3681 | 10249.77 | 825.72 | 12.4131 | 3606.7921 | 10249.77 | 0.35189 | 3606.7921 | 0.70918
Equipment | Energy Star Steamer | Commercial | Turnover | Schools K-12 | 9967 | 0.56634 | 12 | 1.4645 | 0.85037 | 825.72 | 10249.77 | 3606.7921 | 825.72 | 4.3681 | 10249.77 | 825.72 | 12.4131 | 3606.7921 | 10249.77 | 0.35189 | 3606.7921 | 0.70918
Equipment | Energy Star Steamer | Commercial | Turnover | Warehouse | 9967 | 0.56634 | 12 | 1.4645 | 0.85037 | 825.72 | 10249.77 | 3606.7921 | 825.72 | 4.3681 | 10249.77 | 825.72 | 12.4131 | 3606.7921 | 10249.77 | 0.35189 | 3606.7921 | 0.70918
Equipment | Energy Star Steamer | Commercial | New | Assembly | 9967 | 0.56634 | 12 | 1.4645 | 0.85037 | 825.72 | 10249.77 | 3606.7921 | 825.72 | 4.3681 | 10249.77 | 825.72 | 12.4131 | 3606.7921 | 10249.77 | 0.35189 | 3606.7921 | 0.70918
Equipment | Energy Star Steamer | Commercial | New | College and University | 9967 | 0.56634 | 12 | 1.4645 | 0.85037 | 825.72 | 10249.77 | 3606.7921 | 825.72 | 4.3681 | 10249.77 | 825.72 | 12.4131 | 3606.7921 | 10249.77 | 0.35189 | 3606.7921 | 0.70918
Equipment | Energy Star Steamer | Commercial | New | Grocery | 9967 | 0.56634 | 12 | 1.4645 | 0.85037 | 825.72 | 10249.77 | 3606.7921 | 825.72 | 4.3681 | 10249.77 | 825.72 | 12.4131 | 3606.7921 | 10249.77 | 0.35189 | 3606.7921 | 0.70918
Equipment | Energy Star Steamer | Commercial | New | Healthcare | 9967 | 0.56634 | 12 | 1.4645 | 0.85037 | 825.72 | 10249.77 | 3606.7921 | 825.72 | 4.3681 | 10249.77 | 825.72 | 12.4131 | 3606.7921 | 10249.77 | 0.35189 | 3606.7921 | 0.70918
Equipment | Energy Star Steamer | Commercial | New | Hospitals | 9967 | 0.56634 | 12 | 1.4645 | 0.85037 | 825.72 | 10249.77 | 3606.7921 | 825.72 | 4.3681 | 10249.77 | 825.72 | 12.4131 | 3606.7921 | 10249.77 | 0.35189 | 3606.7921 | 0.70918
Equipment | Energy Star Steamer | Commercial | New | Institutional | 9967 | 0.56634 | 12 | 1.4645 | 0.85037 | 825.72 | 10249.77 | 3606.7921 | 825.72 | 4.3681 | 10249.77 | 825.72 | 12.4131 | 3606.7921 | 10249.77 | 0.35189 | 3606.7921 | 0.70918
Equipment | Energy Star Steamer | Commercial | New | Lodging/Hospitality | 9967 | 0.56634 | 12 | 1.4645 | 0.85037 | 825.72 | 10249.77 | 3606.7921 | 825.72 | 4.3681 | 10249.77 | 825.72 | 12.4131 | 3606.7921 | 10249.77 | 0.35189 | 3606.7921 | 0.70918
Equipment | Energy Star Steamer | Commercial | New | Miscellaneous | 9967 | 0.56634 | 12 | 1.4645 | 0.85037 | 825.72 | 10249.77 | 3606.7921 | 825.72 | 4.3681 | 10249.77 | 825.72 | 12.4131 | 3606.7921 | 10249.77 | 0.35189 | 3606.7921 | 0.70918
Equipment | Energy Star Steamer | Commercial | New | Offices | 9967 | 0.56634 | 12 | 1.4645 | 0.85037 | 825.72 | 10249.77 | 3606.7921 | 825.72 | 4.3681 | 10249.77 | 825.72 | 12.4131 | 3606.7921 | 10249.77 | 0.35189 | 3606.7921 | 0.70918
Equipment | Energy Star Steamer | Commercial | New | Restaurants | 9967 | 0.56634 | 12 | 1.4645 | 0.85037 | 825.72 | 10249.77 | 3606.7921 | 825.72 | 4.3681 | 10249.77 | 825.72 | 12.4131 | 3606.7921 | 10249.77 | 0.35189 | 3606.7921 | 0.70918
Equipment | Energy Star Steamer | Commercial | New | Retail | 9967 | 0.56634 | 12 | 1.4645 | 0.85037 | 825.72 | 10249.77 | 3606.7921 | 825.72 | 4.3681 | 10249.77 | 825.72 | 12.4131 | 3606.7921 | 10249.77 | 0.35189 | 3606.7921 | 0.70918
Equipment | Energy Star Steamer | Commercial | New | Schools K-12 | 9967 | 0.56634 | 12 | 1.4645 | 0.85037 | 825.72 | 10249.77 | 3606.7921 | 825.72 | 4.3681 | 10249.77 | 825.72 | 12.4131 | 3606.7921 | 10249.77 | 0.35189 | 3606.7921 | 0.70918
Equipment | Energy Star Steamer | Commercial | New | Warehouse | 9967 | 0.56634 | 12 | 1.4645 | 0.85037 | 825.72 | 10249.77 | 3606.7921 | 825.72 | 4.3681 | 10249.77 | 825.72 | 12.4131 | 3606.7921 | 10249.77 | 0.35189 | 3606.7921 | 0.70918
Equipment | Induction Cooktops | Commercial | Turnover | Assembly | 1974.24 | 0.18824 | 10 | 0.4257 | 0.17529 | 2693.65 | 1801.954 | 663.8877 | 2693.65 | 0.24646 | 1801.954 | 2693.65 | 0.66896 | 663.8877 | 1801.954 | 0.36843 | 663.8877 | 11.6797
Equipment | Induction Cooktops | Commercial | Turnover | College and University | 1974.24 | 0.18824 | 10 | 0.4257 | 0.17529 | 2693.65 | 1801.954 | 663.8877 | 2693.65 | 0.24646 | 1801.954 | 2693.65 | 0.66896 | 663.8877 | 1801.954 | 0.36843 | 663.8877 | 11.6797
Equipment | Induction Cooktops | Commercial | Turnover | Grocery | 1974.24 | 0.18824 | 10 | 0.4257 | 0.17529 | 2693.65 | 1801.954 | 663.8877 | 2693.65 | 0.24646 | 1801.954 | 2693.65 | 0.66896 | 663.8877 | 1801.954 | 0.36843 | 663.8877 | 11.6797
Equipment | Induction Cooktops | Commercial | Turnover | Healthcare | 1974.24 | 0.18824 | 10 | 0.4257 | 0.17529 | 2693.65 | 1801.954 | 663.8877 | 2693.65 | 0.24646 | 1801.954 | 2693.65 | 0.66896 | 663.8877 | 1801.954 | 0.36843 | 663.8877 | 11.6797
Equipment | Induction Cooktops | Commercial | Turnover | Hospitals | 1974.24 | 0.18824 | 10 | 0.4257 | 0.17529 | 2693.65 | 1801.954 | 663.8877 | 2693.65 | 0.24646 | 1801.954 | 2693.65 | 0.66896 | 663.8877 | 1801.954 | 0.36843 | 663.8877 | 11.6797
Equipment | Induction Cooktops | Commercial | Turnover | Institutional | 1974.24 | 0.18824 | 10 | 0.4257 | 0.17529 | 2693.65 | 1801.954 | 663.8877 | 2693.65 | 0.24646 | 1801.954 | 2693.65 | 0.66896 | 663.8877 | 1801.954 | 0.36843 | 663.8877 | 11.6797
Equipment | Induction Cooktops | Commercial | Turnover | Lodging/Hospitality | 1974.24 | 0.18824 | 10 | 0.4257 | 0.17529 | 2693.65 | 1801.954 | 663.8877 | 2693.65 | 0.24646 | 1801.954 | 2693.65 | 0.66896 | 663.8877 | 1801.954 | 0.36843 | 663.8877 | 11.6797
Equipment | Induction Cooktops | Commercial | Turnover | Miscellaneous | 1974.24 | 0.18824 | 10 | 0.4257 | 0.17529 | 2693.65 | 1801.954 | 663.8877 | 2693.65 | 0.24646 | 1801.954 | 2693.65 | 0.66896 | 663.8877 | 1801.954 | 0.36843 | 663.8877 | 11.6797
Equipment | Induction Cooktops | Commercial | Turnover | Offices | 1974.24 | 0.18824 | 10 | 0.4257 | 0.17529 | 2693.65 | 1801.954 | 663.8877 | 2693.65 | 0.24646 | 1801.954 | 2693.65 | 0.66896 | 663.8877 | 1801.954 | 0.36843 | 663.8877 | 11.6797
Equipment | Induction Cooktops | Commercial | Turnover | Restaurants | 1974.24 | 0.18824 | 10 | 0.4257 | 0.17529 | 2693.65 | 1801.954 | 663.8877 | 2693.65 | 0.24646 | 1801.954 | 2693.65 | 0.66896 | 663.8877 | 1801.954 | 0.36843 | 663.8877 | 11.6797
Equipment | Induction Cooktops | Commercial | Turnover | Retail | 1974.24 | 0.18824 | 10 | 0.4257 | 0.17529 | 2693.65 | 1801.954 | 663.8877 | 2693.65 | 0.24646 | 1801.954 | 2693.65 | 0.66896 | 663.8877 | 1801.954 | 0.36843 | 663.8877 | 11.6797
Equipment | Induction Cooktops | Commercial | Turnover | Schools K-12 | 1974.24 | 0.18824 | 10 | 0.4257 | 0.17529 | 2693.65 | 1801.954 | 663.8877 | 2693.65 | 0.24646 | 1801.954 | 2693.65 | 0.66896 | 663.8877 | 1801.954 | 0.36843 | 663.8877 | 11.6797
Equipment | Induction Cooktops | Commercial | Turnover | Warehouse | 1974.24 | 0.18824 | 10 | 0.4257 | 0.17529 | 2693.65 | 1801.954 | 663.8877 | 2693.65 | 0.24646 | 1801.954 | 2693.65 | 0.66896 | 663.8877 | 1801.954 | 0.36843 | 663.8877 | 11.6797
Equipment | Induction Cooktops | Commercial | New | Assembly | 1974.24 | 0.18824 | 10 | 0.4257 | 0.17529 | 2693.65 | 1801.954 | 663.8877 | 2693.65 | 0.24646 | 1801.954 | 2693.65 | 0.66896 | 663.8877 | 1801.954 | 0.36843 | 663.8877 | 11.6797
Equipment | Induction Cooktops | Commercial | New | College and University | 1974.24 | 0.18824 | 10 | 0.4257 | 0.17529 | 2693.65 | 1801.954 | 663.8877 | 2693.65 | 0.24646 | 1801.954 | 2693.65 | 0.66896 | 663.8877 | 1801.954 | 0.36843 | 663.8877 | 11.6797
Equipment | Induction Cooktops | Commercial | New | Grocery | 1974.24 | 0.18824 | 10 | 0.4257 | 0.17529 | 2693.65 | 1801.954 | 663.8877 | 2693.65 | 0.24646 | 1801.954 | 2693.65 | 0.66896 | 663.8877 | 1801.954 | 0.36843 | 663.8877 | 11.6797
Equipment | Induction Cooktops | Commercial | New | Healthcare | 1974.24 | 0.18824 | 10 | 0.4257 | 0.17529 | 2693.65 | 1801.954 | 663.8877 | 2693.65 | 0.24646 | 1801.954 | 2693.65 | 0.66896 | 663.8877 | 1801.954 | 0.36843 | 663.8877 | 11.6797
Equipment | Induction Cooktops | Commercial | New | Hospitals | 1974.24 | 0.18824 | 10 | 0.4257 | 0.17529 | 2693.65 | 1801.954 | 663.8877 | 2693.65 | 0.24646 | 1801.954 | 2693.65 | 0.66896 | 663.8877 | 1801.954 | 0.36843 | 663.8877 | 11.6797
Equipment | Induction Cooktops | Commercial | New | Institutional | 1974.24 | 0.18824 | 10 | 0.4257 | 0.17529 | 2693.65 | 1801.954 | 663.8877 | 2693.65 | 0.24646 | 1801.954 | 2693.65 | 0.66896 | 663.8877 | 1801.954 | 0.36843 | 663.8877 | 11.6797
Equipment | Induction Cooktops | Commercial | New | Lodging/Hospitality | 1974.24 | 0.18824 | 10 | 0.4257 | 0.17529 | 2693.65 | 1801.954 | 663.8877 | 2693.65 | 0.24646 | 1801.954 | 2693.65 | 0.66896 | 663.8877 | 1801.954 | 0.36843 | 663.8877 | 11.6797
Equipment | Induction Cooktops | Commercial | New | Miscellaneous | 1974.24 | 0.18824 | 10 | 0.4257 | 0.17529 | 2693.65 | 1801.954 | 663.8877 | 2693.65 | 0.24646 | 1801.954 | 2693.65 | 0.66896 | 663.8877 | 1801.954 | 0.36843 | 663.8877 | 11.6797
Equipment | Induction Cooktops | Commercial | New | Offices | 1974.24 | 0.18824 | 10 | 0.4257 | 0.17529 | 2693.65 | 1801.954 | 663.8877 | 2693.65 | 0.24646 | 1801.954 | 2693.65 | 0.66896 | 663.8877 | 1801.954 | 0.36843 | 663.8877 | 11.6797
Equipment | Induction Cooktops | Commercial | New | Restaurants | 1974.24 | 0.18824 | 10 | 0.4257 | 0.17529 | 2693.65 | 1801.954 | 663.8877 | 2693.65 | 0.24646 | 1801.954 | 2693.65 | 0.66896 | 663.8877 | 1801.954 | 0.36843 | 663.8877 | 11.6797
Equipment | Induction Cooktops | Commercial | New | Retail | 1974.24 | 0.18824 | 10 | 0.4257 | 0.17529 | 2693.65 | 1801.954 | 663.8877 | 2693.65 | 0.24646 | 1801.954 | 2693.65 | 0.66896 | 663.8877 | 1801.954 | 0.36843 | 663.8877 | 11.6797
Equipment | Induction Cooktops | Commercial | New | Schools K-12 | 1974.24 | 0.18824 | 10 | 0.4257 | 0.17529 | 2693.65 | 1801.954 | 663.8877 | 2693.65 | 0.24646 | 1801.954 | 2693.65 | 0.66896 | 663.8877 | 1801.954 | 0.36843 | 663.8877 | 11.6797
Equipment | Induction Cooktops | Commercial | New | Warehouse | 1974.24 | 0.18824 | 10 | 0.4257 | 0.17529 | 2693.65 | 1801.954 | 663.8877 | 2693.65 | 0.24646 | 1801.954 | 2693.65 | 0.66896 | 663.8877 | 1801.954 | 0.36843 | 663.8877 | 11.6797
Equipment | Energy Star Commercial Dishwasher | Commercial | Turnover | Assembly | 18720.0898 | 0.29479 | 15 | 1.3584 | -0.00014452 | 737.7778 | 21985.2064 | 7317.9319 | 737.7778 | 9.9189 | 21985.2064 | 737.7778 | 29.7992 | 7317.9319 | 21985.2064 | 0.33286 | 7317.9319 | 0.33737
Equipment | Energy Star Commercial Dishwasher | Commercial | Turnover | College and University | 18720.0898 | 0.29479 | 15 | 1.3584 | -0.00014452 | 737.7778 | 21985.2064 | 7317.9319 | 737.7778 | 9.9189 | 21985.2064 | 737.7778 | 29.7992 | 7317.9319 | 21985.2064 | 0.33286 | 7317.9319 | 0.33737
Equipment | Energy Star Commercial Dishwasher | Commercial | Turnover | Grocery | 18720.0898 | 0.29479 | 15 | 1.3584 | -0.00014452 | 737.7778 | 21985.2064 | 7317.9319 | 737.7778 | 9.9189 | 21985.2064 | 737.7778 | 29.7992 | 7317.9319 | 21985.2064 | 0.33286 | 7317.9319 | 0.33737
Equipment | Energy Star Commercial Dishwasher | Commercial | Turnover | Healthcare | 18720.0898 | 0.29479 | 15 | 1.3584 | -0.00014452 | 737.7778 | 21985.2064 | 7317.9319 | 737.7778 | 9.9189 | 21985.2064 | 737.7778 | 29.7992 | 7317.9319 | 21985.2064 | 0.33286 | 7317.9319 | 0.33737
Equipment | Energy Star Commercial Dishwasher | Commercial | Turnover | Hospitals | 18720.0898 | 0.29479 | 15 | 1.3584 | -0.00014452 | 737.7778 | 21985.2064 | 7317.9319 | 737.7778 | 9.9189 | 21985.2064 | 737.7778 | 29.7992 | 7317.9319 | 21985.2064 | 0.33286 | 7317.9319 | 0.33737
Equipment | Energy Star Commercial Dishwasher | Commercial | Turnover | Institutional | 18720.0898 | 0.29479 | 15 | 1.3584 | -0.00014452 | 737.7778 | 21985.2064 | 7317.9319 | 737.7778 | 9.9189 | 21985.2064 | 737.7778 | 29.7992 | 7317.9319 | 21985.2064 | 0.33286 | 7317.9319 | 0.33737
Equipment | Energy Star Commercial Dishwasher | Commercial | Turnover | Lodging/Hospitality | 18720.0898 | 0.29479 | 15 | 1.3584 | -0.00014452 | 737.7778 | 21985.2064 | 7317.9319 | 737.7778 | 9.9189 | 21985.2064 | 737.7778 | 29.7992 | 7317.9319 | 21985.2064 | 0.33286 | 7317.9319 | 0.33737
Equipment | Energy Star Commercial Dishwasher | Commercial | Turnover | Miscellaneous | 18720.0898 | 0.29479 | 15 | 1.3584 | -0.00014452 | 737.7778 | 21985.2064 | 7317.9319 | 737.7778 | 9.9189 | 21985.2064 | 737.7778 | 29.7992 | 7317.9319 | 21985.2064 | 0.33286 | 7317.9319 | 0.33737
Equipment | Energy Star Commercial Dishwasher | Commercial | Turnover | Offices | 18720.0898 | 0.29479 | 15 | 1.3584 | -0.00014452 | 737.7778 | 21985.2064 | 7317.9319 | 737.7778 | 9.9189 | 21985.2064 | 737.7778 | 29.7992 | 7317.9319 | 21985.2064 | 0.33286 | 7317.9319 | 0.33737
Equipment | Energy Star Commercial Dishwasher | Commercial | Turnover | Restaurants | 18720.0898 | 0.29479 | 15 | 1.3584 | -0.00014452 | 737.7778 | 21985.2064 | 7317.9319 | 737.7778 | 9.9189 | 21985.2064 | 737.7778 | 29.7992 | 7317.9319 | 21985.2064 | 0.33286 | 7317.9319 | 0.33737
Equipment | Energy Star Commercial Dishwasher | Commercial | Turnover | Retail | 18720.0898 | 0.29479 | 15 | 1.3584 | -0.00014452 | 737.7778 | 21985.2064 | 7317.9319 | 737.7778 | 9.9189 | 21985.2064 | 737.7778 | 29.7992 | 7317.9319 | 21985.2064 | 0.33286 | 7317.9319 | 0.33737
Equipment | Energy Star Commercial Dishwasher | Commercial | Turnover | Schools K-12 | 18720.0898 | 0.29479 | 15 | 1.3584 | -0.00014452 | 737.7778 | 21985.2064 | 7317.9319 | 737.7778 | 9.9189 | 21985.2064 | 737.7778 | 29.7992 | 7317.9319 | 21985.2064 | 0.33286 | 7317.9319 | 0.33737
Equipment | Energy Star Commercial Dishwasher | Commercial | Turnover | Warehouse | 18720.0898 | 0.29479 | 15 | 1.3584 | -0.00014452 | 737.7778 | 21985.2064 | 7317.9319 | 737.7778 | 9.9189 | 21985.2064 | 737.7778 | 29.7992 | 7317.9319 | 21985.2064 | 0.33286 | 7317.9319 | 0.33737
Equipment | Energy Star Commercial Dishwasher | Commercial | New | Assembly | 18720.0898 | 0.29479 | 15 | 1.3584 | -0.00014452 | 737.7778 | 21985.2064 | 7317.9319 | 737.7778 | 9.9189 | 21985.2064 | 737.7778 | 29.7992 | 7317.9319 | 21985.2064 | 0.33286 | 7317.9319 | 0.33737
Equipment | Energy Star Commercial Dishwasher | Commercial | New | College and University | 18720.0898 | 0.29479 | 15 | 1.3584 | -0.00014452 | 737.7778 | 21985.2064 | 7317.9319 | 737.7778 | 9.9189 | 21985.2064 | 737.7778 | 29.7992 | 7317.9319 | 21985.2064 | 0.33286 | 7317.9319 | 0.33737
Equipment | Energy Star Commercial Dishwasher | Commercial | New | Grocery | 18720.0898 | 0.29479 | 15 | 1.3584 | -0.00014452 | 737.7778 | 21985.2064 | 7317.9319 | 737.7778 | 9.9189 | 21985.2064 | 737.7778 | 29.7992 | 7317.9319 | 21985.2064 | 0.33286 | 7317.9319 | 0.33737
Equipment | Energy Star Commercial Dishwasher | Commercial | New | Healthcare | 18720.0898 | 0.29479 | 15 | 1.3584 | -0.00014452 | 737.7778 | 21985.2064 | 7317.9319 | 737.7778 | 9.9189 | 21985.2064 | 737.7778 | 29.7992 | 7317.9319 | 21985.2064 | 0.33286 | 7317.9319 | 0.33737
Equipment | Energy Star Commercial Dishwasher | Commercial | New | Hospitals | 18720.0898 | 0.29479 | 15 | 1.3584 | -0.00014452 | 737.7778 | 21985.2064 | 7317.9319 | 737.7778 | 9.9189 | 21985.2064 | 737.7778 | 29.7992 | 7317.9319 | 21985.2064 | 0.33286 | 7317.9319 | 0.33737
Equipment | Energy Star Commercial Dishwasher | Commercial | New | Institutional | 18720.0898 | 0.29479 | 15 | 1.3584 | -0.00014452 | 737.7778 | 21985.2064 | 7317.9319 | 737.7778 | 9.9189 | 21985.2064 | 737.7778 | 29.7992 | 7317.9319 | 21985.2064 | 0.33286 | 7317.9319 | 0.33737
Equipment | Energy Star Commercial Dishwasher | Commercial | New | Lodging/Hospitality | 18720.0898 | 0.29479 | 15 | 1.3584 | -0.00014452 | 737.7778 | 21985.2064 | 7317.9319 | 737.7778 | 9.9189 | 21985.2064 | 737.7778 | 29.7992 | 7317.9319 | 21985.2064 | 0.33286 | 7317.9319 | 0.33737
Equipment | Energy Star Commercial Dishwasher | Commercial | New | Miscellaneous | 18720.0898 | 0.29479 | 15 | 1.3584 | -0.00014452 | 737.7778 | 21985.2064 | 7317.9319 | 737.7778 | 9.9189 | 21985.2064 | 737.7778 | 29.7992 | 7317.9319 | 21985.2064 | 0.33286 | 7317.9319 | 0.33737
Equipment | Energy Star Commercial Dishwasher | Commercial | New | Offices | 18720.0898 | 0.29479 | 15 | 1.3584 | -0.00014452 | 737.7778 | 21985.2064 | 7317.9319 | 737.7778 | 9.9189 | 21985.2064 | 737.7778 | 29.7992 | 7317.9319 | 21985.2064 | 0.33286 | 7317.9319 | 0.33737
Equipment | Energy Star Commercial Dishwasher | Commercial | New | Restaurants | 18720.0898 | 0.29479 | 15 | 1.3584 | -0.00014452 | 737.7778 | 21985.2064 | 7317.9319 | 737.7778 | 9.9189 | 21985.2064 | 737.7778 | 29.7992 | 7317.9319 | 21985.2064 | 0.33286 | 7317.9319 | 0.33737
Equipment | Energy Star Commercial Dishwasher | Commercial | New | Retail | 18720.0898 | 0.29479 | 15 | 1.3584 | -0.00014452 | 737.7778 | 21985.2064 | 7317.9319 | 737.7778 | 9.9189 | 21985.2064 | 737.7778 | 29.7992 | 7317.9319 | 21985.2064 | 0.33286 | 7317.9319 | 0.33737
Equipment | Energy Star Commercial Dishwasher | Commercial | New | Schools K-12 | 18720.0898 | 0.29479 | 15 | 1.3584 | -0.00014452 | 737.7778 | 21985.2064 | 7317.9319 | 737.7778 | 9.9189 | 21985.2064 | 737.7778 | 29.7992 | 7317.9319 | 21985.2064 | 0.33286 | 7317.9319 | 0.33737
Equipment | Energy Star Commercial Dishwasher | Commercial | New | Warehouse | 18720.0898 | 0.29479 | 15 | 1.3584 | -0.00014452 | 737.7778 | 21985.2064 | 7317.9319 | 737.7778 | 9.9189 | 21985.2064 | 737.7778 | 29.7992 | 7317.9319 | 21985.2064 | 0.33286 | 7317.9319 | 0.33737
Equipment | Heat Pump Water Heater | Commercial | Turnover | Assembly | 4395.1625 | 0.65321 | 10 | 0.74275 | 0.49402 | 1006 | 4002.321 | 1441.4189 | 1006 | 1.4328 | 4002.321 | 1006 | 3.9785 | 1441.4189 | 4002.321 | 0.36015 | 1441.4189 | 1.9594
Equipment | Heat Pump Water Heater | Commercial | Turnover | College and University | 101088.7385 | 0.65321 | 10 | 5.3769 | 29.0863 | 10060 | 91522.8443 | 29961.7408 | 10060 | 2.9783 | 91522.8443 | 10060 | 9.0977 | 29961.7408 | 91522.8443 | 0.32737 | 29961.7408 | 0.85189
Equipment | Heat Pump Water Heater | Commercial | Turnover | Grocery | 8790.3251 | 0.65321 | 10 | 0.61672 | 3.2355 | 1006 | 7965.2684 | 2620.4213 | 1006 | 2.6048 | 7965.2684 | 1006 | 7.9178 | 2620.4213 | 7965.2684 | 0.32898 | 2620.4213 | 0.97968
Equipment | Heat Pump Water Heater | Commercial | Turnover | Healthcare | 5860.2167 | 0.65321 | 10 | 0.99034 | 0.65869 | 1006 | 5336.428 | 1921.8919 | 1006 | 1.9104 | 5336.428 | 1006 | 5.3046 | 1921.8919 | 5336.428 | 0.36015 | 1921.8919 | 1.4695
Equipment | Heat Pump Water Heater | Commercial | Turnover | Hospitals | 177271.556 | 0.65321 | 10 | 9.4291 | 51.0065 | 15090 | 160496.5821 | 52541.6034 | 15090 | 3.4819 | 160496.5821 | 15090 | 10.636 | 52541.6034 | 160496.5821 | 0.32737 | 52541.6034 | 0.72868
Equipment | Heat Pump Water Heater | Commercial | Turnover | Institutional | 351613.0036 | 0.65321 | 10 | 59.4203 | 39.5217 | 25150 | 320185.6771 | 115313.5158 | 25150 | 4.585 | 320185.6771 | 25150 | 12.731 | 115313.5158 | 320185.6771 | 0.36015 | 115313.5158 | 0.6123
Equipment | Heat Pump Water Heater | Commercial | Turnover | Lodging/Hospitality | 42193.5604 | 0.65321 | 10 | 2.9603 | 15.5303 | 3018 | 38233.2884 | 12578.022 | 3018 | 4.1677 | 38233.2884 | 3018 | 12.6684 | 12578.022 | 38233.2884 | 0.32898 | 12578.022 | 0.6123
Equipment | Heat Pump Water Heater | Commercial | Turnover | Miscellaneous | 263709.7527 | 0.65321 | 10 | 44.5652 | 29.6412 | 20120 | 240139.2578 | 86485.1368 | 20120 | 4.2985 | 240139.2578 | 20120 | 11.9354 | 86485.1368 | 240139.2578 | 0.36015 | 86485.1368 | 0.65312
Equipment | Heat Pump Water Heater | Commercial | Turnover | Offices | 36626.3545 | 0.65321 | 10 | 6.1896 | 4.1168 | 3018 | 33352.6747 | 12011.8246 | 3018 | 3.9801 | 33352.6747 | 3018 | 11.0513 | 12011.8246 | 33352.6747 | 0.36015 | 12011.8246 | 0.70537
Equipment | Heat Pump Water Heater | Commercial | Turnover | Restaurants | 14650.5418 | 0.65321 | 10 | 1.0279 | 5.3925 | 2012 | 13275.4474 | 4367.3688 | 2012 | 2.1707 | 13275.4474 | 2012 | 6.5981 | 4367.3688 | 13275.4474 | 0.32898 | 4367.3688 | 1.1756
Equipment | Heat Pump Water Heater | Commercial | Turnover | Retail | 26107.2655 | 0.65321 | 10 | 1.8317 | 9.6094 | 3018 | 23656.8472 | 7782.6511 | 3018 | 2.5787 | 23656.8472 | 3018 | 7.8386 | 7782.6511 | 23656.8472 | 0.32898 | 7782.6511 | 0.98957
Equipment | Heat Pump Water Heater | Commercial | Turnover | Schools K-12 | 1831.3579 | 0.65321 | 10 | 0.30949 | 0.20585 | 1006 | 1667.6703 | 600.6044 | 1006 | 0.59702 | 1667.6703 | 1006 | 1.6577 | 600.6044 | 1667.6703 | 0.36015 | 600.6044 | 4.7023
Equipment | Heat Pump Water Heater | Commercial | Turnover | Warehouse | 8790.3251 | 0.65321 | 10 | 1.4855 | 0.98804 | 1006 | 8004.6419 | 2882.8379 | 1006 | 2.8656 | 8004.6419 | 1006 | 7.9569 | 2882.8379 | 8004.6419 | 0.36015 | 2882.8379 | 0.97968
Equipment | Heat Pump Water Heater | Commercial | New | Assembly | 4395.1625 | 0.65321 | 10 | 0.74275 | 0.49402 | 1006 | 4002.321 | 1441.4189 | 1006 | 1.4328 | 4002.321 | 1006 | 3.9785 | 1441.4189 | 4002.321 | 0.36015 | 1441.4189 | 1.9594
Equipment | Heat Pump Water Heater | Commercial | New | College and University | 101088.7385 | 0.65321 | 10 | 5.3769 | 29.0863 | 10060 | 91522.8443 | 29961.7408 | 10060 | 2.9783 | 91522.8443 | 10060 | 9.0977 | 29961.7408 | 91522.8443 | 0.32737 | 29961.7408 | 0.85189
Equipment | Heat Pump Water Heater | Commercial | New | Grocery | 8790.3251 | 0.65321 | 10 | 0.61672 | 3.2355 | 1006 | 7965.2684 | 2620.4213 | 1006 | 2.6048 | 7965.2684 | 1006 | 7.9178 | 2620.4213 | 7965.2684 | 0.32898 | 2620.4213 | 0.97968
Equipment | Heat Pump Water Heater | Commercial | New | Healthcare | 5860.2167 | 0.65321 | 10 | 0.99034 | 0.65869 | 1006 | 5336.428 | 1921.8919 | 1006 | 1.9104 | 5336.428 | 1006 | 5.3046 | 1921.8919 | 5336.428 | 0.36015 | 1921.8919 | 1.4695
Equipment | Heat Pump Water Heater | Commercial | New | Hospitals | 177271.556 | 0.65321 | 10 | 9.4291 | 51.0065 | 15090 | 160496.5821 | 52541.6034 | 15090 | 3.4819 | 160496.5821 | 15090 | 10.636 | 52541.6034 | 160496.5821 | 0.32737 | 52541.6034 | 0.72868
Equipment | Heat Pump Water Heater | Commercial | New | Institutional | 351613.0036 | 0.65321 | 10 | 59.4203 | 39.5217 | 25150 | 320185.6771 | 115313.5158 | 25150 | 4.585 | 320185.6771 | 25150 | 12.731 | 115313.5158 | 320185.6771 | 0.36015 | 115313.5158 | 0.6123
Equipment | Heat Pump Water Heater | Commercial | New | Lodging/Hospitality | 42193.5604 | 0.65321 | 10 | 2.9603 | 15.5303 | 3018 | 38233.2884 | 12578.022 | 3018 | 4.1677 | 38233.2884 | 3018 | 12.6684 | 12578.022 | 38233.2884 | 0.32898 | 12578.022 | 0.6123
Equipment | Heat Pump Water Heater | Commercial | New | Miscellaneous | 263709.7527 | 0.65321 | 10 | 44.5652 | 29.6412 | 20120 | 240139.2578 | 86485.1368 | 20120 | 4.2985 | 240139.2578 | 20120 | 11.9354 | 86485.1368 | 240139.2578 | 0.36015 | 86485.1368 | 0.65312
Equipment | Heat Pump Water Heater | Commercial | New | Offices | 36626.3545 | 0.65321 | 10 | 6.1896 | 4.1168 | 3018 | 33352.6747 | 12011.8246 | 3018 | 3.9801 | 33352.6747 | 3018 | 11.0513 | 12011.8246 | 33352.6747 | 0.36015 | 12011.8246 | 0.70537
Equipment | Heat Pump Water Heater | Commercial | New | Restaurants | 14650.5418 | 0.65321 | 10 | 1.0279 | 5.3925 | 2012 | 13275.4474 | 4367.3688 | 2012 | 2.1707 | 13275.4474 | 2012 | 6.5981 | 4367.3688 | 13275.4474 | 0.32898 | 4367.3688 | 1.1756
Equipment | Heat Pump Water Heater | Commercial | New | Retail | 26107.2655 | 0.65321 | 10 | 1.8317 | 9.6094 | 3018 | 23656.8472 | 7782.6511 | 3018 | 2.5787 | 23656.8472 | 3018 | 7.8386 | 7782.6511 | 23656.8472 | 0.32898 | 7782.6511 | 0.98957
Equipment | Heat Pump Water Heater | Commercial | New | Schools K-12 | 1831.3579 | 0.65321 | 10 | 0.30949 | 0.20585 | 1006 | 1667.6703 | 600.6044 | 1006 | 0.59702 | 1667.6703 | 1006 | 1.6577 | 600.6044 | 1667.6703 | 0.36015 | 600.6044 | 4.7023
Equipment | Heat Pump Water Heater | Commercial | New | Warehouse | 8790.3251 | 0.65321 | 10 | 1.4855 | 0.98804 | 1006 | 8004.6419 | 2882.8379 | 1006 | 2.8656 | 8004.6419 | 1006 | 7.9569 | 2882.8379 | 8004.6419 | 0.36015 | 2882.8379 | 0.97968
Equipment | Instantaneous Hot Water System | Commercial | Turnover | Assembly | 352.1017 | 0.058469 | 20 | 0.039006 | 0.044946 | 2967 | 481.6333 | 155.9589 | 2967 | 0.052565 | 481.6333 | 2967 | 0.16233 | 155.9589 | 481.6333 | 0.32381 | 155.9589 | 72.1338
Equipment | Instantaneous Hot Water System | Commercial | Turnover | College and University | 8098.3397 | 0.058469 | 20 | 0.76527 | 1.8458 | 29670 | 11068.5621 | 3607.4674 | 29670 | 0.12159 | 11068.5621 | 29670 | 0.37306 | 3607.4674 | 11068.5621 | 0.32592 | 3607.4674 | 31.3625
Equipment | Instantaneous Hot Water System | Commercial | Turnover | Grocery | 704.2034 | 0.058469 | 20 | 0.078341 | 0.081744 | 2967 | 963.2891 | 312.3657 | 2967 | 0.10528 | 963.2891 | 2967 | 0.32467 | 312.3657 | 963.2891 | 0.32427 | 312.3657 | 36.0669
Equipment | Instantaneous Hot Water System | Commercial | Turnover | Healthcare | 469.469 | 0.058469 | 20 | 0.052008 | 0.059928 | 2967 | 642.1777 | 207.9452 | 2967 | 0.070086 | 642.1777 | 2967 | 0.21644 | 207.9452 | 642.1777 | 0.32381 | 207.9452 | 54.1003
Equipment | Instantaneous Hot Water System | Commercial | Turnover | Hospitals | 14201.4362 | 0.058469 | 20 | 1.342 | 3.2369 | 44505 | 19410.0872 | 6326.1385 | 44505 | 0.14214 | 19410.0872 | 44505 | 0.43613 | 6326.1385 | 19410.0872 | 0.32592 | 6326.1385 | 26.8266
Equipment | Instantaneous Hot Water System | Commercial | Turnover | Institutional | 28168.138 | 0.058469 | 20 | 3.1205 | 3.5957 | 74175 | 38530.6649 | 12476.711 | 74175 | 0.16821 | 38530.6649 | 74175 | 0.51946 | 12476.711 | 38530.6649 | 0.32381 | 12476.711 | 22.5418
Equipment | Instantaneous Hot Water System | Commercial | Turnover | Lodging/Hospitality | 3380.1766 | 0.058469 | 20 | 0.37604 | 0.39237 | 8901 | 4623.7875 | 1499.3552 | 8901 | 0.16845 | 4623.7875 | 8901 | 0.51947 | 1499.3552 | 4623.7875 | 0.32427 | 1499.3552 | 22.5418
Equipment | Instantaneous Hot Water System | Commercial | Turnover | Miscellaneous | 21126.1035 | 0.058469 | 20 | 2.3404 | 2.6968 | 59340 | 28897.9987 | 9357.5333 | 59340 | 0.15769 | 28897.9987 | 59340 | 0.48699 | 9357.5333 | 28897.9987 | 0.32381 | 9357.5333 | 24.0446
Equipment | Instantaneous Hot Water System | Commercial | Turnover | Offices | 2934.181 | 0.058469 | 20 | 0.32505 | 0.37455 | 8901 | 4013.6109 | 1299.6574 | 8901 | 0.14601 | 4013.6109 | 8901 | 0.45092 | 1299.6574 | 4013.6109 | 0.32381 | 1299.6574 | 25.9682
Equipment | Instantaneous Hot Water System | Commercial | Turnover | Restaurants | 1173.6724 | 0.058469 | 20 | 0.13057 | 0.13624 | 5934 | 1605.4818 | 520.6095 | 5934 | 0.087733 | 1605.4818 | 5934 | 0.27056 | 520.6095 | 1605.4818 | 0.32427 | 520.6095 | 43.2803
Equipment | Instantaneous Hot Water System | Commercial | Turnover | Retail | 2091.4842 | 0.058469 | 20 | 0.23267 | 0.24278 | 8901 | 2860.9685 | 927.726 | 8901 | 0.10423 | 2860.9685 | 8901 | 0.32142 | 927.726 | 2860.9685 | 0.32427 | 927.726 | 36.4312
Equipment | Instantaneous Hot Water System | Commercial | Turnover | Schools K-12 | 146.7123 | 0.058469 | 20 | 0.016253 | 0.018728 | 2967 | 200.6849 | 64.9843 | 2967 | 0.021902 | 200.6849 | 2967 | 0.067639 | 64.9843 | 200.6849 | 0.32381 | 64.9843 | 173.1172
Equipment | Instantaneous Hot Water System | Commercial | Turnover | Warehouse | 704.2034 | 0.058469 | 20 | 0.078013 | 0.089892 | 2967 | 963.2666 | 311.9178 | 2967 | 0.10513 | 963.2666 | 2967 | 0.32466 | 311.9178 | 963.2666 | 0.32381 | 311.9178 | 36.0669
Equipment | Instantaneous Hot Water System | Commercial | New | Assembly | 352.1017 | 0.058469 | 20 | 0.039006 | 0.044946 | 2967 | 481.6333 | 155.9589 | 2967 | 0.052565 | 481.6333 | 2967 | 0.16233 | 155.9589 | 481.6333 | 0.32381 | 155.9589 | 72.1338
Equipment | Instantaneous Hot Water System | Commercial | New | College and University | 8098.3397 | 0.058469 | 20 | 0.76527 | 1.8458 | 29670 | 11068.5621 | 3607.4674 | 29670 | 0.12159 | 11068.5621 | 29670 | 0.37306 | 3607.4674 | 11068.5621 | 0.32592 | 3607.4674 | 31.3625
Equipment | Instantaneous Hot Water System | Commercial | New | Grocery | 704.2034 | 0.058469 | 20 | 0.078341 | 0.081744 | 2967 | 963.2891 | 312.3657 | 2967 | 0.10528 | 963.2891 | 2967 | 0.32467 | 312.3657 | 963.2891 | 0.32427 | 312.3657 | 36.0669
Equipment | Instantaneous Hot Water System | Commercial | New | Healthcare | 469.469 | 0.058469 | 20 | 0.052008 | 0.059928 | 2967 | 642.1777 | 207.9452 | 2967 | 0.070086 | 642.1777 | 2967 | 0.21644 | 207.9452 | 642.1777 | 0.32381 | 207.9452 | 54.1003
Equipment | Instantaneous Hot Water System | Commercial | New | Hospitals | 14201.4362 | 0.058469 | 20 | 1.342 | 3.2369 | 44505 | 19410.0872 | 6326.1385 | 44505 | 0.14214 | 19410.0872 | 44505 | 0.43613 | 6326.1385 | 19410.0872 | 0.32592 | 6326.1385 | 26.8266
Equipment | Instantaneous Hot Water System | Commercial | New | Institutional | 28168.138 | 0.058469 | 20 | 3.1205 | 3.5957 | 74175 | 38530.6649 | 12476.711 | 74175 | 0.16821 | 38530.6649 | 74175 | 0.51946 | 12476.711 | 38530.6649 | 0.32381 | 12476.711 | 22.5418
Equipment | Instantaneous Hot Water System | Commercial | New | Lodging/Hospitality | 3380.1766 | 0.058469 | 20 | 0.37604 | 0.39237 | 8901 | 4623.7875 | 1499.3552 | 8901 | 0.16845 | 4623.7875 | 8901 | 0.51947 | 1499.3552 | 4623.7875 | 0.32427 | 1499.3552 | 22.5418
Equipment | Instantaneous Hot Water System | Commercial | New | Miscellaneous | 21126.1035 | 0.058469 | 20 | 2.3404 | 2.6968 | 59340 | 28897.9987 | 9357.5333 | 59340 | 0.15769 | 28897.9987 | 59340 | 0.48699 | 9357.5333 | 28897.9987 | 0.32381 | 9357.5333 | 24.0446
Equipment | Instantaneous Hot Water System | Commercial | New | Offices | 2934.181 | 0.058469 | 20 | 0.32505 | 0.37455 | 8901 | 4013.6109 | 1299.6574 | 8901 | 0.14601 | 4013.6109 | 8901 | 0.45092 | 1299.6574 | 4013.6109 | 0.32381 | 1299.6574 | 25.9682
Equipment | Instantaneous Hot Water System | Commercial | New | Restaurants | 1173.6724 | 0.058469 | 20 | 0.13057 | 0.13624 | 5934 | 1605.4818 | 520.6095 | 5934 | 0.087733 | 1605.4818 | 5934 | 0.27056 | 520.6095 | 1605.4818 | 0.32427 | 520.6095 | 43.2803
Equipment | Instantaneous Hot Water System | Commercial | New | Retail | 2091.4842 | 0.058469 | 20 | 0.23267 | 0.24278 | 8901 | 2860.9685 | 927.726 | 8901 | 0.10423 | 2860.9685 | 8901 | 0.32142 | 927.726 | 2860.9685 | 0.32427 | 927.726 | 36.4312
Equipment | Instantaneous Hot Water System | Commercial | New | Schools K-12 | 146.7123 | 0.058469 | 20 | 0.016253 | 0.018728 | 2967 | 200.6849 | 64.9843 | 2967 | 0.021902 | 200.6849 | 2967 | 0.067639 | 64.9843 | 200.6849 | 0.32381 | 64.9843 | 173.1172
Equipment | Instantaneous Hot Water System | Commercial | New | Warehouse | 704.2034 | 0.058469 | 20 | 0.078013 | 0.089892 | 2967 | 963.2666 | 311.9178 | 2967 | 0.10513 | 963.2666 | 2967 | 0.32466 | 311.9178 | 963.2666 | 0.32381 | 311.9178 | 36.0669
Equipment | Solar Water Heater | Commercial | Turnover | Assembly | 5158.5545 | 0.76667 | 15 | 0.38556 | 0.05413 | 6767 | 6058.9588 | 2021.516 | 6767 | 0.29873 | 6058.9588 | 6767 | 0.89537 | 2021.516 | 6058.9588 | 0.33364 | 2021.516 | 11.2294
Equipment | Solar Water Heater | Commercial | Turnover | College and University | 118646.7544 | 0.76667 | 15 | 8.8679 | 1.245 | 67670 | 139356.0529 | 46494.8679 | 67670 | 0.68708 | 139356.0529 | 67670 | 2.0593 | 46494.8679 | 139356.0529 | 0.33364 | 46494.8679 | 4.8824
Equipment | Solar Water Heater | Commercial | Turnover | Grocery | 10317.1091 | 0.76667 | 15 | 0.77112 | 0.10826 | 6767 | 12117.9176 | 4043.032 | 6767 | 0.59746 | 12117.9176 | 6767 | 1.7907 | 4043.032 | 12117.9176 | 0.33364 | 4043.032 | 5.6147
Equipment | Solar Water Heater | Commercial | Turnover | Healthcare | 6878.0727 | 0.76667 | 15 | 0.51408 | 0.072174 | 6767 | 8078.6118 | 2695.3547 | 6767 | 0.39831 | 8078.6118 | 6767 | 1.1938 | 2695.3547 | 8078.6118 | 0.33364 | 2695.3547 | 8.4221
Equipment | Solar Water Heater | Commercial | Turnover | Hospitals | 208061.6998 | 0.76667 | 15 | 15.5509 | 2.1833 | 101505 | 244378.0058 | 81534.4785 | 101505 | 0.80326 | 244378.0058 | 101505 | 2.4075 | 81534.4785 | 244378.0058 | 0.33364 | 81534.4785 | 4.1762
Equipment | Solar Water Heater | Commercial | Turnover | Institutional | 412684.3632 | 0.76667 | 15 | 30.8448 | 4.3304 | 169175 | 484716.7058 | 161721.2796 | 169175 | 0.95594 | 484716.7058 | 169175 | 2.8652 | 161721.2796 | 484716.7058 | 0.33364 | 161721.2796 | 3.5092
Equipment | Solar Water Heater | Commercial | Turnover | Lodging/Hospitality | 49522.1236 | 0.76667 | 15 | 3.7014 | 0.51965 | 20301 | 58166.0047 | 19406.5536 | 20301 | 0.95594 | 58166.0047 | 20301 | 2.8652 | 19406.5536 | 58166.0047 | 0.33364 | 19406.5536 | 3.5092
Equipment | Solar Water Heater | Commercial | Turnover | Miscellaneous | 309513.2724 | 0.76667 | 15 | 23.1336 | 3.2478 | 135340 | 363537.5293 | 121290.9597 | 135340 | 0.89619 | 363537.5293 | 135340 | 2.6861 | 121290.9597 | 363537.5293 | 0.33364 | 121290.9597 | 3.7431
Equipment | Solar Water Heater | Commercial | Turnover | Offices | 42987.9545 | 0.76667 | 15 | 3.213 | 0.45109 | 20301 | 50491.3235 | 16845.9666 | 20301 | 0.82981 | 50491.3235 | 20301 | 2.4871 | 16845.9666 | 50491.3235 | 0.33364 | 16845.9666 | 4.0426
Equipment | Solar Water Heater | Commercial | Turnover | Restaurants | 17195.1818 | 0.76667 | 15 | 1.2852 | 0.18043 | 13534 | 20196.5294 | 6738.3866 | 13534 | 0.49789 | 20196.5294 | 13534 | 1.4923 | 6738.3866 | 20196.5294 | 0.33364 | 6738.3866 | 6.7377
Equipment | Solar Water Heater | Commercial | Turnover | Retail | 30641.814 | 0.76667 | 15 | 2.2902 | 0.32153 | 20301 | 35990.2154 | 12007.805 | 20301 | 0.59149 | 35990.2154 | 20301 | 1.7728 | 12007.805 | 35990.2154 | 0.33364 | 12007.805 | 5.6714
Equipment | Solar Water Heater | Commercial | Turnover | Schools K-12 | 2149.4448 | 0.76667 | 15 | 0.16065 | 0.022555 | 6767 | 2524.6215 | 842.3168 | 6767 | 0.12447 | 2524.6215 | 6767 | 0.37308 | 842.3168 | 2524.6215 | 0.33364 | 842.3168 | 26.95
Equipment | Solar Water Heater | Commercial | Turnover | Warehouse | 10317.1091 | 0.76667 | 15 | 0.77112 | 0.10826 | 6767 | 12117.9176 | 4043.032 | 6767 | 0.59746 | 12117.9176 | 6767 | 1.7907 | 4043.032 | 12117.9176 | 0.33364 | 4043.032 | 5.6147
Equipment | Solar Water Heater | Commercial | New | Assembly | 5158.5545 | 0.76667 | 15 | 0.38556 | 0.05413 | 6767 | 6058.9588 | 2021.516 | 6767 | 0.29873 | 6058.9588 | 6767 | 0.89537 | 2021.516 | 6058.9588 | 0.33364 | 2021.516 | 11.2294
Equipment | Solar Water Heater | Commercial | New | College and University | 118646.7544 | 0.76667 | 15 | 8.8679 | 1.245 | 67670 | 139356.0529 | 46494.8679 | 67670 | 0.68708 | 139356.0529 | 67670 | 2.0593 | 46494.8679 | 139356.0529 | 0.33364 | 46494.8679 | 4.8824
Equipment | Solar Water Heater | Commercial | New | Grocery | 10317.1091 | 0.76667 | 15 | 0.77112 | 0.10826 | 6767 | 12117.9176 | 4043.032 | 6767 | 0.59746 | 12117.9176 | 6767 | 1.7907 | 4043.032 | 12117.9176 | 0.33364 | 4043.032 | 5.6147
Equipment | Solar Water Heater | Commercial | New | Healthcare | 6878.0727 | 0.76667 | 15 | 0.51408 | 0.072174 | 6767 | 8078.6118 | 2695.3547 | 6767 | 0.39831 | 8078.6118 | 6767 | 1.1938 | 2695.3547 | 8078.6118 | 0.33364 | 2695.3547 | 8.4221
Equipment | Solar Water Heater | Commercial | New | Hospitals | 208061.6998 | 0.76667 | 15 | 15.5509 | 2.1833 | 101505 | 244378.0058 | 81534.4785 | 101505 | 0.80326 | 244378.0058 | 101505 | 2.4075 | 81534.4785 | 244378.0058 | 0.33364 | 81534.4785 | 4.1762
Equipment | Solar Water Heater | Commercial | New | Institutional | 412684.3632 | 0.76667 | 15 | 30.8448 | 4.3304 | 169175 | 484716.7058 | 161721.2796 | 169175 | 0.95594 | 484716.7058 | 169175 | 2.8652 | 161721.2796 | 484716.7058 | 0.33364 | 161721.2796 | 3.5092
Equipment | Solar Water Heater | Commercial | New | Lodging/Hospitality | 49522.1236 | 0.76667 | 15 | 3.7014 | 0.51965 | 20301 | 58166.0047 | 19406.5536 | 20301 | 0.95594 | 58166.0047 | 20301 | 2.8652 | 19406.5536 | 58166.0047 | 0.33364 | 19406.5536 | 3.5092
Equipment | Solar Water Heater | Commercial | New | Miscellaneous | 309513.2724 | 0.76667 | 15 | 23.1336 | 3.2478 | 135340 | 363537.5293 | 121290.9597 | 135340 | 0.89619 | 363537.5293 | 135340 | 2.6861 | 121290.9597 | 363537.5293 | 0.33364 | 121290.9597 | 3.7431
Equipment | Solar Water Heater | Commercial | New | Offices | 42987.9545 | 0.76667 | 15 | 3.213 | 0.45109 | 20301 | 50491.3235 | 16845.9666 | 20301 | 0.82981 | 50491.3235 | 20301 | 2.4871 | 16845.9666 | 50491.3235 | 0.33364 | 16845.9666 | 4.0426
Equipment | Solar Water Heater | Commercial | New | Restaurants | 17195.1818 | 0.76667 | 15 | 1.2852 | 0.18043 | 13534 | 20196.5294 | 6738.3866 | 13534 | 0.49789 | 20196.5294 | 13534 | 1.4923 | 6738.3866 | 20196.5294 | 0.33364 | 6738.3866 | 6.7377
Equipment | Solar Water Heater | Commercial | New | Retail | 30641.814 | 0.76667 | 15 | 2.2902 | 0.32153 | 20301 | 35990.2154 | 12007.805 | 20301 | 0.59149 | 35990.2154 | 20301 | 1.7728 | 12007.805 | 35990.2154 | 0.33364 | 12007.805 | 5.6714
Equipment | Solar Water Heater | Commercial | New | Schools K-12 | 2149.4448 | 0.76667 | 15 | 0.16065 | 0.022555 | 6767 | 2524.6215 | 842.3168 | 6767 | 0.12447 | 2524.6215 | 6767 | 0.37308 | 842.3168 | 2524.6215 | 0.33364 | 842.3168 | 26.95
Equipment | Solar Water Heater | Commercial | New | Warehouse | 10317.1091 | 0.76667 | 15 | 0.77112 | 0.10826 | 6767 | 12117.9176 | 4043.032 | 6767 | 0.59746 | 12117.9176 | 6767 | 1.7907 | 4043.032 | 12117.9176 | 0.33364 | 4043.032 | 5.6147
Equipment | CFL - 15W Flood | Commercial | Turnover | Assembly | 200.9 | 0.76923 | 7.8 | 0 | 0 | 3.92 | 150.9182 | 45.354 | 3.92 | 11.5699 | 150.9182 | 3.92 | 38.4996 | 45.354 | 150.9182 | 0.30052 | 45.354 | 0.16703
Equipment | CFL - 15W Flood | Commercial | Turnover | College and University | 200.9 | 0.76923 | 7.8 | 0 | 0 | 3.92 | 150.9182 | 45.354 | 3.92 | 11.5699 | 150.9182 | 3.92 | 38.4996 | 45.354 | 150.9182 | 0.30052 | 45.354 | 0.16703
Equipment | CFL - 15W Flood | Commercial | Turnover | Grocery | 200.9 | 0.76923 | 7.8 | 0 | 0 | 3.92 | 150.9182 | 45.354 | 3.92 | 11.5699 | 150.9182 | 3.92 | 38.4996 | 45.354 | 150.9182 | 0.30052 | 45.354 | 0.16703
Equipment | CFL - 15W Flood | Commercial | Turnover | Healthcare | 200.9 | 0.76923 | 7.8 | 0 | 0 | 3.92 | 150.9182 | 45.354 | 3.92 | 11.5699 | 150.9182 | 3.92 | 38.4996 | 45.354 | 150.9182 | 0.30052 | 45.354 | 0.16703
Equipment | CFL - 15W Flood | Commercial | Turnover | Hospitals | 200.9 | 0.76923 | 7.8 | 0 | 0 | 3.92 | 150.9182 | 45.354 | 3.92 | 11.5699 | 150.9182 | 3.92 | 38.4996 | 45.354 | 150.9182 | 0.30052 | 45.354 | 0.16703
Equipment | CFL - 15W Flood | Commercial | Turnover | Institutional | 200.9 | 0.76923 | 7.8 | 0 | 0 | 3.92 | 150.9182 | 45.354 | 3.92 | 11.5699 | 150.9182 | 3.92 | 38.4996 | 45.354 | 150.9182 | 0.30052 | 45.354 | 0.16703
Equipment | CFL - 15W Flood | Commercial | Turnover | Lodging/Hospitality | 200.9 | 0.76923 | 7.8 | 0 | 0 | 3.92 | 150.9182 | 45.354 | 3.92 | 11.5699 | 150.9182 | 3.92 | 38.4996 | 45.354 | 150.9182 | 0.30052 | 45.354 | 0.16703
Equipment | CFL - 15W Flood | Commercial | Turnover | Miscellaneous | 200.9 | 0.76923 | 7.8 | 0 | 0 | 3.92 | 150.9182 | 45.354 | 3.92 | 11.5699 | 150.9182 | 3.92 | 38.4996 | 45.354 | 150.9182 | 0.30052 | 45.354 | 0.16703
Equipment | CFL - 15W Flood | Commercial | Turnover | Offices | 200.9 | 0.76923 | 7.8 | 0 | 0 | 3.92 | 150.9182 | 45.354 | 3.92 | 11.5699 | 150.9182 | 3.92 | 38.4996 | 45.354 | 150.9182 | 0.30052 | 45.354 | 0.16703
Equipment | CFL - 15W Flood | Commercial | Turnover | Restaurants | 200.9 | 0.76923 | 7.8 | 0 | 0 | 3.92 | 150.9182 | 45.354 | 3.92 | 11.5699 | 150.9182 | 3.92 | 38.4996 | 45.354 | 150.9182 | 0.30052 | 45.354 | 0.16703
Equipment | CFL - 15W Flood | Commercial | Turnover | Retail | 200.9 | 0.76923 | 7.8 | 0 | 0 | 3.92 | 150.9182 | 45.354 | 3.92 | 11.5699 | 150.9182 | 3.92 | 38.4996 | 45.354 | 150.9182 | 0.30052 | 45.354 | 0.16703
Equipment | CFL - 15W Flood | Commercial | Turnover | Schools K-12 | 200.9 | 0.76923 | 7.8 | 0 | 0 | 3.92 | 150.9182 | 45.354 | 3.92 | 11.5699 | 150.9182 | 3.92 | 38.4996 | 45.354 | 150.9182 | 0.30052 | 45.354 | 0.16703
Equipment | CFL - 15W Flood | Commercial | Turnover | Warehouse | 200.9 | 0.76923 | 7.8 | 0 | 0 | 3.92 | 150.9182 | 45.354 | 3.92 | 11.5699 | 150.9182 | 3.92 | 38.4996 | 45.354 | 150.9182 | 0.30052 | 45.354 | 0.16703
Equipment | CFL - 15W Flood | Commercial | New | Assembly | 200.9 | 0.76923 | 7.8 | 0 | 0 | 3.92 | 150.9182 | 45.354 | 3.92 | 11.5699 | 150.9182 | 3.92 | 38.4996 | 45.354 | 150.9182 | 0.30052 | 45.354 | 0.16703
Equipment | CFL - 15W Flood | Commercial | New | College and University | 200.9 | 0.76923 | 7.8 | 0 | 0 | 3.92 | 150.9182 | 45.354 | 3.92 | 11.5699 | 150.9182 | 3.92 | 38.4996 | 45.354 | 150.9182 | 0.30052 | 45.354 | 0.16703
Equipment | CFL - 15W Flood | Commercial | New | Grocery | 200.9 | 0.76923 | 7.8 | 0 | 0 | 3.92 | 150.9182 | 45.354 | 3.92 | 11.5699 | 150.9182 | 3.92 | 38.4996 | 45.354 | 150.9182 | 0.30052 | 45.354 | 0.16703
Equipment | CFL - 15W Flood | Commercial | New | Healthcare | 200.9 | 0.76923 | 7.8 | 0 | 0 | 3.92 | 150.9182 | 45.354 | 3.92 | 11.5699 | 150.9182 | 3.92 | 38.4996 | 45.354 | 150.9182 | 0.30052 | 45.354 | 0.16703
Equipment | CFL - 15W Flood | Commercial | New | Hospitals | 200.9 | 0.76923 | 7.8 | 0 | 0 | 3.92 | 150.9182 | 45.354 | 3.92 | 11.5699 | 150.9182 | 3.92 | 38.4996 | 45.354 | 150.9182 | 0.30052 | 45.354 | 0.16703
Equipment | CFL - 15W Flood | Commercial | New | Institutional | 200.9 | 0.76923 | 7.8 | 0 | 0 | 3.92 | 150.9182 | 45.354 | 3.92 | 11.5699 | 150.9182 | 3.92 | 38.4996 | 45.354 | 150.9182 | 0.30052 | 45.354 | 0.16703
Equipment | CFL - 15W Flood | Commercial | New | Lodging/Hospitality | 200.9 | 0.76923 | 7.8 | 0 | 0 | 3.92 | 150.9182 | 45.354 | 3.92 | 11.5699 | 150.9182 | 3.92 | 38.4996 | 45.354 | 150.9182 | 0.30052 | 45.354 | 0.16703
Equipment | CFL - 15W Flood | Commercial | New | Miscellaneous | 200.9 | 0.76923 | 7.8 | 0 | 0 | 3.92 | 150.9182 | 45.354 | 3.92 | 11.5699 | 150.9182 | 3.92 | 38.4996 | 45.354 | 150.9182 | 0.30052 | 45.354 | 0.16703
Equipment | CFL - 15W Flood | Commercial | New | Offices | 200.9 | 0.76923 | 7.8 | 0 | 0 | 3.92 | 150.9182 | 45.354 | 3.92 | 11.5699 | 150.9182 | 3.92 | 38.4996 | 45.354 | 150.9182 | 0.30052 | 45.354 | 0.16703
Equipment | CFL - 15W Flood | Commercial | New | Restaurants | 200.9 | 0.76923 | 7.8 | 0 | 0 | 3.92 | 150.9182 | 45.354 | 3.92 | 11.5699 | 150.9182 | 3.92 | 38.4996 | 45.354 | 150.9182 | 0.30052 | 45.354 | 0.16703
Equipment | CFL - 15W Flood | Commercial | New | Retail | 200.9 | 0.76923 | 7.8 | 0 | 0 | 3.92 | 150.9182 | 45.354 | 3.92 | 11.5699 | 150.9182 | 3.92 | 38.4996 | 45.354 | 150.9182 | 0.30052 | 45.354 | 0.16703
Equipment | CFL - 15W Flood | Commercial | New | Schools K-12 | 200.9 | 0.76923 | 7.8 | 0 | 0 | 3.92 | 150.9182 | 45.354 | 3.92 | 11.5699 | 150.9182 | 3.92 | 38.4996 | 45.354 | 150.9182 | 0.30052 | 45.354 | 0.16703
Equipment | CFL - 15W Flood | Commercial | New | Warehouse | 200.9 | 0.76923 | 7.8 | 0 | 0 | 3.92 | 150.9182 | 45.354 | 3.92 | 11.5699 | 150.9182 | 3.92 | 38.4996 | 45.354 | 150.9182 | 0.30052 | 45.354 | 0.16703
Equipment | High Efficiency HID Lighting | Commercial | Turnover | Assembly | 484.169 | 0.34184 | 13 | 0 | 0 | 193.44 | 520.0143 | 153.8288 | 193.44 | 0.79523 | 520.0143 | 193.44 | 2.6882 | 153.8288 | 520.0143 | 0.29582 | 153.8288 | 3.4201
Equipment | High Efficiency HID Lighting | Commercial | Turnover | College and University | 484.169 | 0.34184 | 13 | 0 | 0 | 193.44 | 520.0143 | 153.8288 | 193.44 | 0.79523 | 520.0143 | 193.44 | 2.6882 | 153.8288 | 520.0143 | 0.29582 | 153.8288 | 3.4201
Equipment | High Efficiency HID Lighting | Commercial | Turnover | Grocery | 484.169 | 0.34184 | 13 | 0 | 0 | 193.44 | 520.0143 | 153.8288 | 193.44 | 0.79523 | 520.0143 | 193.44 | 2.6882 | 153.8288 | 520.0143 | 0.29582 | 153.8288 | 3.4201
Equipment | High Efficiency HID Lighting | Commercial | Turnover | Healthcare | 484.169 | 0.34184 | 13 | 0 | 0 | 193.44 | 520.0143 | 153.8288 | 193.44 | 0.79523 | 520.0143 | 193.44 | 2.6882 | 153.8288 | 520.0143 | 0.29582 | 153.8288 | 3.4201
Equipment | High Efficiency HID Lighting | Commercial | Turnover | Hospitals | 484.169 | 0.34184 | 13 | 0 | 0 | 193.44 | 520.0143 | 153.8288 | 193.44 | 0.79523 | 520.0143 | 193.44 | 2.6882 | 153.8288 | 520.0143 | 0.29582 | 153.8288 | 3.4201
Equipment | High Efficiency HID Lighting | Commercial | Turnover | Institutional | 484.169 | 0.34184 | 13 | 0 | 0 | 193.44 | 520.0143 | 153.8288 | 193.44 | 0.79523 | 520.0143 | 193.44 | 2.6882 | 153.8288 | 520.0143 | 0.29582 | 153.8288 | 3.4201
Equipment | High Efficiency HID Lighting | Commercial | Turnover | Lodging/Hospitality | 484.169 | 0.34184 | 13 | 0 | 0 | 193.44 | 520.0143 | 153.8288 | 193.44 | 0.79523 | 520.0143 | 193.44 | 2.6882 | 153.8288 | 520.0143 | 0.29582 | 153.8288 | 3.4201
Equipment | High Efficiency HID Lighting | Commercial | Turnover | Miscellaneous | 484.169 | 0.34184 | 13 | 0 | 0 | 193.44 | 520.0143 | 153.8288 | 193.44 | 0.79523 | 520.0143 | 193.44 | 2.6882 | 153.8288 | 520.0143 | 0.29582 | 153.8288 | 3.4201
Equipment | High Efficiency HID Lighting | Commercial | Turnover | Offices | 484.169 | 0.34184 | 13 | 0 | 0 | 193.44 | 520.0143 | 153.8288 | 193.44 | 0.79523 | 520.0143 | 193.44 | 2.6882 | 153.8288 | 520.0143 | 0.29582 | 153.8288 | 3.4201
Equipment | High Efficiency HID Lighting | Commercial | Turnover | Restaurants | 484.169 | 0.34184 | 13 | 0 | 0 | 193.44 | 520.0143 | 153.8288 | 193.44 | 0.79523 | 520.0143 | 193.44 | 2.6882 | 153.8288 | 520.0143 | 0.29582 | 153.8288 | 3.4201
Equipment | High Efficiency HID Lighting | Commercial | Turnover | Retail | 484.169 | 0.34184 | 13 | 0 | 0 | 193.44 | 520.0143 | 153.8288 | 193.44 | 0.79523 | 520.0143 | 193.44 | 2.6882 | 153.8288 | 520.0143 | 0.29582 | 153.8288 | 3.4201
Equipment | High Efficiency HID Lighting | Commercial | Turnover | Schools K-12 | 484.169 | 0.34184 | 13 | 0 | 0 | 193.44 | 520.0143 | 153.8288 | 193.44 | 0.79523 | 520.0143 | 193.44 | 2.6882 | 153.8288 | 520.0143 | 0.29582 | 153.8288 | 3.4201
Equipment | High Efficiency HID Lighting | Commercial | Turnover | Warehouse | 484.169 | 0.34184 | 13 | 0 | 0 | 193.44 | 520.0143 | 153.8288 | 193.44 | 0.79523 | 520.0143 | 193.44 | 2.6882 | 153.8288 | 520.0143 | 0.29582 | 153.8288 | 3.4201
Equipment | High Efficiency HID Lighting | Commercial | New | Assembly | 484.169 | 0.34184 | 13 | 0 | 0 | 193.44 | 520.0143 | 153.8288 | 193.44 | 0.79523 | 520.0143 | 193.44 | 2.6882 | 153.8288 | 520.0143 | 0.29582 | 153.8288 | 3.4201
Equipment | High Efficiency HID Lighting | Commercial | New | College and University | 484.169 | 0.34184 | 13 | 0 | 0 | 193.44 | 520.0143 | 153.8288 | 193.44 | 0.79523 | 520.0143 | 193.44 | 2.6882 | 153.8288 | 520.0143 | 0.29582 | 153.8288 | 3.4201
Equipment | High Efficiency HID Lighting | Commercial | New | Grocery | 484.169 | 0.34184 | 13 | 0 | 0 | 193.44 | 520.0143 | 153.8288 | 193.44 | 0.79523 | 520.0143 | 193.44 | 2.6882 | 153.8288 | 520.0143 | 0.29582 | 153.8288 | 3.4201
Equipment | High Efficiency HID Lighting | Commercial | New | Healthcare | 484.169 | 0.34184 | 13 | 0 | 0 | 193.44 | 520.0143 | 153.8288 | 193.44 | 0.79523 | 520.0143 | 193.44 | 2.6882 | 153.8288 | 520.0143 | 0.29582 | 153.8288 | 3.4201
Equipment | High Efficiency HID Lighting | Commercial | New | Hospitals | 484.169 | 0.34184 | 13 | 0 | 0 | 193.44 | 520.0143 | 153.8288 | 193.44 | 0.79523 | 520.0143 | 193.44 | 2.6882 | 153.8288 | 520.0143 | 0.29582 | 153.8288 | 3.4201
Equipment | High Efficiency HID Lighting | Commercial | New | Institutional | 484.169 | 0.34184 | 13 | 0 | 0 | 193.44 | 520.0143 | 153.8288 | 193.44 | 0.79523 | 520.0143 | 193.44 | 2.6882 | 153.8288 | 520.0143 | 0.29582 | 153.8288 | 3.4201
Equipment | High Efficiency HID Lighting | Commercial | New | Lodging/Hospitality | 484.169 | 0.34184 | 13 | 0 | 0 | 193.44 | 520.0143 | 153.8288 | 193.44 | 0.79523 | 520.0143 | 193.44 | 2.6882 | 153.8288 | 520.0143 | 0.29582 | 153.8288 | 3.4201
Equipment | High Efficiency HID Lighting | Commercial | New | Miscellaneous | 484.169 | 0.34184 | 13 | 0 | 0 | 193.44 | 520.0143 | 153.8288 | 193.44 | 0.79523 | 520.0143 | 193.44 | 2.6882 | 153.8288 | 520.0143 | 0.29582 | 153.8288 | 3.4201
Equipment | High Efficiency HID Lighting | Commercial | New | Offices | 484.169 | 0.34184 | 13 | 0 | 0 | 193.44 | 520.0143 | 153.8288 | 193.44 | 0.79523 | 520.0143 | 193.44 | 2.6882 | 153.8288 | 520.0143 | 0.29582 | 153.8288 | 3.4201
Equipment | High Efficiency HID Lighting | Commercial | New | Restaurants | 484.169 | 0.34184 | 13 | 0 | 0 | 193.44 | 520.0143 | 153.8288 | 193.44 | 0.79523 | 520.0143 | 193.44 | 2.6882 | 153.8288 | 520.0143 | 0.29582 | 153.8288 | 3.4201
Equipment | High Efficiency HID Lighting | Commercial | New | Retail | 484.169 | 0.34184 | 13 | 0 | 0 | 193.44 | 520.0143 | 153.8288 | 193.44 | 0.79523 | 520.0143 | 193.44 | 2.6882 | 153.8288 | 520.0143 | 0.29582 | 153.8288 | 3.4201
Equipment | High Efficiency HID Lighting | Commercial | New | Schools K-12 | 484.169 | 0.34184 | 13 | 0 | 0 | 193.44 | 520.0143 | 153.8288 | 193.44 | 0.79523 | 520.0143 | 193.44 | 2.6882 | 153.8288 | 520.0143 | 0.29582 | 153.8288 | 3.4201
Equipment | High Efficiency HID Lighting | Commercial | New | Warehouse | 484.169 | 0.34184 | 13 | 0 | 0 | 193.44 | 520.0143 | 153.8288 | 193.44 | 0.79523 | 520.0143 | 193.44 | 2.6882 | 153.8288 | 520.0143 | 0.29582 | 153.8288 | 3.4201
Equipment | LED - 9W Flood | Commercial | Turnover | Assembly | 225.008 | 0.86154 | 15 | 0 | 0 | 3.14 | 263.2945 | 77.3217 | 3.14 | 24.6248 | 263.2945 | 3.14 | 83.8518 | 77.3217 | 263.2945 | 0.29367 | 77.3217 | 0.11946
Equipment | LED - 9W Flood | Commercial | Turnover | College and University | 225.008 | 0.86154 | 15 | 0 | 0 | 3.14 | 263.2945 | 77.3217 | 3.14 | 24.6248 | 263.2945 | 3.14 | 83.8518 | 77.3217 | 263.2945 | 0.29367 | 77.3217 | 0.11946
Equipment | LED - 9W Flood | Commercial | Turnover | Grocery | 225.008 | 0.86154 | 15 | 0 | 0 | 3.14 | 263.2945 | 77.3217 | 3.14 | 24.6248 | 263.2945 | 3.14 | 83.8518 | 77.3217 | 263.2945 | 0.29367 | 77.3217 | 0.11946
Equipment | LED - 9W Flood | Commercial | Turnover | Healthcare | 225.008 | 0.86154 | 15 | 0 | 0 | 3.14 | 263.2945 | 77.3217 | 3.14 | 24.6248 | 263.2945 | 3.14 | 83.8518 | 77.3217 | 263.2945 | 0.29367 | 77.3217 | 0.11946
Equipment | LED - 9W Flood | Commercial | Turnover | Hospitals | 225.008 | 0.86154 | 15 | 0 | 0 | 3.14 | 263.2945 | 77.3217 | 3.14 | 24.6248 | 263.2945 | 3.14 | 83.8518 | 77.3217 | 263.2945 | 0.29367 | 77.3217 | 0.11946
Equipment | LED - 9W Flood | Commercial | Turnover | Institutional | 225.008 | 0.86154 | 15 | 0 | 0 | 3.14 | 263.2945 | 77.3217 | 3.14 | 24.6248 | 263.2945 | 3.14 | 83.8518 | 77.3217 | 263.2945 | 0.29367 | 77.3217 | 0.11946
Equipment | LED - 9W Flood | Commercial | Turnover | Lodging/Hospitality | 225.008 | 0.86154 | 15 | 0 | 0 | 3.14 | 263.2945 | 77.3217 | 3.14 | 24.6248 | 263.2945 | 3.14 | 83.8518 | 77.3217 | 263.2945 | 0.29367 | 77.3217 | 0.11946
Equipment | LED - 9W Flood | Commercial | Turnover | Miscellaneous | 225.008 | 0.86154 | 15 | 0 | 0 | 3.14 | 263.2945 | 77.3217 | 3.14 | 24.6248 | 263.2945 | 3.14 | 83.8518 | 77.3217 | 263.2945 | 0.29367 | 77.3217 | 0.11946
Equipment | LED - 9W Flood | Commercial | Turnover | Offices | 225.008 | 0.86154 | 15 | 0 | 0 | 3.14 | 263.2945 | 77.3217 | 3.14 | 24.6248 | 263.2945 | 3.14 | 83.8518 | 77.3217 | 263.2945 | 0.29367 | 77.3217 | 0.11946
Equipment | LED - 9W Flood | Commercial | Turnover | Restaurants | 225.008 | 0.86154 | 15 | 0 | 0 | 3.14 | 263.2945 | 77.3217 | 3.14 | 24.6248 | 263.2945 | 3.14 | 83.8518 | 77.3217 | 263.2945 | 0.29367 | 77.3217 | 0.11946
Equipment | LED - 9W Flood | Commercial | Turnover | Retail | 225.008 | 0.86154 | 15 | 0 | 0 | 3.14 | 263.2945 | 77.3217 | 3.14 | 24.6248 | 263.2945 | 3.14 | 83.8518 | 77.3217 | 263.2945 | 0.29367 | 77.3217 | 0.11946
Equipment | LED - 9W Flood | Commercial | Turnover | Schools K-12 | 225.008 | 0.86154 | 15 | 0 | 0 | 3.14 | 263.2945 | 77.3217 | 3.14 | 24.6248 | 263.2945 | 3.14 | 83.8518 | 77.3217 | 263.2945 | 0.29367 | 77.3217 | 0.11946
Equipment | LED - 9W Flood | Commercial | Turnover | Warehouse | 225.008 | 0.86154 | 15 | 0 | 0 | 3.14 | 263.2945 | 77.3217 | 3.14 | 24.6248 | 263.2945 | 3.14 | 83.8518 | 77.3217 | 263.2945 | 0.29367 | 77.3217 | 0.11946
Equipment | LED - 9W Flood | Commercial | New | Assembly | 225.008 | 0.86154 | 15 | 0 | 0 | 3.14 | 263.2945 | 77.3217 | 3.14 | 24.6248 | 263.2945 | 3.14 | 83.8518 | 77.3217 | 263.2945 | 0.29367 | 77.3217 | 0.11946
Equipment | LED - 9W Flood | Commercial | New | College and University | 225.008 | 0.86154 | 15 | 0 | 0 | 3.14 | 263.2945 | 77.3217 | 3.14 | 24.6248 | 263.2945 | 3.14 | 83.8518 | 77.3217 | 263.2945 | 0.29367 | 77.3217 | 0.11946
Equipment | LED - 9W Flood | Commercial | New | Grocery | 225.008 | 0.86154 | 15 | 0 | 0 | 3.14 | 263.2945 | 77.3217 | 3.14 | 24.6248 | 263.2945 | 3.14 | 83.8518 | 77.3217 | 263.2945 | 0.29367 | 77.3217 | 0.11946
Equipment | LED - 9W Flood | Commercial | New | Healthcare | 225.008 | 0.86154 | 15 | 0 | 0 | 3.14 | 263.2945 | 77.3217 | 3.14 | 24.6248 | 263.2945 | 3.14 | 83.8518 | 77.3217 | 263.2945 | 0.29367 | 77.3217 | 0.11946
Equipment | LED - 9W Flood | Commercial | New | Hospitals | 225.008 | 0.86154 | 15 | 0 | 0 | 3.14 | 263.2945 | 77.3217 | 3.14 | 24.6248 | 263.2945 | 3.14 | 83.8518 | 77.3217 | 263.2945 | 0.29367 | 77.3217 | 0.11946
Equipment | LED - 9W Flood | Commercial | New | Institutional | 225.008 | 0.86154 | 15 | 0 | 0 | 3.14 | 263.2945 | 77.3217 | 3.14 | 24.6248 | 263.2945 | 3.14 | 83.8518 | 77.3217 | 263.2945 | 0.29367 | 77.3217 | 0.11946
Equipment | LED - 9W Flood | Commercial | New | Lodging/Hospitality | 225.008 | 0.86154 | 15 | 0 | 0 | 3.14 | 263.2945 | 77.3217 | 3.14 | 24.6248 | 263.2945 | 3.14 | 83.8518 | 77.3217 | 263.2945 | 0.29367 | 77.3217 | 0.11946
Equipment | LED - 9W Flood | Commercial | New | Miscellaneous | 225.008 | 0.86154 | 15 | 0 | 0 | 3.14 | 263.2945 | 77.3217 | 3.14 | 24.6248 | 263.2945 | 3.14 | 83.8518 | 77.3217 | 263.2945 | 0.29367 | 77.3217 | 0.11946
Equipment | LED - 9W Flood | Commercial | New | Offices | 225.008 | 0.86154 | 15 | 0 | 0 | 3.14 | 263.2945 | 77.3217 | 3.14 | 24.6248 | 263.2945 | 3.14 | 83.8518 | 77.3217 | 263.2945 | 0.29367 | 77.3217 | 0.11946
Equipment | LED - 9W Flood | Commercial | New | Restaurants | 225.008 | 0.86154 | 15 | 0 | 0 | 3.14 | 263.2945 | 77.3217 | 3.14 | 24.6248 | 263.2945 | 3.14 | 83.8518 | 77.3217 | 263.2945 | 0.29367 | 77.3217 | 0.11946
Equipment | LED - 9W Flood | Commercial | New | Retail | 225.008 | 0.86154 | 15 | 0 | 0 | 3.14 | 263.2945 | 77.3217 | 3.14 | 24.6248 | 263.2945 | 3.14 | 83.8518 | 77.3217 | 263.2945 | 0.29367 | 77.3217 | 0.11946
Equipment | LED - 9W Flood | Commercial | New | Schools K-12 | 225.008 | 0.86154 | 15 | 0 | 0 | 3.14 | 263.2945 | 77.3217 | 3.14 | 24.6248 | 263.2945 | 3.14 | 83.8518 | 77.3217 | 263.2945 | 0.29367 | 77.3217 | 0.11946
Equipment | LED - 9W Flood | Commercial | New | Warehouse | 225.008 | 0.86154 | 15 | 0 | 0 | 3.14 | 263.2945 | 77.3217 | 3.14 | 24.6248 | 263.2945 | 3.14 | 83.8518 | 77.3217 | 263.2945 | 0.29367 | 77.3217 | 0.11946
Equipment | LED Display Lighting (Exterior) | Commercial | Turnover | Assembly | 377.692 | 0.87037 | 15 | 0 | 0 | 35 | 441.9586 | 129.79 | 35 | 3.7083 | 441.9586 | 35 | 12.6274 | 129.79 | 441.9586 | 0.29367 | 129.79 | 0.79327
Equipment | LED Display Lighting (Exterior) | Commercial | Turnover | College and University | 377.692 | 0.87037 | 15 | 0 | 0 | 35 | 441.9586 | 129.79 | 35 | 3.7083 | 441.9586 | 35 | 12.6274 | 129.79 | 441.9586 | 0.29367 | 129.79 | 0.79327
Equipment | LED Display Lighting (Exterior) | Commercial | Turnover | Grocery | 377.692 | 0.87037 | 15 | 0 | 0 | 35 | 441.9586 | 129.79 | 35 | 3.7083 | 441.9586 | 35 | 12.6274 | 129.79 | 441.9586 | 0.29367 | 129.79 | 0.79327
Equipment | LED Display Lighting (Exterior) | Commercial | Turnover | Healthcare | 377.692 | 0.87037 | 15 | 0 | 0 | 35 | 441.9586 | 129.79 | 35 | 3.7083 | 441.9586 | 35 | 12.6274 | 129.79 | 441.9586 | 0.29367 | 129.79 | 0.79327
Equipment | LED Display Lighting (Exterior) | Commercial | Turnover | Hospitals | 377.692 | 0.87037 | 15 | 0 | 0 | 35 | 441.9586 | 129.79 | 35 | 3.7083 | 441.9586 | 35 | 12.6274 | 129.79 | 441.9586 | 0.29367 | 129.79 | 0.79327
Equipment | LED Display Lighting (Exterior) | Commercial | Turnover | Institutional | 377.692 | 0.87037 | 15 | 0 | 0 | 35 | 441.9586 | 129.79 | 35 | 3.7083 | 441.9586 | 35 | 12.6274 | 129.79 | 441.9586 | 0.29367 | 129.79 | 0.79327
Equipment | LED Display Lighting (Exterior) | Commercial | Turnover | Lodging/Hospitality | 377.692 | 0.87037 | 15 | 0 | 0 | 35 | 441.9586 | 129.79 | 35 | 3.7083 | 441.9586 | 35 | 12.6274 | 129.79 | 441.9586 | 0.29367 | 129.79 | 0.79327
Equipment | LED Display Lighting (Exterior) | Commercial | Turnover | Miscellaneous | 377.692 | 0.87037 | 15 | 0 | 0 | 35 | 441.9586 | 129.79 | 35 | 3.7083 | 441.9586 | 35 | 12.6274 | 129.79 | 441.9586 | 0.29367 | 129.79 | 0.79327
Equipment | LED Display Lighting (Exterior) | Commercial | Turnover | Offices | 377.692 | 0.87037 | 15 | 0 | 0 | 35 | 441.9586 | 129.79 | 35 | 3.7083 | 441.9586 | 35 | 12.6274 | 129.79 | 441.9586 | 0.29367 | 129.79 | 0.79327
Equipment | LED Display Lighting (Exterior) | Commercial | Turnover | Restaurants | 377.692 | 0.87037 | 15 | 0 | 0 | 35 | 441.9586 | 129.79 | 35 | 3.7083 | 441.9586 | 35 | 12.6274 | 129.79 | 441.9586 | 0.29367 | 129.79 | 0.79327
Equipment | LED Display Lighting (Exterior) | Commercial | Turnover | Retail | 377.692 | 0.87037 | 15 | 0 | 0 | 35 | 441.9586 | 129.79 | 35 | 3.7083 | 441.9586 | 35 | 12.6274 | 129.79 | 441.9586 | 0.29367 | 129.79 | 0.79327
Equipment | LED Display Lighting (Exterior) | Commercial | Turnover | Schools K-12 | 377.692 | 0.87037 | 15 | 0 | 0 | 35 | 441.9586 | 129.79 | 35 | 3.7083 | 441.9586 | 35 | 12.6274 | 129.79 | 441.9586 | 0.29367 | 129.79 | 0.79327
Equipment | LED Display Lighting (Exterior) | Commercial | Turnover | Warehouse | 377.692 | 0.87037 | 15 | 0 | 0 | 35 | 441.9586 | 129.79 | 35 | 3.7083 | 441.9586 | 35 | 12.6274 | 129.79 | 441.9586 | 0.29367 | 129.79 | 0.79327
Equipment | LED Display Lighting (Exterior) | Commercial | New | Assembly | 377.692 | 0.87037 | 15 | 0 | 0 | 35 | 441.9586 | 129.79 | 35 | 3.7083 | 441.9586 | 35 | 12.6274 | 129.79 | 441.9586 | 0.29367 | 129.79 | 0.79327
Equipment | LED Display Lighting (Exterior) | Commercial | New | College and University | 377.692 | 0.87037 | 15 | 0 | 0 | 35 | 441.9586 | 129.79 | 35 | 3.7083 | 441.9586 | 35 | 12.6274 | 129.79 | 441.9586 | 0.29367 | 129.79 | 0.79327
Equipment | LED Display Lighting (Exterior) | Commercial | New | Grocery | 377.692 | 0.87037 | 15 | 0 | 0 | 35 | 441.9586 | 129.79 | 35 | 3.7083 | 441.9586 | 35 | 12.6274 | 129.79 | 441.9586 | 0.29367 | 129.79 | 0.79327
Equipment | LED Display Lighting (Exterior) | Commercial | New | Healthcare | 377.692 | 0.87037 | 15 | 0 | 0 | 35 | 441.9586 | 129.79 | 35 | 3.7083 | 441.9586 | 35 | 12.6274 | 129.79 | 441.9586 | 0.29367 | 129.79 | 0.79327
Equipment | LED Display Lighting (Exterior) | Commercial | New | Hospitals | 377.692 | 0.87037 | 15 | 0 | 0 | 35 | 441.9586 | 129.79 | 35 | 3.7083 | 441.9586 | 35 | 12.6274 | 129.79 | 441.9586 | 0.29367 | 129.79 | 0.79327
Equipment | LED Display Lighting (Exterior) | Commercial | New | Institutional | 377.692 | 0.87037 | 15 | 0 | 0 | 35 | 441.9586 | 129.79 | 35 | 3.7083 | 441.9586 | 35 | 12.6274 | 129.79 | 441.9586 | 0.29367 | 129.79 | 0.79327
Equipment | LED Display Lighting (Exterior) | Commercial | New | Lodging/Hospitality | 377.692 | 0.87037 | 15 | 0 | 0 | 35 | 441.9586 | 129.79 | 35 | 3.7083 | 441.9586 | 35 | 12.6274 | 129.79 | 441.9586 | 0.29367 | 129.79 | 0.79327
Equipment | LED Display Lighting (Exterior) | Commercial | New | Miscellaneous | 377.692 | 0.87037 | 15 | 0 | 0 | 35 | 441.9586 | 129.79 | 35 | 3.7083 | 441.9586 | 35 | 12.6274 | 129.79 | 441.9586 | 0.29367 | 129.79 | 0.79327
Equipment | LED Display Lighting (Exterior) | Commercial | New | Offices | 377.692 | 0.87037 | 15 | 0 | 0 | 35 | 441.9586 | 129.79 | 35 | 3.7083 | 441.9586 | 35 | 12.6274 | 129.79 | 441.9586 | 0.29367 | 129.79 | 0.79327
Equipment | LED Display Lighting (Exterior) | Commercial | New | Restaurants | 377.692 | 0.87037 | 15 | 0 | 0 | 35 | 441.9586 | 129.79 | 35 | 3.7083 | 441.9586 | 35 | 12.6274 | 129.79 | 441.9586 | 0.29367 | 129.79 | 0.79327
Equipment | LED Display Lighting (Exterior) | Commercial | New | Retail | 377.692 | 0.87037 | 15 | 0 | 0 | 35 | 441.9586 | 129.79 | 35 | 3.7083 | 441.9586 | 35 | 12.6274 | 129.79 | 441.9586 | 0.29367 | 129.79 | 0.79327
Equipment | LED Display Lighting (Exterior) | Commercial | New | Schools K-12 | 377.692 | 0.87037 | 15 | 0 | 0 | 35 | 441.9586 | 129.79 | 35 | 3.7083 | 441.9586 | 35 | 12.6274 | 129.79 | 441.9586 | 0.29367 | 129.79 | 0.79327
Equipment | LED Display Lighting (Exterior) | Commercial | New | Warehouse | 377.692 | 0.87037 | 15 | 0 | 0 | 35 | 441.9586 | 129.79 | 35 | 3.7083 | 441.9586 | 35 | 12.6274 | 129.79 | 441.9586 | 0.29367 | 129.79 | 0.79327
Equipment | LED Exterior Lighting | Commercial | Turnover | Assembly | 763.42 | 0.6051 | 13 | 0 | 0 | 287 | 819.9395 | 242.5516 | 287 | 0.84513 | 819.9395 | 287 | 2.8569 | 242.5516 | 819.9395 | 0.29582 | 242.5516 | 3.2182
Equipment | LED Exterior Lighting | Commercial | Turnover | College and University | 763.42 | 0.6051 | 13 | 0 | 0 | 287 | 819.9395 | 242.5516 | 287 | 0.84513 | 819.9395 | 287 | 2.8569 | 242.5516 | 819.9395 | 0.29582 | 242.5516 | 3.2182
Equipment | LED Exterior Lighting | Commercial | Turnover | Grocery | 763.42 | 0.6051 | 13 | 0 | 0 | 287 | 819.9395 | 242.5516 | 287 | 0.84513 | 819.9395 | 287 | 2.8569 | 242.5516 | 819.9395 | 0.29582 | 242.5516 | 3.2182
Equipment | LED Exterior Lighting | Commercial | Turnover | Healthcare | 763.42 | 0.6051 | 13 | 0 | 0 | 287 | 819.9395 | 242.5516 | 287 | 0.84513 | 819.9395 | 287 | 2.8569 | 242.5516 | 819.9395 | 0.29582 | 242.5516 | 3.2182
Equipment | LED Exterior Lighting | Commercial | Turnover | Hospitals | 763.42 | 0.6051 | 13 | 0 | 0 | 287 | 819.9395 | 242.5516 | 287 | 0.84513 | 819.9395 | 287 | 2.8569 | 242.5516 | 819.9395 | 0.29582 | 242.5516 | 3.2182
Equipment | LED Exterior Lighting | Commercial | Turnover | Institutional | 763.42 | 0.6051 | 13 | 0 | 0 | 287 | 819.9395 | 242.5516 | 287 | 0.84513 | 819.9395 | 287 | 2.8569 | 242.5516 | 819.9395 | 0.29582 | 242.5516 | 3.2182
Equipment | LED Exterior Lighting | Commercial | Turnover | Lodging/Hospitality | 763.42 | 0.6051 | 13 | 0 | 0 | 287 | 819.9395 | 242.5516 | 287 | 0.84513 | 819.9395 | 287 | 2.8569 | 242.5516 | 819.9395 | 0.29582 | 242.5516 | 3.2182
Equipment | LED Exterior Lighting | Commercial | Turnover | Miscellaneous | 763.42 | 0.6051 | 13 | 0 | 0 | 287 | 819.9395 | 242.5516 | 287 | 0.84513 | 819.9395 | 287 | 2.8569 | 242.5516 | 819.9395 | 0.29582 | 242.5516 | 3.2182
Equipment | LED Exterior Lighting | Commercial | Turnover | Offices | 763.42 | 0.6051 | 13 | 0 | 0 | 287 | 819.9395 | 242.5516 | 287 | 0.84513 | 819.9395 | 287 | 2.8569 | 242.5516 | 819.9395 | 0.29582 | 242.5516 | 3.2182
Equipment | LED Exterior Lighting | Commercial | Turnover | Restaurants | 763.42 | 0.6051 | 13 | 0 | 0 | 287 | 819.9395 | 242.5516 | 287 | 0.84513 | 819.9395 | 287 | 2.8569 | 242.5516 | 819.9395 | 0.29582 | 242.5516 | 3.2182
Equipment | LED Exterior Lighting | Commercial | Turnover | Retail | 763.42 | 0.6051 | 13 | 0 | 0 | 287 | 819.9395 | 242.5516 | 287 | 0.84513 | 819.9395 | 287 | 2.8569 | 242.5516 | 819.9395 | 0.29582 | 242.5516 | 3.2182
Equipment | LED Exterior Lighting | Commercial | Turnover | Schools K-12 | 763.42 | 0.6051 | 13 | 0 | 0 | 287 | 819.9395 | 242.5516 | 287 | 0.84513 | 819.9395 | 287 | 2.8569 | 242.5516 | 819.9395 | 0.29582 | 242.5516 | 3.2182
Equipment | LED Exterior Lighting | Commercial | Turnover | Warehouse | 763.42 | 0.6051 | 13 | 0 | 0 | 287 | 819.9395 | 242.5516 | 287 | 0.84513 | 819.9395 | 287 | 2.8569 | 242.5516 | 819.9395 | 0.29582 | 242.5516 | 3.2182
Equipment | LED Exterior Lighting | Commercial | New | Assembly | 763.42 | 0.6051 | 13 | 0 | 0 | 287 | 819.9395 | 242.5516 | 287 | 0.84513 | 819.9395 | 287 | 2.8569 | 242.5516 | 819.9395 | 0.29582 | 242.5516 | 3.2182
Equipment | LED Exterior Lighting | Commercial | New | College and University | 763.42 | 0.6051 | 13 | 0 | 0 | 287 | 819.9395 | 242.5516 | 287 | 0.84513 | 819.9395 | 287 | 2.8569 | 242.5516 | 819.9395 | 0.29582 | 242.5516 | 3.2182
Equipment | LED Exterior Lighting | Commercial | New | Grocery | 763.42 | 0.6051 | 13 | 0 | 0 | 287 | 819.9395 | 242.5516 | 287 | 0.84513 | 819.9395 | 287 | 2.8569 | 242.5516 | 819.9395 | 0.29582 | 242.5516 | 3.2182
Equipment | LED Exterior Lighting | Commercial | New | Healthcare | 763.42 | 0.6051 | 13 | 0 | 0 | 287 | 819.9395 | 242.5516 | 287 | 0.84513 | 819.9395 | 287 | 2.8569 | 242.5516 | 819.9395 | 0.29582 | 242.5516 | 3.2182
Equipment | LED Exterior Lighting | Commercial | New | Hospitals | 763.42 | 0.6051 | 13 | 0 | 0 | 287 | 819.9395 | 242.5516 | 287 | 0.84513 | 819.9395 | 287 | 2.8569 | 242.5516 | 819.9395 | 0.29582 | 242.5516 | 3.2182
Equipment | LED Exterior Lighting | Commercial | New | Institutional | 763.42 | 0.6051 | 13 | 0 | 0 | 287 | 819.9395 | 242.5516 | 287 | 0.84513 | 819.9395 | 287 | 2.8569 | 242.5516 | 819.9395 | 0.29582 | 242.5516 | 3.2182
Equipment | LED Exterior Lighting | Commercial | New | Lodging/Hospitality | 763.42 | 0.6051 | 13 | 0 | 0 | 287 | 819.9395 | 242.5516 | 287 | 0.84513 | 819.9395 | 287 | 2.8569 | 242.5516 | 819.9395 | 0.29582 | 242.5516 | 3.2182
Equipment | LED Exterior Lighting | Commercial | New | Miscellaneous | 763.42 | 0.6051 | 13 | 0 | 0 | 287 | 819.9395 | 242.5516 | 287 | 0.84513 | 819.9395 | 287 | 2.8569 | 242.5516 | 819.9395 | 0.29582 | 242.5516 | 3.2182
Equipment | LED Exterior Lighting | Commercial | New | Offices | 763.42 | 0.6051 | 13 | 0 | 0 | 287 | 819.9395 | 242.5516 | 287 | 0.84513 | 819.9395 | 287 | 2.8569 | 242.5516 | 819.9395 | 0.29582 | 242.5516 | 3.2182
Equipment | LED Exterior Lighting | Commercial | New | Restaurants | 763.42 | 0.6051 | 13 | 0 | 0 | 287 | 819.9395 | 242.5516 | 287 | 0.84513 | 819.9395 | 287 | 2.8569 | 242.5516 | 819.9395 | 0.29582 | 242.5516 | 3.2182
Equipment | LED Exterior Lighting | Commercial | New | Retail | 763.42 | 0.6051 | 13 | 0 | 0 | 287 | 819.9395 | 242.5516 | 287 | 0.84513 | 819.9395 | 287 | 2.8569 | 242.5516 | 819.9395 | 0.29582 | 242.5516 | 3.2182
Equipment | LED Exterior Lighting | Commercial | New | Schools K-12 | 763.42 | 0.6051 | 13 | 0 | 0 | 287 | 819.9395 | 242.5516 | 287 | 0.84513 | 819.9395 | 287 | 2.8569 | 242.5516 | 819.9395 | 0.29582 | 242.5516 | 3.2182
Equipment | LED Exterior Lighting | Commercial | New | Warehouse | 763.42 | 0.6051 | 13 | 0 | 0 | 287 | 819.9395 | 242.5516 | 287 | 0.84513 | 819.9395 | 287 | 2.8569 | 242.5516 | 819.9395 | 0.29582 | 242.5516 | 3.2182
Equipment | LED Parking Lighting | Commercial | Turnover | Assembly | 3375.12 | 0.84 | 18 | 0 | 0 | 161.85 | 4360.3459 | 1267.5096 | 161.85 | 7.8314 | 4360.3459 | 161.85 | 26.9407 | 1267.5096 | 4360.3459 | 0.29069 | 1267.5096 | 0.4105
Equipment | LED Parking Lighting | Commercial | Turnover | College and University | 3375.12 | 0.84 | 18 | 0 | 0 | 161.85 | 4360.3459 | 1267.5096 | 161.85 | 7.8314 | 4360.3459 | 161.85 | 26.9407 | 1267.5096 | 4360.3459 | 0.29069 | 1267.5096 | 0.4105
Equipment | LED Parking Lighting | Commercial | Turnover | Grocery | 3375.12 | 0.84 | 18 | 0 | 0 | 161.85 | 4360.3459 | 1267.5096 | 161.85 | 7.8314 | 4360.3459 | 161.85 | 26.9407 | 1267.5096 | 4360.3459 | 0.29069 | 1267.5096 | 0.4105
Equipment | LED Parking Lighting | Commercial | Turnover | Healthcare | 3375.12 | 0.84 | 18 | 0 | 0 | 161.85 | 4360.3459 | 1267.5096 | 161.85 | 7.8314 | 4360.3459 | 161.85 | 26.9407 | 1267.5096 | 4360.3459 | 0.29069 | 1267.5096 | 0.4105
Equipment | LED Parking Lighting | Commercial | Turnover | Hospitals | 3375.12 | 0.84 | 18 | 0 | 0 | 161.85 | 4360.3459 | 1267.5096 | 161.85 | 7.8314 | 4360.3459 | 161.85 | 26.9407 | 1267.5096 | 4360.3459 | 0.29069 | 1267.5096 | 0.4105
Equipment | LED Parking Lighting | Commercial | Turnover | Institutional | 3375.12 | 0.84 | 18 | 0 | 0 | 161.85 | 4360.3459 | 1267.5096 | 161.85 | 7.8314 | 4360.3459 | 161.85 | 26.9407 | 1267.5096 | 4360.3459 | 0.29069 | 1267.5096 | 0.4105
Equipment | LED Parking Lighting | Commercial | Turnover | Lodging/Hospitality | 3375.12 | 0.84 | 18 | 0 | 0 | 161.85 | 4360.3459 | 1267.5096 | 161.85 | 7.8314 | 4360.3459 | 161.85 | 26.9407 | 1267.5096 | 4360.3459 | 0.29069 | 1267.5096 | 0.4105
Equipment | LED Parking Lighting | Commercial | Turnover | Miscellaneous | 3375.12 | 0.84 | 18 | 0 | 0 | 161.85 | 4360.3459 | 1267.5096 | 161.85 | 7.8314 | 4360.3459 | 161.85 | 26.9407 | 1267.5096 | 4360.3459 | 0.29069 | 1267.5096 | 0.4105
Equipment | LED Parking Lighting | Commercial | Turnover | Offices | 3375.12 | 0.84 | 18 | 0 | 0 | 161.85 | 4360.3459 | 1267.5096 | 161.85 | 7.8314 | 4360.3459 | 161.85 | 26.9407 | 1267.5096 | 4360.3459 | 0.29069 | 1267.5096 | 0.4105
Equipment | LED Parking Lighting | Commercial | Turnover | Restaurants | 3375.12 | 0.84 | 18 | 0 | 0 | 161.85 | 4360.3459 | 1267.5096 | 161.85 | 7.8314 | 4360.3459 | 161.85 | 26.9407 | 1267.5096 | 4360.3459 | 0.29069 | 1267.5096 | 0.4105
Equipment | LED Parking Lighting | Commercial | Turnover | Retail | 3375.12 | 0.84 | 18 | 0 | 0 | 161.85 | 4360.3459 | 1267.5096 | 161.85 | 7.8314 | 4360.3459 | 161.85 | 26.9407 | 1267.5096 | 4360.3459 | 0.29069 | 1267.5096 | 0.4105
Equipment | LED Parking Lighting | Commercial | Turnover | Schools K-12 | 3375.12 | 0.84 | 18 | 0 | 0 | 161.85 | 4360.3459 | 1267.5096 | 161.85 | 7.8314 | 4360.3459 | 161.85 | 26.9407 | 1267.5096 | 4360.3459 | 0.29069 | 1267.5096 | 0.4105
Equipment | LED Parking Lighting | Commercial | Turnover | Warehouse | 3375.12 | 0.84 | 18 | 0 | 0 | 161.85 | 4360.3459 | 1267.5096 | 161.85 | 7.8314 | 4360.3459 | 161.85 | 26.9407 | 1267.5096 | 4360.3459 | 0.29069 | 1267.5096 | 0.4105
Equipment | LED Parking Lighting | Commercial | New | Assembly | 3375.12 | 0.84 | 18 | 0 | 0 | 161.85 | 4360.3459 | 1267.5096 | 161.85 | 7.8314 | 4360.3459 | 161.85 | 26.9407 | 1267.5096 | 4360.3459 | 0.29069 | 1267.5096 | 0.4105
Equipment | LED Parking Lighting | Commercial | New | College and University | 3375.12 | 0.84 | 18 | 0 | 0 | 161.85 | 4360.3459 | 1267.5096 | 161.85 | 7.8314 | 4360.3459 | 161.85 | 26.9407 | 1267.5096 | 4360.3459 | 0.29069 | 1267.5096 | 0.4105
Equipment | LED Parking Lighting | Commercial | New | Grocery | 3375.12 | 0.84 | 18 | 0 | 0 | 161.85 | 4360.3459 | 1267.5096 | 161.85 | 7.8314 | 4360.3459 | 161.85 | 26.9407 | 1267.5096 | 4360.3459 | 0.29069 | 1267.5096 | 0.4105
Equipment | LED Parking Lighting | Commercial | New | Healthcare | 3375.12 | 0.84 | 18 | 0 | 0 | 161.85 | 4360.3459 | 1267.5096 | 161.85 | 7.8314 | 4360.3459 | 161.85 | 26.9407 | 1267.5096 | 4360.3459 | 0.29069 | 1267.5096 | 0.4105
Equipment | LED Parking Lighting | Commercial | New | Hospitals | 3375.12 | 0.84 | 18 | 0 | 0 | 161.85 | 4360.3459 | 1267.5096 | 161.85 | 7.8314 | 4360.3459 | 161.85 | 26.9407 | 1267.5096 | 4360.3459 | 0.29069 | 1267.5096 | 0.4105
Equipment | LED Parking Lighting | Commercial | New | Institutional | 3375.12 | 0.84 | 18 | 0 | 0 | 161.85 | 4360.3459 | 1267.5096 | 161.85 | 7.8314 | 4360.3459 | 161.85 | 26.9407 | 1267.5096 | 4360.3459 | 0.29069 | 1267.5096 | 0.4105
Equipment | LED Parking Lighting | Commercial | New | Lodging/Hospitality | 3375.12 | 0.84 | 18 | 0 | 0 | 161.85 | 4360.3459 | 1267.5096 | 161.85 | 7.8314 | 4360.3459 | 161.85 | 26.9407 | 1267.5096 | 4360.3459 | 0.29069 | 1267.5096 | 0.4105
Equipment | LED Parking Lighting | Commercial | New | Miscellaneous | 3375.12 | 0.84 | 18 | 0 | 0 | 161.85 | 4360.3459 | 1267.5096 | 161.85 | 7.8314 | 4360.3459 | 161.85 | 26.9407 | 1267.5096 | 4360.3459 | 0.29069 | 1267.5096 | 0.4105
Equipment | LED Parking Lighting | Commercial | New | Offices | 3375.12 | 0.84 | 18 | 0 | 0 | 161.85 | 4360.3459 | 1267.5096 | 161.85 | 7.8314 | 4360.3459 | 161.85 | 26.9407 | 1267.5096 | 4360.3459 | 0.29069 | 1267.5096 | 0.4105
Equipment | LED Parking Lighting | Commercial | New | Restaurants | 3375.12 | 0.84 | 18 | 0 | 0 | 161.85 | 4360.3459 | 1267.5096 | 161.85 | 7.8314 | 4360.3459 | 161.85 | 26.9407 | 1267.5096 | 4360.3459 | 0.29069 | 1267.5096 | 0.4105
Equipment | LED Parking Lighting | Commercial | New | Retail | 3375.12 | 0.84 | 18 | 0 | 0 | 161.85 | 4360.3459 | 1267.5096 | 161.85 | 7.8314 | 4360.3459 | 161.85 | 26.9407 | 1267.5096 | 4360.3459 | 0.29069 | 1267.5096 | 0.4105
Equipment | LED Parking Lighting | Commercial | New | Schools K-12 | 3375.12 | 0.84 | 18 | 0 | 0 | 161.85 | 4360.3459 | 1267.5096 | 161.85 | 7.8314 | 4360.3459 | 161.85 | 26.9407 | 1267.5096 | 4360.3459 | 0.29069 | 1267.5096 | 0.4105
Equipment | LED Parking Lighting | Commercial | New | Warehouse | 3375.12 | 0.84 | 18 | 0 | 0 | 161.85 | 4360.3459 | 1267.5096 | 161.85 | 7.8314 | 4360.3459 | 161.85 | 26.9407 | 1267.5096 | 4360.3459 | 0.29069 | 1267.5096 | 0.4105
Equipment | LED Street Lights | Commercial | Turnover | Assembly | 1691.1226 | 0.66526 | 18 | 0 | 0 | 238.57 | 2184.7756 | 635.0927 | 238.57 | 2.6621 | 2184.7756 | 238.57 | 9.1578 | 635.0927 | 2184.7756 | 0.29069 | 635.0927 | 1.2076
Equipment | LED Street Lights | Commercial | Turnover | College and University | 1691.1226 | 0.66526 | 18 | 0 | 0 | 238.57 | 2184.7756 | 635.0927 | 238.57 | 2.6621 | 2184.7756 | 238.57 | 9.1578 | 635.0927 | 2184.7756 | 0.29069 | 635.0927 | 1.2076
Equipment | LED Street Lights | Commercial | Turnover | Grocery | 1691.1226 | 0.66526 | 18 | 0 | 0 | 238.57 | 2184.7756 | 635.0927 | 238.57 | 2.6621 | 2184.7756 | 238.57 | 9.1578 | 635.0927 | 2184.7756 | 0.29069 | 635.0927 | 1.2076
Equipment | LED Street Lights | Commercial | Turnover | Healthcare | 1691.1226 | 0.66526 | 18 | 0 | 0 | 238.57 | 2184.7756 | 635.0927 | 238.57 | 2.6621 | 2184.7756 | 238.57 | 9.1578 | 635.0927 | 2184.7756 | 0.29069 | 635.0927 | 1.2076
Equipment | LED Street Lights | Commercial | Turnover | Hospitals | 1691.1226 | 0.66526 | 18 | 0 | 0 | 238.57 | 2184.7756 | 635.0927 | 238.57 | 2.6621 | 2184.7756 | 238.57 | 9.1578 | 635.0927 | 2184.7756 | 0.29069 | 635.0927 | 1.2076
Equipment | LED Street Lights | Commercial | Turnover | Institutional | 1691.1226 | 0.66526 | 18 | 0 | 0 | 238.57 | 2184.7756 | 635.0927 | 238.57 | 2.6621 | 2184.7756 | 238.57 | 9.1578 | 635.0927 | 2184.7756 | 0.29069 | 635.0927 | 1.2076
Equipment | LED Street Lights | Commercial | Turnover | Lodging/Hospitality | 1691.1226 | 0.66526 | 18 | 0 | 0 | 238.57 | 2184.7756 | 635.0927 | 238.57 | 2.6621 | 2184.7756 | 238.57 | 9.1578 | 635.0927 | 2184.7756 | 0.29069 | 635.0927 | 1.2076
Equipment | LED Street Lights | Commercial | Turnover | Miscellaneous | 1691.1226 | 0.66526 | 18 | 0 | 0 | 238.57 | 2184.7756 | 635.0927 | 238.57 | 2.6621 | 2184.7756 | 238.57 | 9.1578 | 635.0927 | 2184.7756 | 0.29069 | 635.0927 | 1.2076
Equipment | LED Street Lights | Commercial | Turnover | Offices | 1691.1226 | 0.66526 | 18 | 0 | 0 | 238.57 | 2184.7756 | 635.0927 | 238.57 | 2.6621 | 2184.7756 | 238.57 | 9.1578 | 635.0927 | 2184.7756 | 0.29069 | 635.0927 | 1.2076
Equipment | LED Street Lights | Commercial | Turnover | Restaurants | 1691.1226 | 0.66526 | 18 | 0 | 0 | 238.57 | 2184.7756 | 635.0927 | 238.57 | 2.6621 | 2184.7756 | 238.57 | 9.1578 | 635.0927 | 2184.7756 | 0.29069 | 635.0927 | 1.2076
Equipment | LED Street Lights | Commercial | Turnover | Retail | 1691.1226 | 0.66526 | 18 | 0 | 0 | 238.57 | 2184.7756 | 635.0927 | 238.57 | 2.6621 | 2184.7756 | 238.57 | 9.1578 | 635.0927 | 2184.7756 | 0.29069 | 635.0927 | 1.2076
Equipment | LED Street Lights | Commercial | Turnover | Schools K-12 | 1691.1226 | 0.66526 | 18 | 0 | 0 | 238.57 | 2184.7756 | 635.0927 | 238.57 | 2.6621 | 2184.7756 | 238.57 | 9.1578 | 635.0927 | 2184.7756 | 0.29069 | 635.0927 | 1.2076
Equipment | LED Street Lights | Commercial | Turnover | Warehouse | 1691.1226 | 0.66526 | 18 | 0 | 0 | 238.57 | 2184.7756 | 635.0927 | 238.57 | 2.6621 | 2184.7756 | 238.57 | 9.1578 | 635.0927 | 2184.7756 | 0.29069 | 635.0927 | 1.2076
Equipment | LED Street Lights | Commercial | New | Assembly | 1691.1226 | 0.66526 | 18 | 0 | 0 | 238.57 | 2184.7756 | 635.0927 | 238.57 | 2.6621 | 2184.7756 | 238.57 | 9.1578 | 635.0927 | 2184.7756 | 0.29069 | 635.0927 | 1.2076
Equipment | LED Street Lights | Commercial | New | College and University | 1691.1226 | 0.66526 | 18 | 0 | 0 | 238.57 | 2184.7756 | 635.0927 | 238.57 | 2.6621 | 2184.7756 | 238.57 | 9.1578 | 635.0927 | 2184.7756 | 0.29069 | 635.0927 | 1.2076
Equipment | LED Street Lights | Commercial | New | Grocery | 1691.1226 | 0.66526 | 18 | 0 | 0 | 238.57 | 2184.7756 | 635.0927 | 238.57 | 2.6621 | 2184.7756 | 238.57 | 9.1578 | 635.0927 | 2184.7756 | 0.29069 | 635.0927 | 1.2076
Equipment | LED Street Lights | Commercial | New | Healthcare | 1691.1226 | 0.66526 | 18 | 0 | 0 | 238.57 | 2184.7756 | 635.0927 | 238.57 | 2.6621 | 2184.7756 | 238.57 | 9.1578 | 635.0927 | 2184.7756 | 0.29069 | 635.0927 | 1.2076
Equipment | LED Street Lights | Commercial | New | Hospitals | 1691.1226 | 0.66526 | 18 | 0 | 0 | 238.57 | 2184.7756 | 635.0927 | 238.57 | 2.6621 | 2184.7756 | 238.57 | 9.1578 | 635.0927 | 2184.7756 | 0.29069 | 635.0927 | 1.2076
Equipment | LED Street Lights | Commercial | New | Institutional | 1691.1226 | 0.66526 | 18 | 0 | 0 | 238.57 | 2184.7756 | 635.0927 | 238.57 | 2.6621 | 2184.7756 | 238.57 | 9.1578 | 635.0927 | 2184.7756 | 0.29069 | 635.0927 | 1.2076
Equipment | LED Street Lights | Commercial | New | Lodging/Hospitality | 1691.1226 | 0.66526 | 18 | 0 | 0 | 238.57 | 2184.7756 | 635.0927 | 238.57 | 2.6621 | 2184.7756 | 238.57 | 9.1578 | 635.0927 | 2184.7756 | 0.29069 | 635.0927 | 1.2076
Equipment | LED Street Lights | Commercial | New | Miscellaneous | 1691.1226 | 0.66526 | 18 | 0 | 0 | 238.57 | 2184.7756 | 635.0927 | 238.57 | 2.6621 | 2184.7756 | 238.57 | 9.1578 | 635.0927 | 2184.7756 | 0.29069 | 635.0927 | 1.2076
Equipment | LED Street Lights | Commercial | New | Offices | 1691.1226 | 0.66526 | 18 | 0 | 0 | 238.57 | 2184.7756 | 635.0927 | 238.57 | 2.6621 | 2184.7756 | 238.57 | 9.1578 | 635.0927 | 2184.7756 | 0.29069 | 635.0927 | 1.2076
Equipment | LED Street Lights | Commercial | New | Restaurants | 1691.1226 | 0.66526 | 18 | 0 | 0 | 238.57 | 2184.7756 | 635.0927 | 238.57 | 2.6621 | 2184.7756 | 238.57 | 9.1578 | 635.0927 | 2184.7756 | 0.29069 | 635.0927 | 1.2076
Equipment | LED Street Lights | Commercial | New | Retail | 1691.1226 | 0.66526 | 18 | 0 | 0 | 238.57 | 2184.7756 | 635.0927 | 238.57 | 2.6621 | 2184.7756 | 238.57 | 9.1578 | 635.0927 | 2184.7756 | 0.29069 | 635.0927 | 1.2076
Equipment | LED Street Lights | Commercial | New | Schools K-12 | 1691.1226 | 0.66526 | 18 | 0 | 0 | 238.57 | 2184.7756 | 635.0927 | 238.57 | 2.6621 | 2184.7756 | 238.57 | 9.1578 | 635.0927 | 2184.7756 | 0.29069 | 635.0927 | 1.2076
Equipment | LED Street Lights | Commercial | New | Warehouse | 1691.1226 | 0.66526 | 18 | 0 | 0 | 238.57 | 2184.7756 | 635.0927 | 238.57 | 2.6621 | 2184.7756 | 238.57 | 9.1578 | 635.0927 | 2184.7756 | 0.29069 | 635.0927 | 1.2076
Equipment | LED Traffic and Crosswalk Lighting | Commercial | Turnover | Assembly | 37.96 | 0.37143 | 10 | 0 | 0 | 71 | 34.2764 | 10.2323 | 71 | 0.14412 | 34.2764 | 71 | 0.48277 | 10.2323 | 34.2764 | 0.29852 | 10.2323 | 16.0111
Equipment | LED Traffic and Crosswalk Lighting | Commercial | Turnover | College and University | 37.96 | 0.37143 | 10 | 0 | 0 | 71 | 34.2764 | 10.2323 | 71 | 0.14412 | 34.2764 | 71 | 0.48277 | 10.2323 | 34.2764 | 0.29852 | 10.2323 | 16.0111
Equipment | LED Traffic and Crosswalk Lighting | Commercial | Turnover | Grocery | 37.96 | 0.37143 | 10 | 0 | 0 | 71 | 34.2764 | 10.2323 | 71 | 0.14412 | 34.2764 | 71 | 0.48277 | 10.2323 | 34.2764 | 0.29852 | 10.2323 | 16.0111
Equipment | LED Traffic and Crosswalk Lighting | Commercial | Turnover | Healthcare | 37.96 | 0.37143 | 10 | 0 | 0 | 71 | 34.2764 | 10.2323 | 71 | 0.14412 | 34.2764 | 71 | 0.48277 | 10.2323 | 34.2764 | 0.29852 | 10.2323 | 16.0111
Equipment | LED Traffic and Crosswalk Lighting | Commercial | Turnover | Hospitals | 37.96 | 0.37143 | 10 | 0 | 0 | 71 | 34.2764 | 10.2323 | 71 | 0.14412 | 34.2764 | 71 | 0.48277 | 10.2323 | 34.2764 | 0.29852 | 10.2323 | 16.0111
Equipment | LED Traffic and Crosswalk Lighting | Commercial | Turnover | Institutional | 37.96 | 0.37143 | 10 | 0 | 0 | 71 | 34.2764 | 10.2323 | 71 | 0.14412 | 34.2764 | 71 | 0.48277 | 10.2323 | 34.2764 | 0.29852 | 10.2323 | 16.0111
Equipment | LED Traffic and Crosswalk Lighting | Commercial | Turnover | Lodging/Hospitality | 37.96 | 0.37143 | 10 | 0 | 0 | 71 | 34.2764 | 10.2323 | 71 | 0.14412 | 34.2764 | 71 | 0.48277 | 10.2323 | 34.2764 | 0.29852 | 10.2323 | 16.0111
Equipment | LED Traffic and Crosswalk Lighting | Commercial | Turnover | Miscellaneous | 37.96 | 0.37143 | 10 | 0 | 0 | 71 | 34.2764 | 10.2323 | 71 | 0.14412 | 34.2764 | 71 | 0.48277 | 10.2323 | 34.2764 | 0.29852 | 10.2323 | 16.0111
Equipment | LED Traffic and Crosswalk Lighting | Commercial | Turnover | Offices | 37.96 | 0.37143 | 10 | 0 | 0 | 71 | 34.2764 | 10.2323 | 71 | 0.14412 | 34.2764 | 71 | 0.48277 | 10.2323 | 34.2764 | 0.29852 | 10.2323 | 16.0111
Equipment | LED Traffic and Crosswalk Lighting | Commercial | Turnover | Restaurants | 37.96 | 0.37143 | 10 | 0 | 0 | 71 | 34.2764 | 10.2323 | 71 | 0.14412 | 34.2764 | 71 | 0.48277 | 10.2323 | 34.2764 | 0.29852 | 10.2323 | 16.0111
Equipment | LED Traffic and Crosswalk Lighting | Commercial | Turnover | Retail | 37.96 | 0.37143 | 10 | 0 | 0 | 71 | 34.2764 | 10.2323 | 71 | 0.14412 | 34.2764 | 71 | 0.48277 | 10.2323 | 34.2764 | 0.29852 | 10.2323 | 16.0111
Equipment | LED Traffic and Crosswalk Lighting | Commercial | Turnover | Schools K-12 | 37.96 | 0.37143 | 10 | 0 | 0 | 71 | 34.2764 | 10.2323 | 71 | 0.14412 | 34.2764 | 71 | 0.48277 | 10.2323 | 34.2764 | 0.29852 | 10.2323 | 16.0111
Equipment | LED Traffic and Crosswalk Lighting | Commercial | Turnover | Warehouse | 37.96 | 0.37143 | 10 | 0 | 0 | 71 | 34.2764 | 10.2323 | 71 | 0.14412 | 34.2764 | 71 | 0.48277 | 10.2323 | 34.2764 | 0.29852 | 10.2323 | 16.0111
Equipment | LED Traffic and Crosswalk Lighting | Commercial | New | Assembly | 37.96 | 0.37143 | 10 | 0 | 0 | 71 | 34.2764 | 10.2323 | 71 | 0.14412 | 34.2764 | 71 | 0.48277 | 10.2323 | 34.2764 | 0.29852 | 10.2323 | 16.0111
Equipment | LED Traffic and Crosswalk Lighting | Commercial | New | College and University | 37.96 | 0.37143 | 10 | 0 | 0 | 71 | 34.2764 | 10.2323 | 71 | 0.14412 | 34.2764 | 71 | 0.48277 | 10.2323 | 34.2764 | 0.29852 | 10.2323 | 16.0111
Equipment | LED Traffic and Crosswalk Lighting | Commercial | New | Grocery | 37.96 | 0.37143 | 10 | 0 | 0 | 71 | 34.2764 | 10.2323 | 71 | 0.14412 | 34.2764 | 71 | 0.48277 | 10.2323 | 34.2764 | 0.29852 | 10.2323 | 16.0111
Equipment | LED Traffic and Crosswalk Lighting | Commercial | New | Healthcare | 37.96 | 0.37143 | 10 | 0 | 0 | 71 | 34.2764 | 10.2323 | 71 | 0.14412 | 34.2764 | 71 | 0.48277 | 10.2323 | 34.2764 | 0.29852 | 10.2323 | 16.0111
Equipment | LED Traffic and Crosswalk Lighting | Commercial | New | Hospitals | 37.96 | 0.37143 | 10 | 0 | 0 | 71 | 34.2764 | 10.2323 | 71 | 0.14412 | 34.2764 | 71 | 0.48277 | 10.2323 | 34.2764 | 0.29852 | 10.2323 | 16.0111
Equipment | LED Traffic and Crosswalk Lighting | Commercial | New | Institutional | 37.96 | 0.37143 | 10 | 0 | 0 | 71 | 34.2764 | 10.2323 | 71 | 0.14412 | 34.2764 | 71 | 0.48277 | 10.2323 | 34.2764 | 0.29852 | 10.2323 | 16.0111
Equipment | LED Traffic and Crosswalk Lighting | Commercial | New | Lodging/Hospitality | 37.96 | 0.37143 | 10 | 0 | 0 | 71 | 34.2764 | 10.2323 | 71 | 0.14412 | 34.2764 | 71 | 0.48277 | 10.2323 | 34.2764 | 0.29852 | 10.2323 | 16.0111
Equipment | LED Traffic and Crosswalk Lighting | Commercial | New | Miscellaneous | 37.96 | 0.37143 | 10 | 0 | 0 | 71 | 34.2764 | 10.2323 | 71 | 0.14412 | 34.2764 | 71 | 0.48277 | 10.2323 | 34.2764 | 0.29852 | 10.2323 | 16.0111
Equipment | LED Traffic and Crosswalk Lighting | Commercial | New | Offices | 37.96 | 0.37143 | 10 | 0 | 0 | 71 | 34.2764 | 10.2323 | 71 | 0.14412 | 34.2764 | 71 | 0.48277 | 10.2323 | 34.2764 | 0.29852 | 10.2323 | 16.0111
Equipment | LED Traffic and Crosswalk Lighting | Commercial | New | Restaurants | 37.96 | 0.37143 | 10 | 0 | 0 | 71 | 34.2764 | 10.2323 | 71 | 0.14412 | 34.2764 | 71 | 0.48277 | 10.2323 | 34.2764 | 0.29852 | 10.2323 | 16.0111
Equipment | LED Traffic and Crosswalk Lighting | Commercial | New | Retail | 37.96 | 0.37143 | 10 | 0 | 0 | 71 | 34.2764 | 10.2323 | 71 | 0.14412 | 34.2764 | 71 | 0.48277 | 10.2323 | 34.2764 | 0.29852 | 10.2323 | 16.0111
Equipment | LED Traffic and Crosswalk Lighting | Commercial | New | Schools K-12 | 37.96 | 0.37143 | 10 | 0 | 0 | 71 | 34.2764 | 10.2323 | 71 | 0.14412 | 34.2764 | 71 | 0.48277 | 10.2323 | 34.2764 | 0.29852 | 10.2323 | 16.0111
Equipment | LED Traffic and Crosswalk Lighting | Commercial | New | Warehouse | 37.96 | 0.37143 | 10 | 0 | 0 | 71 | 34.2764 | 10.2323 | 71 | 0.14412 | 34.2764 | 71 | 0.48277 | 10.2323 | 34.2764 | 0.29852 | 10.2323 | 16.0111
Equipment | Geothermal Heat Pump | Commercial | Turnover | Assembly | 2942.8501 | 0.20481 | 15 | 1.2656 | 0.97205 | 48798.42 | 3517.9219 | 1400.9149 | 48798.42 | 0.028708 | 3517.9219 | 48798.42 | 0.072091 | 1400.9149 | 3517.9219 | 0.39822 | 1400.9149 | 141.9472
Equipment | Geothermal Heat Pump | Commercial | Turnover | College and University | 3263.0656 | 0.20547 | 15 | 0.57368 | 0.53685 | 48798.42 | 3851.9892 | 1353.8258 | 48798.42 | 0.027743 | 3851.9892 | 48798.42 | 0.078937 | 1353.8258 | 3851.9892 | 0.35146 | 1353.8258 | 128.0174
Equipment | Geothermal Heat Pump | Commercial | Turnover | Grocery | 1644.4881 | 0.19172 | 15 | 0.7072 | 0.54319 | 48798.42 | 1965.8428 | 782.8424 | 48798.42 | 0.016042 | 1965.8428 | 48798.42 | 0.040285 | 782.8424 | 1965.8428 | 0.39822 | 782.8424 | 254.0178
Equipment | Geothermal Heat Pump | Commercial | Turnover | Healthcare | 6393.7659 | 0.2067 | 15 | 2.7496 | 2.1119 | 48798.42 | 7643.1921 | 3043.6894 | 48798.42 | 0.062373 | 7643.1921 | 48798.42 | 0.15663 | 3043.6894 | 7643.1921 | 0.39822 | 3043.6894 | 65.3338
Equipment | Geothermal Heat Pump | Commercial | Turnover | Hospitals | 6061.3587 | 0.20571 | 15 | 1.0656 | 0.99723 | 48798.42 | 7155.323 | 2514.8203 | 48798.42 | 0.051535 | 7155.323 | 48798.42 | 0.14663 | 2514.8203 | 7155.323 | 0.35146 | 2514.8203 | 68.9168
Equipment | Geothermal Heat Pump | Commercial | Turnover | Institutional | 1594.9854 | 0.20079 | 15 | 0.68592 | 0.52684 | 48798.42 | 1906.6666 | 759.2771 | 48798.42 | 0.015559 | 1906.6666 | 48798.42 | 0.039072 | 759.2771 | 1906.6666 | 0.39822 | 759.2771 | 261.9016
Equipment | Geothermal Heat Pump | Commercial | Turnover | Lodging/Hospitality | 4851.6104 | 0.20725 | 15 | 2.0864 | 1.6025 | 48798.42 | 5799.679 | 2309.5614 | 48798.42 | 0.047329 | 5799.679 | 48798.42 | 0.11885 | 2309.5614 | 5799.679 | 0.39822 | 2309.5614 | 86.1012
Equipment | Geothermal Heat Pump | Commercial | Turnover | Miscellaneous | 1643.5677 | 0.20489 | 15 | 0.70681 | 0.54289 | 48798.42 | 1964.7425 | 782.4042 | 48798.42 | 0.016033 | 1964.7425 | 48798.42 | 0.040262 | 782.4042 | 1964.7425 | 0.39822 | 782.4042 | 254.1601
Equipment | Geothermal Heat Pump | Commercial | Turnover | Offices | 3303.382 | 0.20809 | 15 | 1.4206 | 1.0911 | 48798.42 | 3948.9065 | 1572.5425 | 48798.42 | 0.032225 | 3948.9065 | 48798.42 | 0.080923 | 1572.5425 | 3948.9065 | 0.39822 | 1572.5425 | 126.455
Equipment | Geothermal Heat Pump | Commercial | Turnover | Restaurants | 4802.2426 | 0.19666 | 15 | 2.0652 | 1.5862 | 48798.42 | 5740.6642 | 2286.0604 | 48798.42 | 0.046847 | 5740.6642 | 48798.42 | 0.11764 | 2286.0604 | 5740.6642 | 0.39822 | 2286.0604 | 86.9863
Equipment | Geothermal Heat Pump | Commercial | Turnover | Retail | 3754.4687 | 0.19948 | 15 | 1.6146 | 1.2401 | 48798.42 | 4488.1415 | 1787.2779 | 48798.42 | 0.036626 | 4488.1415 | 48798.42 | 0.091973 | 1787.2779 | 4488.1415 | 0.39822 | 1787.2779 | 111.2619
Equipment | Geothermal Heat Pump | Commercial | Turnover | Schools K-12 | 3265.5803 | 0.19881 | 15 | 1.4043 | 1.0787 | 48798.42 | 3903.7177 | 1554.5474 | 48798.42 | 0.031857 | 3903.7177 | 48798.42 | 0.079997 | 1554.5474 | 3903.7177 | 0.39822 | 1554.5474 | 127.9188
Equipment | Geothermal Heat Pump | Commercial | Turnover | Warehouse | 718.7496 | 0.19666 | 15 | 0.30909 | 0.23741 | 48798.42 | 859.2027 | 342.1537 | 48798.42 | 0.0070116 | 859.2027 | 48798.42 | 0.017607 | 342.1537 | 859.2027 | 0.39822 | 342.1537 | 581.1889
Equipment | Geothermal Heat Pump | Commercial | New | Assembly | 2942.8501 | 0.20481 | 15 | 1.2656 | 0.97205 | 48798.42 | 3517.9219 | 1400.9149 | 48798.42 | 0.028708 | 3517.9219 | 48798.42 | 0.072091 | 1400.9149 | 3517.9219 | 0.39822 | 1400.9149 | 141.9472
Equipment | Geothermal Heat Pump | Commercial | New | College and University | 3263.0656 | 0.20547 | 15 | 0.57368 | 0.53685 | 48798.42 | 3851.9892 | 1353.8258 | 48798.42 | 0.027743 | 3851.9892 | 48798.42 | 0.078937 | 1353.8258 | 3851.9892 | 0.35146 | 1353.8258 | 128.0174
Equipment | Geothermal Heat Pump | Commercial | New | Grocery | 1644.4881 | 0.19172 | 15 | 0.7072 | 0.54319 | 48798.42 | 1965.8428 | 782.8424 | 48798.42 | 0.016042 | 1965.8428 | 48798.42 | 0.040285 | 782.8424 | 1965.8428 | 0.39822 | 782.8424 | 254.0178
Equipment | Geothermal Heat Pump | Commercial | New | Healthcare | 6393.7659 | 0.2067 | 15 | 2.7496 | 2.1119 | 48798.42 | 7643.1921 | 3043.6894 | 48798.42 | 0.062373 | 7643.1921 | 48798.42 | 0.15663 | 3043.6894 | 7643.1921 | 0.39822 | 3043.6894 | 65.3338
Equipment | Geothermal Heat Pump | Commercial | New | Hospitals | 6061.3587 | 0.20571 | 15 | 1.0656 | 0.99723 | 48798.42 | 7155.323 | 2514.8203 | 48798.42 | 0.051535 | 7155.323 | 48798.42 | 0.14663 | 2514.8203 | 7155.323 | 0.35146 | 2514.8203 | 68.9168
Equipment | Geothermal Heat Pump | Commercial | New | Institutional | 1594.9854 | 0.20079 | 15 | 0.68592 | 0.52684 | 48798.42 | 1906.6666 | 759.2771 | 48798.42 | 0.015559 | 1906.6666 | 48798.42 | 0.039072 | 759.2771 | 1906.6666 | 0.39822 | 759.2771 | 261.9016
Equipment | Geothermal Heat Pump | Commercial | New | Lodging/Hospitality | 4851.6104 | 0.20725 | 15 | 2.0864 | 1.6025 | 48798.42 | 5799.679 | 2309.5614 | 48798.42 | 0.047329 | 5799.679 | 48798.42 | 0.11885 | 2309.5614 | 5799.679 | 0.39822 | 2309.5614 | 86.1012
Equipment | Geothermal Heat Pump | Commercial | New | Miscellaneous | 1643.5677 | 0.20489 | 15 | 0.70681 | 0.54289 | 48798.42 | 1964.7425 | 782.4042 | 48798.42 | 0.016033 | 1964.7425 | 48798.42 | 0.040262 | 782.4042 | 1964.7425 | 0.39822 | 782.4042 | 254.1601
Equipment | Geothermal Heat Pump | Commercial | New | Offices | 3303.382 | 0.20809 | 15 | 1.4206 | 1.0911 | 48798.42 | 3948.9065 | 1572.5425 | 48798.42 | 0.032225 | 3948.9065 | 48798.42 | 0.080923 | 1572.5425 | 3948.9065 | 0.39822 | 1572.5425 | 126.455
Equipment | Geothermal Heat Pump | Commercial | New | Restaurants | 4802.2426 | 0.19666 | 15 | 2.0652 | 1.5862 | 48798.42 | 5740.6642 | 2286.0604 | 48798.42 | 0.046847 | 5740.6642 | 48798.42 | 0.11764 | 2286.0604 | 5740.6642 | 0.39822 | 2286.0604 | 86.9863
Equipment | Geothermal Heat Pump | Commercial | New | Retail | 3754.4687 | 0.19948 | 15 | 1.6146 | 1.2401 | 48798.42 | 4488.1415 | 1787.2779 | 48798.42 | 0.036626 | 4488.1415 | 48798.42 | 0.091973 | 1787.2779 | 4488.1415 | 0.39822 | 1787.2779 | 111.2619
Equipment | Geothermal Heat Pump | Commercial | New | Schools K-12 | 3265.5803 | 0.19881 | 15 | 1.4043 | 1.0787 | 48798.42 | 3903.7177 | 1554.5474 | 48798.42 | 0.031857 | 3903.7177 | 48798.42 | 0.079997 | 1554.5474 | 3903.7177 | 0.39822 | 1554.5474 | 127.9188
Equipment | Geothermal Heat Pump | Commercial | New | Warehouse | 718.7496 | 0.19666 | 15 | 0.30909 | 0.23741 | 48798.42 | 859.2027 | 342.1537 | 48798.42 | 0.0070116 | 859.2027 | 48798.42 | 0.017607 | 342.1537 | 859.2027 | 0.39822 | 342.1537 | 581.1889
Equipment | High Efficiency Chiller (Air Cooled, 50 tons) | Commercial | Turnover | Assembly | 12977.2822 | 0.087591 | 20 | 3.6935 | 3.7483 | 6800 | 17905.4004 | 6441.4652 | 6800 | 0.94727 | 17905.4004 | 6800 | 2.6331 | 6441.4652 | 17905.4004 | 0.35975 | 6441.4652 | 4.4855
Equipment | High Efficiency Chiller (Air Cooled, 50 tons) | Commercial | Turnover | College and University | 14397.1378 | 0.087591 | 20 | 4.0976 | 4.1584 | 6800 | 19864.4457 | 7146.2314 | 6800 | 1.0509 | 19864.4457 | 6800 | 2.9212 | 7146.2314 | 19864.4457 | 0.35975 | 7146.2314 | 4.0432
Equipment | High Efficiency Chiller (Air Cooled, 50 tons) | Commercial | Turnover | Grocery | 7168.7817 | 0.087591 | 20 | 2.0403 | 2.0706 | 6800 | 9891.124 | 3558.3304 | 6800 | 0.52328 | 9891.124 | 6800 | 1.4546 | 3558.3304 | 9891.124 | 0.35975 | 3558.3304 | 8.1199
Equipment | High Efficiency Chiller (Air Cooled, 50 tons) | Commercial | Turnover | Healthcare | 28238.2483 | 0.087591 | 20 | 8.037 | 8.1562 | 6800 | 38961.7129 | 14016.4705 | 6800 | 2.0612 | 38961.7129 | 6800 | 5.7297 | 14016.4705 | 38961.7129 | 0.35975 | 14016.4705 | 2.0614
Equipment | High Efficiency Chiller (Air Cooled, 50 tons) | Commercial | Turnover | Hospitals | 26748.8892 | 0.087591 | 20 | 7.6131 | 7.726 | 6800 | 36906.7702 | 13277.2052 | 6800 | 1.9525 | 36906.7702 | 6800 | 5.4275 | 13277.2052 | 36906.7702 | 0.35975 | 13277.2052 | 2.1762
Equipment | High Efficiency Chiller (Air Cooled, 50 tons) | Commercial | Turnover | Institutional | 7009.9168 | 0.087591 | 20 | 1.9951 | 2.0247 | 6800 | 9671.9301 | 3479.4755 | 6800 | 0.51169 | 9671.9301 | 6800 | 1.4223 | 3479.4755 | 9671.9301 | 0.35975 | 3479.4755 | 8.304
Equipment | High Efficiency Chiller (Air Cooled, 50 tons) | Commercial | Turnover | Lodging/Hospitality | 21436.8418 | 0.087591 | 20 | 6.1012 | 6.1917 | 6800 | 29577.4747 | 10640.4922 | 6800 | 1.5648 | 29577.4747 | 6800 | 4.3496 | 10640.4922 | 29577.4747 | 0.35975 | 10640.4922 | 2.7154
Equipment | High Efficiency Chiller (Air Cooled, 50 tons) | Commercial | Turnover | Miscellaneous | 7248.2142 | 0.087591 | 20 | 2.0629 | 2.0935 | 6800 | 10000.721 | 3597.7579 | 6800 | 0.52908 | 10000.721 | 6800 | 1.4707 | 3597.7579 | 10000.721 | 0.35975 | 3597.7579 | 8.031
Equipment | High Efficiency Chiller (Air Cooled, 50 tons) | Commercial | Turnover | Offices | 14605.6481 | 0.087591 | 20 | 4.157 | 4.2186 | 6800 | 20152.1377 | 7249.7286 | 6800 | 1.0661 | 20152.1377 | 6800 | 2.9635 | 7249.7286 | 20152.1377 | 0.35975 | 7249.7286 | 3.9854
Equipment | High Efficiency Chiller (Air Cooled, 50 tons) | Commercial | Turnover | Restaurants | 21029.7503 | 0.087591 | 20 | 5.9854 | 6.0742 | 6800 | 29015.7904 | 10438.4264 | 6800 | 1.5351 | 29015.7904 | 6800 | 4.267 | 10438.4264 | 29015.7904 | 0.35975 | 10438.4264 | 2.768
Equipment | High Efficiency Chiller (Air Cooled, 50 tons) | Commercial | Turnover | Retail | 16482.2406 | 0.087591 | 20 | 4.6911 | 4.7607 | 6800 | 22741.3655 | 8181.2029 | 6800 | 1.2031 | 22741.3655 | 6800 | 3.3443 | 8181.2029 | 22741.3655 | 0.35975 | 8181.2029 | 3.5317
Equipment | High Efficiency Chiller (Air Cooled, 50 tons) | Commercial | Turnover | Schools K-12 | 14327.6344 | 0.087591 | 20 | 4.0778 | 4.1383 | 6800 | 19768.5484 | 7111.7324 | 6800 | 1.0458 | 19768.5484 | 6800 | 2.9071 | 7111.7324 | 19768.5484 | 0.35975 | 7111.7324 | 4.0628
Equipment | High Efficiency Chiller (Air Cooled, 50 tons) | Commercial | Turnover | Warehouse | 3147.5122 | 0.087591 | 20 | 0.89583 | 0.90912 | 6800 | 4342.7788 | 1562.314 | 6800 | 0.22975 | 4342.7788 | 6800 | 0.63864 | 1562.314 | 4342.7788 | 0.35975 | 1562.314 | 18.494
Equipment | High Efficiency Chiller (Air Cooled, 50 tons) | Commercial | New | Assembly | 12977.2822 | 0.087591 | 20 | 3.6935 | 3.7483 | 6800 | 17905.4004 | 6441.4652 | 6800 | 0.94727 | 17905.4004 | 6800 | 2.6331 | 6441.4652 | 17905.4004 | 0.35975 | 6441.4652 | 4.4855
Equipment | High Efficiency Chiller (Air Cooled, 50 tons) | Commercial | New | College and University | 14397.1378 | 0.087591 | 20 | 4.0976 | 4.1584 | 6800 | 19864.4457 | 7146.2314 | 6800 | 1.0509 | 19864.4457 | 6800 | 2.9212 | 7146.2314 | 19864.4457 | 0.35975 | 7146.2314 | 4.0432
Equipment | High Efficiency Chiller (Air Cooled, 50 tons) | Commercial | New | Grocery | 7168.7817 | 0.087591 | 20 | 2.0403 | 2.0706 | 6800 | 9891.124 | 3558.3304 | 6800 | 0.52328 | 9891.124 | 6800 | 1.4546 | 3558.3304 | 9891.124 | 0.35975 | 3558.3304 | 8.1199
Equipment | High Efficiency Chiller (Air Cooled, 50 tons) | Commercial | New | Healthcare | 28238.2483 | 0.087591 | 20 | 8.037 | 8.1562 | 6800 | 38961.7129 | 14016.4705 | 6800 | 2.0612 | 38961.7129 | 6800 | 5.7297 | 14016.4705 | 38961.7129 | 0.35975 | 14016.4705 | 2.0614
Equipment | High Efficiency Chiller (Air Cooled, 50 tons) | Commercial | New | Hospitals | 26748.8892 | 0.087591 | 20 | 7.6131 | 7.726 | 6800 | 36906.7702 | 13277.2052 | 6800 | 1.9525 | 36906.7702 | 6800 | 5.4275 | 13277.2052 | 36906.7702 | 0.35975 | 13277.2052 | 2.1762
Equipment | High Efficiency Chiller (Air Cooled, 50 tons) | Commercial | New | Institutional | 7009.9168 | 0.087591 | 20 | 1.9951 | 2.0247 | 6800 | 9671.9301 | 3479.4755 | 6800 | 0.51169 | 9671.9301 | 6800 | 1.4223 | 3479.4755 | 9671.9301 | 0.35975 | 3479.4755 | 8.304
Equipment | High Efficiency Chiller (Air Cooled, 50 tons) | Commercial | New | Lodging/Hospitality | 21436.8418 | 0.087591 | 20 | 6.1012 | 6.1917 | 6800 | 29577.4747 | 10640.4922 | 6800 | 1.5648 | 29577.4747 | 6800 | 4.3496 | 10640.4922 | 29577.4747 | 0.35975 | 10640.4922 | 2.7154
Equipment | High Efficiency Chiller (Air Cooled, 50 tons) | Commercial | New | Miscellaneous | 7248.2142 | 0.087591 | 20 | 2.0629 | 2.0935 | 6800 | 10000.721 | 3597.7579 | 6800 | 0.52908 | 10000.721 | 6800 | 1.4707 | 3597.7579 | 10000.721 | 0.35975 | 3597.7579 | 8.031
Equipment | High Efficiency Chiller (Air Cooled, 50 tons) | Commercial | New | Offices | 14605.6481 | 0.087591 | 20 | 4.157 | 4.2186 | 6800 | 20152.1377 | 7249.7286 | 6800 | 1.0661 | 20152.1377 | 6800 | 2.9635 | 7249.7286 | 20152.1377 | 0.35975 | 7249.7286 | 3.9854
Equipment | High Efficiency Chiller (Air Cooled, 50 tons) | Commercial | New | Restaurants | 21029.7503 | 0.087591 | 20 | 5.9854 | 6.0742 | 6800 | 29015.7904 | 10438.4264 | 6800 | 1.5351 | 29015.7904 | 6800 | 4.267 | 10438.4264 | 29015.7904 | 0.35975 | 10438.4264 | 2.768
Equipment | High Efficiency Chiller (Air Cooled, 50 tons) | Commercial | New | Retail | 16482.2406 | 0.087591 | 20 | 4.6911 | 4.7607 | 6800 | 22741.3655 | 8181.2029 | 6800 | 1.2031 | 22741.3655 | 6800 | 3.3443 | 8181.2029 | 22741.3655 | 0.35975 | 8181.2029 | 3.5317
Equipment | High Efficiency Chiller (Air Cooled, 50 tons) | Commercial | New | Schools K-12 | 14327.6344 | 0.087591 | 20 | 4.0778 | 4.1383 | 6800 | 19768.5484 | 7111.7324 | 6800 | 1.0458 | 19768.5484 | 6800 | 2.9071 | 7111.7324 | 19768.5484 | 0.35975 | 7111.7324 | 4.0628
Equipment | High Efficiency Chiller (Air Cooled, 50 tons) | Commercial | New | Warehouse | 3147.5122 | 0.087591 | 20 | 0.89583 | 0.90912 | 6800 | 4342.7788 | 1562.314 | 6800 | 0.22975 | 4342.7788 | 6800 | 0.63864 | 1562.314 | 4342.7788 | 0.35975 | 1562.314 | 18.494
Equipment | High Efficiency Chiller (Water cooled-centrifugal, 200 tons) | Commercial | Turnover | Assembly | 16050.3747 | 0.043624 | 20 | 6.3192 | 0.27371 | 9533.3333 | 22265.049 | 8403.8591 | 9533.3333 | 0.88152 | 22265.049 | 9533.3333 | 2.3355 | 8403.8591 | 22265.049 | 0.37745 | 8403.8591 | 5.0845
Equipment | High Efficiency Chiller (Water cooled-centrifugal, 200 tons) | Commercial | Turnover | College and University | 17806.4601 | 0.043624 | 20 | 7.0105 | 0.30366 | 9533.3333 | 24701.0873 | 9323.3326 | 9533.3333 | 0.97797 | 24701.0873 | 9533.3333 | 2.591 | 9323.3326 | 24701.0873 | 0.37745 | 9323.3326 | 4.5831
Equipment | High Efficiency Chiller (Water cooled-centrifugal, 200 tons) | Commercial | Turnover | Grocery | 8866.3891 | 0.043624 | 20 | 3.4908 | 0.1512 | 9533.3333 | 12299.4379 | 4642.3766 | 9533.3333 | 0.48696 | 12299.4379 | 9533.3333 | 1.2902 | 4642.3766 | 12299.4379 | 0.37745 | 4642.3766 | 9.2042
Equipment | High Efficiency Chiller (Water cooled-centrifugal, 200 tons) | Commercial | Turnover | Healthcare | 34925.2223 | 0.043624 | 20 | 13.7503 | 0.59559 | 9533.3333 | 48448.2015 | 18286.5916 | 9533.3333 | 1.9182 | 48448.2015 | 9533.3333 | 5.082 | 18286.5916 | 48448.2015 | 0.37745 | 18286.5916 | 2.3367
Equipment | High Efficiency Chiller (Water cooled-centrifugal, 200 tons) | Commercial | Turnover | Hospitals | 33083.1747 | 0.043624 | 20 | 13.0251 | 0.56417 | 9533.3333 | 45892.9167 | 17322.1089 | 9533.3333 | 1.817 | 45892.9167 | 9533.3333 | 4.8139 | 17322.1089 | 45892.9167 | 0.37745 | 17322.1089 | 2.4668
Equipment | High Efficiency Chiller (Water cooled-centrifugal, 200 tons) | Commercial | Turnover | Institutional | 8669.904 | 0.043624 | 20 | 3.4134 | 0.14785 | 9533.3333 | 12026.8742 | 4539.4985 | 9533.3333 | 0.47617 | 12026.8742 | 9533.3333 | 1.2616 | 4539.4985 | 12026.8742 | 0.37745 | 4539.4985 | 9.4128
Equipment | High Efficiency Chiller (Water cooled-centrifugal, 200 tons) | Commercial | Turnover | Lodging/Hospitality | 26513.205 | 0.043624 | 20 | 10.4385 | 0.45213 | 9533.3333 | 36779.0672 | 13882.1207 | 9533.3333 | 1.4562 | 36779.0672 | 9533.3333 | 3.8579 | 13882.1207 | 36779.0672 | 0.37745 | 13882.1207 | 3.078
Equipment | High Efficiency Chiller (Water cooled-centrifugal, 200 tons) | Commercial | Turnover | Miscellaneous | 8964.6316 | 0.043624 | 20 | 3.5294 | 0.15288 | 9533.3333 | 12435.7198 | 4693.8157 | 9533.3333 | 0.49236 | 12435.7198 | 9533.3333 | 1.3044 | 4693.8157 | 12435.7198 | 0.37745 | 4693.8157 | 9.1034
Equipment | High Efficiency Chiller (Water cooled-centrifugal, 200 tons) | Commercial | Turnover | Offices | 18064.3467 | 0.043624 | 20 | 7.1121 | 0.30805 | 9533.3333 | 25058.8272 | 9458.3601 | 9533.3333 | 0.99214 | 25058.8272 | 9533.3333 | 2.6285 | 9458.3601 | 25058.8272 | 0.37745 | 9458.3601 | 4.5176
Equipment | High Efficiency Chiller (Water cooled-centrifugal, 200 tons) | Commercial | Turnover | Restaurants | 26009.712 | 0.043624 | 20 | 10.2402 | 0.44355 | 9533.3333 | 36080.6227 | 13618.4954 | 9533.3333 | 1.4285 | 36080.6227 | 9533.3333 | 3.7847 | 13618.4954 | 36080.6227 | 0.37745 | 13618.4954 | 3.1376
Equipment | High Efficiency Chiller (Water cooled-centrifugal, 200 tons) | Commercial | Turnover | Retail | 20385.3267 | 0.043624 | 20 | 8.0259 | 0.34763 | 9533.3333 | 28278.4861 | 10673.6083 | 9533.3333 | 1.1196 | 28278.4861 | 9533.3333 | 2.9663 | 10673.6083 | 28278.4861 | 0.37745 | 10673.6083 | 4.0033
Equipment | High Efficiency Chiller (Water cooled-centrifugal, 200 tons) | Commercial | Turnover | Schools K-12 | 17720.4978 | 0.043624 | 20 | 6.9767 | 0.30219 | 9533.3333 | 24581.8407 | 9278.3234 | 9533.3333 | 0.97325 | 24581.8407 | 9533.3333 | 2.5785 | 9278.3234 | 24581.8407 | 0.37745 | 9278.3234 | 4.6053
Equipment | High Efficiency Chiller (Water cooled-centrifugal, 200 tons) | Commercial | Turnover | Warehouse | 3892.8606 | 0.043624 | 20 | 1.5327 | 0.066386 | 9533.3333 | 5400.1687 | 2038.2734 | 9533.3333 | 0.2138 | 5400.1687 | 9533.3333 | 0.56645 | 2038.2734 | 5400.1687 | 0.37745 | 2038.2734 | 20.9636
Equipment | High Efficiency Chiller (Water cooled-centrifugal, 200 tons) | Commercial | New | Assembly | 16050.3747 | 0.043624 | 20 | 6.3192 | 0.27371 | 9533.3333 | 22265.049 | 8403.8591 | 9533.3333 | 0.88152 | 22265.049 | 9533.3333 | 2.3355 | 8403.8591 | 22265.049 | 0.37745 | 8403.8591 | 5.0845
Equipment | High Efficiency Chiller (Water cooled-centrifugal, 200 tons) | Commercial | New | College and University | 17806.4601 | 0.043624 | 20 | 7.0105 | 0.30366 | 9533.3333 | 24701.0873 | 9323.3326 | 9533.3333 | 0.97797 | 24701.0873 | 9533.3333 | 2.591 | 9323.3326 | 24701.0873 | 0.37745 | 9323.3326 | 4.5831
Equipment | High Efficiency Chiller (Water cooled-centrifugal, 200 tons) | Commercial | New | Grocery | 8866.3891 | 0.043624 | 20 | 3.4908 | 0.1512 | 9533.3333 | 12299.4379 | 4642.3766 | 9533.3333 | 0.48696 | 12299.4379 | 9533.3333 | 1.2902 | 4642.3766 | 12299.4379 | 0.37745 | 4642.3766 | 9.2042
Equipment | High Efficiency Chiller (Water cooled-centrifugal, 200 tons) | Commercial | New | Healthcare | 34925.2223 | 0.043624 | 20 | 13.7503 | 0.59559 | 9533.3333 | 48448.2015 | 18286.5916 | 9533.3333 | 1.9182 | 48448.2015 | 9533.3333 | 5.082 | 18286.5916 | 48448.2015 | 0.37745 | 18286.5916 | 2.3367
Equipment | High Efficiency Chiller (Water cooled-centrifugal, 200 tons) | Commercial | New | Hospitals | 33083.1747 | 0.043624 | 20 | 13.0251 | 0.56417 | 9533.3333 | 45892.9167 | 17322.1089 | 9533.3333 | 1.817 | 45892.9167 | 9533.3333 | 4.8139 | 17322.1089 | 45892.9167 | 0.37745 | 17322.1089 | 2.4668
Equipment | High Efficiency Chiller (Water cooled-centrifugal, 200 tons) | Commercial | New | Institutional | 8669.904 | 0.043624 | 20 | 3.4134 | 0.14785 | 9533.3333 | 12026.8742 | 4539.4985 | 9533.3333 | 0.47617 | 12026.8742 | 9533.3333 | 1.2616 | 4539.4985 | 12026.8742 | 0.37745 | 4539.4985 | 9.4128
Equipment | High Efficiency Chiller (Water cooled-centrifugal, 200 tons) | Commercial | New | Lodging/Hospitality | 26513.205 | 0.043624 | 20 | 10.4385 | 0.45213 | 9533.3333 | 36779.0672 | 13882.1207 | 9533.3333 | 1.4562 | 36779.0672 | 9533.3333 | 3.8579 | 13882.1207 | 36779.0672 | 0.37745 | 13882.1207 | 3.078
Equipment | High Efficiency Chiller (Water cooled-centrifugal, 200 tons) | Commercial | New | Miscellaneous | 8964.6316 | 0.043624 | 20 | 3.5294 | 0.15288 | 9533.3333 | 12435.7198 | 4693.8157 | 9533.3333 | 0.49236 | 12435.7198 | 9533.3333 | 1.3044 | 4693.8157 | 12435.7198 | 0.37745 | 4693.8157 | 9.1034
Equipment | High Efficiency Chiller (Water cooled-centrifugal, 200 tons) | Commercial | New | Offices | 18064.3467 | 0.043624 | 20 | 7.1121 | 0.30805 | 9533.3333 | 25058.8272 | 9458.3601 | 9533.3333 | 0.99214 | 25058.8272 | 9533.3333 | 2.6285 | 9458.3601 | 25058.8272 | 0.37745 | 9458.3601 | 4.5176
Equipment | High Efficiency Chiller (Water cooled-centrifugal, 200 tons) | Commercial | New | Restaurants | 26009.712 | 0.043624 | 20 | 10.2402 | 0.44355 | 9533.3333 | 36080.6227 | 13618.4954 | 9533.3333 | 1.4285 | 36080.6227 | 9533.3333 | 3.7847 | 13618.4954 | 36080.6227 | 0.37745 | 13618.4954 | 3.1376
Equipment | High Efficiency Chiller (Water cooled-centrifugal, 200 tons) | Commercial | New | Retail | 20385.3267 | 0.043624 | 20 | 8.0259 | 0.34763 | 9533.3333 | 28278.4861 | 10673.6083 | 9533.3333 | 1.1196 | 28278.4861 | 9533.3333 | 2.9663 | 10673.6083 | 28278.4861 | 0.37745 | 10673.6083 | 4.0033
Equipment | High Efficiency Chiller (Water cooled-centrifugal, 200 tons) | Commercial | New | Schools K-12 | 17720.4978 | 0.043624 | 20 | 6.9767 | 0.30219 | 9533.3333 | 24581.8407 | 9278.3234 | 9533.3333 | 0.97325 | 24581.8407 | 9533.3333 | 2.5785 | 9278.3234 | 24581.8407 | 0.37745 | 9278.3234 | 4.6053
Equipment | High Efficiency Chiller (Water cooled-centrifugal, 200 tons) | Commercial | New | Warehouse | 3892.8606 | 0.043624 | 20 | 1.5327 | 0.066386 | 9533.3333 | 5400.1687 | 2038.2734 | 9533.3333 | 0.2138 | 5400.1687 | 9533.3333 | 0.56645 | 2038.2734 | 5400.1687 | 0.37745 | 2038.2734 | 20.9636
Equipment | High Efficiency Chiller (Water cooled-positive displacement, 100 tons) | Commercial | Turnover | Assembly | 5092.9074 | 0.026829 | 20 | 2.0051 | 0.08685 | 5200 | 7064.8713 | 2666.6091 | 5200 | 0.51281 | 7064.8713 | 5200 | 1.3586 | 2666.6091 | 7064.8713 | 0.37745 | 2666.6091 | 8.7403
Equipment | High Efficiency Chiller (Water cooled-positive displacement, 100 tons) | Commercial | Turnover | College and University | 5650.1267 | 0.026829 | 20 | 2.2245 | 0.096353 | 5200 | 7837.845 | 2958.3651 | 5200 | 0.56892 | 7837.845 | 5200 | 1.5073 | 2958.3651 | 7837.845 | 0.37745 | 2958.3651 | 7.8783
Equipment | High Efficiency Chiller (Water cooled-positive displacement, 100 tons) | Commercial | Turnover | Grocery | 2813.3735 | 0.026829 | 20 | 1.1076 | 0.047977 | 5200 | 3902.7063 | 1473.0618 | 5200 | 0.28328 | 3902.7063 | 5200 | 0.75052 | 1473.0618 | 3902.7063 | 0.37745 | 1473.0618 | 15.8221
Equipment | High Efficiency Chiller (Water cooled-positive displacement, 100 tons) | Commercial | Turnover | Healthcare | 11082.0417 | 0.026829 | 20 | 4.3631 | 0.18898 | 5200 | 15372.987 | 5802.4762 | 5200 | 1.1159 | 15372.987 | 5200 | 2.9563 | 5802.4762 | 15372.987 | 0.37745 | 5802.4762 | 4.0167
Equipment | High Efficiency Chiller (Water cooled-positive displacement, 100 tons) | Commercial | Turnover | Hospitals | 10497.5458 | 0.026829 | 20 | 4.133 | 0.17902 | 5200 | 14562.1755 | 5496.4384 | 5200 | 1.057 | 14562.1755 | 5200 | 2.8004 | 5496.4384 | 14562.1755 | 0.37745 | 5496.4384 | 4.2404
Equipment | High Efficiency Chiller (Water cooled-positive displacement, 100 tons) | Commercial | Turnover | Institutional | 2751.0272 | 0.026829 | 20 | 1.0831 | 0.046914 | 5200 | 3816.2197 | 1440.4178 | 5200 | 0.277 | 3816.2197 | 5200 | 0.73389 | 1440.4178 | 3816.2197 | 0.37745 | 1440.4178 | 16.1807
Equipment | High Efficiency Chiller (Water cooled-positive displacement, 100 tons) | Commercial | Turnover | Lodging/Hospitality | 8412.8439 | 0.026829 | 20 | 3.3122 | 0.14347 | 5200 | 11670.2809 | 4404.9037 | 5200 | 0.8471 | 11670.2809 | 5200 | 2.2443 | 4404.9037 | 11670.2809 | 0.37745 | 4404.9037 | 5.2911
Equipment | High Efficiency Chiller (Water cooled-positive displacement, 100 tons) | Commercial | Turnover | Miscellaneous | 2844.5466 | 0.026829 | 20 | 1.1199 | 0.048509 | 5200 | 3945.9496 | 1489.3838 | 5200 | 0.28642 | 3945.9496 | 5200 | 0.75884 | 1489.3838 | 3945.9496 | 0.37745 | 1489.3838 | 15.6487
Equipment | High Efficiency Chiller (Water cooled-positive displacement, 100 tons) | Commercial | Turnover | Offices | 5731.9562 | 0.026829 | 20 | 2.2567 | 0.097748 | 5200 | 7951.3586 | 3001.2104 | 5200 | 0.57716 | 7951.3586 | 5200 | 1.5291 | 3001.2104 | 7951.3586 | 0.37745 | 3001.2104 | 7.7659
Equipment | High Efficiency Chiller (Water cooled-positive displacement, 100 tons) | Commercial | Turnover | Restaurants | 8253.0817 | 0.026829 | 20 | 3.2493 | 0.14074 | 5200 | 11448.6591 | 4321.2534 | 5200 | 0.83101 | 11448.6591 | 5200 | 2.2017 | 4321.2534 | 11448.6591 | 0.37745 | 4321.2534 | 5.3936
Equipment | High Efficiency Chiller (Water cooled-positive displacement, 100 tons) | Commercial | Turnover | Retail | 6468.421 | 0.026829 | 20 | 2.5467 | 0.11031 | 5200 | 8972.9812 | 3386.818 | 5200 | 0.65131 | 8972.9812 | 5200 | 1.7256 | 3386.818 | 8972.9812 | 0.37745 | 3386.818 | 6.8817
Equipment | High Efficiency Chiller (Water cooled-positive displacement, 100 tons) | Commercial | Turnover | Schools K-12 | 5622.8503 | 0.026829 | 20 | 2.2138 | 0.095887 | 5200 | 7800.0071 | 2944.0834 | 5200 | 0.56617 | 7800.0071 | 5200 | 1.5 | 2944.0834 | 7800.0071 | 0.37745 | 2944.0834 | 7.9165
Equipment | High Efficiency Chiller (Water cooled-positive displacement, 100 tons) | Commercial | Turnover | Warehouse | 1235.2346 | 0.026829 | 20 | 0.48632 | 0.021065 | 5200 | 1713.5151 | 646.7598 | 5200 | 0.12438 | 1713.5151 | 5200 | 0.32952 | 646.7598 | 1713.5151 | 0.37745 | 646.7598 | 36.0365
Equipment | High Efficiency Chiller (Water cooled-positive displacement, 100 tons) | Commercial | New | Assembly | 5092.9074 | 0.026829 | 20 | 2.0051 | 0.08685 | 5200 | 7064.8713 | 2666.6091 | 5200 | 0.51281 | 7064.8713 | 5200 | 1.3586 | 2666.6091 | 7064.8713 | 0.37745 | 2666.6091 | 8.7403
Equipment | High Efficiency Chiller (Water cooled-positive displacement, 100 tons) | Commercial | New | College and University | 5650.1267 | 0.026829 | 20 | 2.2245 | 0.096353 | 5200 | 7837.845 | 2958.3651 | 5200 | 0.56892 | 7837.845 | 5200 | 1.5073 | 2958.3651 | 7837.845 | 0.37745 | 2958.3651 | 7.8783
Equipment | High Efficiency Chiller (Water cooled-positive displacement, 100 tons) | Commercial | New | Grocery | 2813.3735 | 0.026829 | 20 | 1.1076 | 0.047977 | 5200 | 3902.7063 | 1473.0618 | 5200 | 0.28328 | 3902.7063 | 5200 | 0.75052 | 1473.0618 | 3902.7063 | 0.37745 | 1473.0618 | 15.8221
Equipment | High Efficiency Chiller (Water cooled-positive displacement, 100 tons) | Commercial | New | Healthcare | 11082.0417 | 0.026829 | 20 | 4.3631 | 0.18898 | 5200 | 15372.987 | 5802.4762 | 5200 | 1.1159 | 15372.987 | 5200 | 2.9563 | 5802.4762 | 15372.987 | 0.37745 | 5802.4762 | 4.0167
Equipment | High Efficiency Chiller (Water cooled-positive displacement, 100 tons) | Commercial | New | Hospitals | 10497.5458 | 0.026829 | 20 | 4.133 | 0.17902 | 5200 | 14562.1755 | 5496.4384 | 5200 | 1.057 | 14562.1755 | 5200 | 2.8004 | 5496.4384 | 14562.1755 | 0.37745 | 5496.4384 | 4.2404
Equipment | High Efficiency Chiller (Water cooled-positive displacement, 100 tons) | Commercial | New | Institutional | 2751.0272 | 0.026829 | 20 | 1.0831 | 0.046914 | 5200 | 3816.2197 | 1440.4178 | 5200 | 0.277 | 3816.2197 | 5200 | 0.73389 | 1440.4178 | 3816.2197 | 0.37745 | 1440.4178 | 16.1807
Equipment | High Efficiency Chiller (Water cooled-positive displacement, 100 tons) | Commercial | New | Lodging/Hospitality | 8412.8439 | 0.026829 | 20 | 3.3122 | 0.14347 | 5200 | 11670.2809 | 4404.9037 | 5200 | 0.8471 | 11670.2809 | 5200 | 2.2443 | 4404.9037 | 11670.2809 | 0.37745 | 4404.9037 | 5.2911
Equipment | High Efficiency Chiller (Water cooled-positive displacement, 100 tons) | Commercial | New | Miscellaneous | 2844.5466 | 0.026829 | 20 | 1.1199 | 0.048509 | 5200 | 3945.9496 | 1489.3838 | 5200 | 0.28642 | 3945.9496 | 5200 | 0.75884 | 1489.3838 | 3945.9496 | 0.37745 | 1489.3838 | 15.6487
Equipment | High Efficiency Chiller (Water cooled-positive displacement, 100 tons) | Commercial | New | Offices | 5731.9562 | 0.026829 | 20 | 2.2567 | 0.097748 | 5200 | 7951.3586 | 3001.2104 | 5200 | 0.57716 | 7951.3586 | 5200 | 1.5291 | 3001.2104 | 7951.3586 | 0.37745 | 3001.2104 | 7.7659
Equipment | High Efficiency Chiller (Water cooled-positive displacement, 100 tons) | Commercial | New | Restaurants | 8253.0817 | 0.026829 | 20 | 3.2493 | 0.14074 | 5200 | 11448.6591 | 4321.2534 | 5200 | 0.83101 | 11448.6591 | 5200 | 2.2017 | 4321.2534 | 11448.6591 | 0.37745 | 4321.2534 | 5.3936
Equipment | High Efficiency Chiller (Water cooled-positive displacement, 100 tons) | Commercial | New | Retail | 6468.421 | 0.026829 | 20 | 2.5467 | 0.11031 | 5200 | 8972.9812 | 3386.818 | 5200 | 0.65131 | 8972.9812 | 5200 | 1.7256 | 3386.818 | 8972.9812 | 0.37745 | 3386.818 | 6.8817
Equipment | High Efficiency Chiller (Water cooled-positive displacement, 100 tons) | Commercial | New | Schools K-12 | 5622.8503 | 0.026829 | 20 | 2.2138 | 0.095887 | 5200 | 7800.0071 | 2944.0834 | 5200 | 0.56617 | 7800.0071 | 5200 | 1.5 | 2944.0834 | 7800.0071 | 0.37745 | 2944.0834 | 7.9165
Equipment | High Efficiency Chiller (Water cooled-positive displacement, 100 tons) | Commercial | New | Warehouse | 1235.2346 | 0.026829 | 20 | 0.48632 | 0.021065 | 5200 | 1713.5151 | 646.7598 | 5200 | 0.12438 | 1713.5151 | 5200 | 0.32952 | 646.7598 | 1713.5151 | 0.37745 | 646.7598 | 36.0365
Equipment | High Efficiency Data Center Cooling | Commercial | Turnover | Assembly | 129796.7956 | 0.28 | 20 | 29.7567 | 17.1868 | 213000 | 178596.504 | 63257.0028 | 213000 | 0.29698 | 178596.504 | 213000 | 0.83848 | 63257.0028 | 178596.504 | 0.35419 | 63257.0028 | 14.0477
Equipment | High Efficiency Data Center Cooling | Commercial | Turnover | College and University | 129796.7956 | 0.28 | 20 | 29.7567 | 17.1868 | 213000 | 178596.504 | 63257.0028 | 213000 | 0.29698 | 178596.504 | 213000 | 0.83848 | 63257.0028 | 178596.504 | 0.35419 | 63257.0028 | 14.0477
Equipment | High Efficiency Data Center Cooling | Commercial | Turnover | Grocery | 129796.7956 | 0.28 | 20 | 29.7567 | 17.1868 | 213000 | 178596.504 | 63257.0028 | 213000 | 0.29698 | 178596.504 | 213000 | 0.83848 | 63257.0028 | 178596.504 | 0.35419 | 63257.0028 | 14.0477
Equipment | High Efficiency Data Center Cooling | Commercial | Turnover | Healthcare | 129796.7956 | 0.28 | 20 | 29.7567 | 17.1868 | 213000 | 178596.504 | 63257.0028 | 213000 | 0.29698 | 178596.504 | 213000 | 0.83848 | 63257.0028 | 178596.504 | 0.35419 | 63257.0028 | 14.0477
Equipment | High Efficiency Data Center Cooling | Commercial | Turnover | Hospitals | 129796.7956 | 0.28 | 20 | 29.7567 | 17.1868 | 213000 | 178596.504 | 63257.0028 | 213000 | 0.29698 | 178596.504 | 213000 | 0.83848 | 63257.0028 | 178596.504 | 0.35419 | 63257.0028 | 14.0477
Equipment | High Efficiency Data Center Cooling | Commercial | Turnover | Institutional | 129796.7956 | 0.28 | 20 | 29.7567 | 17.1868 | 213000 | 178596.504 | 63257.0028 | 213000 | 0.29698 | 178596.504 | 213000 | 0.83848 | 63257.0028 | 178596.504 | 0.35419 | 63257.0028 | 14.0477
Equipment | High Efficiency Data Center Cooling | Commercial | Turnover | Lodging/Hospitality | 129796.7956 | 0.28 | 20 | 29.7567 | 17.1868 | 213000 | 178596.504 | 63257.0028 | 213000 | 0.29698 | 178596.504 | 213000 | 0.83848 | 63257.0028 | 178596.504 | 0.35419 | 63257.0028 | 14.0477
Equipment | High Efficiency Data Center Cooling | Commercial | Turnover | Miscellaneous | 129796.7956 | 0.28 | 20 | 29.7567 | 17.1868 | 213000 | 178596.504 | 63257.0028 | 213000 | 0.29698 | 178596.504 | 213000 | 0.83848 | 63257.0028 | 178596.504 | 0.35419 | 63257.0028 | 14.0477
Equipment | High Efficiency Data Center Cooling | Commercial | Turnover | Offices | 129796.7956 | 0.28 | 20 | 29.7567 | 17.1868 | 213000 | 178596.504 | 63257.0028 | 213000 | 0.29698 | 178596.504 | 213000 | 0.83848 | 63257.0028 | 178596.504 | 0.35419 | 63257.0028 | 14.0477
Equipment | High Efficiency Data Center Cooling | Commercial | Turnover | Restaurants | 129796.7956 | 0.28 | 20 | 29.7567 | 17.1868 | 213000 | 178596.504 | 63257.0028 | 213000 | 0.29698 | 178596.504 | 213000 | 0.83848 | 63257.0028 | 178596.504 | 0.35419 | 63257.0028 | 14.0477
Equipment | High Efficiency Data Center Cooling | Commercial | Turnover | Retail | 129796.7956 | 0.28 | 20 | 29.7567 | 17.1868 | 213000 | 178596.504 | 63257.0028 | 213000 | 0.29698 | 178596.504 | 213000 | 0.83848 | 63257.0028 | 178596.504 | 0.35419 | 63257.0028 | 14.0477
Equipment | High Efficiency Data Center Cooling | Commercial | Turnover | Schools K-12 | 129796.7956 | 0.28 | 20 | 29.7567 | 17.1868 | 213000 | 178596.504 | 63257.0028 | 213000 | 0.29698 | 178596.504 | 213000 | 0.83848 | 63257.0028 | 178596.504 | 0.35419 | 63257.0028 | 14.0477
Equipment | High Efficiency Data Center Cooling | Commercial | Turnover | Warehouse | 129796.7956 | 0.28 | 20 | 29.7567 | 17.1868 | 213000 | 178596.504 | 63257.0028 | 213000 | 0.29698 | 178596.504 | 213000 | 0.83848 | 63257.0028 | 178596.504 | 0.35419 | 63257.0028 | 14.0477
Equipment | High Efficiency Data Center Cooling | Commercial | New | Assembly | 129796.7956 | 0.28 | 20 | 29.7567 | 17.1868 | 213000 | 178596.504 | 63257.0028 | 213000 | 0.29698 | 178596.504 | 213000 | 0.83848 | 63257.0028 | 178596.504 | 0.35419 | 63257.0028 | 14.0477
Equipment | High Efficiency Data Center Cooling | Commercial | New | College and University | 129796.7956 | 0.28 | 20 | 29.7567 | 17.1868 | 213000 | 178596.504 | 63257.0028 | 213000 | 0.29698 | 178596.504 | 213000 | 0.83848 | 63257.0028 | 178596.504 | 0.35419 | 63257.0028 | 14.0477
Equipment | High Efficiency Data Center Cooling | Commercial | New | Grocery | 129796.7956 | 0.28 | 20 | 29.7567 | 17.1868 | 213000 | 178596.504 | 63257.0028 | 213000 | 0.29698 | 178596.504 | 213000 | 0.83848 | 63257.0028 | 178596.504 | 0.35419 | 63257.0028 | 14.0477
Equipment | High Efficiency Data Center Cooling | Commercial | New | Healthcare | 129796.7956 | 0.28 | 20 | 29.7567 | 17.1868 | 213000 | 178596.504 | 63257.0028 | 213000 | 0.29698 | 178596.504 | 213000 | 0.83848 | 63257.0028 | 178596.504 | 0.35419 | 63257.0028 | 14.0477
Equipment | High Efficiency Data Center Cooling | Commercial | New | Hospitals | 129796.7956 | 0.28 | 20 | 29.7567 | 17.1868 | 213000 | 178596.504 | 63257.0028 | 213000 | 0.29698 | 178596.504 | 213000 | 0.83848 | 63257.0028 | 178596.504 | 0.35419 | 63257.0028 | 14.0477
Equipment | High Efficiency Data Center Cooling | Commercial | New | Institutional | 129796.7956 | 0.28 | 20 | 29.7567 | 17.1868 | 213000 | 178596.504 | 63257.0028 | 213000 | 0.29698 | 178596.504 | 213000 | 0.83848 | 63257.0028 | 178596.504 | 0.35419 | 63257.0028 | 14.0477
Equipment | High Efficiency Data Center Cooling | Commercial | New | Lodging/Hospitality | 129796.7956 | 0.28 | 20 | 29.7567 | 17.1868 | 213000 | 178596.504 | 63257.0028 | 213000 | 0.29698 | 178596.504 | 213000 | 0.83848 | 63257.0028 | 178596.504 | 0.35419 | 63257.0028 | 14.0477
Equipment | High Efficiency Data Center Cooling | Commercial | New | Miscellaneous | 129796.7956 | 0.28 | 20 | 29.7567 | 17.1868 | 213000 | 178596.504 | 63257.0028 | 213000 | 0.29698 | 178596.504 | 213000 | 0.83848 | 63257.0028 | 178596.504 | 0.35419 | 63257.0028 | 14.0477
Equipment | High Efficiency Data Center Cooling | Commercial | New | Offices | 129796.7956 | 0.28 | 20 | 29.7567 | 17.1868 | 213000 | 178596.504 | 63257.0028 | 213000 | 0.29698 | 178596.504 | 213000 | 0.83848 | 63257.0028 | 178596.504 | 0.35419 | 63257.0028 | 14.0477
Equipment | High Efficiency Data Center Cooling | Commercial | New | Restaurants | 129796.7956 | 0.28 | 20 | 29.7567 | 17.1868 | 213000 | 178596.504 | 63257.0028 | 213000 | 0.29698 | 178596.504 | 213000 | 0.83848 | 63257.0028 | 178596.504 | 0.35419 | 63257.0028 | 14.0477
Equipment | High Efficiency Data Center Cooling | Commercial | New | Retail | 129796.7956 | 0.28 | 20 | 29.7567 | 17.1868 | 213000 | 178596.504 | 63257.0028 | 213000 | 0.29698 | 178596.504 | 213000 | 0.83848 | 63257.0028 | 178596.504 | 0.35419 | 63257.0028 | 14.0477
Equipment | High Efficiency Data Center Cooling | Commercial | New | Schools K-12 | 129796.7956 | 0.28 | 20 | 29.7567 | 17.1868 | 213000 | 178596.504 | 63257.0028 | 213000 | 0.29698 | 178596.504 | 213000 | 0.83848 | 63257.0028 | 178596.504 | 0.35419 | 63257.0028 | 14.0477
Equipment | High Efficiency Data Center Cooling | Commercial | New | Warehouse | 129796.7956 | 0.28 | 20 | 29.7567 | 17.1868 | 213000 | 178596.504 | 63257.0028 | 213000 | 0.29698 | 178596.504 | 213000 | 0.83848 | 63257.0028 | 178596.504 | 0.35419 | 63257.0028 | 14.0477
Equipment | High Efficiency DX 135k- less than 240k BTU | Commercial | Turnover | Assembly | 1868.9985 | 0.036866 | 15 | 0.77286 | 0 | 3329.61 | 2232.4108 | 861.9313 | 3329.61 | 0.25887 | 2232.4108 | 3329.61 | 0.67047 | 861.9313 | 2232.4108 | 0.3861 | 861.9313 | 15.2501
Equipment | High Efficiency DX 135k- less than 240k BTU | Commercial | Turnover | College and University | 2073.4872 | 0.036866 | 15 | 0.85742 | 0 | 3329.61 | 2476.6608 | 956.2359 | 3329.61 | 0.28719 | 2476.6608 | 3329.61 | 0.74383 | 956.2359 | 2476.6608 | 0.3861 | 956.2359 | 13.7462
Equipment | High Efficiency DX 135k- less than 240k BTU | Commercial | Turnover | Grocery | 1032.4536 | 0.036866 | 15 | 0.42693 | 0 | 3329.61 | 1233.2063 | 476.1396 | 3329.61 | 0.143 | 1233.2063 | 3329.61 | 0.37038 | 476.1396 | 1233.2063 | 0.3861 | 476.1396 | 27.6065
Equipment | High Efficiency DX 135k- less than 240k BTU | Commercial | Turnover | Healthcare | 4066.8949 | 0.036866 | 15 | 1.6817 | 0 | 3329.61 | 4857.6712 | 1875.5414 | 3329.61 | 0.56329 | 4857.6712 | 3329.61 | 1.4589 | 1875.5414 | 4857.6712 | 0.3861 | 1875.5414 | 7.0084
Equipment | High Efficiency DX 135k- less than 240k BTU | Commercial | Turnover | Hospitals | 3852.3962 | 0.036866 | 15 | 1.593 | 0 | 3329.61 | 4601.4649 | 1776.6204 | 3329.61 | 0.53358 | 4601.4649 | 3329.61 | 1.382 | 1776.6204 | 4601.4649 | 0.3861 | 1776.6204 | 7.3986
Equipment | High Efficiency DX 135k- less than 240k BTU | Commercial | Turnover | Institutional | 1009.5738 | 0.036866 | 15 | 0.41747 | 0 | 3329.61 | 1205.8776 | 465.588 | 3329.61 | 0.13983 | 1205.8776 | 3329.61 | 0.36217 | 465.588 | 1205.8776 | 0.3861 | 465.588 | 28.2322
Equipment | High Efficiency DX 135k- less than 240k BTU | Commercial | Turnover | Lodging/Hospitality | 3087.3509 | 0.036866 | 15 | 1.2767 | 0 | 3329.61 | 3687.6625 | 1423.8023 | 3329.61 | 0.42762 | 3687.6625 | 3329.61 | 1.1075 | 1423.8023 | 3687.6625 | 0.3861 | 1423.8023 | 9.232
Equipment | High Efficiency DX 135k- less than 240k BTU | Commercial | Turnover | Miscellaneous | 1043.8936 | 0.036866 | 15 | 0.43166 | 0 | 3329.61 | 1246.8706 | 481.4153 | 3329.61 | 0.14459 | 1246.8706 | 3329.61 | 0.37448 | 481.4153 | 1246.8706 | 0.3861 | 481.4153 | 27.304
Equipment | High Efficiency DX 135k- less than 240k BTU | Commercial | Turnover | Offices | 2103.517 | 0.036866 | 15 | 0.86983 | 0 | 3329.61 | 2512.5297 | 970.0849 | 3329.61 | 0.29135 | 2512.5297 | 3329.61 | 0.7546 | 970.0849 | 2512.5297 | 0.3861 | 970.0849 | 13.5499
Equipment | High Efficiency DX 135k- less than 240k BTU | Commercial | Turnover | Restaurants | 3028.7213 | 0.036866 | 15 | 1.2524 | 0 | 3329.61 | 3617.6328 | 1396.764 | 3329.61 | 0.4195 | 3617.6328 | 3329.61 | 1.0865 | 1396.764 | 3617.6328 | 0.3861 | 1396.764 | 9.4107
Equipment | High Efficiency DX 135k- less than 240k BTU | Commercial | Turnover | Retail | 2373.7853 | 0.036866 | 15 | 0.98159 | 0 | 3329.61 | 2835.3496 | 1094.7253 | 3329.61 | 0.32878 | 2835.3496 | 3329.61 | 0.85156 | 1094.7253 | 2835.3496 | 0.3861 | 1094.7253 | 12.0072
Equipment | High Efficiency DX 135k- less than 240k BTU | Commercial | Turnover | Schools K-12 | 2063.4773 | 0.036866 | 15 | 0.85328 | 0 | 3329.61 | 2464.7045 | 951.6196 | 3329.61 | 0.28581 | 2464.7045 | 3329.61 | 0.74024 | 951.6196 | 2464.7045 | 0.3861 | 951.6196 | 13.8128
Equipment | High Efficiency DX 135k- less than 240k BTU | Commercial | Turnover | Warehouse | 453.3072 | 0.036866 | 15 | 0.18745 | 0 | 3329.61 | 541.4493 | 209.053 | 3329.61 | 0.062786 | 541.4493 | 3329.61 | 0.16262 | 209.053 | 541.4493 | 0.3861 | 209.053 | 62.8767
Equipment | High Efficiency DX 135k- less than 240k BTU | Commercial | New | Assembly | 1868.9985 | 0.036866 | 15 | 0.77286 | 0 | 3329.61 | 2232.4108 | 861.9313 | 3329.61 | 0.25887 | 2232.4108 | 3329.61 | 0.67047 | 861.9313 | 2232.4108 | 0.3861 | 861.9313 | 15.2501
Equipment | High Efficiency DX 135k- less than 240k BTU | Commercial | New | College and University | 2073.4872 | 0.036866 | 15 | 0.85742 | 0 | 3329.61 | 2476.6608 | 956.2359 | 3329.61 | 0.28719 | 2476.6608 | 3329.61 | 0.74383 | 956.2359 | 2476.6608 | 0.3861 | 956.2359 | 13.7462
Equipment | High Efficiency DX 135k- less than 240k BTU | Commercial | New | Grocery | 1032.4536 | 0.036866 | 15 | 0.42693 | 0 | 3329.61 | 1233.2063 | 476.1396 | 3329.61 | 0.143 | 1233.2063 | 3329.61 | 0.37038 | 476.1396 | 1233.2063 | 0.3861 | 476.1396 | 27.6065
Equipment | High Efficiency DX 135k- less than 240k BTU | Commercial | New | Healthcare | 4066.8949 | 0.036866 | 15 | 1.6817 | 0 | 3329.61 | 4857.6712 | 1875.5414 | 3329.61 | 0.56329 | 4857.6712 | 3329.61 | 1.4589 | 1875.5414 | 4857.6712 | 0.3861 | 1875.5414 | 7.0084
Equipment | High Efficiency DX 135k- less than 240k BTU | Commercial | New | Hospitals | 3852.3962 | 0.036866 | 15 | 1.593 | 0 | 3329.61 | 4601.4649 | 1776.6204 | 3329.61 | 0.53358 | 4601.4649 | 3329.61 | 1.382 | 1776.6204 | 4601.4649 | 0.3861 | 1776.6204 | 7.3986
Equipment | High Efficiency DX 135k- less than 240k BTU | Commercial | New | Institutional | 1009.5738 | 0.036866 | 15 | 0.41747 | 0 | 3329.61 | 1205.8776 | 465.588 | 3329.61 | 0.13983 | 1205.8776 | 3329.61 | 0.36217 | 465.588 | 1205.8776 | 0.3861 | 465.588 | 28.2322
Equipment | High Efficiency DX 135k- less than 240k BTU | Commercial | New | Lodging/Hospitality | 3087.3509 | 0.036866 | 15 | 1.2767 | 0 | 3329.61 | 3687.6625 | 1423.8023 | 3329.61 | 0.42762 | 3687.6625 | 3329.61 | 1.1075 | 1423.8023 | 3687.6625 | 0.3861 | 1423.8023 | 9.232
Equipment | High Efficiency DX 135k- less than 240k BTU | Commercial | New | Miscellaneous | 1043.8936 | 0.036866 | 15 | 0.43166 | 0 | 3329.61 | 1246.8706 | 481.4153 | 3329.61 | 0.14459 | 1246.8706 | 3329.61 | 0.37448 | 481.4153 | 1246.8706 | 0.3861 | 481.4153 | 27.304
Equipment | High Efficiency DX 135k- less than 240k BTU | Commercial | New | Offices | 2103.517 | 0.036866 | 15 | 0.86983 | 0 | 3329.61 | 2512.5297 | 970.0849 | 3329.61 | 0.29135 | 2512.5297 | 3329.61 | 0.7546 | 970.0849 | 2512.5297 | 0.3861 | 970.0849 | 13.5499
Equipment | High Efficiency DX 135k- less than 240k BTU | Commercial | New | Restaurants | 3028.7213 | 0.036866 | 15 | 1.2524 | 0 | 3329.61 | 3617.6328 | 1396.764 | 3329.61 | 0.4195 | 3617.6328 | 3329.61 | 1.0865 | 1396.764 | 3617.6328 | 0.3861 | 1396.764 | 9.4107
Equipment | High Efficiency DX 135k- less than 240k BTU | Commercial | New | Retail | 2373.7853 | 0.036866 | 15 | 0.98159 | 0 | 3329.61 | 2835.3496 | 1094.7253 | 3329.61 | 0.32878 | 2835.3496 | 3329.61 | 0.85156 | 1094.7253 | 2835.3496 | 0.3861 | 1094.7253 | 12.0072
Equipment | High Efficiency DX 135k- less than 240k BTU | Commercial | New | Schools K-12 | 2063.4773 | 0.036866 | 15 | 0.85328 | 0 | 3329.61 | 2464.7045 | 951.6196 | 3329.61 | 0.28581 | 2464.7045 | 3329.61 | 0.74024 | 951.6196 | 2464.7045 | 0.3861 | 951.6196 | 13.8128
Equipment | High Efficiency DX 135k- less than 240k BTU | Commercial | New | Warehouse | 453.3072 | 0.036866 | 15 | 0.18745 | 0 | 3329.61 | 541.4493 | 209.053 | 3329.61 | 0.062786 | 541.4493 | 3329.61 | 0.16262 | 209.053 | 541.4493 | 0.3861 | 209.053 | 62.8767
Equipment | High Efficiency PTAC | Commercial | Turnover | Assembly | 781.6741 | 0.23636 | 15 | 0.38889 | 0 | 126 | 937.5209 | 371.3154 | 126 | 2.9469 | 937.5209 | 126 | 7.4406 | 371.3154 | 937.5209 | 0.39606 | 371.3154 | 1.3799
Equipment | High Efficiency PTAC | Commercial | Turnover | College and University | 867.1977 | 0.23636 | 15 | 0.24769 | 0 | 126 | 1029.3041 | 376.6207 | 126 | 2.9891 | 1029.3041 | 126 | 8.1691 | 376.6207 | 1029.3041 | 0.3659 | 376.6207 | 1.2438
Equipment | High Efficiency PTAC | Commercial | Turnover | Grocery | 431.8047 | 0.23636 | 15 | 0.21483 | 0 | 126 | 517.896 | 205.1184 | 126 | 1.6279 | 517.896 | 126 | 4.1103 | 205.1184 | 517.896 | 0.39606 | 205.1184 | 2.4979
Equipment | High Efficiency PTAC | Commercial | Turnover | Healthcare | 1700.9037 | 0.23636 | 15 | 0.84622 | 0 | 126 | 2040.0225 | 807.9732 | 126 | 6.4125 | 2040.0225 | 126 | 16.1907 | 807.9732 | 2040.0225 | 0.39606 | 807.9732 | 0.63413
Equipment | High Efficiency PTAC | Commercial | Turnover | Hospitals | 1611.1936 | 0.23636 | 15 | 0.4602 | 0 | 126 | 1912.3761 | 699.7353 | 126 | 5.5535 | 1912.3761 | 126 | 15.1776 | 699.7353 | 1912.3761 | 0.3659 | 699.7353 | 0.66944
Equipment | High Efficiency PTAC | Commercial | Turnover | Institutional | 422.2356 | 0.23636 | 15 | 0.21007 | 0 | 126 | 506.4191 | 200.5728 | 126 | 1.5918 | 506.4191 | 126 | 4.0192 | 200.5728 | 506.4191 | 0.39606 | 200.5728 | 2.5545
Equipment | High Efficiency PTAC | Commercial | Turnover | Lodging/Hospitality | 1291.2275 | 0.23636 | 15 | 0.6424 | 0 | 126 | 1548.6669 | 613.3664 | 126 | 4.868 | 1548.6669 | 126 | 12.291 | 613.3664 | 1548.6669 | 0.39606 | 613.3664 | 0.83533
Equipment | High Efficiency PTAC | Commercial | Turnover | Miscellaneous | 436.5892 | 0.23636 | 15 | 0.18074 | 0 | 126 | 521.4928 | 201.3432 | 126 | 1.598 | 521.4928 | 126 | 4.1388 | 201.3432 | 521.4928 | 0.38609 | 201.3432 | 2.4705
Equipment | High Efficiency PTAC | Commercial | Turnover | Offices | 879.7571 | 0.23636 | 15 | 0.36421 | 0 | 126 | 1050.8437 | 405.7203 | 126 | 3.22 | 1050.8437 | 126 | 8.34 | 405.7203 | 1050.8437 | 0.38609 | 405.7203 | 1.226
Equipment | High Efficiency PTAC | Commercial | Turnover | Restaurants | 1266.7068 | 0.23636 | 15 | 0.6302 | 0 | 126 | 1519.2573 | 601.7184 | 126 | 4.7755 | 1519.2573 | 126 | 12.0576 | 601.7184 | 1519.2573 | 0.39606 | 601.7184 | 0.8515
Equipment | High Efficiency PTAC | Commercial | Turnover | Retail | 992.7919 | 0.23636 | 15 | 0.49393 | 0 | 126 | 1190.7304 | 471.6018 | 126 | 3.7429 | 1190.7304 | 126 | 9.4502 | 471.6018 | 1190.7304 | 0.39606 | 471.6018 | 1.0864
Equipment | High Efficiency PTAC | Commercial | Turnover | Schools K-12 | 863.0113 | 0.23636 | 15 | 0.42936 | 0 | 126 | 1035.0747 | 409.9527 | 126 | 3.2536 | 1035.0747 | 126 | 8.2149 | 409.9527 | 1035.0747 | 0.39606 | 409.9527 | 1.2498
Equipment | High Efficiency PTAC | Commercial | Turnover | Warehouse | 189.5874 | 0.23636 | 15 | 0.094322 | 0 | 126 | 227.3865 | 90.0589 | 126 | 0.71475 | 227.3865 | 126 | 1.8047 | 90.0589 | 227.3865 | 0.39606 | 90.0589 | 5.6892
Equipment | High Efficiency PTAC | Commercial | New | Assembly | 781.6741 | 0.23636 | 15 | 0.38889 | 0 | 126 | 937.5209 | 371.3154 | 126 | 2.9469 | 937.5209 | 126 | 7.4406 | 371.3154 | 937.5209 | 0.39606 | 371.3154 | 1.3799
Equipment | High Efficiency PTAC | Commercial | New | College and University | 867.1977 | 0.23636 | 15 | 0.24769 | 0 | 126 | 1029.3041 | 376.6207 | 126 | 2.9891 | 1029.3041 | 126 | 8.1691 | 376.6207 | 1029.3041 | 0.3659 | 376.6207 | 1.2438
Equipment | High Efficiency PTAC | Commercial | New | Grocery | 431.8047 | 0.23636 | 15 | 0.21483 | 0 | 126 | 517.896 | 205.1184 | 126 | 1.6279 | 517.896 | 126 | 4.1103 | 205.1184 | 517.896 | 0.39606 | 205.1184 | 2.4979
Equipment | High Efficiency PTAC | Commercial | New | Healthcare | 1700.9037 | 0.23636 | 15 | 0.84622 | 0 | 126 | 2040.0225 | 807.9732 | 126 | 6.4125 | 2040.0225 | 126 | 16.1907 | 807.9732 | 2040.0225 | 0.39606 | 807.9732 | 0.63413
Equipment | High Efficiency PTAC | Commercial | New | Hospitals | 1611.1936 | 0.23636 | 15 | 0.4602 | 0 | 126 | 1912.3761 | 699.7353 | 126 | 5.5535 | 1912.3761 | 126 | 15.1776 | 699.7353 | 1912.3761 | 0.3659 | 699.7353 | 0.66944
Equipment | High Efficiency PTAC | Commercial | New | Institutional | 422.2356 | 0.23636 | 15 | 0.21007 | 0 | 126 | 506.4191 | 200.5728 | 126 | 1.5918 | 506.4191 | 126 | 4.0192 | 200.5728 | 506.4191 | 0.39606 | 200.5728 | 2.5545
Equipment | High Efficiency PTAC | Commercial | New | Lodging/Hospitality | 1291.2275 | 0.23636 | 15 | 0.6424 | 0 | 126 | 1548.6669 | 613.3664 | 126 | 4.868 | 1548.6669 | 126 | 12.291 | 613.3664 | 1548.6669 | 0.39606 | 613.3664 | 0.83533
Equipment | High Efficiency PTAC | Commercial | New | Miscellaneous | 436.5892 | 0.23636 | 15 | 0.18074 | 0 | 126 | 521.4928 | 201.3432 | 126 | 1.598 | 521.4928 | 126 | 4.1388 | 201.3432 | 521.4928 | 0.38609 | 201.3432 | 2.4705
Equipment | High Efficiency PTAC | Commercial | New | Offices | 879.7571 | 0.23636 | 15 | 0.36421 | 0 | 126 | 1050.8437 | 405.7203 | 126 | 3.22 | 1050.8437 | 126 | 8.34 | 405.7203 | 1050.8437 | 0.38609 | 405.7203 | 1.226
Equipment | High Efficiency PTAC | Commercial | New | Restaurants | 1266.7068 | 0.23636 | 15 | 0.6302 | 0 | 126 | 1519.2573 | 601.7184 | 126 | 4.7755 | 1519.2573 | 126 | 12.0576 | 601.7184 | 1519.2573 | 0.39606 | 601.7184 | 0.8515
Equipment | High Efficiency PTAC | Commercial | New | Retail | 992.7919 | 0.23636 | 15 | 0.49393 | 0 | 126 | 1190.7304 | 471.6018 | 126 | 3.7429 | 1190.7304 | 126 | 9.4502 | 471.6018 | 1190.7304 | 0.39606 | 471.6018 | 1.0864
Equipment | High Efficiency PTAC | Commercial | New | Schools K-12 | 863.0113 | 0.23636 | 15 | 0.42936 | 0 | 126 | 1035.0747 | 409.9527 | 126 | 3.2536 | 1035.0747 | 126 | 8.2149 | 409.9527 | 1035.0747 | 0.39606 | 409.9527 | 1.2498
Equipment | High Efficiency PTAC | Commercial | New | Warehouse | 189.5874 | 0.23636 | 15 | 0.094322 | 0 | 126 | 227.3865 | 90.0589 | 126 | 0.71475 | 227.3865 | 126 | 1.8047 | 90.0589 | 227.3865 | 0.39606 | 90.0589 | 5.6892
Equipment | High Efficiency PTHP | Commercial | Turnover | Assembly | 790.4475 | 0.23244 | 15 | 0.39314 | 0.00014395 | 126 | 948.0368 | 375.4556 | 126 | 2.9798 | 948.0368 | 126 | 7.5241 | 375.4556 | 948.0368 | 0.39603 | 375.4556 | 1.3645
Equipment | High Efficiency PTHP | Commercial | Turnover | College and University | 875.9712 | 0.23282 | 15 | 0.24922 | 0.075355 | 126 | 1039.6598 | 380.0906 | 126 | 3.0166 | 1039.6598 | 126 | 8.2513 | 380.0906 | 1039.6598 | 0.36559 | 380.0906 | 1.2313
Equipment | High Efficiency PTHP | Commercial | Turnover | Grocery | 446.895 | 0.22482 | 15 | 0.22227 | 8.1383e-05 | 126 | 535.9912 | 212.2712 | 126 | 1.6847 | 535.9912 | 126 | 4.2539 | 212.2712 | 535.9912 | 0.39603 | 212.2712 | 2.4135
Equipment | High Efficiency PTHP | Commercial | Turnover | Healthcare | 1714.6605 | 0.23351 | 15 | 0.85282 | 0.00031225 | 126 | 2056.5074 | 814.4487 | 126 | 6.4639 | 2056.5074 | 126 | 16.3215 | 814.4487 | 2056.5074 | 0.39603 | 814.4487 | 0.62904
Equipment | High Efficiency PTHP | Commercial | Turnover | Hospitals | 1626.8454 | 0.23295 | 15 | 0.46284 | 0.13995 | 126 | 1930.8464 | 705.9007 | 126 | 5.6024 | 1930.8464 | 126 | 15.3242 | 705.9007 | 1930.8464 | 0.36559 | 705.9007 | 0.663
Equipment | High Efficiency PTHP | Commercial | Turnover | Institutional | 429.886 | 0.23013 | 15 | 0.21381 | 7.8285e-05 | 126 | 515.5912 | 204.1921 | 126 | 1.6206 | 515.5912 | 126 | 4.092 | 204.1921 | 515.5912 | 0.39603 | 204.1921 | 2.509
Equipment | High Efficiency PTHP | Commercial | Turnover | Lodging/Hospitality | 1300.4923 | 0.23383 | 15 | 0.64682 | 0.00023683 | 126 | 1559.7677 | 617.7224 | 126 | 4.9026 | 1559.7677 | 126 | 12.3791 | 617.7224 | 1559.7677 | 0.39603 | 617.7224 | 0.82938
Equipment | High Efficiency PTHP | Commercial | Turnover | Miscellaneous | 441.4321 | 0.23248 | 15 | 0.21955 | 8.0388e-05 | 126 | 529.4392 | 209.6764 | 126 | 1.6641 | 529.4392 | 126 | 4.2019 | 209.6764 | 529.4392 | 0.39603 | 209.6764 | 2.4434
Equipment | High Efficiency PTHP | Commercial | Turnover | Offices | 884.8808 | 0.2343 | 15 | 0.44011 | 0.00016114 | 126 | 1061.297 | 420.3106 | 126 | 3.3358 | 1061.297 | 126 | 8.423 | 420.3106 | 1061.297 | 0.39603 | 420.3106 | 1.2189
Equipment | High Efficiency PTHP | Commercial | Turnover | Restaurants | 1299.0632 | 0.22773 | 15 | 0.64611 | 0.00023657 | 126 | 1558.0538 | 617.0436 | 126 | 4.8972 | 1558.0538 | 126 | 12.3655 | 617.0436 | 1558.0538 | 0.39603 | 617.0436 | 0.83029
Equipment | High Efficiency PTHP | Commercial | Turnover | Retail | 1013.0761 | 0.22938 | 15 | 0.50387 | 0.00018449 | 126 | 1215.0502 | 481.2023 | 126 | 3.8191 | 1215.0502 | 126 | 9.6433 | 481.2023 | 1215.0502 | 0.39603 | 481.2023 | 1.0647
Equipment | High Efficiency PTHP | Commercial | Turnover | Schools K-12 | 881.6812 | 0.22899 | 15 | 0.43852 | 0.00016056 | 126 | 1057.4594 | 418.7908 | 126 | 3.3237 | 1057.4594 | 126 | 8.3925 | 418.7908 | 1057.4594 | 0.39603 | 418.7908 | 1.2233
Equipment | High Efficiency PTHP | Commercial | Turnover | Warehouse | 194.4303 | 0.22773 | 15 | 0.096704 | 3.5407e-05 | 126 | 233.1933 | 92.3527 | 126 | 0.73296 | 233.1933 | 126 | 1.8507 | 92.3527 | 233.1933 | 0.39603 | 92.3527 | 5.5475
Equipment | High Efficiency PTHP | Commercial | New | Assembly | 790.4475 | 0.23244 | 15 | 0.39314 | 0.00014395 | 126 | 948.0368 | 375.4556 | 126 | 2.9798 | 948.0368 | 126 | 7.5241 | 375.4556 | 948.0368 | 0.39603 | 375.4556 | 1.3645
Equipment | High Efficiency PTHP | Commercial | New | College and University | 875.9712 | 0.23282 | 15 | 0.24922 | 0.075355 | 126 | 1039.6598 | 380.0906 | 126 | 3.0166 | 1039.6598 | 126 | 8.2513 | 380.0906 | 1039.6598 | 0.36559 | 380.0906 | 1.2313
Equipment | High Efficiency PTHP | Commercial | New | Grocery | 446.895 | 0.22482 | 15 | 0.22227 | 8.1383e-05 | 126 | 535.9912 | 212.2712 | 126 | 1.6847 | 535.9912 | 126 | 4.2539 | 212.2712 | 535.9912 | 0.39603 | 212.2712 | 2.4135
Equipment | High Efficiency PTHP | Commercial | New | Healthcare | 1714.6605 | 0.23351 | 15 | 0.85282 | 0.00031225 | 126 | 2056.5074 | 814.4487 | 126 | 6.4639 | 2056.5074 | 126 | 16.3215 | 814.4487 | 2056.5074 | 0.39603 | 814.4487 | 0.62904
Equipment | High Efficiency PTHP | Commercial | New | Hospitals | 1626.8454 | 0.23295 | 15 | 0.46284 | 0.13995 | 126 | 1930.8464 | 705.9007 | 126 | 5.6024 | 1930.8464 | 126 | 15.3242 | 705.9007 | 1930.8464 | 0.36559 | 705.9007 | 0.663
Equipment | High Efficiency PTHP | Commercial | New | Institutional | 429.886 | 0.23013 | 15 | 0.21381 | 7.8285e-05 | 126 | 515.5912 | 204.1921 | 126 | 1.6206 | 515.5912 | 126 | 4.092 | 204.1921 | 515.5912 | 0.39603 | 204.1921 | 2.509
Equipment | High Efficiency PTHP | Commercial | New | Lodging/Hospitality | 1300.4923 | 0.23383 | 15 | 0.64682 | 0.00023683 | 126 | 1559.7677 | 617.7224 | 126 | 4.9026 | 1559.7677 | 126 | 12.3791 | 617.7224 | 1559.7677 | 0.39603 | 617.7224 | 0.82938
Equipment | High Efficiency PTHP | Commercial | New | Miscellaneous | 441.4321 | 0.23248 | 15 | 0.21955 | 8.0388e-05 | 126 | 529.4392 | 209.6764 | 126 | 1.6641 | 529.4392 | 126 | 4.2019 | 209.6764 | 529.4392 | 0.39603 | 209.6764 | 2.4434
Equipment | High Efficiency PTHP | Commercial | New | Offices | 884.8808 | 0.2343 | 15 | 0.44011 | 0.00016114 | 126 | 1061.297 | 420.3106 | 126 | 3.3358 | 1061.297 | 126 | 8.423 | 420.3106 | 1061.297 | 0.39603 | 420.3106 | 1.2189
Equipment | High Efficiency PTHP | Commercial | New | Restaurants | 1299.0632 | 0.22773 | 15 | 0.64611 | 0.00023657 | 126 | 1558.0538 | 617.0436 | 126 | 4.8972 | 1558.0538 | 126 | 12.3655 | 617.0436 | 1558.0538 | 0.39603 | 617.0436 | 0.83029
Equipment | High Efficiency PTHP | Commercial | New | Retail | 1013.0761 | 0.22938 | 15 | 0.50387 | 0.00018449 | 126 | 1215.0502 | 481.2023 | 126 | 3.8191 | 1215.0502 | 126 | 9.6433 | 481.2023 | 1215.0502 | 0.39603 | 481.2023 | 1.0647
Equipment | High Efficiency PTHP | Commercial | New | Schools K-12 | 881.6812 | 0.22899 | 15 | 0.43852 | 0.00016056 | 126 | 1057.4594 | 418.7908 | 126 | 3.3237 | 1057.4594 | 126 | 8.3925 | 418.7908 | 1057.4594 | 0.39603 | 418.7908 | 1.2233
Equipment | High Efficiency PTHP | Commercial | New | Warehouse | 194.4303 | 0.22773 | 15 | 0.096704 | 3.5407e-05 | 126 | 233.1933 | 92.3527 | 126 | 0.73296 | 233.1933 | 126 | 1.8507 | 92.3527 | 233.1933 | 0.39603 | 92.3527 | 5.5475
Equipment | Variable Refrigerant Flow (VRF) HVAC Systems | Commercial | Turnover | Assembly | 2821.5222 | 0.36602 | 15 | 0.85857 | 0.86779 | 3295 | 3352.046 | 1238.8235 | 3295 | 0.37597 | 3352.046 | 3295 | 1.0173 | 1238.8235 | 3352.046 | 0.36957 | 1238.8235 | 9.9968
Equipment | Variable Refrigerant Flow (VRF) HVAC Systems | Commercial | Turnover | College and University | 3117.4352 | 0.36628 | 15 | 0.66142 | 0.48593 | 3295 | 3686.7319 | 1318.4694 | 3295 | 0.40014 | 3686.7319 | 3295 | 1.1189 | 1318.4694 | 3686.7319 | 0.35763 | 1318.4694 | 9.0479
Equipment | Variable Refrigerant Flow (VRF) HVAC Systems | Commercial | Turnover | Grocery | 1695.1495 | 0.36104 | 15 | 0.51582 | 0.52136 | 3295 | 2013.8843 | 744.2759 | 3295 | 0.22588 | 2013.8843 | 3295 | 0.61119 | 744.2759 | 2013.8843 | 0.36957 | 744.2759 | 16.6394
Equipment | Variable Refrigerant Flow (VRF) HVAC Systems | Commercial | Turnover | Healthcare | 6068.4799 | 0.36676 | 15 | 1.8466 | 1.8664 | 3295 | 7209.5213 | 2664.4397 | 3295 | 0.80863 | 7209.5213 | 3295 | 2.188 | 2664.4397 | 7209.5213 | 0.36957 | 2664.4397 | 4.648
Equipment | Variable Refrigerant Flow (VRF) HVAC Systems | Commercial | Turnover | Hospitals | 5783.3358 | 0.36637 | 15 | 1.7598 | 1.7787 | 3295 | 6870.7623 | 2539.2437 | 3295 | 0.77064 | 6870.7623 | 3295 | 2.0852 | 2539.2437 | 6870.7623 | 0.36957 | 2539.2437 | 4.8772
Equipment | Variable Refrigerant Flow (VRF) HVAC Systems | Commercial | Turnover | Institutional | 1562.894 | 0.36447 | 15 | 0.47558 | 0.48068 | 3295 | 1856.7611 | 686.2075 | 3295 | 0.20826 | 1856.7611 | 3295 | 0.56351 | 686.2075 | 1856.7611 | 0.36957 | 686.2075 | 18.0474
Equipment | Variable Refrigerant Flow (VRF) HVAC Systems | Commercial | Turnover | Lodging/Hospitality | 4591.1322 | 0.36697 | 15 | 0.97409 | 0.71564 | 3295 | 5429.5509 | 1941.746 | 3295 | 0.5893 | 5429.5509 | 3295 | 1.6478 | 1941.746 | 5429.5509 | 0.35763 | 1941.746 | 6.1436
Equipment | Variable Refrigerant Flow (VRF) HVAC Systems | Commercial | Turnover | Miscellaneous | 1575.144 | 0.36605 | 15 | 0.4793 | 0.48445 | 3295 | 1871.3144 | 691.5861 | 3295 | 0.20989 | 1871.3144 | 3295 | 0.56793 | 691.5861 | 1871.3144 | 0.36957 | 691.5861 | 17.9071
Equipment | Variable Refrigerant Flow (VRF) HVAC Systems | Commercial | Turnover | Offices | 3112.2532 | 0.3673 | 15 | 0.94703 | 0.9572 | 3295 | 3697.4425 | 1366.4725 | 3295 | 0.41471 | 3697.4425 | 3295 | 1.1221 | 1366.4725 | 3697.4425 | 0.36957 | 1366.4725 | 9.063
Equipment | Variable Refrigerant Flow (VRF) HVAC Systems | Commercial | Turnover | Restaurants | 4814.0178 | 0.3629 | 15 | 1.4649 | 1.4806 | 3295 | 5719.1858 | 2113.6529 | 3295 | 0.64147 | 5719.1858 | 3295 | 1.7357 | 2113.6529 | 5719.1858 | 0.36957 | 2113.6529 | 5.8592
Equipment | Variable Refrigerant Flow (VRF) HVAC Systems | Commercial | Turnover | Retail | 3705.3892 | 0.36397 | 15 | 1.1275 | 1.1396 | 3295 | 4402.1044 | 1626.8961 | 3295 | 0.49375 | 4402.1044 | 3295 | 1.336 | 1626.8961 | 4402.1044 | 0.36957 | 1626.8961 | 7.6122
Equipment | Variable Refrigerant Flow (VRF) HVAC Systems | Commercial | Turnover | Schools K-12 | 3234.8334 | 0.36371 | 15 | 0.98433 | 0.9949 | 3295 | 3843.0711 | 1420.2928 | 3295 | 0.43104 | 3843.0711 | 3295 | 1.1663 | 1420.2928 | 3843.0711 | 0.36957 | 1420.2928 | 8.7195
Equipment | Variable Refrigerant Flow (VRF) HVAC Systems | Commercial | Turnover | Warehouse | 720.5138 | 0.3629 | 15 | 0.21925 | 0.2216 | 3295 | 855.9903 | 316.3503 | 3295 | 0.096009 | 855.9903 | 3295 | 0.25978 | 316.3503 | 855.9903 | 0.36957 | 316.3503 | 39.1473
Equipment | Variable Refrigerant Flow (VRF) HVAC Systems | Commercial | New | Assembly | 2821.5222 | 0.36602 | 15 | 0.85857 | 0.86779 | 3295 | 3352.046 | 1238.8235 | 3295 | 0.37597 | 3352.046 | 3295 | 1.0173 | 1238.8235 | 3352.046 | 0.36957 | 1238.8235 | 9.9968
Equipment | Variable Refrigerant Flow (VRF) HVAC Systems | Commercial | New | College and University | 3117.4352 | 0.36628 | 15 | 0.66142 | 0.48593 | 3295 | 3686.7319 | 1318.4694 | 3295 | 0.40014 | 3686.7319 | 3295 | 1.1189 | 1318.4694 | 3686.7319 | 0.35763 | 1318.4694 | 9.0479
Equipment | Variable Refrigerant Flow (VRF) HVAC Systems | Commercial | New | Grocery | 1695.1495 | 0.36104 | 15 | 0.51582 | 0.52136 | 3295 | 2013.8843 | 744.2759 | 3295 | 0.22588 | 2013.8843 | 3295 | 0.61119 | 744.2759 | 2013.8843 | 0.36957 | 744.2759 | 16.6394
Equipment | Variable Refrigerant Flow (VRF) HVAC Systems | Commercial | New | Healthcare | 6068.4799 | 0.36676 | 15 | 1.8466 | 1.8664 | 3295 | 7209.5213 | 2664.4397 | 3295 | 0.80863 | 7209.5213 | 3295 | 2.188 | 2664.4397 | 7209.5213 | 0.36957 | 2664.4397 | 4.648
Equipment | Variable Refrigerant Flow (VRF) HVAC Systems | Commercial | New | Hospitals | 5783.3358 | 0.36637 | 15 | 1.7598 | 1.7787 | 3295 | 6870.7623 | 2539.2437 | 3295 | 0.77064 | 6870.7623 | 3295 | 2.0852 | 2539.2437 | 6870.7623 | 0.36957 | 2539.2437 | 4.8772
Equipment | Variable Refrigerant Flow (VRF) HVAC Systems | Commercial | New | Institutional | 1562.894 | 0.36447 | 15 | 0.47558 | 0.48068 | 3295 | 1856.7611 | 686.2075 | 3295 | 0.20826 | 1856.7611 | 3295 | 0.56351 | 686.2075 | 1856.7611 | 0.36957 | 686.2075 | 18.0474
Equipment | Variable Refrigerant Flow (VRF) HVAC Systems | Commercial | New | Lodging/Hospitality | 4591.1322 | 0.36697 | 15 | 0.97409 | 0.71564 | 3295 | 5429.5509 | 1941.746 | 3295 | 0.5893 | 5429.5509 | 3295 | 1.6478 | 1941.746 | 5429.5509 | 0.35763 | 1941.746 | 6.1436
Equipment | Variable Refrigerant Flow (VRF) HVAC Systems | Commercial | New | Miscellaneous | 1575.144 | 0.36605 | 15 | 0.4793 | 0.48445 | 3295 | 1871.3144 | 691.5861 | 3295 | 0.20989 | 1871.3144 | 3295 | 0.56793 | 691.5861 | 1871.3144 | 0.36957 | 691.5861 | 17.9071
Equipment | Variable Refrigerant Flow (VRF) HVAC Systems | Commercial | New | Offices | 3112.2532 | 0.3673 | 15 | 0.94703 | 0.9572 | 3295 | 3697.4425 | 1366.4725 | 3295 | 0.41471 | 3697.4425 | 3295 | 1.1221 | 1366.4725 | 3697.4425 | 0.36957 | 1366.4725 | 9.063
Equipment | Variable Refrigerant Flow (VRF) HVAC Systems | Commercial | New | Restaurants | 4814.0178 | 0.3629 | 15 | 1.4649 | 1.4806 | 3295 | 5719.1858 | 2113.6529 | 3295 | 0.64147 | 5719.1858 | 3295 | 1.7357 | 2113.6529 | 5719.1858 | 0.36957 | 2113.6529 | 5.8592
Equipment | Variable Refrigerant Flow (VRF) HVAC Systems | Commercial | New | Retail | 3705.3892 | 0.36397 | 15 | 1.1275 | 1.1396 | 3295 | 4402.1044 | 1626.8961 | 3295 | 0.49375 | 4402.1044 | 3295 | 1.336 | 1626.8961 | 4402.1044 | 0.36957 | 1626.8961 | 7.6122
Equipment | Variable Refrigerant Flow (VRF) HVAC Systems | Commercial | New | Schools K-12 | 3234.8334 | 0.36371 | 15 | 0.98433 | 0.9949 | 3295 | 3843.0711 | 1420.2928 | 3295 | 0.43104 | 3843.0711 | 3295 | 1.1663 | 1420.2928 | 3843.0711 | 0.36957 | 1420.2928 | 8.7195
Equipment | Variable Refrigerant Flow (VRF) HVAC Systems | Commercial | New | Warehouse | 720.5138 | 0.3629 | 15 | 0.21925 | 0.2216 | 3295 | 855.9903 | 316.3503 | 3295 | 0.096009 | 855.9903 | 3295 | 0.25978 | 316.3503 | 855.9903 | 0.36957 | 316.3503 | 39.1473
Equipment | CFL-23W | Commercial | Turnover | Assembly | 20.132 | 0.23333 | 7.8 | 0.0048304 | 0.0011168 | 0.85 | 15.3055 | 5.8122 | 0.85 | 6.8378 | 15.3055 | 0.85 | 18.0065 | 5.8122 | 15.3055 | 0.37974 | 5.8122 | 0.36143
Equipment | CFL-23W | Commercial | Turnover | College and University | 30.856 | 0.23333 | 7.8 | 0.0031363 | 0.0030714 | 0.85 | 23.2976 | 7.8159 | 0.85 | 9.1951 | 23.2976 | 0.85 | 27.409 | 7.8159 | 23.2976 | 0.33548 | 7.8159 | 0.23581
Equipment | CFL-23W | Commercial | Turnover | Grocery | 38.808 | 0.23333 | 7.8 | 0.0093469 | 2.5304e-06 | 0.85 | 29.5054 | 11.2021 | 0.85 | 13.179 | 29.5054 | 0.85 | 34.7122 | 11.2021 | 29.5054 | 0.37966 | 11.2021 | 0.18749
Equipment | CFL-23W | Commercial | Turnover | Healthcare | 35.196 | 0.23333 | 7.8 | 0.0084448 | 0.0019525 | 0.85 | 26.758 | 10.1612 | 0.85 | 11.9543 | 26.758 | 0.85 | 31.48 | 10.1612 | 26.758 | 0.37974 | 10.1612 | 0.20674
Equipment | CFL-23W | Commercial | Turnover | Hospitals | 47.614 | 0.23333 | 7.8 | 0.0048396 | 0.0047395 | 0.85 | 35.9506 | 12.0607 | 0.85 | 14.189 | 35.9506 | 0.85 | 42.2948 | 12.0607 | 35.9506 | 0.33548 | 12.0607 | 0.15282
Equipment | CFL-23W | Commercial | Turnover | Institutional | 23.093 | 0.23333 | 7.8 | 0.0055408 | 0.0012811 | 0.85 | 17.5566 | 6.667 | 0.85 | 7.8435 | 17.5566 | 0.85 | 20.6548 | 6.667 | 17.5566 | 0.37974 | 6.667 | 0.31508
Equipment | CFL-23W | Commercial | Turnover | Lodging/Hospitality | 26.278 | 0.23333 | 7.8 | 0.006329 | 1.7134e-06 | 0.85 | 19.9789 | 7.5853 | 0.85 | 8.9238 | 19.9789 | 0.85 | 23.5046 | 7.5853 | 19.9789 | 0.37966 | 7.5853 | 0.2769
Equipment | CFL-23W | Commercial | Turnover | Miscellaneous | 30.856 | 0.23333 | 7.8 | 0.0074035 | 0.0017117 | 0.85 | 23.4585 | 8.9082 | 0.85 | 10.4802 | 23.4585 | 0.85 | 27.5982 | 8.9082 | 23.4585 | 0.37974 | 8.9082 | 0.23581
Equipment | CFL-23W | Commercial | Turnover | Offices | 22.771 | 0.23333 | 7.8 | 0.0054636 | 0.0012632 | 0.85 | 17.3118 | 6.574 | 0.85 | 7.7342 | 17.3118 | 0.85 | 20.3668 | 6.574 | 17.3118 | 0.37974 | 6.574 | 0.31954
Equipment | CFL-23W | Commercial | Turnover | Restaurants | 23.499 | 0.23333 | 7.8 | 0.0056597 | 1.5322e-06 | 0.85 | 17.8661 | 6.7831 | 0.85 | 7.9801 | 17.8661 | 0.85 | 21.0189 | 6.7831 | 17.8661 | 0.37966 | 6.7831 | 0.30964
Equipment | CFL-23W | Commercial | Turnover | Retail | 34.888 | 0.23333 | 7.8 | 0.0084028 | 2.2748e-06 | 0.85 | 26.5251 | 10.0706 | 0.85 | 11.8478 | 26.5251 | 0.85 | 31.2059 | 10.0706 | 26.5251 | 0.37966 | 10.0706 | 0.20856
Equipment | CFL-23W | Commercial | Turnover | Schools K-12 | 16.653 | 0.23333 | 7.8 | 0.0039956 | 0.00092383 | 0.85 | 12.6606 | 4.8078 | 0.85 | 5.6562 | 12.6606 | 0.85 | 14.8948 | 4.8078 | 12.6606 | 0.37974 | 4.8078 | 0.43693
Equipment | CFL-23W | Commercial | Turnover | Warehouse | 26.768 | 0.23333 | 7.8 | 0.0064226 | 0.001485 | 0.85 | 20.3506 | 7.728 | 0.85 | 9.0918 | 20.3506 | 0.85 | 23.9418 | 7.728 | 20.3506 | 0.37974 | 7.728 | 0.27183
Equipment | CFL-23W | Commercial | New | Assembly | 20.132 | 0.23333 | 7.8 | 0.0048304 | 0.0011168 | 0.85 | 15.3055 | 5.8122 | 0.85 | 6.8378 | 15.3055 | 0.85 | 18.0065 | 5.8122 | 15.3055 | 0.37974 | 5.8122 | 0.36143
Equipment | CFL-23W | Commercial | New | College and University | 30.856 | 0.23333 | 7.8 | 0.0031363 | 0.0030714 | 0.85 | 23.2976 | 7.8159 | 0.85 | 9.1951 | 23.2976 | 0.85 | 27.409 | 7.8159 | 23.2976 | 0.33548 | 7.8159 | 0.23581
Equipment | CFL-23W | Commercial | New | Grocery | 38.808 | 0.23333 | 7.8 | 0.0093469 | 2.5304e-06 | 0.85 | 29.5054 | 11.2021 | 0.85 | 13.179 | 29.5054 | 0.85 | 34.7122 | 11.2021 | 29.5054 | 0.37966 | 11.2021 | 0.18749
Equipment | CFL-23W | Commercial | New | Healthcare | 35.196 | 0.23333 | 7.8 | 0.0084448 | 0.0019525 | 0.85 | 26.758 | 10.1612 | 0.85 | 11.9543 | 26.758 | 0.85 | 31.48 | 10.1612 | 26.758 | 0.37974 | 10.1612 | 0.20674
Equipment | CFL-23W | Commercial | New | Hospitals | 47.614 | 0.23333 | 7.8 | 0.0048396 | 0.0047395 | 0.85 | 35.9506 | 12.0607 | 0.85 | 14.189 | 35.9506 | 0.85 | 42.2948 | 12.0607 | 35.9506 | 0.33548 | 12.0607 | 0.15282
Equipment | CFL-23W | Commercial | New | Institutional | 23.093 | 0.23333 | 7.8 | 0.0055408 | 0.0012811 | 0.85 | 17.5566 | 6.667 | 0.85 | 7.8435 | 17.5566 | 0.85 | 20.6548 | 6.667 | 17.5566 | 0.37974 | 6.667 | 0.31508
Equipment | CFL-23W | Commercial | New | Lodging/Hospitality | 26.278 | 0.23333 | 7.8 | 0.006329 | 1.7134e-06 | 0.85 | 19.9789 | 7.5853 | 0.85 | 8.9238 | 19.9789 | 0.85 | 23.5046 | 7.5853 | 19.9789 | 0.37966 | 7.5853 | 0.2769
Equipment | CFL-23W | Commercial | New | Miscellaneous | 30.856 | 0.23333 | 7.8 | 0.0074035 | 0.0017117 | 0.85 | 23.4585 | 8.9082 | 0.85 | 10.4802 | 23.4585 | 0.85 | 27.5982 | 8.9082 | 23.4585 | 0.37974 | 8.9082 | 0.23581
Equipment | CFL-23W | Commercial | New | Offices | 22.771 | 0.23333 | 7.8 | 0.0054636 | 0.0012632 | 0.85 | 17.3118 | 6.574 | 0.85 | 7.7342 | 17.3118 | 0.85 | 20.3668 | 6.574 | 17.3118 | 0.37974 | 6.574 | 0.31954
Equipment | CFL-23W | Commercial | New | Restaurants | 23.499 | 0.23333 | 7.8 | 0.0056597 | 1.5322e-06 | 0.85 | 17.8661 | 6.7831 | 0.85 | 7.9801 | 17.8661 | 0.85 | 21.0189 | 6.7831 | 17.8661 | 0.37966 | 6.7831 | 0.30964
Equipment | CFL-23W | Commercial | New | Retail | 34.888 | 0.23333 | 7.8 | 0.0084028 | 2.2748e-06 | 0.85 | 26.5251 | 10.0706 | 0.85 | 11.8478 | 26.5251 | 0.85 | 31.2059 | 10.0706 | 26.5251 | 0.37966 | 10.0706 | 0.20856
Equipment | CFL-23W | Commercial | New | Schools K-12 | 16.653 | 0.23333 | 7.8 | 0.0039956 | 0.00092383 | 0.85 | 12.6606 | 4.8078 | 0.85 | 5.6562 | 12.6606 | 0.85 | 14.8948 | 4.8078 | 12.6606 | 0.37974 | 4.8078 | 0.43693
Equipment | CFL-23W | Commercial | New | Warehouse | 26.768 | 0.23333 | 7.8 | 0.0064226 | 0.001485 | 0.85 | 20.3506 | 7.728 | 0.85 | 9.0918 | 20.3506 | 0.85 | 23.9418 | 7.728 | 20.3506 | 0.37974 | 7.728 | 0.27183
Equipment | High Bay Fluorescent (T5) | Commercial | Turnover | Assembly | 576.1587 | 0.64141 | 15 | 0.10655 | 0.10454 | 100 | 680.4534 | 239.905 | 100 | 2.3991 | 680.4534 | 100 | 6.8045 | 239.905 | 680.4534 | 0.35257 | 239.905 | 1.4858
Equipment | High Bay Fluorescent (T5) | Commercial | Turnover | College and University | 883.0693 | 0.64141 | 15 | 0.16331 | 0.16022 | 100 | 1042.9202 | 367.6986 | 100 | 3.677 | 1042.9202 | 100 | 10.4292 | 367.6986 | 1042.9202 | 0.35257 | 367.6986 | 0.96938
Equipment | High Bay Fluorescent (T5) | Commercial | Turnover | Grocery | 1110.648 | 0.64141 | 15 | 0.20539 | 0.20151 | 100 | 1311.6945 | 462.4594 | 100 | 4.6246 | 1311.6945 | 100 | 13.1169 | 462.4594 | 1311.6945 | 0.35257 | 462.4594 | 0.77075
Equipment | High Bay Fluorescent (T5) | Commercial | Turnover | Healthcare | 1007.276 | 0.64141 | 15 | 0.18628 | 0.18276 | 100 | 1189.6104 | 419.4167 | 100 | 4.1942 | 1189.6104 | 100 | 11.8961 | 419.4167 | 1189.6104 | 0.35257 | 419.4167 | 0.84985
Equipment | High Bay Fluorescent (T5) | Commercial | Turnover | Hospitals | 1362.6673 | 0.64141 | 15 | 0.252 | 0.24724 | 100 | 1609.3337 | 567.397 | 100 | 5.674 | 1609.3337 | 100 | 16.0933 | 567.397 | 1609.3337 | 0.35257 | 567.397 | 0.6282
Equipment | High Bay Fluorescent (T5) | Commercial | Turnover | Institutional | 660.8997 | 0.64141 | 15 | 0.12222 | 0.11991 | 100 | 780.5339 | 275.1901 | 100 | 2.7519 | 780.5339 | 100 | 7.8053 | 275.1901 | 780.5339 | 0.35257 | 275.1901 | 1.2952
Equipment | High Bay Fluorescent (T5) | Commercial | Turnover | Lodging/Hospitality | 752.0513 | 0.64141 | 15 | 0.13908 | 0.13645 | 100 | 888.1856 | 313.1444 | 100 | 3.1314 | 888.1856 | 100 | 8.8819 | 313.1444 | 888.1856 | 0.35257 | 313.1444 | 1.1383
Equipment | High Bay Fluorescent (T5) | Commercial | Turnover | Miscellaneous | 883.0693 | 0.64141 | 15 | 0.16331 | 0.16022 | 100 | 1042.9202 | 367.6986 | 100 | 3.677 | 1042.9202 | 100 | 10.4292 | 367.6986 | 1042.9202 | 0.35257 | 367.6986 | 0.96938
Equipment | High Bay Fluorescent (T5) | Commercial | Turnover | Offices | 651.6843 | 0.64141 | 15 | 0.12052 | 0.11824 | 100 | 769.6505 | 271.3529 | 100 | 2.7135 | 769.6505 | 100 | 7.6965 | 271.3529 | 769.6505 | 0.35257 | 271.3529 | 1.3136
Equipment | High Bay Fluorescent (T5) | Commercial | Turnover | Restaurants | 672.519 | 0.64141 | 15 | 0.12437 | 0.12202 | 100 | 794.2566 | 280.0282 | 100 | 2.8003 | 794.2566 | 100 | 7.9426 | 280.0282 | 794.2566 | 0.35257 | 280.0282 | 1.2729
Equipment | High Bay Fluorescent (T5) | Commercial | Turnover | Retail | 998.4613 | 0.64141 | 15 | 0.18465 | 0.18116 | 100 | 1179.2001 | 415.7464 | 100 | 4.1575 | 1179.2001 | 100 | 11.792 | 415.7464 | 1179.2001 | 0.35257 | 415.7464 | 0.85735
Equipment | High Bay Fluorescent (T5) | Commercial | Turnover | Schools K-12 | 476.593 | 0.64141 | 15 | 0.088136 | 0.086472 | 100 | 562.8646 | 198.4472 | 100 | 1.9845 | 562.8646 | 100 | 5.6286 | 198.4472 | 562.8646 | 0.35257 | 198.4472 | 1.7961
Equipment | High Bay Fluorescent (T5) | Commercial | Turnover | Warehouse | 766.0747 | 0.64141 | 15 | 0.14167 | 0.13899 | 100 | 904.7474 | 318.9836 | 100 | 3.1898 | 904.7474 | 100 | 9.0475 | 318.9836 | 904.7474 | 0.35257 | 318.9836 | 1.1174
Equipment | High Bay Fluorescent (T5) | Commercial | New | Assembly | 576.1587 | 0.64141 | 15 | 0.10655 | 0.10454 | 100 | 680.4534 | 239.905 | 100 | 2.3991 | 680.4534 | 100 | 6.8045 | 239.905 | 680.4534 | 0.35257 | 239.905 | 1.4858
Equipment | High Bay Fluorescent (T5) | Commercial | New | College and University | 883.0693 | 0.64141 | 15 | 0.16331 | 0.16022 | 100 | 1042.9202 | 367.6986 | 100 | 3.677 | 1042.9202 | 100 | 10.4292 | 367.6986 | 1042.9202 | 0.35257 | 367.6986 | 0.96938
Equipment | High Bay Fluorescent (T5) | Commercial | New | Grocery | 1110.648 | 0.64141 | 15 | 0.20539 | 0.20151 | 100 | 1311.6945 | 462.4594 | 100 | 4.6246 | 1311.6945 | 100 | 13.1169 | 462.4594 | 1311.6945 | 0.35257 | 462.4594 | 0.77075
Equipment | High Bay Fluorescent (T5) | Commercial | New | Healthcare | 1007.276 | 0.64141 | 15 | 0.18628 | 0.18276 | 100 | 1189.6104 | 419.4167 | 100 | 4.1942 | 1189.6104 | 100 | 11.8961 | 419.4167 | 1189.6104 | 0.35257 | 419.4167 | 0.84985
Equipment | High Bay Fluorescent (T5) | Commercial | New | Hospitals | 1362.6673 | 0.64141 | 15 | 0.252 | 0.24724 | 100 | 1609.3337 | 567.397 | 100 | 5.674 | 1609.3337 | 100 | 16.0933 | 567.397 | 1609.3337 | 0.35257 | 567.397 | 0.6282
Equipment | High Bay Fluorescent (T5) | Commercial | New | Institutional | 660.8997 | 0.64141 | 15 | 0.12222 | 0.11991 | 100 | 780.5339 | 275.1901 | 100 | 2.7519 | 780.5339 | 100 | 7.8053 | 275.1901 | 780.5339 | 0.35257 | 275.1901 | 1.2952
Equipment | High Bay Fluorescent (T5) | Commercial | New | Lodging/Hospitality | 752.0513 | 0.64141 | 15 | 0.13908 | 0.13645 | 100 | 888.1856 | 313.1444 | 100 | 3.1314 | 888.1856 | 100 | 8.8819 | 313.1444 | 888.1856 | 0.35257 | 313.1444 | 1.1383
Equipment | High Bay Fluorescent (T5) | Commercial | New | Miscellaneous | 883.0693 | 0.64141 | 15 | 0.16331 | 0.16022 | 100 | 1042.9202 | 367.6986 | 100 | 3.677 | 1042.9202 | 100 | 10.4292 | 367.6986 | 1042.9202 | 0.35257 | 367.6986 | 0.96938
Equipment | High Bay Fluorescent (T5) | Commercial | New | Offices | 651.6843 | 0.64141 | 15 | 0.12052 | 0.11824 | 100 | 769.6505 | 271.3529 | 100 | 2.7135 | 769.6505 | 100 | 7.6965 | 271.3529 | 769.6505 | 0.35257 | 271.3529 | 1.3136
Equipment | High Bay Fluorescent (T5) | Commercial | New | Restaurants | 672.519 | 0.64141 | 15 | 0.12437 | 0.12202 | 100 | 794.2566 | 280.0282 | 100 | 2.8003 | 794.2566 | 100 | 7.9426 | 280.0282 | 794.2566 | 0.35257 | 280.0282 | 1.2729
Equipment | High Bay Fluorescent (T5) | Commercial | New | Retail | 998.4613 | 0.64141 | 15 | 0.18465 | 0.18116 | 100 | 1179.2001 | 415.7464 | 100 | 4.1575 | 1179.2001 | 100 | 11.792 | 415.7464 | 1179.2001 | 0.35257 | 415.7464 | 0.85735
Equipment | High Bay Fluorescent (T5) | Commercial | New | Schools K-12 | 476.593 | 0.64141 | 15 | 0.088136 | 0.086472 | 100 | 562.8646 | 198.4472 | 100 | 1.9845 | 562.8646 | 100 | 5.6286 | 198.4472 | 562.8646 | 0.35257 | 198.4472 | 1.7961
Equipment | High Bay Fluorescent (T5) | Commercial | New | Warehouse | 766.0747 | 0.64141 | 15 | 0.14167 | 0.13899 | 100 | 904.7474 | 318.9836 | 100 | 3.1898 | 904.7474 | 100 | 9.0475 | 318.9836 | 904.7474 | 0.35257 | 318.9836 | 1.1174
Equipment | High Bay LED | Commercial | Turnover | Assembly | 581.9107 | 0.64781 | 15 | 0.10761 | 0.10558 | 149 | 687.2466 | 242.3001 | 149 | 1.6262 | 687.2466 | 149 | 4.6124 | 242.3001 | 687.2466 | 0.35257 | 242.3001 | 2.1919
Equipment | High Bay LED | Commercial | Turnover | College and University | 891.8853 | 0.64781 | 15 | 0.16494 | 0.16182 | 149 | 1053.332 | 371.3695 | 149 | 2.4924 | 1053.332 | 149 | 7.0693 | 371.3695 | 1053.332 | 0.35257 | 371.3695 | 1.4301
Equipment | High Bay LED | Commercial | Turnover | Grocery | 1121.736 | 0.64781 | 15 | 0.20744 | 0.20353 | 149 | 1324.7896 | 467.0763 | 149 | 3.1347 | 1324.7896 | 149 | 8.8912 | 467.0763 | 1324.7896 | 0.35257 | 467.0763 | 1.1371
Equipment | High Bay LED | Commercial | Turnover | Healthcare | 1017.332 | 0.64781 | 15 | 0.18814 | 0.18458 | 149 | 1201.4867 | 423.6039 | 149 | 2.843 | 1201.4867 | 149 | 8.0637 | 423.6039 | 1201.4867 | 0.35257 | 423.6039 | 1.2538
Equipment | High Bay LED | Commercial | Turnover | Hospitals | 1376.2713 | 0.64781 | 15 | 0.25451 | 0.24971 | 149 | 1625.4003 | 573.0616 | 149 | 3.8461 | 1625.4003 | 149 | 10.9087 | 573.0616 | 1625.4003 | 0.35257 | 573.0616 | 0.92677
Equipment | High Bay LED | Commercial | Turnover | Institutional | 667.4977 | 0.64781 | 15 | 0.12344 | 0.12111 | 149 | 788.3263 | 277.9374 | 149 | 1.8654 | 788.3263 | 149 | 5.2908 | 277.9374 | 788.3263 | 0.35257 | 277.9374 | 1.9108
Equipment | High Bay LED | Commercial | Turnover | Lodging/Hospitality | 759.5593 | 0.64781 | 15 | 0.14047 | 0.13781 | 149 | 897.0527 | 316.2707 | 149 | 2.1226 | 897.0527 | 149 | 6.0205 | 316.2707 | 897.0527 | 0.35257 | 316.2707 | 1.6792
Equipment | High Bay LED | Commercial | Turnover | Miscellaneous | 891.8853 | 0.64781 | 15 | 0.16494 | 0.16182 | 149 | 1053.332 | 371.3695 | 149 | 2.4924 | 1053.332 | 149 | 7.0693 | 371.3695 | 1053.332 | 0.35257 | 371.3695 | 1.4301
Equipment | High Bay LED | Commercial | Turnover | Offices | 658.1903 | 0.64781 | 15 | 0.12172 | 0.11942 | 149 | 777.3342 | 274.0619 | 149 | 1.8393 | 777.3342 | 149 | 5.217 | 274.0619 | 777.3342 | 0.35257 | 274.0619 | 1.9379
Equipment | High Bay LED | Commercial | Turnover | Restaurants | 679.233 | 0.64781 | 15 | 0.12561 | 0.12324 | 149 | 802.1859 | 282.8238 | 149 | 1.8981 | 802.1859 | 149 | 5.3838 | 282.8238 | 802.1859 | 0.35257 | 282.8238 | 1.8778
Equipment | High Bay LED | Commercial | Turnover | Retail | 1008.4293 | 0.64781 | 15 | 0.18649 | 0.18297 | 149 | 1190.9725 | 419.8969 | 149 | 2.8181 | 1190.9725 | 149 | 7.9931 | 419.8969 | 1190.9725 | 0.35257 | 419.8969 | 1.2648
Equipment | High Bay LED | Commercial | Turnover | Schools K-12 | 481.351 | 0.64781 | 15 | 0.089016 | 0.087335 | 149 | 568.4839 | 200.4283 | 149 | 1.3452 | 568.4839 | 149 | 3.8153 | 200.4283 | 568.4839 | 0.35257 | 200.4283 | 2.6498
Equipment | High Bay LED | Commercial | Turnover | Warehouse | 773.7227 | 0.64781 | 15 | 0.14308 | 0.14038 | 149 | 913.7799 | 322.1681 | 149 | 2.1622 | 913.7799 | 149 | 6.1328 | 322.1681 | 913.7799 | 0.35257 | 322.1681 | 1.6485
Equipment | High Bay LED | Commercial | New | Assembly | 581.9107 | 0.64781 | 15 | 0.10761 | 0.10558 | 149 | 687.2466 | 242.3001 | 149 | 1.6262 | 687.2466 | 149 | 4.6124 | 242.3001 | 687.2466 | 0.35257 | 242.3001 | 2.1919
Equipment | High Bay LED | Commercial | New | College and University | 891.8853 | 0.64781 | 15 | 0.16494 | 0.16182 | 149 | 1053.332 | 371.3695 | 149 | 2.4924 | 1053.332 | 149 | 7.0693 | 371.3695 | 1053.332 | 0.35257 | 371.3695 | 1.4301
Equipment | High Bay LED | Commercial | New | Grocery | 1121.736 | 0.64781 | 15 | 0.20744 | 0.20353 | 149 | 1324.7896 | 467.0763 | 149 | 3.1347 | 1324.7896 | 149 | 8.8912 | 467.0763 | 1324.7896 | 0.35257 | 467.0763 | 1.1371
Equipment | High Bay LED | Commercial | New | Healthcare | 1017.332 | 0.64781 | 15 | 0.18814 | 0.18458 | 149 | 1201.4867 | 423.6039 | 149 | 2.843 | 1201.4867 | 149 | 8.0637 | 423.6039 | 1201.4867 | 0.35257 | 423.6039 | 1.2538
Equipment | High Bay LED | Commercial | New | Hospitals | 1376.2713 | 0.64781 | 15 | 0.25451 | 0.24971 | 149 | 1625.4003 | 573.0616 | 149 | 3.8461 | 1625.4003 | 149 | 10.9087 | 573.0616 | 1625.4003 | 0.35257 | 573.0616 | 0.92677
Equipment | High Bay LED | Commercial | New | Institutional | 667.4977 | 0.64781 | 15 | 0.12344 | 0.12111 | 149 | 788.3263 | 277.9374 | 149 | 1.8654 | 788.3263 | 149 | 5.2908 | 277.9374 | 788.3263 | 0.35257 | 277.9374 | 1.9108
Equipment | High Bay LED | Commercial | New | Lodging/Hospitality | 759.5593 | 0.64781 | 15 | 0.14047 | 0.13781 | 149 | 897.0527 | 316.2707 | 149 | 2.1226 | 897.0527 | 149 | 6.0205 | 316.2707 | 897.0527 | 0.35257 | 316.2707 | 1.6792
Equipment | High Bay LED | Commercial | New | Miscellaneous | 891.8853 | 0.64781 | 15 | 0.16494 | 0.16182 | 149 | 1053.332 | 371.3695 | 149 | 2.4924 | 1053.332 | 149 | 7.0693 | 371.3695 | 1053.332 | 0.35257 | 371.3695 | 1.4301
Equipment | High Bay LED | Commercial | New | Offices | 658.1903 | 0.64781 | 15 | 0.12172 | 0.11942 | 149 | 777.3342 | 274.0619 | 149 | 1.8393 | 777.3342 | 149 | 5.217 | 274.0619 | 777.3342 | 0.35257 | 274.0619 | 1.9379
Equipment | High Bay LED | Commercial | New | Restaurants | 679.233 | 0.64781 | 15 | 0.12561 | 0.12324 | 149 | 802.1859 | 282.8238 | 149 | 1.8981 | 802.1859 | 149 | 5.3838 | 282.8238 | 802.1859 | 0.35257 | 282.8238 | 1.8778
Equipment | High Bay LED | Commercial | New | Retail | 1008.4293 | 0.64781 | 15 | 0.18649 | 0.18297 | 149 | 1190.9725 | 419.8969 | 149 | 2.8181 | 1190.9725 | 149 | 7.9931 | 419.8969 | 1190.9725 | 0.35257 | 419.8969 | 1.2648
Equipment | High Bay LED | Commercial | New | Schools K-12 | 481.351 | 0.64781 | 15 | 0.089016 | 0.087335 | 149 | 568.4839 | 200.4283 | 149 | 1.3452 | 568.4839 | 149 | 3.8153 | 200.4283 | 568.4839 | 0.35257 | 200.4283 | 2.6498
Equipment | High Bay LED | Commercial | New | Warehouse | 773.7227 | 0.64781 | 15 | 0.14308 | 0.14038 | 149 | 913.7799 | 322.1681 | 149 | 2.1622 | 913.7799 | 149 | 6.1328 | 322.1681 | 913.7799 | 0.35257 | 322.1681 | 1.6485
Equipment | LED - 14W | Commercial | Turnover | Assembly | 46.016 | 0.53333 | 15 | 0.011041 | 0.0025527 | 1.88 | 54.4943 | 20.144 | 1.88 | 10.7149 | 54.4943 | 1.88 | 28.9864 | 20.144 | 54.4943 | 0.36965 | 20.144 | 0.34973
Equipment | LED - 14W | Commercial | Turnover | College and University | 70.528 | 0.53333 | 15 | 0.0071686 | 0.0070204 | 1.88 | 82.9498 | 27.159 | 1.88 | 14.4463 | 82.9498 | 1.88 | 44.1222 | 27.159 | 82.9498 | 0.32742 | 27.159 | 0.22818
Equipment | LED - 14W | Commercial | Turnover | Grocery | 88.704 | 0.53333 | 15 | 0.021364 | 5.7838e-06 | 1.88 | 105.0523 | 38.7887 | 1.88 | 20.6323 | 105.0523 | 1.88 | 55.8789 | 38.7887 | 105.0523 | 0.36923 | 38.7887 | 0.18143
Equipment | LED - 14W | Commercial | Turnover | Healthcare | 80.448 | 0.53333 | 15 | 0.019302 | 0.0044629 | 1.88 | 95.2704 | 35.217 | 1.88 | 18.7324 | 95.2704 | 1.88 | 50.6757 | 35.217 | 95.2704 | 0.36965 | 35.217 | 0.20005
Equipment | LED - 14W | Commercial | Turnover | Hospitals | 108.832 | 0.53333 | 15 | 0.011062 | 0.010833 | 1.88 | 128.0001 | 41.9092 | 1.88 | 22.2921 | 128.0001 | 1.88 | 68.0852 | 41.9092 | 128.0001 | 0.32742 | 41.9092 | 0.14787
Equipment | LED - 14W | Commercial | Turnover | Institutional | 52.784 | 0.53333 | 15 | 0.012665 | 0.0029282 | 1.88 | 62.5093 | 23.1067 | 1.88 | 12.2908 | 62.5093 | 1.88 | 33.2496 | 23.1067 | 62.5093 | 0.36965 | 23.1067 | 0.30489
Equipment | LED - 14W | Commercial | Turnover | Lodging/Hospitality | 60.064 | 0.53333 | 15 | 0.014466 | 3.9164e-06 | 1.88 | 71.1339 | 26.2649 | 1.88 | 13.9707 | 71.1339 | 1.88 | 37.8372 | 26.2649 | 71.1339 | 0.36923 | 26.2649 | 0.26794
Equipment | LED - 14W | Commercial | Turnover | Miscellaneous | 70.528 | 0.53333 | 15 | 0.016922 | 0.0039125 | 1.88 | 83.5226 | 30.8744 | 1.88 | 16.4225 | 83.5226 | 1.88 | 44.4269 | 30.8744 | 83.5226 | 0.36965 | 30.8744 | 0.22818
Equipment | LED - 14W | Commercial | Turnover | Offices | 52.048 | 0.53333 | 15 | 0.012488 | 0.0028874 | 1.88 | 61.6377 | 22.7846 | 1.88 | 12.1194 | 61.6377 | 1.88 | 32.786 | 22.7846 | 61.6377 | 0.36965 | 22.7846 | 0.3092
Equipment | LED - 14W | Commercial | Turnover | Restaurants | 53.712 | 0.53333 | 15 | 0.012937 | 3.5022e-06 | 1.88 | 63.6112 | 23.4873 | 1.88 | 12.4933 | 63.6112 | 1.88 | 33.8357 | 23.4873 | 63.6112 | 0.36923 | 23.4873 | 0.29962
Equipment | LED - 14W | Commercial | Turnover | Retail | 79.744 | 0.53333 | 15 | 0.019206 | 5.1996e-06 | 1.88 | 94.4409 | 34.8707 | 1.88 | 18.5482 | 94.4409 | 1.88 | 50.2345 | 34.8707 | 94.4409 | 0.36923 | 34.8707 | 0.20181
Equipment | LED - 14W | Commercial | Turnover | Schools K-12 | 38.064 | 0.53333 | 15 | 0.0091329 | 0.0021116 | 1.88 | 45.0772 | 16.6629 | 1.88 | 8.8633 | 45.0772 | 1.88 | 23.9772 | 16.6629 | 45.0772 | 0.36965 | 16.6629 | 0.4228
Equipment | LED - 14W | Commercial | Turnover | Warehouse | 61.184 | 0.53333 | 15 | 0.01468 | 0.0033942 | 1.88 | 72.457 | 26.7839 | 1.88 | 14.2468 | 72.457 | 1.88 | 38.541 | 26.7839 | 72.457 | 0.36965 | 26.7839 | 0.26303
Equipment | LED - 14W | Commercial | New | Assembly | 46.016 | 0.53333 | 15 | 0.011041 | 0.0025527 | 1.88 | 54.4943 | 20.144 | 1.88 | 10.7149 | 54.4943 | 1.88 | 28.9864 | 20.144 | 54.4943 | 0.36965 | 20.144 | 0.34973
Equipment | LED - 14W | Commercial | New | College and University | 70.528 | 0.53333 | 15 | 0.0071686 | 0.0070204 | 1.88 | 82.9498 | 27.159 | 1.88 | 14.4463 | 82.9498 | 1.88 | 44.1222 | 27.159 | 82.9498 | 0.32742 | 27.159 | 0.22818
Equipment | LED - 14W | Commercial | New | Grocery | 88.704 | 0.53333 | 15 | 0.021364 | 5.7838e-06 | 1.88 | 105.0523 | 38.7887 | 1.88 | 20.6323 | 105.0523 | 1.88 | 55.8789 | 38.7887 | 105.0523 | 0.36923 | 38.7887 | 0.18143
Equipment | LED - 14W | Commercial | New | Healthcare | 80.448 | 0.53333 | 15 | 0.019302 | 0.0044629 | 1.88 | 95.2704 | 35.217 | 1.88 | 18.7324 | 95.2704 | 1.88 | 50.6757 | 35.217 | 95.2704 | 0.36965 | 35.217 | 0.20005
Equipment | LED - 14W | Commercial | New | Hospitals | 108.832 | 0.53333 | 15 | 0.011062 | 0.010833 | 1.88 | 128.0001 | 41.9092 | 1.88 | 22.2921 | 128.0001 | 1.88 | 68.0852 | 41.9092 | 128.0001 | 0.32742 | 41.9092 | 0.14787
Equipment | LED - 14W | Commercial | New | Institutional | 52.784 | 0.53333 | 15 | 0.012665 | 0.0029282 | 1.88 | 62.5093 | 23.1067 | 1.88 | 12.2908 | 62.5093 | 1.88 | 33.2496 | 23.1067 | 62.5093 | 0.36965 | 23.1067 | 0.30489
Equipment | LED - 14W | Commercial | New | Lodging/Hospitality | 60.064 | 0.53333 | 15 | 0.014466 | 3.9164e-06 | 1.88 | 71.1339 | 26.2649 | 1.88 | 13.9707 | 71.1339 | 1.88 | 37.8372 | 26.2649 | 71.1339 | 0.36923 | 26.2649 | 0.26794
Equipment | LED - 14W | Commercial | New | Miscellaneous | 70.528 | 0.53333 | 15 | 0.016922 | 0.0039125 | 1.88 | 83.5226 | 30.8744 | 1.88 | 16.4225 | 83.5226 | 1.88 | 44.4269 | 30.8744 | 83.5226 | 0.36965 | 30.8744 | 0.22818
Equipment | LED - 14W | Commercial | New | Offices | 52.048 | 0.53333 | 15 | 0.012488 | 0.0028874 | 1.88 | 61.6377 | 22.7846 | 1.88 | 12.1194 | 61.6377 | 1.88 | 32.786 | 22.7846 | 61.6377 | 0.36965 | 22.7846 | 0.3092
Equipment | LED - 14W | Commercial | New | Restaurants | 53.712 | 0.53333 | 15 | 0.012937 | 3.5022e-06 | 1.88 | 63.6112 | 23.4873 | 1.88 | 12.4933 | 63.6112 | 1.88 | 33.8357 | 23.4873 | 63.6112 | 0.36923 | 23.4873 | 0.29962
Equipment | LED - 14W | Commercial | New | Retail | 79.744 | 0.53333 | 15 | 0.019206 | 5.1996e-06 | 1.88 | 94.4409 | 34.8707 | 1.88 | 18.5482 | 94.4409 | 1.88 | 50.2345 | 34.8707 | 94.4409 | 0.36923 | 34.8707 | 0.20181
Equipment | LED - 14W | Commercial | New | Schools K-12 | 38.064 | 0.53333 | 15 | 0.0091329 | 0.0021116 | 1.88 | 45.0772 | 16.6629 | 1.88 | 8.8633 | 45.0772 | 1.88 | 23.9772 | 16.6629 | 45.0772 | 0.36965 | 16.6629 | 0.4228
Equipment | LED - 14W | Commercial | New | Warehouse | 61.184 | 0.53333 | 15 | 0.01468 | 0.0033942 | 1.88 | 72.457 | 26.7839 | 1.88 | 14.2468 | 72.457 | 1.88 | 38.541 | 26.7839 | 72.457 | 0.36965 | 26.7839 | 0.26303
Equipment | LED Display Lighting (Interior) | Commercial | Turnover | Assembly | 270.344 | 0.87037 | 15 | 0.066388 | 0.014997 | 35 | 320.2437 | 118.8047 | 35 | 3.3944 | 320.2437 | 35 | 9.1498 | 118.8047 | 320.2437 | 0.37098 | 118.8047 | 1.1083
Equipment | LED Display Lighting (Interior) | Commercial | Turnover | College and University | 414.352 | 0.87037 | 15 | 0.043517 | 0.04079 | 35 | 487.4124 | 159.8573 | 35 | 4.5674 | 487.4124 | 35 | 13.9261 | 159.8573 | 487.4124 | 0.32797 | 159.8573 | 0.72308
Equipment | LED Display Lighting (Interior) | Commercial | Turnover | Grocery | 521.136 | 0.87037 | 15 | 0.1264 | 9.1014e-06 | 35 | 617.2341 | 228.0767 | 35 | 6.5165 | 617.2341 | 35 | 17.6353 | 228.0767 | 617.2341 | 0.36951 | 228.0767 | 0.57492
Equipment | LED Display Lighting (Interior) | Commercial | Turnover | Healthcare | 472.632 | 0.87037 | 15 | 0.11606 | 0.026219 | 35 | 559.8697 | 207.7016 | 35 | 5.9343 | 559.8697 | 35 | 15.9963 | 207.7016 | 559.8697 | 0.37098 | 207.7016 | 0.63392
Equipment | LED Display Lighting (Interior) | Commercial | Turnover | Hospitals | 639.388 | 0.87037 | 15 | 0.067152 | 0.062943 | 35 | 752.1277 | 246.6764 | 35 | 7.0479 | 752.1277 | 35 | 21.4894 | 246.6764 | 752.1277 | 0.32797 | 246.6764 | 0.46859
Equipment | LED Display Lighting (Interior) | Commercial | Turnover | Institutional | 310.106 | 0.87037 | 15 | 0.076152 | 0.017203 | 35 | 367.3449 | 136.2784 | 35 | 3.8937 | 367.3449 | 35 | 10.4956 | 136.2784 | 367.3449 | 0.37098 | 136.2784 | 0.96616
Equipment | LED Display Lighting (Interior) | Commercial | Turnover | Lodging/Hospitality | 352.876 | 0.87037 | 15 | 0.085589 | 6.1628e-06 | 35 | 417.9467 | 154.4372 | 35 | 4.4125 | 417.9467 | 35 | 11.9413 | 154.4372 | 417.9467 | 0.36951 | 154.4372 | 0.84905
Equipment | LED Display Lighting (Interior) | Commercial | Turnover | Miscellaneous | 414.352 | 0.87037 | 15 | 0.10175 | 0.022986 | 35 | 490.8325 | 182.09 | 35 | 5.2026 | 490.8325 | 35 | 14.0238 | 182.09 | 490.8325 | 0.37098 | 182.09 | 0.72308
Equipment | LED Display Lighting (Interior) | Commercial | Turnover | Offices | 305.782 | 0.87037 | 15 | 0.07509 | 0.016963 | 35 | 362.2228 | 134.3782 | 35 | 3.8394 | 362.2228 | 35 | 10.3492 | 134.3782 | 362.2228 | 0.37098 | 134.3782 | 0.97982
Equipment | LED Display Lighting (Interior) | Commercial | Turnover | Restaurants | 315.558 | 0.87037 | 15 | 0.076537 | 5.511e-06 | 35 | 373.7473 | 138.1049 | 35 | 3.9459 | 373.7473 | 35 | 10.6785 | 138.1049 | 373.7473 | 0.36951 | 138.1049 | 0.94946
Equipment | LED Display Lighting (Interior) | Commercial | Turnover | Retail | 468.496 | 0.87037 | 15 | 0.11363 | 8.182e-06 | 35 | 554.8872 | 205.0386 | 35 | 5.8582 | 554.8872 | 35 | 15.8539 | 205.0386 | 554.8872 | 0.36951 | 205.0386 | 0.63952
Equipment | LED Display Lighting (Interior) | Commercial | Turnover | Schools K-12 | 223.626 | 0.87037 | 15 | 0.054915 | 0.012405 | 35 | 264.9026 | 98.2741 | 35 | 2.8078 | 264.9026 | 35 | 7.5686 | 98.2741 | 264.9026 | 0.37098 | 98.2741 | 1.3398
Equipment | LED Display Lighting (Interior) | Commercial | Turnover | Warehouse | 359.456 | 0.87037 | 15 | 0.08827 | 0.01994 | 35 | 425.8039 | 157.9656 | 35 | 4.5133 | 425.8039 | 35 | 12.1658 | 157.9656 | 425.8039 | 0.37098 | 157.9656 | 0.83351
Equipment | LED Display Lighting (Interior) | Commercial | New | Assembly | 270.344 | 0.87037 | 15 | 0.066388 | 0.014997 | 35 | 320.2437 | 118.8047 | 35 | 3.3944 | 320.2437 | 35 | 9.1498 | 118.8047 | 320.2437 | 0.37098 | 118.8047 | 1.1083
Equipment | LED Display Lighting (Interior) | Commercial | New | College and University | 414.352 | 0.87037 | 15 | 0.043517 | 0.04079 | 35 | 487.4124 | 159.8573 | 35 | 4.5674 | 487.4124 | 35 | 13.9261 | 159.8573 | 487.4124 | 0.32797 | 159.8573 | 0.72308
Equipment | LED Display Lighting (Interior) | Commercial | New | Grocery | 521.136 | 0.87037 | 15 | 0.1264 | 9.1014e-06 | 35 | 617.2341 | 228.0767 | 35 | 6.5165 | 617.2341 | 35 | 17.6353 | 228.0767 | 617.2341 | 0.36951 | 228.0767 | 0.57492
Equipment | LED Display Lighting (Interior) | Commercial | New | Healthcare | 472.632 | 0.87037 | 15 | 0.11606 | 0.026219 | 35 | 559.8697 | 207.7016 | 35 | 5.9343 | 559.8697 | 35 | 15.9963 | 207.7016 | 559.8697 | 0.37098 | 207.7016 | 0.63392
Equipment | LED Display Lighting (Interior) | Commercial | New | Hospitals | 639.388 | 0.87037 | 15 | 0.067152 | 0.062943 | 35 | 752.1277 | 246.6764 | 35 | 7.0479 | 752.1277 | 35 | 21.4894 | 246.6764 | 752.1277 | 0.32797 | 246.6764 | 0.46859
Equipment | LED Display Lighting (Interior) | Commercial | New | Institutional | 310.106 | 0.87037 | 15 | 0.076152 | 0.017203 | 35 | 367.3449 | 136.2784 | 35 | 3.8937 | 367.3449 | 35 | 10.4956 | 136.2784 | 367.3449 | 0.37098 | 136.2784 | 0.96616
Equipment | LED Display Lighting (Interior) | Commercial | New | Lodging/Hospitality | 352.876 | 0.87037 | 15 | 0.085589 | 6.1628e-06 | 35 | 417.9467 | 154.4372 | 35 | 4.4125 | 417.9467 | 35 | 11.9413 | 154.4372 | 417.9467 | 0.36951 | 154.4372 | 0.84905
Equipment | LED Display Lighting (Interior) | Commercial | New | Miscellaneous | 414.352 | 0.87037 | 15 | 0.10175 | 0.022986 | 35 | 490.8325 | 182.09 | 35 | 5.2026 | 490.8325 | 35 | 14.0238 | 182.09 | 490.8325 | 0.37098 | 182.09 | 0.72308
Equipment | LED Display Lighting (Interior) | Commercial | New | Offices | 305.782 | 0.87037 | 15 | 0.07509 | 0.016963 | 35 | 362.2228 | 134.3782 | 35 | 3.8394 | 362.2228 | 35 | 10.3492 | 134.3782 | 362.2228 | 0.37098 | 134.3782 | 0.97982
Equipment | LED Display Lighting (Interior) | Commercial | New | Restaurants | 315.558 | 0.87037 | 15 | 0.076537 | 5.511e-06 | 35 | 373.7473 | 138.1049 | 35 | 3.9459 | 373.7473 | 35 | 10.6785 | 138.1049 | 373.7473 | 0.36951 | 138.1049 | 0.94946
Equipment | LED Display Lighting (Interior) | Commercial | New | Retail | 468.496 | 0.87037 | 15 | 0.11363 | 8.182e-06 | 35 | 554.8872 | 205.0386 | 35 | 5.8582 | 554.8872 | 35 | 15.8539 | 205.0386 | 554.8872 | 0.36951 | 205.0386 | 0.63952
Equipment | LED Display Lighting (Interior) | Commercial | New | Schools K-12 | 223.626 | 0.87037 | 15 | 0.054915 | 0.012405 | 35 | 264.9026 | 98.2741 | 35 | 2.8078 | 264.9026 | 35 | 7.5686 | 98.2741 | 264.9026 | 0.37098 | 98.2741 | 1.3398
Equipment | LED Display Lighting (Interior) | Commercial | New | Warehouse | 359.456 | 0.87037 | 15 | 0.08827 | 0.01994 | 35 | 425.8039 | 157.9656 | 35 | 4.5133 | 425.8039 | 35 | 12.1658 | 157.9656 | 425.8039 | 0.37098 | 157.9656 | 0.83351
Equipment | LED Linear - Fixture Replacement | Commercial | Turnover | Assembly | 244.345 | 0.50284 | 15 | 0.05923 | 0.01355 | 20 | 289.4004 | 107.1243 | 20 | 5.3562 | 289.4004 | 20 | 14.47 | 107.1243 | 289.4004 | 0.37016 | 107.1243 | 0.70067
Equipment | LED Linear - Fixture Replacement | Commercial | Turnover | College and University | 374.5037 | 0.50284 | 15 | 0.039245 | 0.036402 | 20 | 440.5327 | 144.3382 | 20 | 7.2169 | 440.5327 | 20 | 22.0266 | 144.3382 | 440.5327 | 0.32764 | 144.3382 | 0.45715
Equipment | LED Linear - Fixture Replacement | Commercial | Turnover | Grocery | 471.0182 | 0.50284 | 15 | 0.11487 | 6.293e-06 | 20 | 557.9112 | 206.2915 | 20 | 10.3146 | 557.9112 | 20 | 27.8956 | 206.2915 | 557.9112 | 0.36976 | 206.2915 | 0.36348
Equipment | LED Linear - Fixture Replacement | Commercial | Turnover | Healthcare | 427.1789 | 0.50284 | 15 | 0.10355 | 0.023688 | 20 | 505.9476 | 187.2814 | 20 | 9.3641 | 505.9476 | 20 | 25.2974 | 187.2814 | 505.9476 | 0.37016 | 187.2814 | 0.40078
Equipment | LED Linear - Fixture Replacement | Commercial | Turnover | Hospitals | 577.8979 | 0.50284 | 15 | 0.060559 | 0.056172 | 20 | 679.7875 | 222.7288 | 20 | 11.1364 | 679.7875 | 20 | 33.9894 | 222.7288 | 679.7875 | 0.32764 | 222.7288 | 0.29626
Equipment | LED Linear - Fixture Replacement | Commercial | Turnover | Institutional | 280.283 | 0.50284 | 15 | 0.067942 | 0.015543 | 20 | 331.9652 | 122.8801 | 20 | 6.144 | 331.9652 | 20 | 16.5983 | 122.8801 | 331.9652 | 0.37016 | 122.8801 | 0.61083
Equipment | LED Linear - Fixture Replacement | Commercial | Turnover | Lodging/Hospitality | 318.9398 | 0.50284 | 15 | 0.07778 | 4.2611e-06 | 20 | 377.7775 | 139.6859 | 20 | 6.9843 | 377.7775 | 20 | 18.8889 | 139.6859 | 377.7775 | 0.36976 | 139.6859 | 0.5368
Equipment | LED Linear - Fixture Replacement | Commercial | Turnover | Miscellaneous | 374.5037 | 0.50284 | 15 | 0.090781 | 0.020767 | 20 | 443.5595 | 164.1878 | 20 | 8.2094 | 443.5595 | 20 | 22.178 | 164.1878 | 443.5595 | 0.37016 | 164.1878 | 0.45715
Equipment | LED Linear - Fixture Replacement | Commercial | Turnover | Offices | 276.3749 | 0.50284 | 15 | 0.066994 | 0.015326 | 20 | 327.3364 | 121.1667 | 20 | 6.0583 | 327.3364 | 20 | 16.3668 | 121.1667 | 327.3364 | 0.37016 | 121.1667 | 0.61947
Equipment | LED Linear - Fixture Replacement | Commercial | Turnover | Restaurants | 285.2107 | 0.50284 | 15 | 0.069555 | 3.8105e-06 | 20 | 337.8261 | 124.9135 | 20 | 6.2457 | 337.8261 | 20 | 16.8913 | 124.9135 | 337.8261 | 0.36976 | 124.9135 | 0.60028
Equipment | LED Linear - Fixture Replacement | Commercial | Turnover | Retail | 423.4406 | 0.50284 | 15 | 0.10326 | 5.6573e-06 | 20 | 501.5565 | 185.454 | 20 | 9.2727 | 501.5565 | 20 | 25.0778 | 185.454 | 501.5565 | 0.36976 | 185.454 | 0.40432
Equipment | LED Linear - Fixture Replacement | Commercial | Turnover | Schools K-12 | 202.1198 | 0.50284 | 15 | 0.048995 | 0.011208 | 20 | 239.3893 | 88.6122 | 20 | 4.4306 | 239.3893 | 20 | 11.9695 | 88.6122 | 239.3893 | 0.37016 | 88.6122 | 0.84705
Equipment | LED Linear - Fixture Replacement | Commercial | Turnover | Warehouse | 324.887 | 0.50284 | 15 | 0.078754 | 0.018016 | 20 | 384.7939 | 142.4351 | 20 | 7.1218 | 384.7939 | 20 | 19.2397 | 142.4351 | 384.7939 | 0.37016 | 142.4351 | 0.52697
Equipment | LED Linear - Fixture Replacement | Commercial | New | Assembly | 244.345 | 0.50284 | 15 | 0.05923 | 0.01355 | 20 | 289.4004 | 107.1243 | 20 | 5.3562 | 289.4004 | 20 | 14.47 | 107.1243 | 289.4004 | 0.37016 | 107.1243 | 0.70067
Equipment | LED Linear - Fixture Replacement | Commercial | New | College and University | 374.5037 | 0.50284 | 15 | 0.039245 | 0.036402 | 20 | 440.5327 | 144.3382 | 20 | 7.2169 | 440.5327 | 20 | 22.0266 | 144.3382 | 440.5327 | 0.32764 | 144.3382 | 0.45715
Equipment | LED Linear - Fixture Replacement | Commercial | New | Grocery | 471.0182 | 0.50284 | 15 | 0.11487 | 6.293e-06 | 20 | 557.9112 | 206.2915 | 20 | 10.3146 | 557.9112 | 20 | 27.8956 | 206.2915 | 557.9112 | 0.36976 | 206.2915 | 0.36348
Equipment | LED Linear - Fixture Replacement | Commercial | New | Healthcare | 427.1789 | 0.50284 | 15 | 0.10355 | 0.023688 | 20 | 505.9476 | 187.2814 | 20 | 9.3641 | 505.9476 | 20 | 25.2974 | 187.2814 | 505.9476 | 0.37016 | 187.2814 | 0.40078
Equipment | LED Linear - Fixture Replacement | Commercial | New | Hospitals | 577.8979 | 0.50284 | 15 | 0.060559 | 0.056172 | 20 | 679.7875 | 222.7288 | 20 | 11.1364 | 679.7875 | 20 | 33.9894 | 222.7288 | 679.7875 | 0.32764 | 222.7288 | 0.29626
Equipment | LED Linear - Fixture Replacement | Commercial | New | Institutional | 280.283 | 0.50284 | 15 | 0.067942 | 0.015543 | 20 | 331.9652 | 122.8801 | 20 | 6.144 | 331.9652 | 20 | 16.5983 | 122.8801 | 331.9652 | 0.37016 | 122.8801 | 0.61083
Equipment | LED Linear - Fixture Replacement | Commercial | New | Lodging/Hospitality | 318.9398 | 0.50284 | 15 | 0.07778 | 4.2611e-06 | 20 | 377.7775 | 139.6859 | 20 | 6.9843 | 377.7775 | 20 | 18.8889 | 139.6859 | 377.7775 | 0.36976 | 139.6859 | 0.5368
Equipment | LED Linear - Fixture Replacement | Commercial | New | Miscellaneous | 374.5037 | 0.50284 | 15 | 0.090781 | 0.020767 | 20 | 443.5595 | 164.1878 | 20 | 8.2094 | 443.5595 | 20 | 22.178 | 164.1878 | 443.5595 | 0.37016 | 164.1878 | 0.45715
Equipment | LED Linear - Fixture Replacement | Commercial | New | Offices | 276.3749 | 0.50284 | 15 | 0.066994 | 0.015326 | 20 | 327.3364 | 121.1667 | 20 | 6.0583 | 327.3364 | 20 | 16.3668 | 121.1667 | 327.3364 | 0.37016 | 121.1667 | 0.61947
Equipment | LED Linear - Fixture Replacement | Commercial | New | Restaurants | 285.2107 | 0.50284 | 15 | 0.069555 | 3.8105e-06 | 20 | 337.8261 | 124.9135 | 20 | 6.2457 | 337.8261 | 20 | 16.8913 | 124.9135 | 337.8261 | 0.36976 | 124.9135 | 0.60028
Equipment | LED Linear - Fixture Replacement | Commercial | New | Retail | 423.4406 | 0.50284 | 15 | 0.10326 | 5.6573e-06 | 20 | 501.5565 | 185.454 | 20 | 9.2727 | 501.5565 | 20 | 25.0778 | 185.454 | 501.5565 | 0.36976 | 185.454 | 0.40432
Equipment | LED Linear - Fixture Replacement | Commercial | New | Schools K-12 | 202.1198 | 0.50284 | 15 | 0.048995 | 0.011208 | 20 | 239.3893 | 88.6122 | 20 | 4.4306 | 239.3893 | 20 | 11.9695 | 88.6122 | 239.3893 | 0.37016 | 88.6122 | 0.84705
Equipment | LED Linear - Fixture Replacement | Commercial | New | Warehouse | 324.887 | 0.50284 | 15 | 0.078754 | 0.018016 | 20 | 384.7939 | 142.4351 | 20 | 7.1218 | 384.7939 | 20 | 19.2397 | 142.4351 | 384.7939 | 0.37016 | 142.4351 | 0.52697
Equipment | LED Linear - Lamp Replacement | Commercial | Turnover | Assembly | 20.5922 | 0.25426 | 15 | 0.0049742 | 0.0011421 | 2.15 | 24.3882 | 9.0232 | 2.15 | 4.1968 | 24.3882 | 2.15 | 11.3433 | 9.0232 | 24.3882 | 0.36998 | 9.0232 | 0.89377
Equipment | LED Linear - Lamp Replacement | Commercial | Turnover | College and University | 31.5613 | 0.25426 | 15 | 0.0032689 | 0.0031387 | 2.15 | 37.1236 | 12.1695 | 2.15 | 5.6602 | 37.1236 | 2.15 | 17.2668 | 12.1695 | 37.1236 | 0.32781 | 12.1695 | 0.58314
Equipment | LED Linear - Lamp Replacement | Commercial | Turnover | Grocery | 39.695 | 0.25426 | 15 | 0.0095754 | 1.6038e-06 | 2.15 | 47.0118 | 17.3613 | 2.15 | 8.075 | 47.0118 | 2.15 | 21.8659 | 17.3613 | 47.0118 | 0.3693 | 17.3613 | 0.46365
Equipment | LED Linear - Lamp Replacement | Commercial | Turnover | Healthcare | 36.0005 | 0.25426 | 15 | 0.0086962 | 0.0019966 | 2.15 | 42.6369 | 15.7749 | 2.15 | 7.3372 | 42.6369 | 2.15 | 19.8311 | 15.7749 | 42.6369 | 0.36998 | 15.7749 | 0.51123
Equipment | LED Linear - Lamp Replacement | Commercial | Turnover | Hospitals | 48.7023 | 0.25426 | 15 | 0.0050442 | 0.0048434 | 2.15 | 57.2856 | 18.7789 | 2.15 | 8.7344 | 57.2856 | 2.15 | 26.6445 | 18.7789 | 57.2856 | 0.32781 | 18.7789 | 0.3779
Equipment | LED Linear - Lamp Replacement | Commercial | Turnover | Institutional | 23.6208 | 0.25426 | 15 | 0.0057058 | 0.00131 | 2.15 | 27.9752 | 10.3503 | 2.15 | 4.8141 | 27.9752 | 2.15 | 13.0117 | 10.3503 | 27.9752 | 0.36998 | 10.3503 | 0.77917
Equipment | LED Linear - Lamp Replacement | Commercial | Turnover | Lodging/Hospitality | 26.8786 | 0.25426 | 15 | 0.0064838 | 1.086e-06 | 2.15 | 31.833 | 11.7558 | 2.15 | 5.4678 | 31.833 | 2.15 | 14.806 | 11.7558 | 31.833 | 0.3693 | 11.7558 | 0.68473
Equipment | LED Linear - Lamp Replacement | Commercial | Turnover | Miscellaneous | 31.5613 | 0.25426 | 15 | 0.0076239 | 0.0017504 | 2.15 | 37.3794 | 13.8297 | 2.15 | 6.4324 | 37.3794 | 2.15 | 17.3858 | 13.8297 | 37.3794 | 0.36998 | 13.8297 | 0.58314
Equipment | LED Linear - Lamp Replacement | Commercial | Turnover | Offices | 23.2915 | 0.25426 | 15 | 0.0056262 | 0.0012918 | 2.15 | 27.5851 | 10.206 | 2.15 | 4.747 | 27.5851 | 2.15 | 12.8303 | 10.206 | 27.5851 | 0.36998 | 10.206 | 0.79019
Equipment | LED Linear - Lamp Replacement | Commercial | Turnover | Restaurants | 24.0361 | 0.25426 | 15 | 0.0057981 | 9.7112e-07 | 2.15 | 28.4665 | 10.5126 | 2.15 | 4.8896 | 28.4665 | 2.15 | 13.2403 | 10.5126 | 28.4665 | 0.3693 | 10.5126 | 0.76571
Equipment | LED Linear - Lamp Replacement | Commercial | Turnover | Retail | 35.6854 | 0.25426 | 15 | 0.0086082 | 1.4418e-06 | 2.15 | 42.2631 | 15.6076 | 2.15 | 7.2594 | 42.2631 | 2.15 | 19.6573 | 15.6076 | 42.2631 | 0.3693 | 15.6076 | 0.51575
Equipment | LED Linear - Lamp Replacement | Commercial | Turnover | Schools K-12 | 17.0336 | 0.25426 | 15 | 0.0041146 | 0.00094471 | 2.15 | 20.1737 | 7.4639 | 2.15 | 3.4716 | 20.1737 | 2.15 | 9.3831 | 7.4639 | 20.1737 | 0.36998 | 7.4639 | 1.0805
Equipment | LED Linear - Lamp Replacement | Commercial | Turnover | Warehouse | 27.3798 | 0.25426 | 15 | 0.0066138 | 0.0015185 | 2.15 | 32.4271 | 11.9975 | 2.15 | 5.5802 | 32.4271 | 2.15 | 15.0824 | 11.9975 | 32.4271 | 0.36998 | 11.9975 | 0.6722
Equipment | LED Linear - Lamp Replacement | Commercial | New | Assembly | 20.5922 | 0.25426 | 15 | 0.0049742 | 0.0011421 | 2.15 | 24.3882 | 9.0232 | 2.15 | 4.1968 | 24.3882 | 2.15 | 11.3433 | 9.0232 | 24.3882 | 0.36998 | 9.0232 | 0.89377
Equipment | LED Linear - Lamp Replacement | Commercial | New | College and University | 31.5613 | 0.25426 | 15 | 0.0032689 | 0.0031387 | 2.15 | 37.1236 | 12.1695 | 2.15 | 5.6602 | 37.1236 | 2.15 | 17.2668 | 12.1695 | 37.1236 | 0.32781 | 12.1695 | 0.58314
Equipment | LED Linear - Lamp Replacement | Commercial | New | Grocery | 39.695 | 0.25426 | 15 | 0.0095754 | 1.6038e-06 | 2.15 | 47.0118 | 17.3613 | 2.15 | 8.075 | 47.0118 | 2.15 | 21.8659 | 17.3613 | 47.0118 | 0.3693 | 17.3613 | 0.46365
Equipment | LED Linear - Lamp Replacement | Commercial | New | Healthcare | 36.0005 | 0.25426 | 15 | 0.0086962 | 0.0019966 | 2.15 | 42.6369 | 15.7749 | 2.15 | 7.3372 | 42.6369 | 2.15 | 19.8311 | 15.7749 | 42.6369 | 0.36998 | 15.7749 | 0.51123
Equipment | LED Linear - Lamp Replacement | Commercial | New | Hospitals | 48.7023 | 0.25426 | 15 | 0.0050442 | 0.0048434 | 2.15 | 57.2856 | 18.7789 | 2.15 | 8.7344 | 57.2856 | 2.15 | 26.6445 | 18.7789 | 57.2856 | 0.32781 | 18.7789 | 0.3779
Equipment | LED Linear - Lamp Replacement | Commercial | New | Institutional | 23.6208 | 0.25426 | 15 | 0.0057058 | 0.00131 | 2.15 | 27.9752 | 10.3503 | 2.15 | 4.8141 | 27.9752 | 2.15 | 13.0117 | 10.3503 | 27.9752 | 0.36998 | 10.3503 | 0.77917
Equipment | LED Linear - Lamp Replacement | Commercial | New | Lodging/Hospitality | 26.8786 | 0.25426 | 15 | 0.0064838 | 1.086e-06 | 2.15 | 31.833 | 11.7558 | 2.15 | 5.4678 | 31.833 | 2.15 | 14.806 | 11.7558 | 31.833 | 0.3693 | 11.7558 | 0.68473
Equipment | LED Linear - Lamp Replacement | Commercial | New | Miscellaneous | 31.5613 | 0.25426 | 15 | 0.0076239 | 0.0017504 | 2.15 | 37.3794 | 13.8297 | 2.15 | 6.4324 | 37.3794 | 2.15 | 17.3858 | 13.8297 | 37.3794 | 0.36998 | 13.8297 | 0.58314
Equipment | LED Linear - Lamp Replacement | Commercial | New | Offices | 23.2915 | 0.25426 | 15 | 0.0056262 | 0.0012918 | 2.15 | 27.5851 | 10.206 | 2.15 | 4.747 | 27.5851 | 2.15 | 12.8303 | 10.206 | 27.5851 | 0.36998 | 10.206 | 0.79019
Equipment | LED Linear - Lamp Replacement | Commercial | New | Restaurants | 24.0361 | 0.25426 | 15 | 0.0057981 | 9.7112e-07 | 2.15 | 28.4665 | 10.5126 | 2.15 | 4.8896 | 28.4665 | 2.15 | 13.2403 | 10.5126 | 28.4665 | 0.3693 | 10.5126 | 0.76571
Equipment | LED Linear - Lamp Replacement | Commercial | New | Retail | 35.6854 | 0.25426 | 15 | 0.0086082 | 1.4418e-06 | 2.15 | 42.2631 | 15.6076 | 2.15 | 7.2594 | 42.2631 | 2.15 | 19.6573 | 15.6076 | 42.2631 | 0.3693 | 15.6076 | 0.51575
Equipment | LED Linear - Lamp Replacement | Commercial | New | Schools K-12 | 17.0336 | 0.25426 | 15 | 0.0041146 | 0.00094471 | 2.15 | 20.1737 | 7.4639 | 2.15 | 3.4716 | 20.1737 | 2.15 | 9.3831 | 7.4639 | 20.1737 | 0.36998 | 7.4639 | 1.0805
Equipment | LED Linear - Lamp Replacement | Commercial | New | Warehouse | 27.3798 | 0.25426 | 15 | 0.0066138 | 0.0015185 | 2.15 | 32.4271 | 11.9975 | 2.15 | 5.5802 | 32.4271 | 2.15 | 15.0824 | 11.9975 | 32.4271 | 0.36998 | 11.9975 | 0.6722
Equipment | Premium T8 - Fixture Replacement | Commercial | Turnover | Assembly | 30.3706 | 0.125 | 8 | 0.0073619 | 0.0016841 | 20 | 23.6053 | 8.9528 | 20 | 0.44764 | 23.6053 | 20 | 1.1803 | 8.9528 | 23.6053 | 0.37927 | 8.9528 | 5.6372
Equipment | Premium T8 - Fixture Replacement | Commercial | Turnover | College and University | 46.5485 | 0.125 | 8 | 0.0048779 | 0.0045245 | 20 | 35.9326 | 12.0336 | 20 | 0.60168 | 35.9326 | 20 | 1.7966 | 12.0336 | 35.9326 | 0.33489 | 12.0336 | 3.678
Equipment | Premium T8 - Fixture Replacement | Commercial | Turnover | Grocery | 58.5446 | 0.125 | 8 | 0.014277 | 7.8218e-07 | 20 | 45.5067 | 17.256 | 20 | 0.8628 | 45.5067 | 20 | 2.2753 | 17.256 | 45.5067 | 0.3792 | 17.256 | 2.9244
Equipment | Premium T8 - Fixture Replacement | Commercial | Turnover | Healthcare | 53.0957 | 0.125 | 8 | 0.012871 | 0.0029443 | 20 | 41.2683 | 15.6519 | 20 | 0.78259 | 41.2683 | 20 | 2.0634 | 15.6519 | 41.2683 | 0.37927 | 15.6519 | 3.2245
Equipment | Premium T8 - Fixture Replacement | Commercial | Turnover | Hospitals | 71.8291 | 0.125 | 8 | 0.0075271 | 0.0069818 | 20 | 55.4477 | 18.5691 | 20 | 0.92845 | 55.4477 | 20 | 2.7724 | 18.5691 | 55.4477 | 0.33489 | 18.5691 | 2.3835
Equipment | Premium T8 - Fixture Replacement | Commercial | Turnover | Institutional | 34.8374 | 0.125 | 8 | 0.0084447 | 0.0019318 | 20 | 27.0772 | 10.2696 | 20 | 0.51348 | 27.0772 | 20 | 1.3539 | 10.2696 | 27.0772 | 0.37927 | 10.2696 | 4.9144
Equipment | Premium T8 - Fixture Replacement | Commercial | Turnover | Lodging/Hospitality | 39.6422 | 0.125 | 8 | 0.0096676 | 5.2963e-07 | 20 | 30.8139 | 11.6845 | 20 | 0.58423 | 30.8139 | 20 | 1.5407 | 11.6845 | 30.8139 | 0.3792 | 11.6845 | 4.3188
Equipment | Premium T8 - Fixture Replacement | Commercial | Turnover | Miscellaneous | 46.5485 | 0.125 | 8 | 0.011284 | 0.0025813 | 20 | 36.1795 | 13.7219 | 20 | 0.68609 | 36.1795 | 20 | 1.809 | 13.7219 | 36.1795 | 0.37927 | 13.7219 | 3.678
Equipment | Premium T8 - Fixture Replacement | Commercial | Turnover | Offices | 34.3517 | 0.125 | 8 | 0.008327 | 0.0019049 | 20 | 26.6996 | 10.1264 | 20 | 0.50632 | 26.6996 | 20 | 1.335 | 10.1264 | 26.6996 | 0.37927 | 10.1264 | 4.9839
Equipment | Premium T8 - Fixture Replacement | Commercial | Turnover | Restaurants | 35.4499 | 0.125 | 8 | 0.0086452 | 4.7362e-07 | 20 | 27.5552 | 10.4489 | 20 | 0.52244 | 27.5552 | 20 | 1.3778 | 10.4489 | 27.5552 | 0.3792 | 10.4489 | 4.8295
Equipment | Premium T8 - Fixture Replacement | Commercial | Turnover | Retail | 52.631 | 0.125 | 8 | 0.012835 | 7.0317e-07 | 20 | 40.9101 | 15.513 | 20 | 0.77565 | 40.9101 | 20 | 2.0455 | 15.513 | 40.9101 | 0.3792 | 15.513 | 3.2529
Equipment | Premium T8 - Fixture Replacement | Commercial | Turnover | Schools K-12 | 25.1222 | 0.125 | 8 | 0.0060897 | 0.0013931 | 20 | 19.5261 | 7.4057 | 20 | 0.37029 | 19.5261 | 20 | 0.9763 | 7.4057 | 19.5261 | 0.37927 | 7.4057 | 6.8149
Equipment | Premium T8 - Fixture Replacement | Commercial | Turnover | Warehouse | 40.3814 | 0.125 | 8 | 0.0097886 | 0.0022393 | 20 | 31.3862 | 11.9039 | 20 | 0.5952 | 31.3862 | 20 | 1.5693 | 11.9039 | 31.3862 | 0.37927 | 11.9039 | 4.2397
Equipment | Premium T8 - Fixture Replacement | Commercial | New | Assembly | 30.3706 | 0.125 | 8 | 0.0073619 | 0.0016841 | 20 | 23.6053 | 8.9528 | 20 | 0.44764 | 23.6053 | 20 | 1.1803 | 8.9528 | 23.6053 | 0.37927 | 8.9528 | 5.6372
Equipment | Premium T8 - Fixture Replacement | Commercial | New | College and University | 46.5485 | 0.125 | 8 | 0.0048779 | 0.0045245 | 20 | 35.9326 | 12.0336 | 20 | 0.60168 | 35.9326 | 20 | 1.7966 | 12.0336 | 35.9326 | 0.33489 | 12.0336 | 3.678
Equipment | Premium T8 - Fixture Replacement | Commercial | New | Grocery | 58.5446 | 0.125 | 8 | 0.014277 | 7.8218e-07 | 20 | 45.5067 | 17.256 | 20 | 0.8628 | 45.5067 | 20 | 2.2753 | 17.256 | 45.5067 | 0.3792 | 17.256 | 2.9244
Equipment | Premium T8 - Fixture Replacement | Commercial | New | Healthcare | 53.0957 | 0.125 | 8 | 0.012871 | 0.0029443 | 20 | 41.2683 | 15.6519 | 20 | 0.78259 | 41.2683 | 20 | 2.0634 | 15.6519 | 41.2683 | 0.37927 | 15.6519 | 3.2245
Equipment | Premium T8 - Fixture Replacement | Commercial | New | Hospitals | 71.8291 | 0.125 | 8 | 0.0075271 | 0.0069818 | 20 | 55.4477 | 18.5691 | 20 | 0.92845 | 55.4477 | 20 | 2.7724 | 18.5691 | 55.4477 | 0.33489 | 18.5691 | 2.3835
Equipment | Premium T8 - Fixture Replacement | Commercial | New | Institutional | 34.8374 | 0.125 | 8 | 0.0084447 | 0.0019318 | 20 | 27.0772 | 10.2696 | 20 | 0.51348 | 27.0772 | 20 | 1.3539 | 10.2696 | 27.0772 | 0.37927 | 10.2696 | 4.9144
Equipment | Premium T8 - Fixture Replacement | Commercial | New | Lodging/Hospitality | 39.6422 | 0.125 | 8 | 0.0096676 | 5.2963e-07 | 20 | 30.8139 | 11.6845 | 20 | 0.58423 | 30.8139 | 20 | 1.5407 | 11.6845 | 30.8139 | 0.3792 | 11.6845 | 4.3188
Equipment | Premium T8 - Fixture Replacement | Commercial | New | Miscellaneous | 46.5485 | 0.125 | 8 | 0.011284 | 0.0025813 | 20 | 36.1795 | 13.7219 | 20 | 0.68609 | 36.1795 | 20 | 1.809 | 13.7219 | 36.1795 | 0.37927 | 13.7219 | 3.678
Equipment | Premium T8 - Fixture Replacement | Commercial | New | Offices | 34.3517 | 0.125 | 8 | 0.008327 | 0.0019049 | 20 | 26.6996 | 10.1264 | 20 | 0.50632 | 26.6996 | 20 | 1.335 | 10.1264 | 26.6996 | 0.37927 | 10.1264 | 4.9839
Equipment | Premium T8 - Fixture Replacement | Commercial | New | Restaurants | 35.4499 | 0.125 | 8 | 0.0086452 | 4.7362e-07 | 20 | 27.5552 | 10.4489 | 20 | 0.52244 | 27.5552 | 20 | 1.3778 | 10.4489 | 27.5552 | 0.3792 | 10.4489 | 4.8295
Equipment | Premium T8 - Fixture Replacement | Commercial | New | Retail | 52.631 | 0.125 | 8 | 0.012835 | 7.0317e-07 | 20 | 40.9101 | 15.513 | 20 | 0.77565 | 40.9101 | 20 | 2.0455 | 15.513 | 40.9101 | 0.3792 | 15.513 | 3.2529
Equipment | Premium T8 - Fixture Replacement | Commercial | New | Schools K-12 | 25.1222 | 0.125 | 8 | 0.0060897 | 0.0013931 | 20 | 19.5261 | 7.4057 | 20 | 0.37029 | 19.5261 | 20 | 0.9763 | 7.4057 | 19.5261 | 0.37927 | 7.4057 | 6.8149
Equipment | Premium T8 - Fixture Replacement | Commercial | New | Warehouse | 40.3814 | 0.125 | 8 | 0.0097886 | 0.0022393 | 20 | 31.3862 | 11.9039 | 20 | 0.5952 | 31.3862 | 20 | 1.5693 | 11.9039 | 31.3862 | 0.37927 | 11.9039 | 4.2397
Equipment | Premium T8 - Lamp Replacement | Commercial | Turnover | Assembly | 10.1235 | 0.125 | 8 | 0.0024454 | 0.00056146 | 0.44 | 7.8681 | 2.9827 | 0.44 | 6.7788 | 7.8681 | 0.44 | 17.8821 | 2.9827 | 7.8681 | 0.37908 | 2.9827 | 0.37206
Equipment | Premium T8 - Lamp Replacement | Commercial | Turnover | College and University | 15.5162 | 0.125 | 8 | 0.001607 | 0.0015431 | 0.44 | 11.9768 | 4.0128 | 0.44 | 9.1199 | 11.9768 | 0.44 | 27.22 | 4.0128 | 11.9768 | 0.33504 | 4.0128 | 0.24275
Equipment | Premium T8 - Lamp Replacement | Commercial | Turnover | Grocery | 19.5149 | 0.125 | 8 | 0.0047075 | 7.8845e-07 | 0.44 | 15.1669 | 5.7438 | 0.44 | 13.0541 | 15.1669 | 0.44 | 34.4703 | 5.7438 | 15.1669 | 0.3787 | 5.7438 | 0.19301
Equipment | Premium T8 - Lamp Replacement | Commercial | Turnover | Healthcare | 17.6986 | 0.125 | 8 | 0.0042752 | 0.00098159 | 0.44 | 13.7555 | 5.2145 | 0.44 | 11.851 | 13.7555 | 0.44 | 31.2625 | 5.2145 | 13.7555 | 0.37908 | 5.2145 | 0.21282
Equipment | Premium T8 - Lamp Replacement | Commercial | Turnover | Hospitals | 23.943 | 0.125 | 8 | 0.0024798 | 0.0023811 | 0.44 | 18.4814 | 6.1921 | 0.44 | 14.0729 | 18.4814 | 0.44 | 42.0033 | 6.1921 | 18.4814 | 0.33504 | 6.1921 | 0.15731
Equipment | Premium T8 - Lamp Replacement | Commercial | Turnover | Institutional | 11.6125 | 0.125 | 8 | 0.0028051 | 0.00064404 | 0.44 | 9.0253 | 3.4213 | 0.44 | 7.7758 | 9.0253 | 0.44 | 20.5121 | 3.4213 | 9.0253 | 0.37908 | 3.4213 | 0.32435
Equipment | Premium T8 - Lamp Replacement | Commercial | Turnover | Lodging/Hospitality | 13.2141 | 0.125 | 8 | 0.0031876 | 5.3388e-07 | 0.44 | 10.27 | 3.8893 | 0.44 | 8.8393 | 10.27 | 0.44 | 23.3408 | 3.8893 | 10.27 | 0.3787 | 3.8893 | 0.28504
Equipment | Premium T8 - Lamp Replacement | Commercial | Turnover | Miscellaneous | 15.5162 | 0.125 | 8 | 0.003748 | 0.00086055 | 0.44 | 12.0593 | 4.5715 | 0.44 | 10.3897 | 12.0593 | 0.44 | 27.4075 | 4.5715 | 12.0593 | 0.37908 | 4.5715 | 0.24275
Equipment | Premium T8 - Lamp Replacement | Commercial | Turnover | Offices | 11.4506 | 0.125 | 8 | 0.002766 | 0.00063506 | 0.44 | 8.8995 | 3.3736 | 0.44 | 7.6673 | 8.8995 | 0.44 | 20.2261 | 3.3736 | 8.8995 | 0.37908 | 3.3736 | 0.32894
Equipment | Premium T8 - Lamp Replacement | Commercial | Turnover | Restaurants | 11.8166 | 0.125 | 8 | 0.0028505 | 4.7742e-07 | 0.44 | 9.1839 | 3.478 | 0.44 | 7.9045 | 9.1839 | 0.44 | 20.8724 | 3.478 | 9.1839 | 0.3787 | 3.478 | 0.31875
Equipment | Premium T8 - Lamp Replacement | Commercial | Turnover | Retail | 17.5437 | 0.125 | 8 | 0.004232 | 7.0881e-07 | 0.44 | 13.6349 | 5.1636 | 0.44 | 11.7355 | 13.6349 | 0.44 | 30.9884 | 5.1636 | 13.6349 | 0.3787 | 5.1636 | 0.21469
Equipment | Premium T8 - Lamp Replacement | Commercial | Turnover | Schools K-12 | 8.3741 | 0.125 | 8 | 0.0020228 | 0.00046444 | 0.44 | 6.5084 | 2.4672 | 0.44 | 5.6073 | 6.5084 | 0.44 | 14.7919 | 2.4672 | 6.5084 | 0.37908 | 2.4672 | 0.44978
Equipment | Premium T8 - Lamp Replacement | Commercial | Turnover | Warehouse | 13.4605 | 0.125 | 8 | 0.0032515 | 0.00074654 | 0.44 | 10.4616 | 3.9658 | 0.44 | 9.0132 | 10.4616 | 0.44 | 23.7764 | 3.9658 | 10.4616 | 0.37908 | 3.9658 | 0.27982
Equipment | Premium T8 - Lamp Replacement | Commercial | New | Assembly | 10.1235 | 0.125 | 8 | 0.0024454 | 0.00056146 | 0.44 | 7.8681 | 2.9827 | 0.44 | 6.7788 | 7.8681 | 0.44 | 17.8821 | 2.9827 | 7.8681 | 0.37908 | 2.9827 | 0.37206
Equipment | Premium T8 - Lamp Replacement | Commercial | New | College and University | 15.5162 | 0.125 | 8 | 0.001607 | 0.0015431 | 0.44 | 11.9768 | 4.0128 | 0.44 | 9.1199 | 11.9768 | 0.44 | 27.22 | 4.0128 | 11.9768 | 0.33504 | 4.0128 | 0.24275
Equipment | Premium T8 - Lamp Replacement | Commercial | New | Grocery | 19.5149 | 0.125 | 8 | 0.0047075 | 7.8845e-07 | 0.44 | 15.1669 | 5.7438 | 0.44 | 13.0541 | 15.1669 | 0.44 | 34.4703 | 5.7438 | 15.1669 | 0.3787 | 5.7438 | 0.19301
Equipment | Premium T8 - Lamp Replacement | Commercial | New | Healthcare | 17.6986 | 0.125 | 8 | 0.0042752 | 0.00098159 | 0.44 | 13.7555 | 5.2145 | 0.44 | 11.851 | 13.7555 | 0.44 | 31.2625 | 5.2145 | 13.7555 | 0.37908 | 5.2145 | 0.21282
Equipment | Premium T8 - Lamp Replacement | Commercial | New | Hospitals | 23.943 | 0.125 | 8 | 0.0024798 | 0.0023811 | 0.44 | 18.4814 | 6.1921 | 0.44 | 14.0729 | 18.4814 | 0.44 | 42.0033 | 6.1921 | 18.4814 | 0.33504 | 6.1921 | 0.15731
Equipment | Premium T8 - Lamp Replacement | Commercial | New | Institutional | 11.6125 | 0.125 | 8 | 0.0028051 | 0.00064404 | 0.44 | 9.0253 | 3.4213 | 0.44 | 7.7758 | 9.0253 | 0.44 | 20.5121 | 3.4213 | 9.0253 | 0.37908 | 3.4213 | 0.32435
Equipment | Premium T8 - Lamp Replacement | Commercial | New | Lodging/Hospitality | 13.2141 | 0.125 | 8 | 0.0031876 | 5.3388e-07 | 0.44 | 10.27 | 3.8893 | 0.44 | 8.8393 | 10.27 | 0.44 | 23.3408 | 3.8893 | 10.27 | 0.3787 | 3.8893 | 0.28504
Equipment | Premium T8 - Lamp Replacement | Commercial | New | Miscellaneous | 15.5162 | 0.125 | 8 | 0.003748 | 0.00086055 | 0.44 | 12.0593 | 4.5715 | 0.44 | 10.3897 | 12.0593 | 0.44 | 27.4075 | 4.5715 | 12.0593 | 0.37908 | 4.5715 | 0.24275
Equipment | Premium T8 - Lamp Replacement | Commercial | New | Offices | 11.4506 | 0.125 | 8 | 0.002766 | 0.00063506 | 0.44 | 8.8995 | 3.3736 | 0.44 | 7.6673 | 8.8995 | 0.44 | 20.2261 | 3.3736 | 8.8995 | 0.37908 | 3.3736 | 0.32894
Equipment | Premium T8 - Lamp Replacement | Commercial | New | Restaurants | 11.8166 | 0.125 | 8 | 0.0028505 | 4.7742e-07 | 0.44 | 9.1839 | 3.478 | 0.44 | 7.9045 | 9.1839 | 0.44 | 20.8724 | 3.478 | 9.1839 | 0.3787 | 3.478 | 0.31875
Equipment | Premium T8 - Lamp Replacement | Commercial | New | Retail | 17.5437 | 0.125 | 8 | 0.004232 | 7.0881e-07 | 0.44 | 13.6349 | 5.1636 | 0.44 | 11.7355 | 13.6349 | 0.44 | 30.9884 | 5.1636 | 13.6349 | 0.3787 | 5.1636 | 0.21469
Equipment | Premium T8 - Lamp Replacement | Commercial | New | Schools K-12 | 8.3741 | 0.125 | 8 | 0.0020228 | 0.00046444 | 0.44 | 6.5084 | 2.4672 | 0.44 | 5.6073 | 6.5084 | 0.44 | 14.7919 | 2.4672 | 6.5084 | 0.37908 | 2.4672 | 0.44978
Equipment | Premium T8 - Lamp Replacement | Commercial | New | Warehouse | 13.4605 | 0.125 | 8 | 0.0032515 | 0.00074654 | 0.44 | 10.4616 | 3.9658 | 0.44 | 9.0132 | 10.4616 | 0.44 | 23.7764 | 3.9658 | 10.4616 | 0.37908 | 3.9658 | 0.27982
Equipment | Efficient Battery Charger | Commercial | Turnover | Assembly | 1111.206 | 0.13677 | 7 | 0.60888 | 0 | 400 | 791.4261 | 368.9839 | 400 | 0.92246 | 791.4261 | 400 | 1.9786 | 368.9839 | 791.4261 | 0.46623 | 368.9839 | 3.0814
Equipment | Efficient Battery Charger | Commercial | Turnover | College and University | 1111.206 | 0.13677 | 7 | 0.60888 | 0 | 400 | 791.4261 | 368.9839 | 400 | 0.92246 | 791.4261 | 400 | 1.9786 | 368.9839 | 791.4261 | 0.46623 | 368.9839 | 3.0814
Equipment | Efficient Battery Charger | Commercial | Turnover | Grocery | 1111.206 | 0.13677 | 7 | 0.60888 | 0 | 400 | 791.4261 | 368.9839 | 400 | 0.92246 | 791.4261 | 400 | 1.9786 | 368.9839 | 791.4261 | 0.46623 | 368.9839 | 3.0814
Equipment | Efficient Battery Charger | Commercial | Turnover | Healthcare | 1111.206 | 0.13677 | 7 | 0.60888 | 0 | 400 | 791.4261 | 368.9839 | 400 | 0.92246 | 791.4261 | 400 | 1.9786 | 368.9839 | 791.4261 | 0.46623 | 368.9839 | 3.0814
Equipment | Efficient Battery Charger | Commercial | Turnover | Hospitals | 1111.206 | 0.13677 | 7 | 0.60888 | 0 | 400 | 791.4261 | 368.9839 | 400 | 0.92246 | 791.4261 | 400 | 1.9786 | 368.9839 | 791.4261 | 0.46623 | 368.9839 | 3.0814
Equipment | Efficient Battery Charger | Commercial | Turnover | Institutional | 1111.206 | 0.13677 | 7 | 0.60888 | 0 | 400 | 791.4261 | 368.9839 | 400 | 0.92246 | 791.4261 | 400 | 1.9786 | 368.9839 | 791.4261 | 0.46623 | 368.9839 | 3.0814
Equipment | Efficient Battery Charger | Commercial | Turnover | Lodging/Hospitality | 1111.206 | 0.13677 | 7 | 0.60888 | 0 | 400 | 791.4261 | 368.9839 | 400 | 0.92246 | 791.4261 | 400 | 1.9786 | 368.9839 | 791.4261 | 0.46623 | 368.9839 | 3.0814
Equipment | Efficient Battery Charger | Commercial | Turnover | Miscellaneous | 1111.206 | 0.13677 | 7 | 0.60888 | 0 | 400 | 791.4261 | 368.9839 | 400 | 0.92246 | 791.4261 | 400 | 1.9786 | 368.9839 | 791.4261 | 0.46623 | 368.9839 | 3.0814
Equipment | Efficient Battery Charger | Commercial | Turnover | Offices | 1111.206 | 0.13677 | 7 | 0.60888 | 0 | 400 | 791.4261 | 368.9839 | 400 | 0.92246 | 791.4261 | 400 | 1.9786 | 368.9839 | 791.4261 | 0.46623 | 368.9839 | 3.0814
Equipment | Efficient Battery Charger | Commercial | Turnover | Restaurants | 1111.206 | 0.13677 | 7 | 0.60888 | 0 | 400 | 791.4261 | 368.9839 | 400 | 0.92246 | 791.4261 | 400 | 1.9786 | 368.9839 | 791.4261 | 0.46623 | 368.9839 | 3.0814
Equipment | Efficient Battery Charger | Commercial | Turnover | Retail | 1111.206 | 0.13677 | 7 | 0.60888 | 0 | 400 | 791.4261 | 368.9839 | 400 | 0.92246 | 791.4261 | 400 | 1.9786 | 368.9839 | 791.4261 | 0.46623 | 368.9839 | 3.0814
Equipment | Efficient Battery Charger | Commercial | Turnover | Schools K-12 | 1111.206 | 0.13677 | 7 | 0.60888 | 0 | 400 | 791.4261 | 368.9839 | 400 | 0.92246 | 791.4261 | 400 | 1.9786 | 368.9839 | 791.4261 | 0.46623 | 368.9839 | 3.0814
Equipment | Efficient Battery Charger | Commercial | Turnover | Warehouse | 1111.206 | 0.13677 | 7 | 0.60888 | 0 | 400 | 791.4261 | 368.9839 | 400 | 0.92246 | 791.4261 | 400 | 1.9786 | 368.9839 | 791.4261 | 0.46623 | 368.9839 | 3.0814
Equipment | Efficient Battery Charger | Commercial | New | Assembly | 1111.206 | 0.13677 | 7 | 0.60888 | 0 | 400 | 791.4261 | 368.9839 | 400 | 0.92246 | 791.4261 | 400 | 1.9786 | 368.9839 | 791.4261 | 0.46623 | 368.9839 | 3.0814
Equipment | Efficient Battery Charger | Commercial | New | College and University | 1111.206 | 0.13677 | 7 | 0.60888 | 0 | 400 | 791.4261 | 368.9839 | 400 | 0.92246 | 791.4261 | 400 | 1.9786 | 368.9839 | 791.4261 | 0.46623 | 368.9839 | 3.0814
Equipment | Efficient Battery Charger | Commercial | New | Grocery | 1111.206 | 0.13677 | 7 | 0.60888 | 0 | 400 | 791.4261 | 368.9839 | 400 | 0.92246 | 791.4261 | 400 | 1.9786 | 368.9839 | 791.4261 | 0.46623 | 368.9839 | 3.0814
Equipment | Efficient Battery Charger | Commercial | New | Healthcare | 1111.206 | 0.13677 | 7 | 0.60888 | 0 | 400 | 791.4261 | 368.9839 | 400 | 0.92246 | 791.4261 | 400 | 1.9786 | 368.9839 | 791.4261 | 0.46623 | 368.9839 | 3.0814
Equipment | Efficient Battery Charger | Commercial | New | Hospitals | 1111.206 | 0.13677 | 7 | 0.60888 | 0 | 400 | 791.4261 | 368.9839 | 400 | 0.92246 | 791.4261 | 400 | 1.9786 | 368.9839 | 791.4261 | 0.46623 | 368.9839 | 3.0814
Equipment | Efficient Battery Charger | Commercial | New | Institutional | 1111.206 | 0.13677 | 7 | 0.60888 | 0 | 400 | 791.4261 | 368.9839 | 400 | 0.92246 | 791.4261 | 400 | 1.9786 | 368.9839 | 791.4261 | 0.46623 | 368.9839 | 3.0814
Equipment | Efficient Battery Charger | Commercial | New | Lodging/Hospitality | 1111.206 | 0.13677 | 7 | 0.60888 | 0 | 400 | 791.4261 | 368.9839 | 400 | 0.92246 | 791.4261 | 400 | 1.9786 | 368.9839 | 791.4261 | 0.46623 | 368.9839 | 3.0814
Equipment | Efficient Battery Charger | Commercial | New | Miscellaneous | 1111.206 | 0.13677 | 7 | 0.60888 | 0 | 400 | 791.4261 | 368.9839 | 400 | 0.92246 | 791.4261 | 400 | 1.9786 | 368.9839 | 791.4261 | 0.46623 | 368.9839 | 3.0814
Equipment | Efficient Battery Charger | Commercial | New | Offices | 1111.206 | 0.13677 | 7 | 0.60888 | 0 | 400 | 791.4261 | 368.9839 | 400 | 0.92246 | 791.4261 | 400 | 1.9786 | 368.9839 | 791.4261 | 0.46623 | 368.9839 | 3.0814
Equipment | Efficient Battery Charger | Commercial | New | Restaurants | 1111.206 | 0.13677 | 7 | 0.60888 | 0 | 400 | 791.4261 | 368.9839 | 400 | 0.92246 | 791.4261 | 400 | 1.9786 | 368.9839 | 791.4261 | 0.46623 | 368.9839 | 3.0814
Equipment | Efficient Battery Charger | Commercial | New | Retail | 1111.206 | 0.13677 | 7 | 0.60888 | 0 | 400 | 791.4261 | 368.9839 | 400 | 0.92246 | 791.4261 | 400 | 1.9786 | 368.9839 | 791.4261 | 0.46623 | 368.9839 | 3.0814
Equipment | Efficient Battery Charger | Commercial | New | Schools K-12 | 1111.206 | 0.13677 | 7 | 0.60888 | 0 | 400 | 791.4261 | 368.9839 | 400 | 0.92246 | 791.4261 | 400 | 1.9786 | 368.9839 | 791.4261 | 0.46623 | 368.9839 | 3.0814
Equipment | Efficient Battery Charger | Commercial | New | Warehouse | 1111.206 | 0.13677 | 7 | 0.60888 | 0 | 400 | 791.4261 | 368.9839 | 400 | 0.92246 | 791.4261 | 400 | 1.9786 | 368.9839 | 791.4261 | 0.46623 | 368.9839 | 3.0814
Equipment | ENERGY STAR Commercial Clothes Washer | Commercial | Turnover | Assembly | 1060.1591 | 0.27273 | 7 | 0 | 0 | 550 | 734.8594 | 238.6148 | 550 | 0.43385 | 734.8594 | 550 | 1.3361 | 238.6148 | 734.8594 | 0.32471 | 238.6148 | 4.441
Equipment | ENERGY STAR Commercial Clothes Washer | Commercial | Turnover | College and University | 1060.1591 | 0.27273 | 7 | 0.10782 | 0.1241 | 550 | 738.6103 | 248.2059 | 550 | 0.45128 | 738.6103 | 550 | 1.3429 | 248.2059 | 738.6103 | 0.33604 | 248.2059 | 4.441
Equipment | ENERGY STAR Commercial Clothes Washer | Commercial | Turnover | Grocery | 1060.1591 | 0.27273 | 7 | 0.092846 | 0.067168 | 550 | 738.0895 | 255.9233 | 550 | 0.46532 | 738.0895 | 550 | 1.342 | 255.9233 | 738.0895 | 0.34674 | 255.9233 | 4.441
Equipment | ENERGY STAR Commercial Clothes Washer | Commercial | Turnover | Healthcare | 1060.1591 | 0.27273 | 7 | 0.092846 | 0.067168 | 550 | 738.0895 | 255.9233 | 550 | 0.46532 | 738.0895 | 550 | 1.342 | 255.9233 | 738.0895 | 0.34674 | 255.9233 | 4.441
Equipment | ENERGY STAR Commercial Clothes Washer | Commercial | Turnover | Hospitals | 1060.1591 | 0.27273 | 7 | 0.10782 | 0.1241 | 550 | 738.6103 | 248.2059 | 550 | 0.45128 | 738.6103 | 550 | 1.3429 | 248.2059 | 738.6103 | 0.33604 | 248.2059 | 4.441
Equipment | ENERGY STAR Commercial Clothes Washer | Commercial | Turnover | Institutional | 1060.1591 | 0.27273 | 7 | 0 | 0 | 550 | 734.8594 | 238.6148 | 550 | 0.43385 | 734.8594 | 550 | 1.3361 | 238.6148 | 734.8594 | 0.32471 | 238.6148 | 4.441
Equipment | ENERGY STAR Commercial Clothes Washer | Commercial | Turnover | Lodging/Hospitality | 1060.1591 | 0.27273 | 7 | 0.10782 | 0.1241 | 550 | 738.6103 | 248.2059 | 550 | 0.45128 | 738.6103 | 550 | 1.3429 | 248.2059 | 738.6103 | 0.33604 | 248.2059 | 4.441
Equipment | ENERGY STAR Commercial Clothes Washer | Commercial | Turnover | Miscellaneous | 1060.1591 | 0.27273 | 7 | 0 | 0 | 550 | 734.8594 | 238.6148 | 550 | 0.43385 | 734.8594 | 550 | 1.3361 | 238.6148 | 734.8594 | 0.32471 | 238.6148 | 4.441
Equipment | ENERGY STAR Commercial Clothes Washer | Commercial | Turnover | Offices | 1060.1591 | 0.27273 | 7 | 0.092846 | 0.067168 | 550 | 738.0895 | 255.9233 | 550 | 0.46532 | 738.0895 | 550 | 1.342 | 255.9233 | 738.0895 | 0.34674 | 255.9233 | 4.441
Equipment | ENERGY STAR Commercial Clothes Washer | Commercial | Turnover | Restaurants | 1060.1591 | 0.27273 | 7 | 0 | 0 | 550 | 734.8594 | 238.6148 | 550 | 0.43385 | 734.8594 | 550 | 1.3361 | 238.6148 | 734.8594 | 0.32471 | 238.6148 | 4.441
Equipment | ENERGY STAR Commercial Clothes Washer | Commercial | Turnover | Retail | 1060.1591 | 0.27273 | 7 | 0.092846 | 0.067168 | 550 | 738.0895 | 255.9233 | 550 | 0.46532 | 738.0895 | 550 | 1.342 | 255.9233 | 738.0895 | 0.34674 | 255.9233 | 4.441
Equipment | ENERGY STAR Commercial Clothes Washer | Commercial | Turnover | Schools K-12 | 1060.1591 | 0.27273 | 7 | 0.10782 | 0.1241 | 550 | 738.6103 | 248.2059 | 550 | 0.45128 | 738.6103 | 550 | 1.3429 | 248.2059 | 738.6103 | 0.33604 | 248.2059 | 4.441
Equipment | ENERGY STAR Commercial Clothes Washer | Commercial | Turnover | Warehouse | 1060.1591 | 0.27273 | 7 | 0 | 0 | 550 | 734.8594 | 238.6148 | 550 | 0.43385 | 734.8594 | 550 | 1.3361 | 238.6148 | 734.8594 | 0.32471 | 238.6148 | 4.441
Equipment | ENERGY STAR Commercial Clothes Washer | Commercial | New | Assembly | 1060.1591 | 0.27273 | 7 | 0 | 0 | 550 | 734.8594 | 238.6148 | 550 | 0.43385 | 734.8594 | 550 | 1.3361 | 238.6148 | 734.8594 | 0.32471 | 238.6148 | 4.441
Equipment | ENERGY STAR Commercial Clothes Washer | Commercial | New | College and University | 1060.1591 | 0.27273 | 7 | 0.10782 | 0.1241 | 550 | 738.6103 | 248.2059 | 550 | 0.45128 | 738.6103 | 550 | 1.3429 | 248.2059 | 738.6103 | 0.33604 | 248.2059 | 4.441
Equipment | ENERGY STAR Commercial Clothes Washer | Commercial | New | Grocery | 1060.1591 | 0.27273 | 7 | 0.092846 | 0.067168 | 550 | 738.0895 | 255.9233 | 550 | 0.46532 | 738.0895 | 550 | 1.342 | 255.9233 | 738.0895 | 0.34674 | 255.9233 | 4.441
Equipment | ENERGY STAR Commercial Clothes Washer | Commercial | New | Healthcare | 1060.1591 | 0.27273 | 7 | 0.092846 | 0.067168 | 550 | 738.0895 | 255.9233 | 550 | 0.46532 | 738.0895 | 550 | 1.342 | 255.9233 | 738.0895 | 0.34674 | 255.9233 | 4.441
Equipment | ENERGY STAR Commercial Clothes Washer | Commercial | New | Hospitals | 1060.1591 | 0.27273 | 7 | 0.10782 | 0.1241 | 550 | 738.6103 | 248.2059 | 550 | 0.45128 | 738.6103 | 550 | 1.3429 | 248.2059 | 738.6103 | 0.33604 | 248.2059 | 4.441
Equipment | ENERGY STAR Commercial Clothes Washer | Commercial | New | Institutional | 1060.1591 | 0.27273 | 7 | 0 | 0 | 550 | 734.8594 | 238.6148 | 550 | 0.43385 | 734.8594 | 550 | 1.3361 | 238.6148 | 734.8594 | 0.32471 | 238.6148 | 4.441
Equipment | ENERGY STAR Commercial Clothes Washer | Commercial | New | Lodging/Hospitality | 1060.1591 | 0.27273 | 7 | 0.10782 | 0.1241 | 550 | 738.6103 | 248.2059 | 550 | 0.45128 | 738.6103 | 550 | 1.3429 | 248.2059 | 738.6103 | 0.33604 | 248.2059 | 4.441
Equipment | ENERGY STAR Commercial Clothes Washer | Commercial | New | Miscellaneous | 1060.1591 | 0.27273 | 7 | 0 | 0 | 550 | 734.8594 | 238.6148 | 550 | 0.43385 | 734.8594 | 550 | 1.3361 | 238.6148 | 734.8594 | 0.32471 | 238.6148 | 4.441
Equipment | ENERGY STAR Commercial Clothes Washer | Commercial | New | Offices | 1060.1591 | 0.27273 | 7 | 0.092846 | 0.067168 | 550 | 738.0895 | 255.9233 | 550 | 0.46532 | 738.0895 | 550 | 1.342 | 255.9233 | 738.0895 | 0.34674 | 255.9233 | 4.441
Equipment | ENERGY STAR Commercial Clothes Washer | Commercial | New | Restaurants | 1060.1591 | 0.27273 | 7 | 0 | 0 | 550 | 734.8594 | 238.6148 | 550 | 0.43385 | 734.8594 | 550 | 1.3361 | 238.6148 | 734.8594 | 0.32471 | 238.6148 | 4.441
Equipment | ENERGY STAR Commercial Clothes Washer | Commercial | New | Retail | 1060.1591 | 0.27273 | 7 | 0.092846 | 0.067168 | 550 | 738.0895 | 255.9233 | 550 | 0.46532 | 738.0895 | 550 | 1.342 | 255.9233 | 738.0895 | 0.34674 | 255.9233 | 4.441
Equipment | ENERGY STAR Commercial Clothes Washer | Commercial | New | Schools K-12 | 1060.1591 | 0.27273 | 7 | 0.10782 | 0.1241 | 550 | 738.6103 | 248.2059 | 550 | 0.45128 | 738.6103 | 550 | 1.3429 | 248.2059 | 738.6103 | 0.33604 | 248.2059 | 4.441
Equipment | ENERGY STAR Commercial Clothes Washer | Commercial | New | Warehouse | 1060.1591 | 0.27273 | 7 | 0 | 0 | 550 | 734.8594 | 238.6148 | 550 | 0.43385 | 734.8594 | 550 | 1.3361 | 238.6148 | 734.8594 | 0.32471 | 238.6148 | 4.441
Equipment | ENERGY STAR Water Cooler | Commercial | Turnover | Assembly | 547.5 | 0.68493 | 10 | 0.095219 | 0.095219 | 85 | 498.6863 | 179.1618 | 85 | 2.1078 | 498.6863 | 85 | 5.8669 | 179.1618 | 498.6863 | 0.35927 | 179.1618 | 1.329
Equipment | ENERGY STAR Water Cooler | Commercial | Turnover | College and University | 547.5 | 0.68493 | 10 | 0.095219 | 0.095219 | 85 | 498.6863 | 179.1618 | 85 | 2.1078 | 498.6863 | 85 | 5.8669 | 179.1618 | 498.6863 | 0.35927 | 179.1618 | 1.329
Equipment | ENERGY STAR Water Cooler | Commercial | Turnover | Grocery | 547.5 | 0.68493 | 10 | 0.095219 | 0.095219 | 85 | 498.6863 | 179.1618 | 85 | 2.1078 | 498.6863 | 85 | 5.8669 | 179.1618 | 498.6863 | 0.35927 | 179.1618 | 1.329
Equipment | ENERGY STAR Water Cooler | Commercial | Turnover | Healthcare | 547.5 | 0.68493 | 10 | 0.095219 | 0.095219 | 85 | 498.6863 | 179.1618 | 85 | 2.1078 | 498.6863 | 85 | 5.8669 | 179.1618 | 498.6863 | 0.35927 | 179.1618 | 1.329
Equipment | ENERGY STAR Water Cooler | Commercial | Turnover | Hospitals | 547.5 | 0.68493 | 10 | 0.095219 | 0.095219 | 85 | 498.6863 | 179.1618 | 85 | 2.1078 | 498.6863 | 85 | 5.8669 | 179.1618 | 498.6863 | 0.35927 | 179.1618 | 1.329
Equipment | ENERGY STAR Water Cooler | Commercial | Turnover | Institutional | 547.5 | 0.68493 | 10 | 0.095219 | 0.095219 | 85 | 498.6863 | 179.1618 | 85 | 2.1078 | 498.6863 | 85 | 5.8669 | 179.1618 | 498.6863 | 0.35927 | 179.1618 | 1.329
Equipment | ENERGY STAR Water Cooler | Commercial | Turnover | Lodging/Hospitality | 547.5 | 0.68493 | 10 | 0.095219 | 0.095219 | 85 | 498.6863 | 179.1618 | 85 | 2.1078 | 498.6863 | 85 | 5.8669 | 179.1618 | 498.6863 | 0.35927 | 179.1618 | 1.329
Equipment | ENERGY STAR Water Cooler | Commercial | Turnover | Miscellaneous | 547.5 | 0.68493 | 10 | 0.095219 | 0.095219 | 85 | 498.6863 | 179.1618 | 85 | 2.1078 | 498.6863 | 85 | 5.8669 | 179.1618 | 498.6863 | 0.35927 | 179.1618 | 1.329
Equipment | ENERGY STAR Water Cooler | Commercial | Turnover | Offices | 547.5 | 0.68493 | 10 | 0.095219 | 0.095219 | 85 | 498.6863 | 179.1618 | 85 | 2.1078 | 498.6863 | 85 | 5.8669 | 179.1618 | 498.6863 | 0.35927 | 179.1618 | 1.329
Equipment | ENERGY STAR Water Cooler | Commercial | Turnover | Restaurants | 547.5 | 0.68493 | 10 | 0.095219 | 0.095219 | 85 | 498.6863 | 179.1618 | 85 | 2.1078 | 498.6863 | 85 | 5.8669 | 179.1618 | 498.6863 | 0.35927 | 179.1618 | 1.329
Equipment | ENERGY STAR Water Cooler | Commercial | Turnover | Retail | 547.5 | 0.68493 | 10 | 0.095219 | 0.095219 | 85 | 498.6863 | 179.1618 | 85 | 2.1078 | 498.6863 | 85 | 5.8669 | 179.1618 | 498.6863 | 0.35927 | 179.1618 | 1.329
Equipment | ENERGY STAR Water Cooler | Commercial | Turnover | Schools K-12 | 547.5 | 0.68493 | 10 | 0.095219 | 0.095219 | 85 | 498.6863 | 179.1618 | 85 | 2.1078 | 498.6863 | 85 | 5.8669 | 179.1618 | 498.6863 | 0.35927 | 179.1618 | 1.329
Equipment | ENERGY STAR Water Cooler | Commercial | Turnover | Warehouse | 547.5 | 0.68493 | 10 | 0.095219 | 0.095219 | 85 | 498.6863 | 179.1618 | 85 | 2.1078 | 498.6863 | 85 | 5.8669 | 179.1618 | 498.6863 | 0.35927 | 179.1618 | 1.329
Equipment | ENERGY STAR Water Cooler | Commercial | New | Assembly | 547.5 | 0.68493 | 10 | 0.095219 | 0.095219 | 85 | 498.6863 | 179.1618 | 85 | 2.1078 | 498.6863 | 85 | 5.8669 | 179.1618 | 498.6863 | 0.35927 | 179.1618 | 1.329
Equipment | ENERGY STAR Water Cooler | Commercial | New | College and University | 547.5 | 0.68493 | 10 | 0.095219 | 0.095219 | 85 | 498.6863 | 179.1618 | 85 | 2.1078 | 498.6863 | 85 | 5.8669 | 179.1618 | 498.6863 | 0.35927 | 179.1618 | 1.329
Equipment | ENERGY STAR Water Cooler | Commercial | New | Grocery | 547.5 | 0.68493 | 10 | 0.095219 | 0.095219 | 85 | 498.6863 | 179.1618 | 85 | 2.1078 | 498.6863 | 85 | 5.8669 | 179.1618 | 498.6863 | 0.35927 | 179.1618 | 1.329
Equipment | ENERGY STAR Water Cooler | Commercial | New | Healthcare | 547.5 | 0.68493 | 10 | 0.095219 | 0.095219 | 85 | 498.6863 | 179.1618 | 85 | 2.1078 | 498.6863 | 85 | 5.8669 | 179.1618 | 498.6863 | 0.35927 | 179.1618 | 1.329
Equipment | ENERGY STAR Water Cooler | Commercial | New | Hospitals | 547.5 | 0.68493 | 10 | 0.095219 | 0.095219 | 85 | 498.6863 | 179.1618 | 85 | 2.1078 | 498.6863 | 85 | 5.8669 | 179.1618 | 498.6863 | 0.35927 | 179.1618 | 1.329
Equipment | ENERGY STAR Water Cooler | Commercial | New | Institutional | 547.5 | 0.68493 | 10 | 0.095219 | 0.095219 | 85 | 498.6863 | 179.1618 | 85 | 2.1078 | 498.6863 | 85 | 5.8669 | 179.1618 | 498.6863 | 0.35927 | 179.1618 | 1.329
Equipment | ENERGY STAR Water Cooler | Commercial | New | Lodging/Hospitality | 547.5 | 0.68493 | 10 | 0.095219 | 0.095219 | 85 | 498.6863 | 179.1618 | 85 | 2.1078 | 498.6863 | 85 | 5.8669 | 179.1618 | 498.6863 | 0.35927 | 179.1618 | 1.329
Equipment | ENERGY STAR Water Cooler | Commercial | New | Miscellaneous | 547.5 | 0.68493 | 10 | 0.095219 | 0.095219 | 85 | 498.6863 | 179.1618 | 85 | 2.1078 | 498.6863 | 85 | 5.8669 | 179.1618 | 498.6863 | 0.35927 | 179.1618 | 1.329
Equipment | ENERGY STAR Water Cooler | Commercial | New | Offices | 547.5 | 0.68493 | 10 | 0.095219 | 0.095219 | 85 | 498.6863 | 179.1618 | 85 | 2.1078 | 498.6863 | 85 | 5.8669 | 179.1618 | 498.6863 | 0.35927 | 179.1618 | 1.329
Equipment | ENERGY STAR Water Cooler | Commercial | New | Restaurants | 547.5 | 0.68493 | 10 | 0.095219 | 0.095219 | 85 | 498.6863 | 179.1618 | 85 | 2.1078 | 498.6863 | 85 | 5.8669 | 179.1618 | 498.6863 | 0.35927 | 179.1618 | 1.329
Equipment | ENERGY STAR Water Cooler | Commercial | New | Retail | 547.5 | 0.68493 | 10 | 0.095219 | 0.095219 | 85 | 498.6863 | 179.1618 | 85 | 2.1078 | 498.6863 | 85 | 5.8669 | 179.1618 | 498.6863 | 0.35927 | 179.1618 | 1.329
Equipment | ENERGY STAR Water Cooler | Commercial | New | Schools K-12 | 547.5 | 0.68493 | 10 | 0.095219 | 0.095219 | 85 | 498.6863 | 179.1618 | 85 | 2.1078 | 498.6863 | 85 | 5.8669 | 179.1618 | 498.6863 | 0.35927 | 179.1618 | 1.329
Equipment | ENERGY STAR Water Cooler | Commercial | New | Warehouse | 547.5 | 0.68493 | 10 | 0.095219 | 0.095219 | 85 | 498.6863 | 179.1618 | 85 | 2.1078 | 498.6863 | 85 | 5.8669 | 179.1618 | 498.6863 | 0.35927 | 179.1618 | 1.329
Equipment | Heat Pump Pool Heater | Commercial | Turnover | Assembly | 9411.7647 | 0.8 | 15 | 0 | 0.34381 | 906.95 | 11013.2346 | 3915.467 | 906.95 | 4.3172 | 11013.2346 | 906.95 | 12.1432 | 3915.467 | 11013.2346 | 0.35552 | 3915.467 | 0.8249
Equipment | Heat Pump Pool Heater | Commercial | Turnover | College and University | 9411.7647 | 0.8 | 15 | 0 | 0.34381 | 906.95 | 11013.2346 | 3915.467 | 906.95 | 4.3172 | 11013.2346 | 906.95 | 12.1432 | 3915.467 | 11013.2346 | 0.35552 | 3915.467 | 0.8249
Equipment | Heat Pump Pool Heater | Commercial | Turnover | Grocery | 9411.7647 | 0.8 | 15 | 0 | 0.34381 | 906.95 | 11013.2346 | 3915.467 | 906.95 | 4.3172 | 11013.2346 | 906.95 | 12.1432 | 3915.467 | 11013.2346 | 0.35552 | 3915.467 | 0.8249
Equipment | Heat Pump Pool Heater | Commercial | Turnover | Healthcare | 9411.7647 | 0.8 | 15 | 0 | 0.34381 | 906.95 | 11013.2346 | 3915.467 | 906.95 | 4.3172 | 11013.2346 | 906.95 | 12.1432 | 3915.467 | 11013.2346 | 0.35552 | 3915.467 | 0.8249
Equipment | Heat Pump Pool Heater | Commercial | Turnover | Hospitals | 9411.7647 | 0.8 | 15 | 0 | 0.34381 | 906.95 | 11013.2346 | 3915.467 | 906.95 | 4.3172 | 11013.2346 | 906.95 | 12.1432 | 3915.467 | 11013.2346 | 0.35552 | 3915.467 | 0.8249
Equipment | Heat Pump Pool Heater | Commercial | Turnover | Institutional | 9411.7647 | 0.8 | 15 | 0 | 0.34381 | 906.95 | 11013.2346 | 3915.467 | 906.95 | 4.3172 | 11013.2346 | 906.95 | 12.1432 | 3915.467 | 11013.2346 | 0.35552 | 3915.467 | 0.8249
Equipment | Heat Pump Pool Heater | Commercial | Turnover | Lodging/Hospitality | 9411.7647 | 0.8 | 15 | 0 | 0.34381 | 906.95 | 11013.2346 | 3915.467 | 906.95 | 4.3172 | 11013.2346 | 906.95 | 12.1432 | 3915.467 | 11013.2346 | 0.35552 | 3915.467 | 0.8249
Equipment | Heat Pump Pool Heater | Commercial | Turnover | Miscellaneous | 9411.7647 | 0.8 | 15 | 0 | 0.34381 | 906.95 | 11013.2346 | 3915.467 | 906.95 | 4.3172 | 11013.2346 | 906.95 | 12.1432 | 3915.467 | 11013.2346 | 0.35552 | 3915.467 | 0.8249
Equipment | Heat Pump Pool Heater | Commercial | Turnover | Offices | 9411.7647 | 0.8 | 15 | 0 | 0.34381 | 906.95 | 11013.2346 | 3915.467 | 906.95 | 4.3172 | 11013.2346 | 906.95 | 12.1432 | 3915.467 | 11013.2346 | 0.35552 | 3915.467 | 0.8249
Equipment | Heat Pump Pool Heater | Commercial | Turnover | Restaurants | 9411.7647 | 0.8 | 15 | 0 | 0.34381 | 906.95 | 11013.2346 | 3915.467 | 906.95 | 4.3172 | 11013.2346 | 906.95 | 12.1432 | 3915.467 | 11013.2346 | 0.35552 | 3915.467 | 0.8249
Equipment | Heat Pump Pool Heater | Commercial | Turnover | Retail | 9411.7647 | 0.8 | 15 | 0 | 0.34381 | 906.95 | 11013.2346 | 3915.467 | 906.95 | 4.3172 | 11013.2346 | 906.95 | 12.1432 | 3915.467 | 11013.2346 | 0.35552 | 3915.467 | 0.8249
Equipment | Heat Pump Pool Heater | Commercial | Turnover | Schools K-12 | 9411.7647 | 0.8 | 15 | 0 | 0.34381 | 906.95 | 11013.2346 | 3915.467 | 906.95 | 4.3172 | 11013.2346 | 906.95 | 12.1432 | 3915.467 | 11013.2346 | 0.35552 | 3915.467 | 0.8249
Equipment | Heat Pump Pool Heater | Commercial | Turnover | Warehouse | 9411.7647 | 0.8 | 15 | 0 | 0.34381 | 906.95 | 11013.2346 | 3915.467 | 906.95 | 4.3172 | 11013.2346 | 906.95 | 12.1432 | 3915.467 | 11013.2346 | 0.35552 | 3915.467 | 0.8249
Equipment | Heat Pump Pool Heater | Commercial | New | Assembly | 9411.7647 | 0.8 | 15 | 0 | 0.34381 | 906.95 | 11013.2346 | 3915.467 | 906.95 | 4.3172 | 11013.2346 | 906.95 | 12.1432 | 3915.467 | 11013.2346 | 0.35552 | 3915.467 | 0.8249
Equipment | Heat Pump Pool Heater | Commercial | New | College and University | 9411.7647 | 0.8 | 15 | 0 | 0.34381 | 906.95 | 11013.2346 | 3915.467 | 906.95 | 4.3172 | 11013.2346 | 906.95 | 12.1432 | 3915.467 | 11013.2346 | 0.35552 | 3915.467 | 0.8249
Equipment | Heat Pump Pool Heater | Commercial | New | Grocery | 9411.7647 | 0.8 | 15 | 0 | 0.34381 | 906.95 | 11013.2346 | 3915.467 | 906.95 | 4.3172 | 11013.2346 | 906.95 | 12.1432 | 3915.467 | 11013.2346 | 0.35552 | 3915.467 | 0.8249
Equipment | Heat Pump Pool Heater | Commercial | New | Healthcare | 9411.7647 | 0.8 | 15 | 0 | 0.34381 | 906.95 | 11013.2346 | 3915.467 | 906.95 | 4.3172 | 11013.2346 | 906.95 | 12.1432 | 3915.467 | 11013.2346 | 0.35552 | 3915.467 | 0.8249
Equipment | Heat Pump Pool Heater | Commercial | New | Hospitals | 9411.7647 | 0.8 | 15 | 0 | 0.34381 | 906.95 | 11013.2346 | 3915.467 | 906.95 | 4.3172 | 11013.2346 | 906.95 | 12.1432 | 3915.467 | 11013.2346 | 0.35552 | 3915.467 | 0.8249
Equipment | Heat Pump Pool Heater | Commercial | New | Institutional | 9411.7647 | 0.8 | 15 | 0 | 0.34381 | 906.95 | 11013.2346 | 3915.467 | 906.95 | 4.3172 | 11013.2346 | 906.95 | 12.1432 | 3915.467 | 11013.2346 | 0.35552 | 3915.467 | 0.8249
Equipment | Heat Pump Pool Heater | Commercial | New | Lodging/Hospitality | 9411.7647 | 0.8 | 15 | 0 | 0.34381 | 906.95 | 11013.2346 | 3915.467 | 906.95 | 4.3172 | 11013.2346 | 906.95 | 12.1432 | 3915.467 | 11013.2346 | 0.35552 | 3915.467 | 0.8249
Equipment | Heat Pump Pool Heater | Commercial | New | Miscellaneous | 9411.7647 | 0.8 | 15 | 0 | 0.34381 | 906.95 | 11013.2346 | 3915.467 | 906.95 | 4.3172 | 11013.2346 | 906.95 | 12.1432 | 3915.467 | 11013.2346 | 0.35552 | 3915.467 | 0.8249
Equipment | Heat Pump Pool Heater | Commercial | New | Offices | 9411.7647 | 0.8 | 15 | 0 | 0.34381 | 906.95 | 11013.2346 | 3915.467 | 906.95 | 4.3172 | 11013.2346 | 906.95 | 12.1432 | 3915.467 | 11013.2346 | 0.35552 | 3915.467 | 0.8249
Equipment | Heat Pump Pool Heater | Commercial | New | Restaurants | 9411.7647 | 0.8 | 15 | 0 | 0.34381 | 906.95 | 11013.2346 | 3915.467 | 906.95 | 4.3172 | 11013.2346 | 906.95 | 12.1432 | 3915.467 | 11013.2346 | 0.35552 | 3915.467 | 0.8249
Equipment | Heat Pump Pool Heater | Commercial | New | Retail | 9411.7647 | 0.8 | 15 | 0 | 0.34381 | 906.95 | 11013.2346 | 3915.467 | 906.95 | 4.3172 | 11013.2346 | 906.95 | 12.1432 | 3915.467 | 11013.2346 | 0.35552 | 3915.467 | 0.8249
Equipment | Heat Pump Pool Heater | Commercial | New | Schools K-12 | 9411.7647 | 0.8 | 15 | 0 | 0.34381 | 906.95 | 11013.2346 | 3915.467 | 906.95 | 4.3172 | 11013.2346 | 906.95 | 12.1432 | 3915.467 | 11013.2346 | 0.35552 | 3915.467 | 0.8249
Equipment | Heat Pump Pool Heater | Commercial | New | Warehouse | 9411.7647 | 0.8 | 15 | 0 | 0.34381 | 906.95 | 11013.2346 | 3915.467 | 906.95 | 4.3172 | 11013.2346 | 906.95 | 12.1432 | 3915.467 | 11013.2346 | 0.35552 | 3915.467 | 0.8249
Equipment | Solar Pool Heater | Commercial | Turnover | Assembly | 10130.719 | 0.86111 | 15 | 0 | 0.37007 | 3477 | 11854.5234 | 4214.5651 | 3477 | 1.2121 | 11854.5234 | 3477 | 3.4094 | 4214.5651 | 11854.5234 | 0.35552 | 4214.5651 | 2.938
Equipment | Solar Pool Heater | Commercial | Turnover | College and University | 10130.719 | 0.86111 | 15 | 0 | 0.37007 | 3477 | 11854.5234 | 4214.5651 | 3477 | 1.2121 | 11854.5234 | 3477 | 3.4094 | 4214.5651 | 11854.5234 | 0.35552 | 4214.5651 | 2.938
Equipment | Solar Pool Heater | Commercial | Turnover | Grocery | 10130.719 | 0.86111 | 15 | 0 | 0.37007 | 3477 | 11854.5234 | 4214.5651 | 3477 | 1.2121 | 11854.5234 | 3477 | 3.4094 | 4214.5651 | 11854.5234 | 0.35552 | 4214.5651 | 2.938
Equipment | Solar Pool Heater | Commercial | Turnover | Healthcare | 10130.719 | 0.86111 | 15 | 0 | 0.37007 | 3477 | 11854.5234 | 4214.5651 | 3477 | 1.2121 | 11854.5234 | 3477 | 3.4094 | 4214.5651 | 11854.5234 | 0.35552 | 4214.5651 | 2.938
Equipment | Solar Pool Heater | Commercial | Turnover | Hospitals | 10130.719 | 0.86111 | 15 | 0 | 0.37007 | 3477 | 11854.5234 | 4214.5651 | 3477 | 1.2121 | 11854.5234 | 3477 | 3.4094 | 4214.5651 | 11854.5234 | 0.35552 | 4214.5651 | 2.938
Equipment | Solar Pool Heater | Commercial | Turnover | Institutional | 10130.719 | 0.86111 | 15 | 0 | 0.37007 | 3477 | 11854.5234 | 4214.5651 | 3477 | 1.2121 | 11854.5234 | 3477 | 3.4094 | 4214.5651 | 11854.5234 | 0.35552 | 4214.5651 | 2.938
Equipment | Solar Pool Heater | Commercial | Turnover | Lodging/Hospitality | 10130.719 | 0.86111 | 15 | 0 | 0.37007 | 3477 | 11854.5234 | 4214.5651 | 3477 | 1.2121 | 11854.5234 | 3477 | 3.4094 | 4214.5651 | 11854.5234 | 0.35552 | 4214.5651 | 2.938
Equipment | Solar Pool Heater | Commercial | Turnover | Miscellaneous | 10130.719 | 0.86111 | 15 | 0 | 0.37007 | 3477 | 11854.5234 | 4214.5651 | 3477 | 1.2121 | 11854.5234 | 3477 | 3.4094 | 4214.5651 | 11854.5234 | 0.35552 | 4214.5651 | 2.938
Equipment | Solar Pool Heater | Commercial | Turnover | Offices | 10130.719 | 0.86111 | 15 | 0 | 0.37007 | 3477 | 11854.5234 | 4214.5651 | 3477 | 1.2121 | 11854.5234 | 3477 | 3.4094 | 4214.5651 | 11854.5234 | 0.35552 | 4214.5651 | 2.938
Equipment | Solar Pool Heater | Commercial | Turnover | Restaurants | 10130.719 | 0.86111 | 15 | 0 | 0.37007 | 3477 | 11854.5234 | 4214.5651 | 3477 | 1.2121 | 11854.5234 | 3477 | 3.4094 | 4214.5651 | 11854.5234 | 0.35552 | 4214.5651 | 2.938
Equipment | Solar Pool Heater | Commercial | Turnover | Retail | 10130.719 | 0.86111 | 15 | 0 | 0.37007 | 3477 | 11854.5234 | 4214.5651 | 3477 | 1.2121 | 11854.5234 | 3477 | 3.4094 | 4214.5651 | 11854.5234 | 0.35552 | 4214.5651 | 2.938
Equipment | Solar Pool Heater | Commercial | Turnover | Schools K-12 | 10130.719 | 0.86111 | 15 | 0 | 0.37007 | 3477 | 11854.5234 | 4214.5651 | 3477 | 1.2121 | 11854.5234 | 3477 | 3.4094 | 4214.5651 | 11854.5234 | 0.35552 | 4214.5651 | 2.938
Equipment | Solar Pool Heater | Commercial | Turnover | Warehouse | 10130.719 | 0.86111 | 15 | 0 | 0.37007 | 3477 | 11854.5234 | 4214.5651 | 3477 | 1.2121 | 11854.5234 | 3477 | 3.4094 | 4214.5651 | 11854.5234 | 0.35552 | 4214.5651 | 2.938
Equipment | Solar Pool Heater | Commercial | New | Assembly | 10130.719 | 0.86111 | 15 | 0 | 0.37007 | 3477 | 11854.5234 | 4214.5651 | 3477 | 1.2121 | 11854.5234 | 3477 | 3.4094 | 4214.5651 | 11854.5234 | 0.35552 | 4214.5651 | 2.938
Equipment | Solar Pool Heater | Commercial | New | College and University | 10130.719 | 0.86111 | 15 | 0 | 0.37007 | 3477 | 11854.5234 | 4214.5651 | 3477 | 1.2121 | 11854.5234 | 3477 | 3.4094 | 4214.5651 | 11854.5234 | 0.35552 | 4214.5651 | 2.938
Equipment | Solar Pool Heater | Commercial | New | Grocery | 10130.719 | 0.86111 | 15 | 0 | 0.37007 | 3477 | 11854.5234 | 4214.5651 | 3477 | 1.2121 | 11854.5234 | 3477 | 3.4094 | 4214.5651 | 11854.5234 | 0.35552 | 4214.5651 | 2.938
Equipment | Solar Pool Heater | Commercial | New | Healthcare | 10130.719 | 0.86111 | 15 | 0 | 0.37007 | 3477 | 11854.5234 | 4214.5651 | 3477 | 1.2121 | 11854.5234 | 3477 | 3.4094 | 4214.5651 | 11854.5234 | 0.35552 | 4214.5651 | 2.938
Equipment | Solar Pool Heater | Commercial | New | Hospitals | 10130.719 | 0.86111 | 15 | 0 | 0.37007 | 3477 | 11854.5234 | 4214.5651 | 3477 | 1.2121 | 11854.5234 | 3477 | 3.4094 | 4214.5651 | 11854.5234 | 0.35552 | 4214.5651 | 2.938
Equipment | Solar Pool Heater | Commercial | New | Institutional | 10130.719 | 0.86111 | 15 | 0 | 0.37007 | 3477 | 11854.5234 | 4214.5651 | 3477 | 1.2121 | 11854.5234 | 3477 | 3.4094 | 4214.5651 | 11854.5234 | 0.35552 | 4214.5651 | 2.938
Equipment | Solar Pool Heater | Commercial | New | Lodging/Hospitality | 10130.719 | 0.86111 | 15 | 0 | 0.37007 | 3477 | 11854.5234 | 4214.5651 | 3477 | 1.2121 | 11854.5234 | 3477 | 3.4094 | 4214.5651 | 11854.5234 | 0.35552 | 4214.5651 | 2.938
Equipment | Solar Pool Heater | Commercial | New | Miscellaneous | 10130.719 | 0.86111 | 15 | 0 | 0.37007 | 3477 | 11854.5234 | 4214.5651 | 3477 | 1.2121 | 11854.5234 | 3477 | 3.4094 | 4214.5651 | 11854.5234 | 0.35552 | 4214.5651 | 2.938
Equipment | Solar Pool Heater | Commercial | New | Offices | 10130.719 | 0.86111 | 15 | 0 | 0.37007 | 3477 | 11854.5234 | 4214.5651 | 3477 | 1.2121 | 11854.5234 | 3477 | 3.4094 | 4214.5651 | 11854.5234 | 0.35552 | 4214.5651 | 2.938
Equipment | Solar Pool Heater | Commercial | New | Restaurants | 10130.719 | 0.86111 | 15 | 0 | 0.37007 | 3477 | 11854.5234 | 4214.5651 | 3477 | 1.2121 | 11854.5234 | 3477 | 3.4094 | 4214.5651 | 11854.5234 | 0.35552 | 4214.5651 | 2.938
Equipment | Solar Pool Heater | Commercial | New | Retail | 10130.719 | 0.86111 | 15 | 0 | 0.37007 | 3477 | 11854.5234 | 4214.5651 | 3477 | 1.2121 | 11854.5234 | 3477 | 3.4094 | 4214.5651 | 11854.5234 | 0.35552 | 4214.5651 | 2.938
Equipment | Solar Pool Heater | Commercial | New | Schools K-12 | 10130.719 | 0.86111 | 15 | 0 | 0.37007 | 3477 | 11854.5234 | 4214.5651 | 3477 | 1.2121 | 11854.5234 | 3477 | 3.4094 | 4214.5651 | 11854.5234 | 0.35552 | 4214.5651 | 2.938
Equipment | Solar Pool Heater | Commercial | New | Warehouse | 10130.719 | 0.86111 | 15 | 0 | 0.37007 | 3477 | 11854.5234 | 4214.5651 | 3477 | 1.2121 | 11854.5234 | 3477 | 3.4094 | 4214.5651 | 11854.5234 | 0.35552 | 4214.5651 | 2.938
Equipment | Solar Powered Pool Pump | Commercial | Turnover | Assembly | 4065.1875 | 0.81 | 10 | 0.9567 | 0.1485 | 2259.01 | 3714.0624 | 1308.0898 | 2259.01 | 0.57905 | 3714.0624 | 2259.01 | 1.6441 | 1308.0898 | 3714.0624 | 0.3522 | 1308.0898 | 4.7569
Equipment | Solar Powered Pool Pump | Commercial | Turnover | College and University | 4065.1875 | 0.81 | 10 | 0.9567 | 0.1485 | 2259.01 | 3714.0624 | 1308.0898 | 2259.01 | 0.57905 | 3714.0624 | 2259.01 | 1.6441 | 1308.0898 | 3714.0624 | 0.3522 | 1308.0898 | 4.7569
Equipment | Solar Powered Pool Pump | Commercial | Turnover | Grocery | 4065.1875 | 0.81 | 10 | 0.9567 | 0.1485 | 2259.01 | 3714.0624 | 1308.0898 | 2259.01 | 0.57905 | 3714.0624 | 2259.01 | 1.6441 | 1308.0898 | 3714.0624 | 0.3522 | 1308.0898 | 4.7569
Equipment | Solar Powered Pool Pump | Commercial | Turnover | Healthcare | 4065.1875 | 0.81 | 10 | 0.9567 | 0.1485 | 2259.01 | 3714.0624 | 1308.0898 | 2259.01 | 0.57905 | 3714.0624 | 2259.01 | 1.6441 | 1308.0898 | 3714.0624 | 0.3522 | 1308.0898 | 4.7569
Equipment | Solar Powered Pool Pump | Commercial | Turnover | Hospitals | 4065.1875 | 0.81 | 10 | 0.9567 | 0.1485 | 2259.01 | 3714.0624 | 1308.0898 | 2259.01 | 0.57905 | 3714.0624 | 2259.01 | 1.6441 | 1308.0898 | 3714.0624 | 0.3522 | 1308.0898 | 4.7569
Equipment | Solar Powered Pool Pump | Commercial | Turnover | Institutional | 4065.1875 | 0.81 | 10 | 0.9567 | 0.1485 | 2259.01 | 3714.0624 | 1308.0898 | 2259.01 | 0.57905 | 3714.0624 | 2259.01 | 1.6441 | 1308.0898 | 3714.0624 | 0.3522 | 1308.0898 | 4.7569
Equipment | Solar Powered Pool Pump | Commercial | Turnover | Lodging/Hospitality | 4065.1875 | 0.81 | 10 | 0.9567 | 0.1485 | 2259.01 | 3714.0624 | 1308.0898 | 2259.01 | 0.57905 | 3714.0624 | 2259.01 | 1.6441 | 1308.0898 | 3714.0624 | 0.3522 | 1308.0898 | 4.7569
Equipment | Solar Powered Pool Pump | Commercial | Turnover | Miscellaneous | 4065.1875 | 0.81 | 10 | 0.9567 | 0.1485 | 2259.01 | 3714.0624 | 1308.0898 | 2259.01 | 0.57905 | 3714.0624 | 2259.01 | 1.6441 | 1308.0898 | 3714.0624 | 0.3522 | 1308.0898 | 4.7569
Equipment | Solar Powered Pool Pump | Commercial | Turnover | Offices | 4065.1875 | 0.81 | 10 | 0.9567 | 0.1485 | 2259.01 | 3714.0624 | 1308.0898 | 2259.01 | 0.57905 | 3714.0624 | 2259.01 | 1.6441 | 1308.0898 | 3714.0624 | 0.3522 | 1308.0898 | 4.7569
Equipment | Solar Powered Pool Pump | Commercial | Turnover | Restaurants | 4065.1875 | 0.81 | 10 | 0.9567 | 0.1485 | 2259.01 | 3714.0624 | 1308.0898 | 2259.01 | 0.57905 | 3714.0624 | 2259.01 | 1.6441 | 1308.0898 | 3714.0624 | 0.3522 | 1308.0898 | 4.7569
Equipment | Solar Powered Pool Pump | Commercial | Turnover | Retail | 4065.1875 | 0.81 | 10 | 0.9567 | 0.1485 | 2259.01 | 3714.0624 | 1308.0898 | 2259.01 | 0.57905 | 3714.0624 | 2259.01 | 1.6441 | 1308.0898 | 3714.0624 | 0.3522 | 1308.0898 | 4.7569
Equipment | Solar Powered Pool Pump | Commercial | Turnover | Schools K-12 | 4065.1875 | 0.81 | 10 | 0.9567 | 0.1485 | 2259.01 | 3714.0624 | 1308.0898 | 2259.01 | 0.57905 | 3714.0624 | 2259.01 | 1.6441 | 1308.0898 | 3714.0624 | 0.3522 | 1308.0898 | 4.7569
Equipment | Solar Powered Pool Pump | Commercial | New | Assembly | 4065.1875 | 0.81 | 10 | 0.9567 | 0.1485 | 2259.01 | 3714.0624 | 1308.0898 | 2259.01 | 0.57905 | 3714.0624 | 2259.01 | 1.6441 | 1308.0898 | 3714.0624 | 0.3522 | 1308.0898 | 4.7569
Equipment | Solar Powered Pool Pump | Commercial | New | College and University | 4065.1875 | 0.81 | 10 | 0.9567 | 0.1485 | 2259.01 | 3714.0624 | 1308.0898 | 2259.01 | 0.57905 | 3714.0624 | 2259.01 | 1.6441 | 1308.0898 | 3714.0624 | 0.3522 | 1308.0898 | 4.7569
Equipment | Solar Powered Pool Pump | Commercial | New | Grocery | 4065.1875 | 0.81 | 10 | 0.9567 | 0.1485 | 2259.01 | 3714.0624 | 1308.0898 | 2259.01 | 0.57905 | 3714.0624 | 2259.01 | 1.6441 | 1308.0898 | 3714.0624 | 0.3522 | 1308.0898 | 4.7569
Equipment | Solar Powered Pool Pump | Commercial | New | Healthcare | 4065.1875 | 0.81 | 10 | 0.9567 | 0.1485 | 2259.01 | 3714.0624 | 1308.0898 | 2259.01 | 0.57905 | 3714.0624 | 2259.01 | 1.6441 | 1308.0898 | 3714.0624 | 0.3522 | 1308.0898 | 4.7569
Equipment | Solar Powered Pool Pump | Commercial | New | Hospitals | 4065.1875 | 0.81 | 10 | 0.9567 | 0.1485 | 2259.01 | 3714.0624 | 1308.0898 | 2259.01 | 0.57905 | 3714.0624 | 2259.01 | 1.6441 | 1308.0898 | 3714.0624 | 0.3522 | 1308.0898 | 4.7569
Equipment | Solar Powered Pool Pump | Commercial | New | Institutional | 4065.1875 | 0.81 | 10 | 0.9567 | 0.1485 | 2259.01 | 3714.0624 | 1308.0898 | 2259.01 | 0.57905 | 3714.0624 | 2259.01 | 1.6441 | 1308.0898 | 3714.0624 | 0.3522 | 1308.0898 | 4.7569
Equipment | Solar Powered Pool Pump | Commercial | New | Lodging/Hospitality | 4065.1875 | 0.81 | 10 | 0.9567 | 0.1485 | 2259.01 | 3714.0624 | 1308.0898 | 2259.01 | 0.57905 | 3714.0624 | 2259.01 | 1.6441 | 1308.0898 | 3714.0624 | 0.3522 | 1308.0898 | 4.7569
Equipment | Solar Powered Pool Pump | Commercial | New | Miscellaneous | 4065.1875 | 0.81 | 10 | 0.9567 | 0.1485 | 2259.01 | 3714.0624 | 1308.0898 | 2259.01 | 0.57905 | 3714.0624 | 2259.01 | 1.6441 | 1308.0898 | 3714.0624 | 0.3522 | 1308.0898 | 4.7569
Equipment | Solar Powered Pool Pump | Commercial | New | Offices | 4065.1875 | 0.81 | 10 | 0.9567 | 0.1485 | 2259.01 | 3714.0624 | 1308.0898 | 2259.01 | 0.57905 | 3714.0624 | 2259.01 | 1.6441 | 1308.0898 | 3714.0624 | 0.3522 | 1308.0898 | 4.7569
Equipment | Solar Powered Pool Pump | Commercial | New | Restaurants | 4065.1875 | 0.81 | 10 | 0.9567 | 0.1485 | 2259.01 | 3714.0624 | 1308.0898 | 2259.01 | 0.57905 | 3714.0624 | 2259.01 | 1.6441 | 1308.0898 | 3714.0624 | 0.3522 | 1308.0898 | 4.7569
Equipment | Solar Powered Pool Pump | Commercial | New | Retail | 4065.1875 | 0.81 | 10 | 0.9567 | 0.1485 | 2259.01 | 3714.0624 | 1308.0898 | 2259.01 | 0.57905 | 3714.0624 | 2259.01 | 1.6441 | 1308.0898 | 3714.0624 | 0.3522 | 1308.0898 | 4.7569
Equipment | Solar Powered Pool Pump | Commercial | New | Schools K-12 | 4065.1875 | 0.81 | 10 | 0.9567 | 0.1485 | 2259.01 | 3714.0624 | 1308.0898 | 2259.01 | 0.57905 | 3714.0624 | 2259.01 | 1.6441 | 1308.0898 | 3714.0624 | 0.3522 | 1308.0898 | 4.7569
Equipment | Two Speed Pool Pump | Commercial | Turnover | Assembly | 3100.8409 | 0.61785 | 10 | 0.72975 | 0.11327 | 359.01 | 2833.0099 | 997.7838 | 359.01 | 2.7793 | 2833.0099 | 359.01 | 7.8912 | 997.7838 | 2833.0099 | 0.3522 | 997.7838 | 0.9911
Equipment | Two Speed Pool Pump | Commercial | Turnover | College and University | 3100.8409 | 0.61785 | 10 | 0.72975 | 0.11327 | 359.01 | 2833.0099 | 997.7838 | 359.01 | 2.7793 | 2833.0099 | 359.01 | 7.8912 | 997.7838 | 2833.0099 | 0.3522 | 997.7838 | 0.9911
Equipment | Two Speed Pool Pump | Commercial | Turnover | Grocery | 3100.8409 | 0.61785 | 10 | 0.72975 | 0.11327 | 359.01 | 2833.0099 | 997.7838 | 359.01 | 2.7793 | 2833.0099 | 359.01 | 7.8912 | 997.7838 | 2833.0099 | 0.3522 | 997.7838 | 0.9911
Equipment | Two Speed Pool Pump | Commercial | Turnover | Healthcare | 3100.8409 | 0.61785 | 10 | 0.72975 | 0.11327 | 359.01 | 2833.0099 | 997.7838 | 359.01 | 2.7793 | 2833.0099 | 359.01 | 7.8912 | 997.7838 | 2833.0099 | 0.3522 | 997.7838 | 0.9911
Equipment | Two Speed Pool Pump | Commercial | Turnover | Hospitals | 3100.8409 | 0.61785 | 10 | 0.72975 | 0.11327 | 359.01 | 2833.0099 | 997.7838 | 359.01 | 2.7793 | 2833.0099 | 359.01 | 7.8912 | 997.7838 | 2833.0099 | 0.3522 | 997.7838 | 0.9911
Equipment | Two Speed Pool Pump | Commercial | Turnover | Institutional | 3100.8409 | 0.61785 | 10 | 0.72975 | 0.11327 | 359.01 | 2833.0099 | 997.7838 | 359.01 | 2.7793 | 2833.0099 | 359.01 | 7.8912 | 997.7838 | 2833.0099 | 0.3522 | 997.7838 | 0.9911
Equipment | Two Speed Pool Pump | Commercial | Turnover | Lodging/Hospitality | 3100.8409 | 0.61785 | 10 | 0.72975 | 0.11327 | 359.01 | 2833.0099 | 997.7838 | 359.01 | 2.7793 | 2833.0099 | 359.01 | 7.8912 | 997.7838 | 2833.0099 | 0.3522 | 997.7838 | 0.9911
Equipment | Two Speed Pool Pump | Commercial | Turnover | Miscellaneous | 3100.8409 | 0.61785 | 10 | 0.72975 | 0.11327 | 359.01 | 2833.0099 | 997.7838 | 359.01 | 2.7793 | 2833.0099 | 359.01 | 7.8912 | 997.7838 | 2833.0099 | 0.3522 | 997.7838 | 0.9911
Equipment | Two Speed Pool Pump | Commercial | Turnover | Offices | 3100.8409 | 0.61785 | 10 | 0.72975 | 0.11327 | 359.01 | 2833.0099 | 997.7838 | 359.01 | 2.7793 | 2833.0099 | 359.01 | 7.8912 | 997.7838 | 2833.0099 | 0.3522 | 997.7838 | 0.9911
Equipment | Two Speed Pool Pump | Commercial | Turnover | Restaurants | 3100.8409 | 0.61785 | 10 | 0.72975 | 0.11327 | 359.01 | 2833.0099 | 997.7838 | 359.01 | 2.7793 | 2833.0099 | 359.01 | 7.8912 | 997.7838 | 2833.0099 | 0.3522 | 997.7838 | 0.9911
Equipment | Two Speed Pool Pump | Commercial | Turnover | Retail | 3100.8409 | 0.61785 | 10 | 0.72975 | 0.11327 | 359.01 | 2833.0099 | 997.7838 | 359.01 | 2.7793 | 2833.0099 | 359.01 | 7.8912 | 997.7838 | 2833.0099 | 0.3522 | 997.7838 | 0.9911
Equipment | Two Speed Pool Pump | Commercial | Turnover | Schools K-12 | 3100.8409 | 0.61785 | 10 | 0.72975 | 0.11327 | 359.01 | 2833.0099 | 997.7838 | 359.01 | 2.7793 | 2833.0099 | 359.01 | 7.8912 | 997.7838 | 2833.0099 | 0.3522 | 997.7838 | 0.9911
Equipment | Two Speed Pool Pump | Commercial | Turnover | Warehouse | 3100.8409 | 0.61785 | 10 | 0.72975 | 0.11327 | 359.01 | 2833.0099 | 997.7838 | 359.01 | 2.7793 | 2833.0099 | 359.01 | 7.8912 | 997.7838 | 2833.0099 | 0.3522 | 997.7838 | 0.9911
Equipment | Two Speed Pool Pump | Commercial | New | Assembly | 3100.8409 | 0.61785 | 10 | 0.72975 | 0.11327 | 359.01 | 2833.0099 | 997.7838 | 359.01 | 2.7793 | 2833.0099 | 359.01 | 7.8912 | 997.7838 | 2833.0099 | 0.3522 | 997.7838 | 0.9911
Equipment | Two Speed Pool Pump | Commercial | New | College and University | 3100.8409 | 0.61785 | 10 | 0.72975 | 0.11327 | 359.01 | 2833.0099 | 997.7838 | 359.01 | 2.7793 | 2833.0099 | 359.01 | 7.8912 | 997.7838 | 2833.0099 | 0.3522 | 997.7838 | 0.9911
Equipment | Two Speed Pool Pump | Commercial | New | Grocery | 3100.8409 | 0.61785 | 10 | 0.72975 | 0.11327 | 359.01 | 2833.0099 | 997.7838 | 359.01 | 2.7793 | 2833.0099 | 359.01 | 7.8912 | 997.7838 | 2833.0099 | 0.3522 | 997.7838 | 0.9911
Equipment | Two Speed Pool Pump | Commercial | New | Healthcare | 3100.8409 | 0.61785 | 10 | 0.72975 | 0.11327 | 359.01 | 2833.0099 | 997.7838 | 359.01 | 2.7793 | 2833.0099 | 359.01 | 7.8912 | 997.7838 | 2833.0099 | 0.3522 | 997.7838 | 0.9911
Equipment | Two Speed Pool Pump | Commercial | New | Hospitals | 3100.8409 | 0.61785 | 10 | 0.72975 | 0.11327 | 359.01 | 2833.0099 | 997.7838 | 359.01 | 2.7793 | 2833.0099 | 359.01 | 7.8912 | 997.7838 | 2833.0099 | 0.3522 | 997.7838 | 0.9911
Equipment | Two Speed Pool Pump | Commercial | New | Institutional | 3100.8409 | 0.61785 | 10 | 0.72975 | 0.11327 | 359.01 | 2833.0099 | 997.7838 | 359.01 | 2.7793 | 2833.0099 | 359.01 | 7.8912 | 997.7838 | 2833.0099 | 0.3522 | 997.7838 | 0.9911
Equipment | Two Speed Pool Pump | Commercial | New | Lodging/Hospitality | 3100.8409 | 0.61785 | 10 | 0.72975 | 0.11327 | 359.01 | 2833.0099 | 997.7838 | 359.01 | 2.7793 | 2833.0099 | 359.01 | 7.8912 | 997.7838 | 2833.0099 | 0.3522 | 997.7838 | 0.9911
Equipment | Two Speed Pool Pump | Commercial | New | Miscellaneous | 3100.8409 | 0.61785 | 10 | 0.72975 | 0.11327 | 359.01 | 2833.0099 | 997.7838 | 359.01 | 2.7793 | 2833.0099 | 359.01 | 7.8912 | 997.7838 | 2833.0099 | 0.3522 | 997.7838 | 0.9911
Equipment | Two Speed Pool Pump | Commercial | New | Offices | 3100.8409 | 0.61785 | 10 | 0.72975 | 0.11327 | 359.01 | 2833.0099 | 997.7838 | 359.01 | 2.7793 | 2833.0099 | 359.01 | 7.8912 | 997.7838 | 2833.0099 | 0.3522 | 997.7838 | 0.9911
Equipment | Two Speed Pool Pump | Commercial | New | Restaurants | 3100.8409 | 0.61785 | 10 | 0.72975 | 0.11327 | 359.01 | 2833.0099 | 997.7838 | 359.01 | 2.7793 | 2833.0099 | 359.01 | 7.8912 | 997.7838 | 2833.0099 | 0.3522 | 997.7838 | 0.9911
Equipment | Two Speed Pool Pump | Commercial | New | Retail | 3100.8409 | 0.61785 | 10 | 0.72975 | 0.11327 | 359.01 | 2833.0099 | 997.7838 | 359.01 | 2.7793 | 2833.0099 | 359.01 | 7.8912 | 997.7838 | 2833.0099 | 0.3522 | 997.7838 | 0.9911
Equipment | Two Speed Pool Pump | Commercial | New | Schools K-12 | 3100.8409 | 0.61785 | 10 | 0.72975 | 0.11327 | 359.01 | 2833.0099 | 997.7838 | 359.01 | 2.7793 | 2833.0099 | 359.01 | 7.8912 | 997.7838 | 2833.0099 | 0.3522 | 997.7838 | 0.9911
Equipment | Two Speed Pool Pump | Commercial | New | Warehouse | 3100.8409 | 0.61785 | 10 | 0.72975 | 0.11327 | 359.01 | 2833.0099 | 997.7838 | 359.01 | 2.7793 | 2833.0099 | 359.01 | 7.8912 | 997.7838 | 2833.0099 | 0.3522 | 997.7838 | 0.9911
Equipment | Variable Speed Pool Pump | Commercial | Turnover | Assembly | 3230.25 | 0.64364 | 10 | 0.7602 | 0.118 | 1085.01 | 2951.2415 | 1039.4249 | 1085.01 | 0.95799 | 2951.2415 | 1085.01 | 2.72 | 1039.4249 | 2951.2415 | 0.3522 | 1039.4249 | 2.8753
Equipment | Variable Speed Pool Pump | Commercial | Turnover | College and University | 3230.25 | 0.64364 | 10 | 0.7602 | 0.118 | 1085.01 | 2951.2415 | 1039.4249 | 1085.01 | 0.95799 | 2951.2415 | 1085.01 | 2.72 | 1039.4249 | 2951.2415 | 0.3522 | 1039.4249 | 2.8753
Equipment | Variable Speed Pool Pump | Commercial | Turnover | Grocery | 3230.25 | 0.64364 | 10 | 0.7602 | 0.118 | 1085.01 | 2951.2415 | 1039.4249 | 1085.01 | 0.95799 | 2951.2415 | 1085.01 | 2.72 | 1039.4249 | 2951.2415 | 0.3522 | 1039.4249 | 2.8753
Equipment | Variable Speed Pool Pump | Commercial | Turnover | Healthcare | 3230.25 | 0.64364 | 10 | 0.7602 | 0.118 | 1085.01 | 2951.2415 | 1039.4249 | 1085.01 | 0.95799 | 2951.2415 | 1085.01 | 2.72 | 1039.4249 | 2951.2415 | 0.3522 | 1039.4249 | 2.8753
Equipment | Variable Speed Pool Pump | Commercial | Turnover | Hospitals | 3230.25 | 0.64364 | 10 | 0.7602 | 0.118 | 1085.01 | 2951.2415 | 1039.4249 | 1085.01 | 0.95799 | 2951.2415 | 1085.01 | 2.72 | 1039.4249 | 2951.2415 | 0.3522 | 1039.4249 | 2.8753
Equipment | Variable Speed Pool Pump | Commercial | Turnover | Institutional | 3230.25 | 0.64364 | 10 | 0.7602 | 0.118 | 1085.01 | 2951.2415 | 1039.4249 | 1085.01 | 0.95799 | 2951.2415 | 1085.01 | 2.72 | 1039.4249 | 2951.2415 | 0.3522 | 1039.4249 | 2.8753
Equipment | Variable Speed Pool Pump | Commercial | Turnover | Lodging/Hospitality | 3230.25 | 0.64364 | 10 | 0.7602 | 0.118 | 1085.01 | 2951.2415 | 1039.4249 | 1085.01 | 0.95799 | 2951.2415 | 1085.01 | 2.72 | 1039.4249 | 2951.2415 | 0.3522 | 1039.4249 | 2.8753
Equipment | Variable Speed Pool Pump | Commercial | Turnover | Miscellaneous | 3230.25 | 0.64364 | 10 | 0.7602 | 0.118 | 1085.01 | 2951.2415 | 1039.4249 | 1085.01 | 0.95799 | 2951.2415 | 1085.01 | 2.72 | 1039.4249 | 2951.2415 | 0.3522 | 1039.4249 | 2.8753
Equipment | Variable Speed Pool Pump | Commercial | Turnover | Offices | 3230.25 | 0.64364 | 10 | 0.7602 | 0.118 | 1085.01 | 2951.2415 | 1039.4249 | 1085.01 | 0.95799 | 2951.2415 | 1085.01 | 2.72 | 1039.4249 | 2951.2415 | 0.3522 | 1039.4249 | 2.8753
Equipment | Variable Speed Pool Pump | Commercial | Turnover | Restaurants | 3230.25 | 0.64364 | 10 | 0.7602 | 0.118 | 1085.01 | 2951.2415 | 1039.4249 | 1085.01 | 0.95799 | 2951.2415 | 1085.01 | 2.72 | 1039.4249 | 2951.2415 | 0.3522 | 1039.4249 | 2.8753
Equipment | Variable Speed Pool Pump | Commercial | Turnover | Retail | 3230.25 | 0.64364 | 10 | 0.7602 | 0.118 | 1085.01 | 2951.2415 | 1039.4249 | 1085.01 | 0.95799 | 2951.2415 | 1085.01 | 2.72 | 1039.4249 | 2951.2415 | 0.3522 | 1039.4249 | 2.8753
Equipment | Variable Speed Pool Pump | Commercial | Turnover | Schools K-12 | 3230.25 | 0.64364 | 10 | 0.7602 | 0.118 | 1085.01 | 2951.2415 | 1039.4249 | 1085.01 | 0.95799 | 2951.2415 | 1085.01 | 2.72 | 1039.4249 | 2951.2415 | 0.3522 | 1039.4249 | 2.8753
Equipment | Variable Speed Pool Pump | Commercial | New | Assembly | 3230.25 | 0.64364 | 10 | 0.7602 | 0.118 | 1085.01 | 2951.2415 | 1039.4249 | 1085.01 | 0.95799 | 2951.2415 | 1085.01 | 2.72 | 1039.4249 | 2951.2415 | 0.3522 | 1039.4249 | 2.8753
Equipment | Variable Speed Pool Pump | Commercial | New | College and University | 3230.25 | 0.64364 | 10 | 0.7602 | 0.118 | 1085.01 | 2951.2415 | 1039.4249 | 1085.01 | 0.95799 | 2951.2415 | 1085.01 | 2.72 | 1039.4249 | 2951.2415 | 0.3522 | 1039.4249 | 2.8753
Equipment | Variable Speed Pool Pump | Commercial | New | Grocery | 3230.25 | 0.64364 | 10 | 0.7602 | 0.118 | 1085.01 | 2951.2415 | 1039.4249 | 1085.01 | 0.95799 | 2951.2415 | 1085.01 | 2.72 | 1039.4249 | 2951.2415 | 0.3522 | 1039.4249 | 2.8753
Equipment | Variable Speed Pool Pump | Commercial | New | Healthcare | 3230.25 | 0.64364 | 10 | 0.7602 | 0.118 | 1085.01 | 2951.2415 | 1039.4249 | 1085.01 | 0.95799 | 2951.2415 | 1085.01 | 2.72 | 1039.4249 | 2951.2415 | 0.3522 | 1039.4249 | 2.8753
Equipment | Variable Speed Pool Pump | Commercial | New | Hospitals | 3230.25 | 0.64364 | 10 | 0.7602 | 0.118 | 1085.01 | 2951.2415 | 1039.4249 | 1085.01 | 0.95799 | 2951.2415 | 1085.01 | 2.72 | 1039.4249 | 2951.2415 | 0.3522 | 1039.4249 | 2.8753
Equipment | Variable Speed Pool Pump | Commercial | New | Institutional | 3230.25 | 0.64364 | 10 | 0.7602 | 0.118 | 1085.01 | 2951.2415 | 1039.4249 | 1085.01 | 0.95799 | 2951.2415 | 1085.01 | 2.72 | 1039.4249 | 2951.2415 | 0.3522 | 1039.4249 | 2.8753
Equipment | Variable Speed Pool Pump | Commercial | New | Lodging/Hospitality | 3230.25 | 0.64364 | 10 | 0.7602 | 0.118 | 1085.01 | 2951.2415 | 1039.4249 | 1085.01 | 0.95799 | 2951.2415 | 1085.01 | 2.72 | 1039.4249 | 2951.2415 | 0.3522 | 1039.4249 | 2.8753
Equipment | Variable Speed Pool Pump | Commercial | New | Miscellaneous | 3230.25 | 0.64364 | 10 | 0.7602 | 0.118 | 1085.01 | 2951.2415 | 1039.4249 | 1085.01 | 0.95799 | 2951.2415 | 1085.01 | 2.72 | 1039.4249 | 2951.2415 | 0.3522 | 1039.4249 | 2.8753
Equipment | Variable Speed Pool Pump | Commercial | New | Offices | 3230.25 | 0.64364 | 10 | 0.7602 | 0.118 | 1085.01 | 2951.2415 | 1039.4249 | 1085.01 | 0.95799 | 2951.2415 | 1085.01 | 2.72 | 1039.4249 | 2951.2415 | 0.3522 | 1039.4249 | 2.8753
Equipment | Variable Speed Pool Pump | Commercial | New | Restaurants | 3230.25 | 0.64364 | 10 | 0.7602 | 0.118 | 1085.01 | 2951.2415 | 1039.4249 | 1085.01 | 0.95799 | 2951.2415 | 1085.01 | 2.72 | 1039.4249 | 2951.2415 | 0.3522 | 1039.4249 | 2.8753
Equipment | Variable Speed Pool Pump | Commercial | New | Retail | 3230.25 | 0.64364 | 10 | 0.7602 | 0.118 | 1085.01 | 2951.2415 | 1039.4249 | 1085.01 | 0.95799 | 2951.2415 | 1085.01 | 2.72 | 1039.4249 | 2951.2415 | 0.3522 | 1039.4249 | 2.8753
Equipment | Variable Speed Pool Pump | Commercial | New | Schools K-12 | 3230.25 | 0.64364 | 10 | 0.7602 | 0.118 | 1085.01 | 2951.2415 | 1039.4249 | 1085.01 | 0.95799 | 2951.2415 | 1085.01 | 2.72 | 1039.4249 | 2951.2415 | 0.3522 | 1039.4249 | 2.8753
Equipment | ENERGY STAR Imaging Equipment | Commercial | Turnover | Assembly | 416.8 | 0.44444 | 6 | 0.0578 | 0.038813 | 585.14 | 257.3429 | 89.2253 | 585.14 | 0.15249 | 257.3429 | 585.14 | 0.4398 | 89.2253 | 257.3429 | 0.34672 | 89.2253 | 12.0177
Equipment | ENERGY STAR Imaging Equipment | Commercial | Turnover | College and University | 416.8 | 0.44444 | 6 | 0.0578 | 0.038813 | 585.14 | 257.3429 | 89.2253 | 585.14 | 0.15249 | 257.3429 | 585.14 | 0.4398 | 89.2253 | 257.3429 | 0.34672 | 89.2253 | 12.0177
Equipment | ENERGY STAR Imaging Equipment | Commercial | Turnover | Grocery | 416.8 | 0.44444 | 6 | 0.0578 | 0.038813 | 585.14 | 257.3429 | 89.2253 | 585.14 | 0.15249 | 257.3429 | 585.14 | 0.4398 | 89.2253 | 257.3429 | 0.34672 | 89.2253 | 12.0177
Equipment | ENERGY STAR Imaging Equipment | Commercial | Turnover | Healthcare | 416.8 | 0.44444 | 6 | 0.0578 | 0.038813 | 585.14 | 257.3429 | 89.2253 | 585.14 | 0.15249 | 257.3429 | 585.14 | 0.4398 | 89.2253 | 257.3429 | 0.34672 | 89.2253 | 12.0177
Equipment | ENERGY STAR Imaging Equipment | Commercial | Turnover | Hospitals | 416.8 | 0.44444 | 6 | 0.0578 | 0.038813 | 585.14 | 257.3429 | 89.2253 | 585.14 | 0.15249 | 257.3429 | 585.14 | 0.4398 | 89.2253 | 257.3429 | 0.34672 | 89.2253 | 12.0177
Equipment | ENERGY STAR Imaging Equipment | Commercial | Turnover | Institutional | 416.8 | 0.44444 | 6 | 0.0578 | 0.038813 | 585.14 | 257.3429 | 89.2253 | 585.14 | 0.15249 | 257.3429 | 585.14 | 0.4398 | 89.2253 | 257.3429 | 0.34672 | 89.2253 | 12.0177
Equipment | ENERGY STAR Imaging Equipment | Commercial | Turnover | Lodging/Hospitality | 416.8 | 0.44444 | 6 | 0.0578 | 0.038813 | 585.14 | 257.3429 | 89.2253 | 585.14 | 0.15249 | 257.3429 | 585.14 | 0.4398 | 89.2253 | 257.3429 | 0.34672 | 89.2253 | 12.0177
Equipment | ENERGY STAR Imaging Equipment | Commercial | Turnover | Miscellaneous | 416.8 | 0.44444 | 6 | 0.0578 | 0.038813 | 585.14 | 257.3429 | 89.2253 | 585.14 | 0.15249 | 257.3429 | 585.14 | 0.4398 | 89.2253 | 257.3429 | 0.34672 | 89.2253 | 12.0177
Equipment | ENERGY STAR Imaging Equipment | Commercial | Turnover | Offices | 416.8 | 0.44444 | 6 | 0.0578 | 0.038813 | 585.14 | 257.3429 | 89.2253 | 585.14 | 0.15249 | 257.3429 | 585.14 | 0.4398 | 89.2253 | 257.3429 | 0.34672 | 89.2253 | 12.0177
Equipment | ENERGY STAR Imaging Equipment | Commercial | Turnover | Restaurants | 416.8 | 0.44444 | 6 | 0.0578 | 0.038813 | 585.14 | 257.3429 | 89.2253 | 585.14 | 0.15249 | 257.3429 | 585.14 | 0.4398 | 89.2253 | 257.3429 | 0.34672 | 89.2253 | 12.0177
Equipment | ENERGY STAR Imaging Equipment | Commercial | Turnover | Retail | 416.8 | 0.44444 | 6 | 0.0578 | 0.038813 | 585.14 | 257.3429 | 89.2253 | 585.14 | 0.15249 | 257.3429 | 585.14 | 0.4398 | 89.2253 | 257.3429 | 0.34672 | 89.2253 | 12.0177
Equipment | ENERGY STAR Imaging Equipment | Commercial | Turnover | Schools K-12 | 416.8 | 0.44444 | 6 | 0.0578 | 0.038813 | 585.14 | 257.3429 | 89.2253 | 585.14 | 0.15249 | 257.3429 | 585.14 | 0.4398 | 89.2253 | 257.3429 | 0.34672 | 89.2253 | 12.0177
Equipment | ENERGY STAR Imaging Equipment | Commercial | Turnover | Warehouse | 416.8 | 0.44444 | 6 | 0.0578 | 0.038813 | 585.14 | 257.3429 | 89.2253 | 585.14 | 0.15249 | 257.3429 | 585.14 | 0.4398 | 89.2253 | 257.3429 | 0.34672 | 89.2253 | 12.0177
Equipment | ENERGY STAR Imaging Equipment | Commercial | New | Assembly | 416.8 | 0.44444 | 6 | 0.0578 | 0.038813 | 585.14 | 257.3429 | 89.2253 | 585.14 | 0.15249 | 257.3429 | 585.14 | 0.4398 | 89.2253 | 257.3429 | 0.34672 | 89.2253 | 12.0177
Equipment | ENERGY STAR Imaging Equipment | Commercial | New | College and University | 416.8 | 0.44444 | 6 | 0.0578 | 0.038813 | 585.14 | 257.3429 | 89.2253 | 585.14 | 0.15249 | 257.3429 | 585.14 | 0.4398 | 89.2253 | 257.3429 | 0.34672 | 89.2253 | 12.0177
Equipment | ENERGY STAR Imaging Equipment | Commercial | New | Grocery | 416.8 | 0.44444 | 6 | 0.0578 | 0.038813 | 585.14 | 257.3429 | 89.2253 | 585.14 | 0.15249 | 257.3429 | 585.14 | 0.4398 | 89.2253 | 257.3429 | 0.34672 | 89.2253 | 12.0177
Equipment | ENERGY STAR Imaging Equipment | Commercial | New | Healthcare | 416.8 | 0.44444 | 6 | 0.0578 | 0.038813 | 585.14 | 257.3429 | 89.2253 | 585.14 | 0.15249 | 257.3429 | 585.14 | 0.4398 | 89.2253 | 257.3429 | 0.34672 | 89.2253 | 12.0177
Equipment | ENERGY STAR Imaging Equipment | Commercial | New | Hospitals | 416.8 | 0.44444 | 6 | 0.0578 | 0.038813 | 585.14 | 257.3429 | 89.2253 | 585.14 | 0.15249 | 257.3429 | 585.14 | 0.4398 | 89.2253 | 257.3429 | 0.34672 | 89.2253 | 12.0177
Equipment | ENERGY STAR Imaging Equipment | Commercial | New | Institutional | 416.8 | 0.44444 | 6 | 0.0578 | 0.038813 | 585.14 | 257.3429 | 89.2253 | 585.14 | 0.15249 | 257.3429 | 585.14 | 0.4398 | 89.2253 | 257.3429 | 0.34672 | 89.2253 | 12.0177
Equipment | ENERGY STAR Imaging Equipment | Commercial | New | Lodging/Hospitality | 416.8 | 0.44444 | 6 | 0.0578 | 0.038813 | 585.14 | 257.3429 | 89.2253 | 585.14 | 0.15249 | 257.3429 | 585.14 | 0.4398 | 89.2253 | 257.3429 | 0.34672 | 89.2253 | 12.0177
Equipment | ENERGY STAR Imaging Equipment | Commercial | New | Miscellaneous | 416.8 | 0.44444 | 6 | 0.0578 | 0.038813 | 585.14 | 257.3429 | 89.2253 | 585.14 | 0.15249 | 257.3429 | 585.14 | 0.4398 | 89.2253 | 257.3429 | 0.34672 | 89.2253 | 12.0177
Equipment | ENERGY STAR Imaging Equipment | Commercial | New | Offices | 416.8 | 0.44444 | 6 | 0.0578 | 0.038813 | 585.14 | 257.3429 | 89.2253 | 585.14 | 0.15249 | 257.3429 | 585.14 | 0.4398 | 89.2253 | 257.3429 | 0.34672 | 89.2253 | 12.0177
Equipment | ENERGY STAR Imaging Equipment | Commercial | New | Restaurants | 416.8 | 0.44444 | 6 | 0.0578 | 0.038813 | 585.14 | 257.3429 | 89.2253 | 585.14 | 0.15249 | 257.3429 | 585.14 | 0.4398 | 89.2253 | 257.3429 | 0.34672 | 89.2253 | 12.0177
Equipment | ENERGY STAR Imaging Equipment | Commercial | New | Retail | 416.8 | 0.44444 | 6 | 0.0578 | 0.038813 | 585.14 | 257.3429 | 89.2253 | 585.14 | 0.15249 | 257.3429 | 585.14 | 0.4398 | 89.2253 | 257.3429 | 0.34672 | 89.2253 | 12.0177
Equipment | ENERGY STAR Imaging Equipment | Commercial | New | Schools K-12 | 416.8 | 0.44444 | 6 | 0.0578 | 0.038813 | 585.14 | 257.3429 | 89.2253 | 585.14 | 0.15249 | 257.3429 | 585.14 | 0.4398 | 89.2253 | 257.3429 | 0.34672 | 89.2253 | 12.0177
Equipment | ENERGY STAR Imaging Equipment | Commercial | New | Warehouse | 416.8 | 0.44444 | 6 | 0.0578 | 0.038813 | 585.14 | 257.3429 | 89.2253 | 585.14 | 0.15249 | 257.3429 | 585.14 | 0.4398 | 89.2253 | 257.3429 | 0.34672 | 89.2253 | 12.0177
Equipment | Energy Star PCs | Commercial | Turnover | Assembly | 123.5154 | 0.4334 | 4 | 0.017591 | 0 | 20 | 54.2208 | 19.3728 | 20 | 0.96864 | 54.2208 | 20 | 2.711 | 19.3728 | 54.2208 | 0.35729 | 19.3728 | 1.3861
Equipment | Energy Star PCs | Commercial | Turnover | College and University | 123.5154 | 0.4334 | 4 | 0.023703 | 0.023703 | 20 | 54.3545 | 19.9477 | 20 | 0.99739 | 54.3545 | 20 | 2.7177 | 19.9477 | 54.3545 | 0.36699 | 19.9477 | 1.3861
Equipment | Energy Star PCs | Commercial | Turnover | Grocery | 123.5154 | 0.4334 | 4 | 0.017591 | 0.0068231 | 20 | 54.2208 | 18.7177 | 20 | 0.93589 | 54.2208 | 20 | 2.711 | 18.7177 | 54.2208 | 0.34521 | 18.7177 | 1.3861
Equipment | Energy Star PCs | Commercial | Turnover | Healthcare | 123.5154 | 0.4334 | 4 | 0.017591 | 0.0068231 | 20 | 54.2208 | 18.7177 | 20 | 0.93589 | 54.2208 | 20 | 2.711 | 18.7177 | 54.2208 | 0.34521 | 18.7177 | 1.3861
Equipment | Energy Star PCs | Commercial | Turnover | Hospitals | 123.5154 | 0.4334 | 4 | 0.023703 | 0.023703 | 20 | 54.3545 | 19.9477 | 20 | 0.99739 | 54.3545 | 20 | 2.7177 | 19.9477 | 54.3545 | 0.36699 | 19.9477 | 1.3861
Equipment | Energy Star PCs | Commercial | Turnover | Institutional | 123.5154 | 0.4334 | 4 | 0.017591 | 0 | 20 | 54.2208 | 19.3728 | 20 | 0.96864 | 54.2208 | 20 | 2.711 | 19.3728 | 54.2208 | 0.35729 | 19.3728 | 1.3861
Equipment | Energy Star PCs | Commercial | Turnover | Lodging/Hospitality | 123.5154 | 0.4334 | 4 | 0.017591 | 0.0068231 | 20 | 54.2208 | 18.7177 | 20 | 0.93589 | 54.2208 | 20 | 2.711 | 18.7177 | 54.2208 | 0.34521 | 18.7177 | 1.3861
Equipment | Energy Star PCs | Commercial | Turnover | Miscellaneous | 123.5154 | 0.4334 | 4 | 0.017591 | 0 | 20 | 54.2208 | 19.3728 | 20 | 0.96864 | 54.2208 | 20 | 2.711 | 19.3728 | 54.2208 | 0.35729 | 19.3728 | 1.3861
Equipment | Energy Star PCs | Commercial | Turnover | Offices | 123.5154 | 0.4334 | 4 | 0.017591 | 0.0068231 | 20 | 54.2208 | 18.7177 | 20 | 0.93589 | 54.2208 | 20 | 2.711 | 18.7177 | 54.2208 | 0.34521 | 18.7177 | 1.3861
Equipment | Energy Star PCs | Commercial | Turnover | Restaurants | 123.5154 | 0.4334 | 4 | 0.017591 | 0 | 20 | 54.2208 | 19.3728 | 20 | 0.96864 | 54.2208 | 20 | 2.711 | 19.3728 | 54.2208 | 0.35729 | 19.3728 | 1.3861
Equipment | Energy Star PCs | Commercial | Turnover | Retail | 123.5154 | 0.4334 | 4 | 0.017591 | 0.0068231 | 20 | 54.2208 | 18.7177 | 20 | 0.93589 | 54.2208 | 20 | 2.711 | 18.7177 | 54.2208 | 0.34521 | 18.7177 | 1.3861
Equipment | Energy Star PCs | Commercial | Turnover | Schools K-12 | 123.5154 | 0.4334 | 4 | 0.017591 | 0.0068231 | 20 | 54.2208 | 18.7177 | 20 | 0.93589 | 54.2208 | 20 | 2.711 | 18.7177 | 54.2208 | 0.34521 | 18.7177 | 1.3861
Equipment | Energy Star PCs | Commercial | Turnover | Warehouse | 123.5154 | 0.4334 | 4 | 0.017591 | 0 | 20 | 54.2208 | 19.3728 | 20 | 0.96864 | 54.2208 | 20 | 2.711 | 19.3728 | 54.2208 | 0.35729 | 19.3728 | 1.3861
Equipment | Energy Star PCs | Commercial | New | Assembly | 123.5154 | 0.4334 | 4 | 0.017591 | 0 | 20 | 54.2208 | 19.3728 | 20 | 0.96864 | 54.2208 | 20 | 2.711 | 19.3728 | 54.2208 | 0.35729 | 19.3728 | 1.3861
Equipment | Energy Star PCs | Commercial | New | College and University | 123.5154 | 0.4334 | 4 | 0.023703 | 0.023703 | 20 | 54.3545 | 19.9477 | 20 | 0.99739 | 54.3545 | 20 | 2.7177 | 19.9477 | 54.3545 | 0.36699 | 19.9477 | 1.3861
Equipment | Energy Star PCs | Commercial | New | Grocery | 123.5154 | 0.4334 | 4 | 0.017591 | 0.0068231 | 20 | 54.2208 | 18.7177 | 20 | 0.93589 | 54.2208 | 20 | 2.711 | 18.7177 | 54.2208 | 0.34521 | 18.7177 | 1.3861
Equipment | Energy Star PCs | Commercial | New | Healthcare | 123.5154 | 0.4334 | 4 | 0.017591 | 0.0068231 | 20 | 54.2208 | 18.7177 | 20 | 0.93589 | 54.2208 | 20 | 2.711 | 18.7177 | 54.2208 | 0.34521 | 18.7177 | 1.3861
Equipment | Energy Star PCs | Commercial | New | Hospitals | 123.5154 | 0.4334 | 4 | 0.023703 | 0.023703 | 20 | 54.3545 | 19.9477 | 20 | 0.99739 | 54.3545 | 20 | 2.7177 | 19.9477 | 54.3545 | 0.36699 | 19.9477 | 1.3861
Equipment | Energy Star PCs | Commercial | New | Institutional | 123.5154 | 0.4334 | 4 | 0.017591 | 0 | 20 | 54.2208 | 19.3728 | 20 | 0.96864 | 54.2208 | 20 | 2.711 | 19.3728 | 54.2208 | 0.35729 | 19.3728 | 1.3861
Equipment | Energy Star PCs | Commercial | New | Lodging/Hospitality | 123.5154 | 0.4334 | 4 | 0.017591 | 0.0068231 | 20 | 54.2208 | 18.7177 | 20 | 0.93589 | 54.2208 | 20 | 2.711 | 18.7177 | 54.2208 | 0.34521 | 18.7177 | 1.3861
Equipment | Energy Star PCs | Commercial | New | Miscellaneous | 123.5154 | 0.4334 | 4 | 0.017591 | 0 | 20 | 54.2208 | 19.3728 | 20 | 0.96864 | 54.2208 | 20 | 2.711 | 19.3728 | 54.2208 | 0.35729 | 19.3728 | 1.3861
Equipment | Energy Star PCs | Commercial | New | Offices | 123.5154 | 0.4334 | 4 | 0.017591 | 0.0068231 | 20 | 54.2208 | 18.7177 | 20 | 0.93589 | 54.2208 | 20 | 2.711 | 18.7177 | 54.2208 | 0.34521 | 18.7177 | 1.3861
Equipment | Energy Star PCs | Commercial | New | Restaurants | 123.5154 | 0.4334 | 4 | 0.017591 | 0 | 20 | 54.2208 | 19.3728 | 20 | 0.96864 | 54.2208 | 20 | 2.711 | 19.3728 | 54.2208 | 0.35729 | 19.3728 | 1.3861
Equipment | Energy Star PCs | Commercial | New | Retail | 123.5154 | 0.4334 | 4 | 0.017591 | 0.0068231 | 20 | 54.2208 | 18.7177 | 20 | 0.93589 | 54.2208 | 20 | 2.711 | 18.7177 | 54.2208 | 0.34521 | 18.7177 | 1.3861
Equipment | Energy Star PCs | Commercial | New | Schools K-12 | 123.5154 | 0.4334 | 4 | 0.017591 | 0.0068231 | 20 | 54.2208 | 18.7177 | 20 | 0.93589 | 54.2208 | 20 | 2.711 | 18.7177 | 54.2208 | 0.34521 | 18.7177 | 1.3861
Equipment | Energy Star PCs | Commercial | New | Warehouse | 123.5154 | 0.4334 | 4 | 0.017591 | 0 | 20 | 54.2208 | 19.3728 | 20 | 0.96864 | 54.2208 | 20 | 2.711 | 19.3728 | 54.2208 | 0.35729 | 19.3728 | 1.3861
Equipment | Energy Star Servers | Commercial | Turnover | Assembly | 1136.6997 | 0.23077 | 4 | 0.16919 | 0.11767 | 70 | 499.1478 | 175.1363 | 70 | 2.5019 | 499.1478 | 70 | 7.1307 | 175.1363 | 499.1478 | 0.35087 | 175.1363 | 0.52716
Equipment | Energy Star Servers | Commercial | Turnover | College and University | 1136.6997 | 0.23077 | 4 | 0.16919 | 0.11767 | 70 | 499.1478 | 175.1363 | 70 | 2.5019 | 499.1478 | 70 | 7.1307 | 175.1363 | 499.1478 | 0.35087 | 175.1363 | 0.52716
Equipment | Energy Star Servers | Commercial | Turnover | Grocery | 1136.6997 | 0.23077 | 4 | 0.16919 | 0.11767 | 70 | 499.1478 | 175.1363 | 70 | 2.5019 | 499.1478 | 70 | 7.1307 | 175.1363 | 499.1478 | 0.35087 | 175.1363 | 0.52716
Equipment | Energy Star Servers | Commercial | Turnover | Healthcare | 1136.6997 | 0.23077 | 4 | 0.16919 | 0.11767 | 70 | 499.1478 | 175.1363 | 70 | 2.5019 | 499.1478 | 70 | 7.1307 | 175.1363 | 499.1478 | 0.35087 | 175.1363 | 0.52716
Equipment | Energy Star Servers | Commercial | Turnover | Hospitals | 1136.6997 | 0.23077 | 4 | 0.16919 | 0.11767 | 70 | 499.1478 | 175.1363 | 70 | 2.5019 | 499.1478 | 70 | 7.1307 | 175.1363 | 499.1478 | 0.35087 | 175.1363 | 0.52716
Equipment | Energy Star Servers | Commercial | Turnover | Institutional | 1136.6997 | 0.23077 | 4 | 0.16919 | 0.11767 | 70 | 499.1478 | 175.1363 | 70 | 2.5019 | 499.1478 | 70 | 7.1307 | 175.1363 | 499.1478 | 0.35087 | 175.1363 | 0.52716
Equipment | Energy Star Servers | Commercial | Turnover | Lodging/Hospitality | 1136.6997 | 0.23077 | 4 | 0.16919 | 0.11767 | 70 | 499.1478 | 175.1363 | 70 | 2.5019 | 499.1478 | 70 | 7.1307 | 175.1363 | 499.1478 | 0.35087 | 175.1363 | 0.52716
Equipment | Energy Star Servers | Commercial | Turnover | Miscellaneous | 1136.6997 | 0.23077 | 4 | 0.16919 | 0.11767 | 70 | 499.1478 | 175.1363 | 70 | 2.5019 | 499.1478 | 70 | 7.1307 | 175.1363 | 499.1478 | 0.35087 | 175.1363 | 0.52716
Equipment | Energy Star Servers | Commercial | Turnover | Offices | 1136.6997 | 0.23077 | 4 | 0.16919 | 0.11767 | 70 | 499.1478 | 175.1363 | 70 | 2.5019 | 499.1478 | 70 | 7.1307 | 175.1363 | 499.1478 | 0.35087 | 175.1363 | 0.52716
Equipment | Energy Star Servers | Commercial | Turnover | Restaurants | 1136.6997 | 0.23077 | 4 | 0.16919 | 0.11767 | 70 | 499.1478 | 175.1363 | 70 | 2.5019 | 499.1478 | 70 | 7.1307 | 175.1363 | 499.1478 | 0.35087 | 175.1363 | 0.52716
Equipment | Energy Star Servers | Commercial | Turnover | Retail | 1136.6997 | 0.23077 | 4 | 0.16919 | 0.11767 | 70 | 499.1478 | 175.1363 | 70 | 2.5019 | 499.1478 | 70 | 7.1307 | 175.1363 | 499.1478 | 0.35087 | 175.1363 | 0.52716
Equipment | Energy Star Servers | Commercial | Turnover | Schools K-12 | 1136.6997 | 0.23077 | 4 | 0.16919 | 0.11767 | 70 | 499.1478 | 175.1363 | 70 | 2.5019 | 499.1478 | 70 | 7.1307 | 175.1363 | 499.1478 | 0.35087 | 175.1363 | 0.52716
Equipment | Energy Star Servers | Commercial | Turnover | Warehouse | 1136.6997 | 0.23077 | 4 | 0.16919 | 0.11767 | 70 | 499.1478 | 175.1363 | 70 | 2.5019 | 499.1478 | 70 | 7.1307 | 175.1363 | 499.1478 | 0.35087 | 175.1363 | 0.52716
Equipment | Energy Star Servers | Commercial | New | Assembly | 1136.6997 | 0.23077 | 4 | 0.16919 | 0.11767 | 70 | 499.1478 | 175.1363 | 70 | 2.5019 | 499.1478 | 70 | 7.1307 | 175.1363 | 499.1478 | 0.35087 | 175.1363 | 0.52716
Equipment | Energy Star Servers | Commercial | New | College and University | 1136.6997 | 0.23077 | 4 | 0.16919 | 0.11767 | 70 | 499.1478 | 175.1363 | 70 | 2.5019 | 499.1478 | 70 | 7.1307 | 175.1363 | 499.1478 | 0.35087 | 175.1363 | 0.52716
Equipment | Energy Star Servers | Commercial | New | Grocery | 1136.6997 | 0.23077 | 4 | 0.16919 | 0.11767 | 70 | 499.1478 | 175.1363 | 70 | 2.5019 | 499.1478 | 70 | 7.1307 | 175.1363 | 499.1478 | 0.35087 | 175.1363 | 0.52716
Equipment | Energy Star Servers | Commercial | New | Healthcare | 1136.6997 | 0.23077 | 4 | 0.16919 | 0.11767 | 70 | 499.1478 | 175.1363 | 70 | 2.5019 | 499.1478 | 70 | 7.1307 | 175.1363 | 499.1478 | 0.35087 | 175.1363 | 0.52716
Equipment | Energy Star Servers | Commercial | New | Hospitals | 1136.6997 | 0.23077 | 4 | 0.16919 | 0.11767 | 70 | 499.1478 | 175.1363 | 70 | 2.5019 | 499.1478 | 70 | 7.1307 | 175.1363 | 499.1478 | 0.35087 | 175.1363 | 0.52716
Equipment | Energy Star Servers | Commercial | New | Institutional | 1136.6997 | 0.23077 | 4 | 0.16919 | 0.11767 | 70 | 499.1478 | 175.1363 | 70 | 2.5019 | 499.1478 | 70 | 7.1307 | 175.1363 | 499.1478 | 0.35087 | 175.1363 | 0.52716
Equipment | Energy Star Servers | Commercial | New | Lodging/Hospitality | 1136.6997 | 0.23077 | 4 | 0.16919 | 0.11767 | 70 | 499.1478 | 175.1363 | 70 | 2.5019 | 499.1478 | 70 | 7.1307 | 175.1363 | 499.1478 | 0.35087 | 175.1363 | 0.52716
Equipment | Energy Star Servers | Commercial | New | Miscellaneous | 1136.6997 | 0.23077 | 4 | 0.16919 | 0.11767 | 70 | 499.1478 | 175.1363 | 70 | 2.5019 | 499.1478 | 70 | 7.1307 | 175.1363 | 499.1478 | 0.35087 | 175.1363 | 0.52716
Equipment | Energy Star Servers | Commercial | New | Offices | 1136.6997 | 0.23077 | 4 | 0.16919 | 0.11767 | 70 | 499.1478 | 175.1363 | 70 | 2.5019 | 499.1478 | 70 | 7.1307 | 175.1363 | 499.1478 | 0.35087 | 175.1363 | 0.52716
Equipment | Energy Star Servers | Commercial | New | Restaurants | 1136.6997 | 0.23077 | 4 | 0.16919 | 0.11767 | 70 | 499.1478 | 175.1363 | 70 | 2.5019 | 499.1478 | 70 | 7.1307 | 175.1363 | 499.1478 | 0.35087 | 175.1363 | 0.52716
Equipment | Energy Star Servers | Commercial | New | Retail | 1136.6997 | 0.23077 | 4 | 0.16919 | 0.11767 | 70 | 499.1478 | 175.1363 | 70 | 2.5019 | 499.1478 | 70 | 7.1307 | 175.1363 | 499.1478 | 0.35087 | 175.1363 | 0.52716
Equipment | Energy Star Servers | Commercial | New | Schools K-12 | 1136.6997 | 0.23077 | 4 | 0.16919 | 0.11767 | 70 | 499.1478 | 175.1363 | 70 | 2.5019 | 499.1478 | 70 | 7.1307 | 175.1363 | 499.1478 | 0.35087 | 175.1363 | 0.52716
Equipment | Energy Star Servers | Commercial | New | Warehouse | 1136.6997 | 0.23077 | 4 | 0.16919 | 0.11767 | 70 | 499.1478 | 175.1363 | 70 | 2.5019 | 499.1478 | 70 | 7.1307 | 175.1363 | 499.1478 | 0.35087 | 175.1363 | 0.52716
Equipment | Energy Star Uninterruptable Power Supply | Commercial | Turnover | Assembly | 5.3521 | 0.01878 | 10 | 0.00061097 | 0.00061097 | 1.5473 | 4.8604 | 1.6309 | 1.5473 | 1.054 | 4.8604 | 1.5473 | 3.1412 | 1.6309 | 4.8604 | 0.33554 | 1.6309 | 2.4748
Equipment | Energy Star Uninterruptable Power Supply | Commercial | Turnover | College and University | 5.3521 | 0.01878 | 10 | 0.00061097 | 0.00061097 | 1.5473 | 4.8604 | 1.6309 | 1.5473 | 1.054 | 4.8604 | 1.5473 | 3.1412 | 1.6309 | 4.8604 | 0.33554 | 1.6309 | 2.4748
Equipment | Energy Star Uninterruptable Power Supply | Commercial | Turnover | Grocery | 5.3521 | 0.01878 | 10 | 0.00061097 | 0.00061097 | 1.5473 | 4.8604 | 1.6309 | 1.5473 | 1.054 | 4.8604 | 1.5473 | 3.1412 | 1.6309 | 4.8604 | 0.33554 | 1.6309 | 2.4748
Equipment | Energy Star Uninterruptable Power Supply | Commercial | Turnover | Healthcare | 5.3521 | 0.01878 | 10 | 0.00061097 | 0.00061097 | 1.5473 | 4.8604 | 1.6309 | 1.5473 | 1.054 | 4.8604 | 1.5473 | 3.1412 | 1.6309 | 4.8604 | 0.33554 | 1.6309 | 2.4748
Equipment | Energy Star Uninterruptable Power Supply | Commercial | Turnover | Hospitals | 5.3521 | 0.01878 | 10 | 0.00061097 | 0.00061097 | 1.5473 | 4.8604 | 1.6309 | 1.5473 | 1.054 | 4.8604 | 1.5473 | 3.1412 | 1.6309 | 4.8604 | 0.33554 | 1.6309 | 2.4748
Equipment | Energy Star Uninterruptable Power Supply | Commercial | Turnover | Institutional | 5.3521 | 0.01878 | 10 | 0.00061097 | 0.00061097 | 1.5473 | 4.8604 | 1.6309 | 1.5473 | 1.054 | 4.8604 | 1.5473 | 3.1412 | 1.6309 | 4.8604 | 0.33554 | 1.6309 | 2.4748
Equipment | Energy Star Uninterruptable Power Supply | Commercial | Turnover | Lodging/Hospitality | 5.3521 | 0.01878 | 10 | 0.00061097 | 0.00061097 | 1.5473 | 4.8604 | 1.6309 | 1.5473 | 1.054 | 4.8604 | 1.5473 | 3.1412 | 1.6309 | 4.8604 | 0.33554 | 1.6309 | 2.4748
Equipment | Energy Star Uninterruptable Power Supply | Commercial | Turnover | Miscellaneous | 5.3521 | 0.01878 | 10 | 0.00061097 | 0.00061097 | 1.5473 | 4.8604 | 1.6309 | 1.5473 | 1.054 | 4.8604 | 1.5473 | 3.1412 | 1.6309 | 4.8604 | 0.33554 | 1.6309 | 2.4748
Equipment | Energy Star Uninterruptable Power Supply | Commercial | Turnover | Offices | 5.3521 | 0.01878 | 10 | 0.00061097 | 0.00061097 | 1.5473 | 4.8604 | 1.6309 | 1.5473 | 1.054 | 4.8604 | 1.5473 | 3.1412 | 1.6309 | 4.8604 | 0.33554 | 1.6309 | 2.4748
Equipment | Energy Star Uninterruptable Power Supply | Commercial | Turnover | Restaurants | 5.3521 | 0.01878 | 10 | 0.00061097 | 0.00061097 | 1.5473 | 4.8604 | 1.6309 | 1.5473 | 1.054 | 4.8604 | 1.5473 | 3.1412 | 1.6309 | 4.8604 | 0.33554 | 1.6309 | 2.4748
Equipment | Energy Star Uninterruptable Power Supply | Commercial | Turnover | Retail | 5.3521 | 0.01878 | 10 | 0.00061097 | 0.00061097 | 1.5473 | 4.8604 | 1.6309 | 1.5473 | 1.054 | 4.8604 | 1.5473 | 3.1412 | 1.6309 | 4.8604 | 0.33554 | 1.6309 | 2.4748
Equipment | Energy Star Uninterruptable Power Supply | Commercial | Turnover | Schools K-12 | 5.3521 | 0.01878 | 10 | 0.00061097 | 0.00061097 | 1.5473 | 4.8604 | 1.6309 | 1.5473 | 1.054 | 4.8604 | 1.5473 | 3.1412 | 1.6309 | 4.8604 | 0.33554 | 1.6309 | 2.4748
Equipment | Energy Star Uninterruptable Power Supply | Commercial | Turnover | Warehouse | 5.3521 | 0.01878 | 10 | 0.00061097 | 0.00061097 | 1.5473 | 4.8604 | 1.6309 | 1.5473 | 1.054 | 4.8604 | 1.5473 | 3.1412 | 1.6309 | 4.8604 | 0.33554 | 1.6309 | 2.4748
Equipment | Energy Star Uninterruptable Power Supply | Commercial | New | Assembly | 5.3521 | 0.01878 | 10 | 0.00061097 | 0.00061097 | 1.5473 | 4.8604 | 1.6309 | 1.5473 | 1.054 | 4.8604 | 1.5473 | 3.1412 | 1.6309 | 4.8604 | 0.33554 | 1.6309 | 2.4748
Equipment | Energy Star Uninterruptable Power Supply | Commercial | New | College and University | 5.3521 | 0.01878 | 10 | 0.00061097 | 0.00061097 | 1.5473 | 4.8604 | 1.6309 | 1.5473 | 1.054 | 4.8604 | 1.5473 | 3.1412 | 1.6309 | 4.8604 | 0.33554 | 1.6309 | 2.4748
Equipment | Energy Star Uninterruptable Power Supply | Commercial | New | Grocery | 5.3521 | 0.01878 | 10 | 0.00061097 | 0.00061097 | 1.5473 | 4.8604 | 1.6309 | 1.5473 | 1.054 | 4.8604 | 1.5473 | 3.1412 | 1.6309 | 4.8604 | 0.33554 | 1.6309 | 2.4748
Equipment | Energy Star Uninterruptable Power Supply | Commercial | New | Healthcare | 5.3521 | 0.01878 | 10 | 0.00061097 | 0.00061097 | 1.5473 | 4.8604 | 1.6309 | 1.5473 | 1.054 | 4.8604 | 1.5473 | 3.1412 | 1.6309 | 4.8604 | 0.33554 | 1.6309 | 2.4748
Equipment | Energy Star Uninterruptable Power Supply | Commercial | New | Hospitals | 5.3521 | 0.01878 | 10 | 0.00061097 | 0.00061097 | 1.5473 | 4.8604 | 1.6309 | 1.5473 | 1.054 | 4.8604 | 1.5473 | 3.1412 | 1.6309 | 4.8604 | 0.33554 | 1.6309 | 2.4748
Equipment | Energy Star Uninterruptable Power Supply | Commercial | New | Institutional | 5.3521 | 0.01878 | 10 | 0.00061097 | 0.00061097 | 1.5473 | 4.8604 | 1.6309 | 1.5473 | 1.054 | 4.8604 | 1.5473 | 3.1412 | 1.6309 | 4.8604 | 0.33554 | 1.6309 | 2.4748
Equipment | Energy Star Uninterruptable Power Supply | Commercial | New | Lodging/Hospitality | 5.3521 | 0.01878 | 10 | 0.00061097 | 0.00061097 | 1.5473 | 4.8604 | 1.6309 | 1.5473 | 1.054 | 4.8604 | 1.5473 | 3.1412 | 1.6309 | 4.8604 | 0.33554 | 1.6309 | 2.4748
Equipment | Energy Star Uninterruptable Power Supply | Commercial | New | Miscellaneous | 5.3521 | 0.01878 | 10 | 0.00061097 | 0.00061097 | 1.5473 | 4.8604 | 1.6309 | 1.5473 | 1.054 | 4.8604 | 1.5473 | 3.1412 | 1.6309 | 4.8604 | 0.33554 | 1.6309 | 2.4748
Equipment | Energy Star Uninterruptable Power Supply | Commercial | New | Offices | 5.3521 | 0.01878 | 10 | 0.00061097 | 0.00061097 | 1.5473 | 4.8604 | 1.6309 | 1.5473 | 1.054 | 4.8604 | 1.5473 | 3.1412 | 1.6309 | 4.8604 | 0.33554 | 1.6309 | 2.4748
Equipment | Energy Star Uninterruptable Power Supply | Commercial | New | Restaurants | 5.3521 | 0.01878 | 10 | 0.00061097 | 0.00061097 | 1.5473 | 4.8604 | 1.6309 | 1.5473 | 1.054 | 4.8604 | 1.5473 | 3.1412 | 1.6309 | 4.8604 | 0.33554 | 1.6309 | 2.4748
Equipment | Energy Star Uninterruptable Power Supply | Commercial | New | Retail | 5.3521 | 0.01878 | 10 | 0.00061097 | 0.00061097 | 1.5473 | 4.8604 | 1.6309 | 1.5473 | 1.054 | 4.8604 | 1.5473 | 3.1412 | 1.6309 | 4.8604 | 0.33554 | 1.6309 | 2.4748
Equipment | Energy Star Uninterruptable Power Supply | Commercial | New | Schools K-12 | 5.3521 | 0.01878 | 10 | 0.00061097 | 0.00061097 | 1.5473 | 4.8604 | 1.6309 | 1.5473 | 1.054 | 4.8604 | 1.5473 | 3.1412 | 1.6309 | 4.8604 | 0.33554 | 1.6309 | 2.4748
Equipment | Energy Star Uninterruptable Power Supply | Commercial | New | Warehouse | 5.3521 | 0.01878 | 10 | 0.00061097 | 0.00061097 | 1.5473 | 4.8604 | 1.6309 | 1.5473 | 1.054 | 4.8604 | 1.5473 | 3.1412 | 1.6309 | 4.8604 | 0.33554 | 1.6309 | 2.4748
Equipment | Server Virtualization | Commercial | Turnover | Assembly | 21024 | 0.85714 | 3 | 3.1292 | 2.1764 | 17700 | 7153.938 | 2515.7034 | 17700 | 0.14213 | 7153.938 | 17700 | 0.40418 | 2515.7034 | 7153.938 | 0.35165 | 2515.7034 | 7.2069
Equipment | Server Virtualization | Commercial | Turnover | College and University | 21024 | 0.85714 | 3 | 3.1292 | 2.1764 | 17700 | 7153.938 | 2515.7034 | 17700 | 0.14213 | 7153.938 | 17700 | 0.40418 | 2515.7034 | 7153.938 | 0.35165 | 2515.7034 | 7.2069
Equipment | Server Virtualization | Commercial | Turnover | Grocery | 21024 | 0.85714 | 3 | 3.1292 | 2.1764 | 17700 | 7153.938 | 2515.7034 | 17700 | 0.14213 | 7153.938 | 17700 | 0.40418 | 2515.7034 | 7153.938 | 0.35165 | 2515.7034 | 7.2069
Equipment | Server Virtualization | Commercial | Turnover | Healthcare | 21024 | 0.85714 | 3 | 3.1292 | 2.1764 | 17700 | 7153.938 | 2515.7034 | 17700 | 0.14213 | 7153.938 | 17700 | 0.40418 | 2515.7034 | 7153.938 | 0.35165 | 2515.7034 | 7.2069
Equipment | Server Virtualization | Commercial | Turnover | Hospitals | 21024 | 0.85714 | 3 | 3.1292 | 2.1764 | 17700 | 7153.938 | 2515.7034 | 17700 | 0.14213 | 7153.938 | 17700 | 0.40418 | 2515.7034 | 7153.938 | 0.35165 | 2515.7034 | 7.2069
Equipment | Server Virtualization | Commercial | Turnover | Institutional | 21024 | 0.85714 | 3 | 3.1292 | 2.1764 | 17700 | 7153.938 | 2515.7034 | 17700 | 0.14213 | 7153.938 | 17700 | 0.40418 | 2515.7034 | 7153.938 | 0.35165 | 2515.7034 | 7.2069
Equipment | Server Virtualization | Commercial | Turnover | Lodging/Hospitality | 21024 | 0.85714 | 3 | 3.1292 | 2.1764 | 17700 | 7153.938 | 2515.7034 | 17700 | 0.14213 | 7153.938 | 17700 | 0.40418 | 2515.7034 | 7153.938 | 0.35165 | 2515.7034 | 7.2069
Equipment | Server Virtualization | Commercial | Turnover | Miscellaneous | 21024 | 0.85714 | 3 | 3.1292 | 2.1764 | 17700 | 7153.938 | 2515.7034 | 17700 | 0.14213 | 7153.938 | 17700 | 0.40418 | 2515.7034 | 7153.938 | 0.35165 | 2515.7034 | 7.2069
Equipment | Server Virtualization | Commercial | Turnover | Offices | 21024 | 0.85714 | 3 | 3.1292 | 2.1764 | 17700 | 7153.938 | 2515.7034 | 17700 | 0.14213 | 7153.938 | 17700 | 0.40418 | 2515.7034 | 7153.938 | 0.35165 | 2515.7034 | 7.2069
Equipment | Server Virtualization | Commercial | Turnover | Restaurants | 21024 | 0.85714 | 3 | 3.1292 | 2.1764 | 17700 | 7153.938 | 2515.7034 | 17700 | 0.14213 | 7153.938 | 17700 | 0.40418 | 2515.7034 | 7153.938 | 0.35165 | 2515.7034 | 7.2069
Equipment | Server Virtualization | Commercial | Turnover | Retail | 21024 | 0.85714 | 3 | 3.1292 | 2.1764 | 17700 | 7153.938 | 2515.7034 | 17700 | 0.14213 | 7153.938 | 17700 | 0.40418 | 2515.7034 | 7153.938 | 0.35165 | 2515.7034 | 7.2069
Equipment | Server Virtualization | Commercial | Turnover | Schools K-12 | 21024 | 0.85714 | 3 | 3.1292 | 2.1764 | 17700 | 7153.938 | 2515.7034 | 17700 | 0.14213 | 7153.938 | 17700 | 0.40418 | 2515.7034 | 7153.938 | 0.35165 | 2515.7034 | 7.2069
Equipment | Server Virtualization | Commercial | Turnover | Warehouse | 21024 | 0.85714 | 3 | 3.1292 | 2.1764 | 17700 | 7153.938 | 2515.7034 | 17700 | 0.14213 | 7153.938 | 17700 | 0.40418 | 2515.7034 | 7153.938 | 0.35165 | 2515.7034 | 7.2069
Equipment | Server Virtualization | Commercial | New | Assembly | 21024 | 0.85714 | 3 | 3.1292 | 2.1764 | 17700 | 7153.938 | 2515.7034 | 17700 | 0.14213 | 7153.938 | 17700 | 0.40418 | 2515.7034 | 7153.938 | 0.35165 | 2515.7034 | 7.2069
Equipment | Server Virtualization | Commercial | New | College and University | 21024 | 0.85714 | 3 | 3.1292 | 2.1764 | 17700 | 7153.938 | 2515.7034 | 17700 | 0.14213 | 7153.938 | 17700 | 0.40418 | 2515.7034 | 7153.938 | 0.35165 | 2515.7034 | 7.2069
Equipment | Server Virtualization | Commercial | New | Grocery | 21024 | 0.85714 | 3 | 3.1292 | 2.1764 | 17700 | 7153.938 | 2515.7034 | 17700 | 0.14213 | 7153.938 | 17700 | 0.40418 | 2515.7034 | 7153.938 | 0.35165 | 2515.7034 | 7.2069
Equipment | Server Virtualization | Commercial | New | Healthcare | 21024 | 0.85714 | 3 | 3.1292 | 2.1764 | 17700 | 7153.938 | 2515.7034 | 17700 | 0.14213 | 7153.938 | 17700 | 0.40418 | 2515.7034 | 7153.938 | 0.35165 | 2515.7034 | 7.2069
Equipment | Server Virtualization | Commercial | New | Hospitals | 21024 | 0.85714 | 3 | 3.1292 | 2.1764 | 17700 | 7153.938 | 2515.7034 | 17700 | 0.14213 | 7153.938 | 17700 | 0.40418 | 2515.7034 | 7153.938 | 0.35165 | 2515.7034 | 7.2069
Equipment | Server Virtualization | Commercial | New | Institutional | 21024 | 0.85714 | 3 | 3.1292 | 2.1764 | 17700 | 7153.938 | 2515.7034 | 17700 | 0.14213 | 7153.938 | 17700 | 0.40418 | 2515.7034 | 7153.938 | 0.35165 | 2515.7034 | 7.2069
Equipment | Server Virtualization | Commercial | New | Lodging/Hospitality | 21024 | 0.85714 | 3 | 3.1292 | 2.1764 | 17700 | 7153.938 | 2515.7034 | 17700 | 0.14213 | 7153.938 | 17700 | 0.40418 | 2515.7034 | 7153.938 | 0.35165 | 2515.7034 | 7.2069
Equipment | Server Virtualization | Commercial | New | Miscellaneous | 21024 | 0.85714 | 3 | 3.1292 | 2.1764 | 17700 | 7153.938 | 2515.7034 | 17700 | 0.14213 | 7153.938 | 17700 | 0.40418 | 2515.7034 | 7153.938 | 0.35165 | 2515.7034 | 7.2069
Equipment | Server Virtualization | Commercial | New | Offices | 21024 | 0.85714 | 3 | 3.1292 | 2.1764 | 17700 | 7153.938 | 2515.7034 | 17700 | 0.14213 | 7153.938 | 17700 | 0.40418 | 2515.7034 | 7153.938 | 0.35165 | 2515.7034 | 7.2069
Equipment | Server Virtualization | Commercial | New | Restaurants | 21024 | 0.85714 | 3 | 3.1292 | 2.1764 | 17700 | 7153.938 | 2515.7034 | 17700 | 0.14213 | 7153.938 | 17700 | 0.40418 | 2515.7034 | 7153.938 | 0.35165 | 2515.7034 | 7.2069
Equipment | Server Virtualization | Commercial | New | Retail | 21024 | 0.85714 | 3 | 3.1292 | 2.1764 | 17700 | 7153.938 | 2515.7034 | 17700 | 0.14213 | 7153.938 | 17700 | 0.40418 | 2515.7034 | 7153.938 | 0.35165 | 2515.7034 | 7.2069
Equipment | Server Virtualization | Commercial | New | Schools K-12 | 21024 | 0.85714 | 3 | 3.1292 | 2.1764 | 17700 | 7153.938 | 2515.7034 | 17700 | 0.14213 | 7153.938 | 17700 | 0.40418 | 2515.7034 | 7153.938 | 0.35165 | 2515.7034 | 7.2069
Equipment | Server Virtualization | Commercial | New | Warehouse | 21024 | 0.85714 | 3 | 3.1292 | 2.1764 | 17700 | 7153.938 | 2515.7034 | 17700 | 0.14213 | 7153.938 | 17700 | 0.40418 | 2515.7034 | 7153.938 | 0.35165 | 2515.7034 | 7.2069
Equipment | Energy Star Commercial Glass Door Freezer | Commercial | Turnover | Assembly | 4389.9823 | 0.40571 | 12 | 0.64112 | 0.22051 | 166 | 4514.3271 | 1512.0853 | 166 | 9.1089 | 4514.3271 | 166 | 27.1947 | 1512.0853 | 4514.3271 | 0.33495 | 1512.0853 | 0.32369
Equipment | Energy Star Commercial Glass Door Freezer | Commercial | Turnover | College and University | 4389.9823 | 0.40571 | 12 | 0.56918 | 0.47676 | 166 | 4510.6415 | 1532.3268 | 166 | 9.2309 | 4510.6415 | 166 | 27.1725 | 1532.3268 | 4510.6415 | 0.33971 | 1532.3268 | 0.32369
Equipment | Energy Star Commercial Glass Door Freezer | Commercial | Turnover | Grocery | 4389.9823 | 0.40571 | 12 | 0.64112 | 0.22051 | 166 | 4514.3271 | 1512.0853 | 166 | 9.1089 | 4514.3271 | 166 | 27.1947 | 1512.0853 | 4514.3271 | 0.33495 | 1512.0853 | 0.32369
Equipment | Energy Star Commercial Glass Door Freezer | Commercial | Turnover | Healthcare | 4389.9823 | 0.40571 | 12 | 0.56918 | 0.47676 | 166 | 4510.6415 | 1532.3268 | 166 | 9.2309 | 4510.6415 | 166 | 27.1725 | 1532.3268 | 4510.6415 | 0.33971 | 1532.3268 | 0.32369
Equipment | Energy Star Commercial Glass Door Freezer | Commercial | Turnover | Hospitals | 4389.9823 | 0.40571 | 12 | 0.56918 | 0.47676 | 166 | 4510.6415 | 1532.3268 | 166 | 9.2309 | 4510.6415 | 166 | 27.1725 | 1532.3268 | 4510.6415 | 0.33971 | 1532.3268 | 0.32369
Equipment | Energy Star Commercial Glass Door Freezer | Commercial | Turnover | Institutional | 4389.9823 | 0.40571 | 12 | 0.64112 | 0.22051 | 166 | 4514.3271 | 1512.0853 | 166 | 9.1089 | 4514.3271 | 166 | 27.1947 | 1512.0853 | 4514.3271 | 0.33495 | 1512.0853 | 0.32369
Equipment | Energy Star Commercial Glass Door Freezer | Commercial | Turnover | Lodging/Hospitality | 4389.9823 | 0.40571 | 12 | 0.56918 | 0.47676 | 166 | 4510.6415 | 1532.3268 | 166 | 9.2309 | 4510.6415 | 166 | 27.1725 | 1532.3268 | 4510.6415 | 0.33971 | 1532.3268 | 0.32369
Equipment | Energy Star Commercial Glass Door Freezer | Commercial | Turnover | Miscellaneous | 4389.9823 | 0.40571 | 12 | 0.64112 | 0.22051 | 166 | 4514.3271 | 1512.0853 | 166 | 9.1089 | 4514.3271 | 166 | 27.1947 | 1512.0853 | 4514.3271 | 0.33495 | 1512.0853 | 0.32369
Equipment | Energy Star Commercial Glass Door Freezer | Commercial | Turnover | Offices | 4389.9823 | 0.40571 | 12 | 0.64112 | 0.22051 | 166 | 4514.3271 | 1512.0853 | 166 | 9.1089 | 4514.3271 | 166 | 27.1947 | 1512.0853 | 4514.3271 | 0.33495 | 1512.0853 | 0.32369
Equipment | Energy Star Commercial Glass Door Freezer | Commercial | Turnover | Restaurants | 4389.9823 | 0.40571 | 12 | 0.56918 | 0.47676 | 166 | 4510.6415 | 1532.3268 | 166 | 9.2309 | 4510.6415 | 166 | 27.1725 | 1532.3268 | 4510.6415 | 0.33971 | 1532.3268 | 0.32369
Equipment | Energy Star Commercial Glass Door Freezer | Commercial | Turnover | Retail | 4389.9823 | 0.40571 | 12 | 0.64112 | 0.22051 | 166 | 4514.3271 | 1512.0853 | 166 | 9.1089 | 4514.3271 | 166 | 27.1947 | 1512.0853 | 4514.3271 | 0.33495 | 1512.0853 | 0.32369
Equipment | Energy Star Commercial Glass Door Freezer | Commercial | Turnover | Schools K-12 | 4389.9823 | 0.40571 | 12 | 0.56918 | 0.47676 | 166 | 4510.6415 | 1532.3268 | 166 | 9.2309 | 4510.6415 | 166 | 27.1725 | 1532.3268 | 4510.6415 | 0.33971 | 1532.3268 | 0.32369
Equipment | Energy Star Commercial Glass Door Freezer | Commercial | Turnover | Warehouse | 4389.9823 | 0.40571 | 12 | 0.64112 | 0.22051 | 166 | 4514.3271 | 1512.0853 | 166 | 9.1089 | 4514.3271 | 166 | 27.1947 | 1512.0853 | 4514.3271 | 0.33495 | 1512.0853 | 0.32369
Equipment | Energy Star Commercial Glass Door Freezer | Commercial | New | Assembly | 4389.9823 | 0.40571 | 12 | 0.64112 | 0.22051 | 166 | 4514.3271 | 1512.0853 | 166 | 9.1089 | 4514.3271 | 166 | 27.1947 | 1512.0853 | 4514.3271 | 0.33495 | 1512.0853 | 0.32369
Equipment | Energy Star Commercial Glass Door Freezer | Commercial | New | College and University | 4389.9823 | 0.40571 | 12 | 0.56918 | 0.47676 | 166 | 4510.6415 | 1532.3268 | 166 | 9.2309 | 4510.6415 | 166 | 27.1725 | 1532.3268 | 4510.6415 | 0.33971 | 1532.3268 | 0.32369
Equipment | Energy Star Commercial Glass Door Freezer | Commercial | New | Grocery | 4389.9823 | 0.40571 | 12 | 0.64112 | 0.22051 | 166 | 4514.3271 | 1512.0853 | 166 | 9.1089 | 4514.3271 | 166 | 27.1947 | 1512.0853 | 4514.3271 | 0.33495 | 1512.0853 | 0.32369
Equipment | Energy Star Commercial Glass Door Freezer | Commercial | New | Healthcare | 4389.9823 | 0.40571 | 12 | 0.56918 | 0.47676 | 166 | 4510.6415 | 1532.3268 | 166 | 9.2309 | 4510.6415 | 166 | 27.1725 | 1532.3268 | 4510.6415 | 0.33971 | 1532.3268 | 0.32369
Equipment | Energy Star Commercial Glass Door Freezer | Commercial | New | Hospitals | 4389.9823 | 0.40571 | 12 | 0.56918 | 0.47676 | 166 | 4510.6415 | 1532.3268 | 166 | 9.2309 | 4510.6415 | 166 | 27.1725 | 1532.3268 | 4510.6415 | 0.33971 | 1532.3268 | 0.32369
Equipment | Energy Star Commercial Glass Door Freezer | Commercial | New | Institutional | 4389.9823 | 0.40571 | 12 | 0.64112 | 0.22051 | 166 | 4514.3271 | 1512.0853 | 166 | 9.1089 | 4514.3271 | 166 | 27.1947 | 1512.0853 | 4514.3271 | 0.33495 | 1512.0853 | 0.32369
Equipment | Energy Star Commercial Glass Door Freezer | Commercial | New | Lodging/Hospitality | 4389.9823 | 0.40571 | 12 | 0.56918 | 0.47676 | 166 | 4510.6415 | 1532.3268 | 166 | 9.2309 | 4510.6415 | 166 | 27.1725 | 1532.3268 | 4510.6415 | 0.33971 | 1532.3268 | 0.32369
Equipment | Energy Star Commercial Glass Door Freezer | Commercial | New | Miscellaneous | 4389.9823 | 0.40571 | 12 | 0.64112 | 0.22051 | 166 | 4514.3271 | 1512.0853 | 166 | 9.1089 | 4514.3271 | 166 | 27.1947 | 1512.0853 | 4514.3271 | 0.33495 | 1512.0853 | 0.32369
Equipment | Energy Star Commercial Glass Door Freezer | Commercial | New | Offices | 4389.9823 | 0.40571 | 12 | 0.64112 | 0.22051 | 166 | 4514.3271 | 1512.0853 | 166 | 9.1089 | 4514.3271 | 166 | 27.1947 | 1512.0853 | 4514.3271 | 0.33495 | 1512.0853 | 0.32369
Equipment | Energy Star Commercial Glass Door Freezer | Commercial | New | Restaurants | 4389.9823 | 0.40571 | 12 | 0.56918 | 0.47676 | 166 | 4510.6415 | 1532.3268 | 166 | 9.2309 | 4510.6415 | 166 | 27.1725 | 1532.3268 | 4510.6415 | 0.33971 | 1532.3268 | 0.32369
Equipment | Energy Star Commercial Glass Door Freezer | Commercial | New | Retail | 4389.9823 | 0.40571 | 12 | 0.64112 | 0.22051 | 166 | 4514.3271 | 1512.0853 | 166 | 9.1089 | 4514.3271 | 166 | 27.1947 | 1512.0853 | 4514.3271 | 0.33495 | 1512.0853 | 0.32369
Equipment | Energy Star Commercial Glass Door Freezer | Commercial | New | Schools K-12 | 4389.9823 | 0.40571 | 12 | 0.56918 | 0.47676 | 166 | 4510.6415 | 1532.3268 | 166 | 9.2309 | 4510.6415 | 166 | 27.1725 | 1532.3268 | 4510.6415 | 0.33971 | 1532.3268 | 0.32369
Equipment | Energy Star Commercial Glass Door Freezer | Commercial | New | Warehouse | 4389.9823 | 0.40571 | 12 | 0.64112 | 0.22051 | 166 | 4514.3271 | 1512.0853 | 166 | 9.1089 | 4514.3271 | 166 | 27.1947 | 1512.0853 | 4514.3271 | 0.33495 | 1512.0853 | 0.32369
Equipment | Energy Star Commercial Glass Door Refrigerator | Commercial | Turnover | Assembly | 922.8665 | 0.37882 | 12 | 0.13478 | 0.046356 | 164 | 949.0064 | 317.8721 | 164 | 1.9382 | 949.0064 | 164 | 5.7866 | 317.8721 | 949.0064 | 0.33495 | 317.8721 | 1.5212
Equipment | Energy Star Commercial Glass Door Refrigerator | Commercial | Turnover | College and University | 922.8665 | 0.37882 | 12 | 0.11965 | 0.10023 | 164 | 948.2316 | 322.1273 | 164 | 1.9642 | 948.2316 | 164 | 5.7819 | 322.1273 | 948.2316 | 0.33971 | 322.1273 | 1.5212
Equipment | Energy Star Commercial Glass Door Refrigerator | Commercial | Turnover | Grocery | 922.8665 | 0.37882 | 12 | 0.13478 | 0.046356 | 164 | 949.0064 | 317.8721 | 164 | 1.9382 | 949.0064 | 164 | 5.7866 | 317.8721 | 949.0064 | 0.33495 | 317.8721 | 1.5212
Equipment | Energy Star Commercial Glass Door Refrigerator | Commercial | Turnover | Healthcare | 922.8665 | 0.37882 | 12 | 0.11965 | 0.10023 | 164 | 948.2316 | 322.1273 | 164 | 1.9642 | 948.2316 | 164 | 5.7819 | 322.1273 | 948.2316 | 0.33971 | 322.1273 | 1.5212
Equipment | Energy Star Commercial Glass Door Refrigerator | Commercial | Turnover | Hospitals | 922.8665 | 0.37882 | 12 | 0.11965 | 0.10023 | 164 | 948.2316 | 322.1273 | 164 | 1.9642 | 948.2316 | 164 | 5.7819 | 322.1273 | 948.2316 | 0.33971 | 322.1273 | 1.5212
Equipment | Energy Star Commercial Glass Door Refrigerator | Commercial | Turnover | Institutional | 922.8665 | 0.37882 | 12 | 0.13478 | 0.046356 | 164 | 949.0064 | 317.8721 | 164 | 1.9382 | 949.0064 | 164 | 5.7866 | 317.8721 | 949.0064 | 0.33495 | 317.8721 | 1.5212
Equipment | Energy Star Commercial Glass Door Refrigerator | Commercial | Turnover | Lodging/Hospitality | 922.8665 | 0.37882 | 12 | 0.11965 | 0.10023 | 164 | 948.2316 | 322.1273 | 164 | 1.9642 | 948.2316 | 164 | 5.7819 | 322.1273 | 948.2316 | 0.33971 | 322.1273 | 1.5212
Equipment | Energy Star Commercial Glass Door Refrigerator | Commercial | Turnover | Miscellaneous | 922.8665 | 0.37882 | 12 | 0.13478 | 0.046356 | 164 | 949.0064 | 317.8721 | 164 | 1.9382 | 949.0064 | 164 | 5.7866 | 317.8721 | 949.0064 | 0.33495 | 317.8721 | 1.5212
Equipment | Energy Star Commercial Glass Door Refrigerator | Commercial | Turnover | Offices | 922.8665 | 0.37882 | 12 | 0.13478 | 0.046356 | 164 | 949.0064 | 317.8721 | 164 | 1.9382 | 949.0064 | 164 | 5.7866 | 317.8721 | 949.0064 | 0.33495 | 317.8721 | 1.5212
Equipment | Energy Star Commercial Glass Door Refrigerator | Commercial | Turnover | Restaurants | 922.8665 | 0.37882 | 12 | 0.11965 | 0.10023 | 164 | 948.2316 | 322.1273 | 164 | 1.9642 | 948.2316 | 164 | 5.7819 | 322.1273 | 948.2316 | 0.33971 | 322.1273 | 1.5212
Equipment | Energy Star Commercial Glass Door Refrigerator | Commercial | Turnover | Retail | 922.8665 | 0.37882 | 12 | 0.13478 | 0.046356 | 164 | 949.0064 | 317.8721 | 164 | 1.9382 | 949.0064 | 164 | 5.7866 | 317.8721 | 949.0064 | 0.33495 | 317.8721 | 1.5212
Equipment | Energy Star Commercial Glass Door Refrigerator | Commercial | Turnover | Schools K-12 | 922.8665 | 0.37882 | 12 | 0.11965 | 0.10023 | 164 | 948.2316 | 322.1273 | 164 | 1.9642 | 948.2316 | 164 | 5.7819 | 322.1273 | 948.2316 | 0.33971 | 322.1273 | 1.5212
Equipment | Energy Star Commercial Glass Door Refrigerator | Commercial | Turnover | Warehouse | 922.8665 | 0.37882 | 12 | 0.13478 | 0.046356 | 164 | 949.0064 | 317.8721 | 164 | 1.9382 | 949.0064 | 164 | 5.7866 | 317.8721 | 949.0064 | 0.33495 | 317.8721 | 1.5212
Equipment | Energy Star Commercial Glass Door Refrigerator | Commercial | New | Assembly | 922.8665 | 0.37882 | 12 | 0.13478 | 0.046356 | 164 | 949.0064 | 317.8721 | 164 | 1.9382 | 949.0064 | 164 | 5.7866 | 317.8721 | 949.0064 | 0.33495 | 317.8721 | 1.5212
Equipment | Energy Star Commercial Glass Door Refrigerator | Commercial | New | College and University | 922.8665 | 0.37882 | 12 | 0.11965 | 0.10023 | 164 | 948.2316 | 322.1273 | 164 | 1.9642 | 948.2316 | 164 | 5.7819 | 322.1273 | 948.2316 | 0.33971 | 322.1273 | 1.5212
Equipment | Energy Star Commercial Glass Door Refrigerator | Commercial | New | Grocery | 922.8665 | 0.37882 | 12 | 0.13478 | 0.046356 | 164 | 949.0064 | 317.8721 | 164 | 1.9382 | 949.0064 | 164 | 5.7866 | 317.8721 | 949.0064 | 0.33495 | 317.8721 | 1.5212
Equipment | Energy Star Commercial Glass Door Refrigerator | Commercial | New | Healthcare | 922.8665 | 0.37882 | 12 | 0.11965 | 0.10023 | 164 | 948.2316 | 322.1273 | 164 | 1.9642 | 948.2316 | 164 | 5.7819 | 322.1273 | 948.2316 | 0.33971 | 322.1273 | 1.5212
Equipment | Energy Star Commercial Glass Door Refrigerator | Commercial | New | Hospitals | 922.8665 | 0.37882 | 12 | 0.11965 | 0.10023 | 164 | 948.2316 | 322.1273 | 164 | 1.9642 | 948.2316 | 164 | 5.7819 | 322.1273 | 948.2316 | 0.33971 | 322.1273 | 1.5212
Equipment | Energy Star Commercial Glass Door Refrigerator | Commercial | New | Institutional | 922.8665 | 0.37882 | 12 | 0.13478 | 0.046356 | 164 | 949.0064 | 317.8721 | 164 | 1.9382 | 949.0064 | 164 | 5.7866 | 317.8721 | 949.0064 | 0.33495 | 317.8721 | 1.5212
Equipment | Energy Star Commercial Glass Door Refrigerator | Commercial | New | Lodging/Hospitality | 922.8665 | 0.37882 | 12 | 0.11965 | 0.10023 | 164 | 948.2316 | 322.1273 | 164 | 1.9642 | 948.2316 | 164 | 5.7819 | 322.1273 | 948.2316 | 0.33971 | 322.1273 | 1.5212
Equipment | Energy Star Commercial Glass Door Refrigerator | Commercial | New | Miscellaneous | 922.8665 | 0.37882 | 12 | 0.13478 | 0.046356 | 164 | 949.0064 | 317.8721 | 164 | 1.9382 | 949.0064 | 164 | 5.7866 | 317.8721 | 949.0064 | 0.33495 | 317.8721 | 1.5212
Equipment | Energy Star Commercial Glass Door Refrigerator | Commercial | New | Offices | 922.8665 | 0.37882 | 12 | 0.13478 | 0.046356 | 164 | 949.0064 | 317.8721 | 164 | 1.9382 | 949.0064 | 164 | 5.7866 | 317.8721 | 949.0064 | 0.33495 | 317.8721 | 1.5212
Equipment | Energy Star Commercial Glass Door Refrigerator | Commercial | New | Restaurants | 922.8665 | 0.37882 | 12 | 0.11965 | 0.10023 | 164 | 948.2316 | 322.1273 | 164 | 1.9642 | 948.2316 | 164 | 5.7819 | 322.1273 | 948.2316 | 0.33971 | 322.1273 | 1.5212
Equipment | Energy Star Commercial Glass Door Refrigerator | Commercial | New | Retail | 922.8665 | 0.37882 | 12 | 0.13478 | 0.046356 | 164 | 949.0064 | 317.8721 | 164 | 1.9382 | 949.0064 | 164 | 5.7866 | 317.8721 | 949.0064 | 0.33495 | 317.8721 | 1.5212
Equipment | Energy Star Commercial Glass Door Refrigerator | Commercial | New | Schools K-12 | 922.8665 | 0.37882 | 12 | 0.11965 | 0.10023 | 164 | 948.2316 | 322.1273 | 164 | 1.9642 | 948.2316 | 164 | 5.7819 | 322.1273 | 948.2316 | 0.33971 | 322.1273 | 1.5212
Equipment | Energy Star Commercial Glass Door Refrigerator | Commercial | New | Warehouse | 922.8665 | 0.37882 | 12 | 0.13478 | 0.046356 | 164 | 949.0064 | 317.8721 | 164 | 1.9382 | 949.0064 | 164 | 5.7866 | 317.8721 | 949.0064 | 0.33495 | 317.8721 | 1.5212
Equipment | Energy Star Commercial Solid Door Freezer | Commercial | Turnover | Assembly | 2533.0469 | 0.42111 | 12 | 0.37834 | 0.16907 | 166 | 2605.2257 | 877.5401 | 166 | 5.2864 | 2605.2257 | 166 | 15.6941 | 877.5401 | 2605.2257 | 0.33684 | 877.5401 | 0.56099
Equipment | Energy Star Commercial Solid Door Freezer | Commercial | Turnover | College and University | 2533.0469 | 0.42111 | 12 | 0.32842 | 0.27509 | 166 | 2602.668 | 884.162 | 166 | 5.3263 | 2602.668 | 166 | 15.6787 | 884.162 | 2602.668 | 0.33971 | 884.162 | 0.56099
Equipment | Energy Star Commercial Solid Door Freezer | Commercial | Turnover | Grocery | 2533.0469 | 0.42111 | 12 | 0.37834 | 0.16907 | 166 | 2605.2257 | 877.5401 | 166 | 5.2864 | 2605.2257 | 166 | 15.6941 | 877.5401 | 2605.2257 | 0.33684 | 877.5401 | 0.56099
Equipment | Energy Star Commercial Solid Door Freezer | Commercial | Turnover | Healthcare | 2533.0469 | 0.42111 | 12 | 0.32842 | 0.27509 | 166 | 2602.668 | 884.162 | 166 | 5.3263 | 2602.668 | 166 | 15.6787 | 884.162 | 2602.668 | 0.33971 | 884.162 | 0.56099
Equipment | Energy Star Commercial Solid Door Freezer | Commercial | Turnover | Hospitals | 2533.0469 | 0.42111 | 12 | 0.32842 | 0.27509 | 166 | 2602.668 | 884.162 | 166 | 5.3263 | 2602.668 | 166 | 15.6787 | 884.162 | 2602.668 | 0.33971 | 884.162 | 0.56099
Equipment | Energy Star Commercial Solid Door Freezer | Commercial | Turnover | Institutional | 2533.0469 | 0.42111 | 12 | 0.37834 | 0.16907 | 166 | 2605.2257 | 877.5401 | 166 | 5.2864 | 2605.2257 | 166 | 15.6941 | 877.5401 | 2605.2257 | 0.33684 | 877.5401 | 0.56099
Equipment | Energy Star Commercial Solid Door Freezer | Commercial | Turnover | Lodging/Hospitality | 2533.0469 | 0.42111 | 12 | 0.32842 | 0.27509 | 166 | 2602.668 | 884.162 | 166 | 5.3263 | 2602.668 | 166 | 15.6787 | 884.162 | 2602.668 | 0.33971 | 884.162 | 0.56099
Equipment | Energy Star Commercial Solid Door Freezer | Commercial | Turnover | Miscellaneous | 2533.0469 | 0.42111 | 12 | 0.37834 | 0.16907 | 166 | 2605.2257 | 877.5401 | 166 | 5.2864 | 2605.2257 | 166 | 15.6941 | 877.5401 | 2605.2257 | 0.33684 | 877.5401 | 0.56099
Equipment | Energy Star Commercial Solid Door Freezer | Commercial | Turnover | Offices | 2533.0469 | 0.42111 | 12 | 0.37834 | 0.16907 | 166 | 2605.2257 | 877.5401 | 166 | 5.2864 | 2605.2257 | 166 | 15.6941 | 877.5401 | 2605.2257 | 0.33684 | 877.5401 | 0.56099
Equipment | Energy Star Commercial Solid Door Freezer | Commercial | Turnover | Restaurants | 2533.0469 | 0.42111 | 12 | 0.32842 | 0.27509 | 166 | 2602.668 | 884.162 | 166 | 5.3263 | 2602.668 | 166 | 15.6787 | 884.162 | 2602.668 | 0.33971 | 884.162 | 0.56099
Equipment | Energy Star Commercial Solid Door Freezer | Commercial | Turnover | Retail | 2533.0469 | 0.42111 | 12 | 0.37834 | 0.16907 | 166 | 2605.2257 | 877.5401 | 166 | 5.2864 | 2605.2257 | 166 | 15.6941 | 877.5401 | 2605.2257 | 0.33684 | 877.5401 | 0.56099
Equipment | Energy Star Commercial Solid Door Freezer | Commercial | Turnover | Schools K-12 | 2533.0469 | 0.42111 | 12 | 0.32842 | 0.27509 | 166 | 2602.668 | 884.162 | 166 | 5.3263 | 2602.668 | 166 | 15.6787 | 884.162 | 2602.668 | 0.33971 | 884.162 | 0.56099
Equipment | Energy Star Commercial Solid Door Freezer | Commercial | Turnover | Warehouse | 2533.0469 | 0.42111 | 12 | 0.37834 | 0.16907 | 166 | 2605.2257 | 877.5401 | 166 | 5.2864 | 2605.2257 | 166 | 15.6941 | 877.5401 | 2605.2257 | 0.33684 | 877.5401 | 0.56099
Equipment | Energy Star Commercial Solid Door Freezer | Commercial | New | Assembly | 2533.0469 | 0.42111 | 12 | 0.37834 | 0.16907 | 166 | 2605.2257 | 877.5401 | 166 | 5.2864 | 2605.2257 | 166 | 15.6941 | 877.5401 | 2605.2257 | 0.33684 | 877.5401 | 0.56099
Equipment | Energy Star Commercial Solid Door Freezer | Commercial | New | College and University | 2533.0469 | 0.42111 | 12 | 0.32842 | 0.27509 | 166 | 2602.668 | 884.162 | 166 | 5.3263 | 2602.668 | 166 | 15.6787 | 884.162 | 2602.668 | 0.33971 | 884.162 | 0.56099
Equipment | Energy Star Commercial Solid Door Freezer | Commercial | New | Grocery | 2533.0469 | 0.42111 | 12 | 0.37834 | 0.16907 | 166 | 2605.2257 | 877.5401 | 166 | 5.2864 | 2605.2257 | 166 | 15.6941 | 877.5401 | 2605.2257 | 0.33684 | 877.5401 | 0.56099
Equipment | Energy Star Commercial Solid Door Freezer | Commercial | New | Healthcare | 2533.0469 | 0.42111 | 12 | 0.32842 | 0.27509 | 166 | 2602.668 | 884.162 | 166 | 5.3263 | 2602.668 | 166 | 15.6787 | 884.162 | 2602.668 | 0.33971 | 884.162 | 0.56099
Equipment | Energy Star Commercial Solid Door Freezer | Commercial | New | Hospitals | 2533.0469 | 0.42111 | 12 | 0.32842 | 0.27509 | 166 | 2602.668 | 884.162 | 166 | 5.3263 | 2602.668 | 166 | 15.6787 | 884.162 | 2602.668 | 0.33971 | 884.162 | 0.56099
Equipment | Energy Star Commercial Solid Door Freezer | Commercial | New | Institutional | 2533.0469 | 0.42111 | 12 | 0.37834 | 0.16907 | 166 | 2605.2257 | 877.5401 | 166 | 5.2864 | 2605.2257 | 166 | 15.6941 | 877.5401 | 2605.2257 | 0.33684 | 877.5401 | 0.56099
Equipment | Energy Star Commercial Solid Door Freezer | Commercial | New | Lodging/Hospitality | 2533.0469 | 0.42111 | 12 | 0.32842 | 0.27509 | 166 | 2602.668 | 884.162 | 166 | 5.3263 | 2602.668 | 166 | 15.6787 | 884.162 | 2602.668 | 0.33971 | 884.162 | 0.56099
Equipment | Energy Star Commercial Solid Door Freezer | Commercial | New | Miscellaneous | 2533.0469 | 0.42111 | 12 | 0.37834 | 0.16907 | 166 | 2605.2257 | 877.5401 | 166 | 5.2864 | 2605.2257 | 166 | 15.6941 | 877.5401 | 2605.2257 | 0.33684 | 877.5401 | 0.56099
Equipment | Energy Star Commercial Solid Door Freezer | Commercial | New | Offices | 2533.0469 | 0.42111 | 12 | 0.37834 | 0.16907 | 166 | 2605.2257 | 877.5401 | 166 | 5.2864 | 2605.2257 | 166 | 15.6941 | 877.5401 | 2605.2257 | 0.33684 | 877.5401 | 0.56099
Equipment | Energy Star Commercial Solid Door Freezer | Commercial | New | Restaurants | 2533.0469 | 0.42111 | 12 | 0.32842 | 0.27509 | 166 | 2602.668 | 884.162 | 166 | 5.3263 | 2602.668 | 166 | 15.6787 | 884.162 | 2602.668 | 0.33971 | 884.162 | 0.56099
Equipment | Energy Star Commercial Solid Door Freezer | Commercial | New | Retail | 2533.0469 | 0.42111 | 12 | 0.37834 | 0.16907 | 166 | 2605.2257 | 877.5401 | 166 | 5.2864 | 2605.2257 | 166 | 15.6941 | 877.5401 | 2605.2257 | 0.33684 | 877.5401 | 0.56099
Equipment | Energy Star Commercial Solid Door Freezer | Commercial | New | Schools K-12 | 2533.0469 | 0.42111 | 12 | 0.32842 | 0.27509 | 166 | 2602.668 | 884.162 | 166 | 5.3263 | 2602.668 | 166 | 15.6787 | 884.162 | 2602.668 | 0.33971 | 884.162 | 0.56099
Equipment | Energy Star Commercial Solid Door Freezer | Commercial | New | Warehouse | 2533.0469 | 0.42111 | 12 | 0.37834 | 0.16907 | 166 | 2605.2257 | 877.5401 | 166 | 5.2864 | 2605.2257 | 166 | 15.6941 | 877.5401 | 2605.2257 | 0.33684 | 877.5401 | 0.56099
Equipment | Energy Star Commercial Solid Door Refrigerator | Commercial | Turnover | Assembly | 849.9239 | 0.50277 | 12 | 0.12695 | 0.056728 | 164 | 874.1424 | 294.4447 | 164 | 1.7954 | 874.1424 | 164 | 5.3301 | 294.4447 | 874.1424 | 0.33684 | 294.4447 | 1.6518
Equipment | Energy Star Commercial Solid Door Refrigerator | Commercial | Turnover | College and University | 849.9239 | 0.50277 | 12 | 0.1102 | 0.092304 | 164 | 873.2842 | 296.6666 | 164 | 1.8089 | 873.2842 | 164 | 5.3249 | 296.6666 | 873.2842 | 0.33971 | 296.6666 | 1.6518
Equipment | Energy Star Commercial Solid Door Refrigerator | Commercial | Turnover | Grocery | 849.9239 | 0.50277 | 12 | 0.12695 | 0.056728 | 164 | 874.1424 | 294.4447 | 164 | 1.7954 | 874.1424 | 164 | 5.3301 | 294.4447 | 874.1424 | 0.33684 | 294.4447 | 1.6518
Equipment | Energy Star Commercial Solid Door Refrigerator | Commercial | Turnover | Healthcare | 849.9239 | 0.50277 | 12 | 0.1102 | 0.092304 | 164 | 873.2842 | 296.6666 | 164 | 1.8089 | 873.2842 | 164 | 5.3249 | 296.6666 | 873.2842 | 0.33971 | 296.6666 | 1.6518
Equipment | Energy Star Commercial Solid Door Refrigerator | Commercial | Turnover | Hospitals | 849.9239 | 0.50277 | 12 | 0.1102 | 0.092304 | 164 | 873.2842 | 296.6666 | 164 | 1.8089 | 873.2842 | 164 | 5.3249 | 296.6666 | 873.2842 | 0.33971 | 296.6666 | 1.6518
Equipment | Energy Star Commercial Solid Door Refrigerator | Commercial | Turnover | Institutional | 849.9239 | 0.50277 | 12 | 0.12695 | 0.056728 | 164 | 874.1424 | 294.4447 | 164 | 1.7954 | 874.1424 | 164 | 5.3301 | 294.4447 | 874.1424 | 0.33684 | 294.4447 | 1.6518
Equipment | Energy Star Commercial Solid Door Refrigerator | Commercial | Turnover | Lodging/Hospitality | 849.9239 | 0.50277 | 12 | 0.1102 | 0.092304 | 164 | 873.2842 | 296.6666 | 164 | 1.8089 | 873.2842 | 164 | 5.3249 | 296.6666 | 873.2842 | 0.33971 | 296.6666 | 1.6518
Equipment | Energy Star Commercial Solid Door Refrigerator | Commercial | Turnover | Miscellaneous | 849.9239 | 0.50277 | 12 | 0.12695 | 0.056728 | 164 | 874.1424 | 294.4447 | 164 | 1.7954 | 874.1424 | 164 | 5.3301 | 294.4447 | 874.1424 | 0.33684 | 294.4447 | 1.6518
Equipment | Energy Star Commercial Solid Door Refrigerator | Commercial | Turnover | Offices | 849.9239 | 0.50277 | 12 | 0.12695 | 0.056728 | 164 | 874.1424 | 294.4447 | 164 | 1.7954 | 874.1424 | 164 | 5.3301 | 294.4447 | 874.1424 | 0.33684 | 294.4447 | 1.6518
Equipment | Energy Star Commercial Solid Door Refrigerator | Commercial | Turnover | Restaurants | 849.9239 | 0.50277 | 12 | 0.1102 | 0.092304 | 164 | 873.2842 | 296.6666 | 164 | 1.8089 | 873.2842 | 164 | 5.3249 | 296.6666 | 873.2842 | 0.33971 | 296.6666 | 1.6518
Equipment | Energy Star Commercial Solid Door Refrigerator | Commercial | Turnover | Retail | 849.9239 | 0.50277 | 12 | 0.12695 | 0.056728 | 164 | 874.1424 | 294.4447 | 164 | 1.7954 | 874.1424 | 164 | 5.3301 | 294.4447 | 874.1424 | 0.33684 | 294.4447 | 1.6518
Equipment | Energy Star Commercial Solid Door Refrigerator | Commercial | Turnover | Schools K-12 | 849.9239 | 0.50277 | 12 | 0.1102 | 0.092304 | 164 | 873.2842 | 296.6666 | 164 | 1.8089 | 873.2842 | 164 | 5.3249 | 296.6666 | 873.2842 | 0.33971 | 296.6666 | 1.6518
Equipment | Energy Star Commercial Solid Door Refrigerator | Commercial | Turnover | Warehouse | 849.9239 | 0.50277 | 12 | 0.12695 | 0.056728 | 164 | 874.1424 | 294.4447 | 164 | 1.7954 | 874.1424 | 164 | 5.3301 | 294.4447 | 874.1424 | 0.33684 | 294.4447 | 1.6518
Equipment | Energy Star Commercial Solid Door Refrigerator | Commercial | New | Assembly | 849.9239 | 0.50277 | 12 | 0.12695 | 0.056728 | 164 | 874.1424 | 294.4447 | 164 | 1.7954 | 874.1424 | 164 | 5.3301 | 294.4447 | 874.1424 | 0.33684 | 294.4447 | 1.6518
Equipment | Energy Star Commercial Solid Door Refrigerator | Commercial | New | College and University | 849.9239 | 0.50277 | 12 | 0.1102 | 0.092304 | 164 | 873.2842 | 296.6666 | 164 | 1.8089 | 873.2842 | 164 | 5.3249 | 296.6666 | 873.2842 | 0.33971 | 296.6666 | 1.6518
Equipment | Energy Star Commercial Solid Door Refrigerator | Commercial | New | Grocery | 849.9239 | 0.50277 | 12 | 0.12695 | 0.056728 | 164 | 874.1424 | 294.4447 | 164 | 1.7954 | 874.1424 | 164 | 5.3301 | 294.4447 | 874.1424 | 0.33684 | 294.4447 | 1.6518
Equipment | Energy Star Commercial Solid Door Refrigerator | Commercial | New | Healthcare | 849.9239 | 0.50277 | 12 | 0.1102 | 0.092304 | 164 | 873.2842 | 296.6666 | 164 | 1.8089 | 873.2842 | 164 | 5.3249 | 296.6666 | 873.2842 | 0.33971 | 296.6666 | 1.6518
Equipment | Energy Star Commercial Solid Door Refrigerator | Commercial | New | Hospitals | 849.9239 | 0.50277 | 12 | 0.1102 | 0.092304 | 164 | 873.2842 | 296.6666 | 164 | 1.8089 | 873.2842 | 164 | 5.3249 | 296.6666 | 873.2842 | 0.33971 | 296.6666 | 1.6518
Equipment | Energy Star Commercial Solid Door Refrigerator | Commercial | New | Institutional | 849.9239 | 0.50277 | 12 | 0.12695 | 0.056728 | 164 | 874.1424 | 294.4447 | 164 | 1.7954 | 874.1424 | 164 | 5.3301 | 294.4447 | 874.1424 | 0.33684 | 294.4447 | 1.6518
Equipment | Energy Star Commercial Solid Door Refrigerator | Commercial | New | Lodging/Hospitality | 849.9239 | 0.50277 | 12 | 0.1102 | 0.092304 | 164 | 873.2842 | 296.6666 | 164 | 1.8089 | 873.2842 | 164 | 5.3249 | 296.6666 | 873.2842 | 0.33971 | 296.6666 | 1.6518
Equipment | Energy Star Commercial Solid Door Refrigerator | Commercial | New | Miscellaneous | 849.9239 | 0.50277 | 12 | 0.12695 | 0.056728 | 164 | 874.1424 | 294.4447 | 164 | 1.7954 | 874.1424 | 164 | 5.3301 | 294.4447 | 874.1424 | 0.33684 | 294.4447 | 1.6518
Equipment | Energy Star Commercial Solid Door Refrigerator | Commercial | New | Offices | 849.9239 | 0.50277 | 12 | 0.12695 | 0.056728 | 164 | 874.1424 | 294.4447 | 164 | 1.7954 | 874.1424 | 164 | 5.3301 | 294.4447 | 874.1424 | 0.33684 | 294.4447 | 1.6518
Equipment | Energy Star Commercial Solid Door Refrigerator | Commercial | New | Restaurants | 849.9239 | 0.50277 | 12 | 0.1102 | 0.092304 | 164 | 873.2842 | 296.6666 | 164 | 1.8089 | 873.2842 | 164 | 5.3249 | 296.6666 | 873.2842 | 0.33971 | 296.6666 | 1.6518
Equipment | Energy Star Commercial Solid Door Refrigerator | Commercial | New | Retail | 849.9239 | 0.50277 | 12 | 0.12695 | 0.056728 | 164 | 874.1424 | 294.4447 | 164 | 1.7954 | 874.1424 | 164 | 5.3301 | 294.4447 | 874.1424 | 0.33684 | 294.4447 | 1.6518
Equipment | Energy Star Commercial Solid Door Refrigerator | Commercial | New | Schools K-12 | 849.9239 | 0.50277 | 12 | 0.1102 | 0.092304 | 164 | 873.2842 | 296.6666 | 164 | 1.8089 | 873.2842 | 164 | 5.3249 | 296.6666 | 873.2842 | 0.33971 | 296.6666 | 1.6518
Equipment | Energy Star Commercial Solid Door Refrigerator | Commercial | New | Warehouse | 849.9239 | 0.50277 | 12 | 0.12695 | 0.056728 | 164 | 874.1424 | 294.4447 | 164 | 1.7954 | 874.1424 | 164 | 5.3301 | 294.4447 | 874.1424 | 0.33684 | 294.4447 | 1.6518
Equipment | Energy Star Ice Maker | Commercial | Turnover | Assembly | 237.861 | 0.11389 | 8 | 0.036863 | 0.023275 | 249 | 184.0743 | 63.2771 | 249 | 0.25412 | 184.0743 | 249 | 0.73925 | 63.2771 | 184.0743 | 0.34376 | 63.2771 | 8.9612
Equipment | Energy Star Ice Maker | Commercial | Turnover | College and University | 237.861 | 0.11389 | 8 | 0.03084 | 0.025832 | 249 | 183.8422 | 63.2044 | 249 | 0.25383 | 183.8422 | 249 | 0.73832 | 63.2044 | 183.8422 | 0.3438 | 63.2044 | 8.9612
Equipment | Energy Star Ice Maker | Commercial | Turnover | Grocery | 237.861 | 0.11389 | 8 | 0.036863 | 0.023275 | 249 | 184.0743 | 63.2771 | 249 | 0.25412 | 184.0743 | 249 | 0.73925 | 63.2771 | 184.0743 | 0.34376 | 63.2771 | 8.9612
Equipment | Energy Star Ice Maker | Commercial | Turnover | Healthcare | 237.861 | 0.11389 | 8 | 0.03084 | 0.025832 | 249 | 183.8422 | 63.2044 | 249 | 0.25383 | 183.8422 | 249 | 0.73832 | 63.2044 | 183.8422 | 0.3438 | 63.2044 | 8.9612
Equipment | Energy Star Ice Maker | Commercial | Turnover | Hospitals | 237.861 | 0.11389 | 8 | 0.03084 | 0.025832 | 249 | 183.8422 | 63.2044 | 249 | 0.25383 | 183.8422 | 249 | 0.73832 | 63.2044 | 183.8422 | 0.3438 | 63.2044 | 8.9612
Equipment | Energy Star Ice Maker | Commercial | Turnover | Institutional | 237.861 | 0.11389 | 8 | 0.036863 | 0.023275 | 249 | 184.0743 | 63.2771 | 249 | 0.25412 | 184.0743 | 249 | 0.73925 | 63.2771 | 184.0743 | 0.34376 | 63.2771 | 8.9612
Equipment | Energy Star Ice Maker | Commercial | Turnover | Lodging/Hospitality | 237.861 | 0.11389 | 8 | 0.03084 | 0.025832 | 249 | 183.8422 | 63.2044 | 249 | 0.25383 | 183.8422 | 249 | 0.73832 | 63.2044 | 183.8422 | 0.3438 | 63.2044 | 8.9612
Equipment | Energy Star Ice Maker | Commercial | Turnover | Miscellaneous | 237.861 | 0.11389 | 8 | 0.036863 | 0.023275 | 249 | 184.0743 | 63.2771 | 249 | 0.25412 | 184.0743 | 249 | 0.73925 | 63.2771 | 184.0743 | 0.34376 | 63.2771 | 8.9612
Equipment | Energy Star Ice Maker | Commercial | Turnover | Offices | 237.861 | 0.11389 | 8 | 0.036863 | 0.023275 | 249 | 184.0743 | 63.2771 | 249 | 0.25412 | 184.0743 | 249 | 0.73925 | 63.2771 | 184.0743 | 0.34376 | 63.2771 | 8.9612
Equipment | Energy Star Ice Maker | Commercial | Turnover | Restaurants | 237.861 | 0.11389 | 8 | 0.03084 | 0.025832 | 249 | 183.8422 | 63.2044 | 249 | 0.25383 | 183.8422 | 249 | 0.73832 | 63.2044 | 183.8422 | 0.3438 | 63.2044 | 8.9612
Equipment | Energy Star Ice Maker | Commercial | Turnover | Retail | 237.861 | 0.11389 | 8 | 0.036863 | 0.023275 | 249 | 184.0743 | 63.2771 | 249 | 0.25412 | 184.0743 | 249 | 0.73925 | 63.2771 | 184.0743 | 0.34376 | 63.2771 | 8.9612
Equipment | Energy Star Ice Maker | Commercial | Turnover | Schools K-12 | 237.861 | 0.11389 | 8 | 0.03084 | 0.025832 | 249 | 183.8422 | 63.2044 | 249 | 0.25383 | 183.8422 | 249 | 0.73832 | 63.2044 | 183.8422 | 0.3438 | 63.2044 | 8.9612
Equipment | Energy Star Ice Maker | Commercial | Turnover | Warehouse | 237.861 | 0.11389 | 8 | 0.036863 | 0.023275 | 249 | 184.0743 | 63.2771 | 249 | 0.25412 | 184.0743 | 249 | 0.73925 | 63.2771 | 184.0743 | 0.34376 | 63.2771 | 8.9612
Equipment | Energy Star Ice Maker | Commercial | New | Assembly | 237.861 | 0.11389 | 8 | 0.036863 | 0.023275 | 249 | 184.0743 | 63.2771 | 249 | 0.25412 | 184.0743 | 249 | 0.73925 | 63.2771 | 184.0743 | 0.34376 | 63.2771 | 8.9612
Equipment | Energy Star Ice Maker | Commercial | New | College and University | 237.861 | 0.11389 | 8 | 0.03084 | 0.025832 | 249 | 183.8422 | 63.2044 | 249 | 0.25383 | 183.8422 | 249 | 0.73832 | 63.2044 | 183.8422 | 0.3438 | 63.2044 | 8.9612
Equipment | Energy Star Ice Maker | Commercial | New | Grocery | 237.861 | 0.11389 | 8 | 0.036863 | 0.023275 | 249 | 184.0743 | 63.2771 | 249 | 0.25412 | 184.0743 | 249 | 0.73925 | 63.2771 | 184.0743 | 0.34376 | 63.2771 | 8.9612
Equipment | Energy Star Ice Maker | Commercial | New | Healthcare | 237.861 | 0.11389 | 8 | 0.03084 | 0.025832 | 249 | 183.8422 | 63.2044 | 249 | 0.25383 | 183.8422 | 249 | 0.73832 | 63.2044 | 183.8422 | 0.3438 | 63.2044 | 8.9612
Equipment | Energy Star Ice Maker | Commercial | New | Hospitals | 237.861 | 0.11389 | 8 | 0.03084 | 0.025832 | 249 | 183.8422 | 63.2044 | 249 | 0.25383 | 183.8422 | 249 | 0.73832 | 63.2044 | 183.8422 | 0.3438 | 63.2044 | 8.9612
Equipment | Energy Star Ice Maker | Commercial | New | Institutional | 237.861 | 0.11389 | 8 | 0.036863 | 0.023275 | 249 | 184.0743 | 63.2771 | 249 | 0.25412 | 184.0743 | 249 | 0.73925 | 63.2771 | 184.0743 | 0.34376 | 63.2771 | 8.9612
Equipment | Energy Star Ice Maker | Commercial | New | Lodging/Hospitality | 237.861 | 0.11389 | 8 | 0.03084 | 0.025832 | 249 | 183.8422 | 63.2044 | 249 | 0.25383 | 183.8422 | 249 | 0.73832 | 63.2044 | 183.8422 | 0.3438 | 63.2044 | 8.9612
Equipment | Energy Star Ice Maker | Commercial | New | Miscellaneous | 237.861 | 0.11389 | 8 | 0.036863 | 0.023275 | 249 | 184.0743 | 63.2771 | 249 | 0.25412 | 184.0743 | 249 | 0.73925 | 63.2771 | 184.0743 | 0.34376 | 63.2771 | 8.9612
Equipment | Energy Star Ice Maker | Commercial | New | Offices | 237.861 | 0.11389 | 8 | 0.036863 | 0.023275 | 249 | 184.0743 | 63.2771 | 249 | 0.25412 | 184.0743 | 249 | 0.73925 | 63.2771 | 184.0743 | 0.34376 | 63.2771 | 8.9612
Equipment | Energy Star Ice Maker | Commercial | New | Restaurants | 237.861 | 0.11389 | 8 | 0.03084 | 0.025832 | 249 | 183.8422 | 63.2044 | 249 | 0.25383 | 183.8422 | 249 | 0.73832 | 63.2044 | 183.8422 | 0.3438 | 63.2044 | 8.9612
Equipment | Energy Star Ice Maker | Commercial | New | Retail | 237.861 | 0.11389 | 8 | 0.036863 | 0.023275 | 249 | 184.0743 | 63.2771 | 249 | 0.25412 | 184.0743 | 249 | 0.73925 | 63.2771 | 184.0743 | 0.34376 | 63.2771 | 8.9612
Equipment | Energy Star Ice Maker | Commercial | New | Schools K-12 | 237.861 | 0.11389 | 8 | 0.03084 | 0.025832 | 249 | 183.8422 | 63.2044 | 249 | 0.25383 | 183.8422 | 249 | 0.73832 | 63.2044 | 183.8422 | 0.3438 | 63.2044 | 8.9612
Equipment | Energy Star Ice Maker | Commercial | New | Warehouse | 237.861 | 0.11389 | 8 | 0.036863 | 0.023275 | 249 | 184.0743 | 63.2771 | 249 | 0.25412 | 184.0743 | 249 | 0.73925 | 63.2771 | 184.0743 | 0.34376 | 63.2771 | 8.9612
Equipment | Energy Star Refrigerator | Commercial | Turnover | Assembly | 133.5 | 0.21989 | 12 | 0.017577 | 0.01383 | 122 | 137.183 | 46.5957 | 122 | 0.38193 | 137.183 | 122 | 1.1245 | 46.5957 | 137.183 | 0.33966 | 46.5957 | 7.8229
Equipment | Energy Star Refrigerator | Commercial | Turnover | College and University | 133.5 | 0.21989 | 12 | 0.017577 | 0.01383 | 122 | 137.183 | 46.5957 | 122 | 0.38193 | 137.183 | 122 | 1.1245 | 46.5957 | 137.183 | 0.33966 | 46.5957 | 7.8229
Equipment | Energy Star Refrigerator | Commercial | Turnover | Grocery | 133.5 | 0.21989 | 12 | 0.017577 | 0.01383 | 122 | 137.183 | 46.5957 | 122 | 0.38193 | 137.183 | 122 | 1.1245 | 46.5957 | 137.183 | 0.33966 | 46.5957 | 7.8229
Equipment | Energy Star Refrigerator | Commercial | Turnover | Healthcare | 133.5 | 0.21989 | 12 | 0.017577 | 0.01383 | 122 | 137.183 | 46.5957 | 122 | 0.38193 | 137.183 | 122 | 1.1245 | 46.5957 | 137.183 | 0.33966 | 46.5957 | 7.8229
Equipment | Energy Star Refrigerator | Commercial | Turnover | Hospitals | 133.5 | 0.21989 | 12 | 0.017577 | 0.01383 | 122 | 137.183 | 46.5957 | 122 | 0.38193 | 137.183 | 122 | 1.1245 | 46.5957 | 137.183 | 0.33966 | 46.5957 | 7.8229
Equipment | Energy Star Refrigerator | Commercial | Turnover | Institutional | 133.5 | 0.21989 | 12 | 0.017577 | 0.01383 | 122 | 137.183 | 46.5957 | 122 | 0.38193 | 137.183 | 122 | 1.1245 | 46.5957 | 137.183 | 0.33966 | 46.5957 | 7.8229
Equipment | Energy Star Refrigerator | Commercial | Turnover | Lodging/Hospitality | 133.5 | 0.21989 | 12 | 0.017577 | 0.01383 | 122 | 137.183 | 46.5957 | 122 | 0.38193 | 137.183 | 122 | 1.1245 | 46.5957 | 137.183 | 0.33966 | 46.5957 | 7.8229
Equipment | Energy Star Refrigerator | Commercial | Turnover | Miscellaneous | 133.5 | 0.21989 | 12 | 0.017577 | 0.01383 | 122 | 137.183 | 46.5957 | 122 | 0.38193 | 137.183 | 122 | 1.1245 | 46.5957 | 137.183 | 0.33966 | 46.5957 | 7.8229
Equipment | Energy Star Refrigerator | Commercial | Turnover | Offices | 133.5 | 0.21989 | 12 | 0.017577 | 0.01383 | 122 | 137.183 | 46.5957 | 122 | 0.38193 | 137.183 | 122 | 1.1245 | 46.5957 | 137.183 | 0.33966 | 46.5957 | 7.8229
Equipment | Energy Star Refrigerator | Commercial | Turnover | Restaurants | 133.5 | 0.21989 | 12 | 0.017577 | 0.01383 | 122 | 137.183 | 46.5957 | 122 | 0.38193 | 137.183 | 122 | 1.1245 | 46.5957 | 137.183 | 0.33966 | 46.5957 | 7.8229
Equipment | Energy Star Refrigerator | Commercial | Turnover | Retail | 133.5 | 0.21989 | 12 | 0.017577 | 0.01383 | 122 | 137.183 | 46.5957 | 122 | 0.38193 | 137.183 | 122 | 1.1245 | 46.5957 | 137.183 | 0.33966 | 46.5957 | 7.8229
Equipment | Energy Star Refrigerator | Commercial | Turnover | Schools K-12 | 133.5 | 0.21989 | 12 | 0.017577 | 0.01383 | 122 | 137.183 | 46.5957 | 122 | 0.38193 | 137.183 | 122 | 1.1245 | 46.5957 | 137.183 | 0.33966 | 46.5957 | 7.8229
Equipment | Energy Star Refrigerator | Commercial | Turnover | Warehouse | 133.5 | 0.21989 | 12 | 0.017577 | 0.01383 | 122 | 137.183 | 46.5957 | 122 | 0.38193 | 137.183 | 122 | 1.1245 | 46.5957 | 137.183 | 0.33966 | 46.5957 | 7.8229
Equipment | Energy Star Refrigerator | Commercial | New | Assembly | 133.5 | 0.21989 | 12 | 0.017577 | 0.01383 | 122 | 137.183 | 46.5957 | 122 | 0.38193 | 137.183 | 122 | 1.1245 | 46.5957 | 137.183 | 0.33966 | 46.5957 | 7.8229
Equipment | Energy Star Refrigerator | Commercial | New | College and University | 133.5 | 0.21989 | 12 | 0.017577 | 0.01383 | 122 | 137.183 | 46.5957 | 122 | 0.38193 | 137.183 | 122 | 1.1245 | 46.5957 | 137.183 | 0.33966 | 46.5957 | 7.8229
Equipment | Energy Star Refrigerator | Commercial | New | Grocery | 133.5 | 0.21989 | 12 | 0.017577 | 0.01383 | 122 | 137.183 | 46.5957 | 122 | 0.38193 | 137.183 | 122 | 1.1245 | 46.5957 | 137.183 | 0.33966 | 46.5957 | 7.8229
Equipment | Energy Star Refrigerator | Commercial | New | Healthcare | 133.5 | 0.21989 | 12 | 0.017577 | 0.01383 | 122 | 137.183 | 46.5957 | 122 | 0.38193 | 137.183 | 122 | 1.1245 | 46.5957 | 137.183 | 0.33966 | 46.5957 | 7.8229
Equipment | Energy Star Refrigerator | Commercial | New | Hospitals | 133.5 | 0.21989 | 12 | 0.017577 | 0.01383 | 122 | 137.183 | 46.5957 | 122 | 0.38193 | 137.183 | 122 | 1.1245 | 46.5957 | 137.183 | 0.33966 | 46.5957 | 7.8229
Equipment | Energy Star Refrigerator | Commercial | New | Institutional | 133.5 | 0.21989 | 12 | 0.017577 | 0.01383 | 122 | 137.183 | 46.5957 | 122 | 0.38193 | 137.183 | 122 | 1.1245 | 46.5957 | 137.183 | 0.33966 | 46.5957 | 7.8229
Equipment | Energy Star Refrigerator | Commercial | New | Lodging/Hospitality | 133.5 | 0.21989 | 12 | 0.017577 | 0.01383 | 122 | 137.183 | 46.5957 | 122 | 0.38193 | 137.183 | 122 | 1.1245 | 46.5957 | 137.183 | 0.33966 | 46.5957 | 7.8229
Equipment | Energy Star Refrigerator | Commercial | New | Miscellaneous | 133.5 | 0.21989 | 12 | 0.017577 | 0.01383 | 122 | 137.183 | 46.5957 | 122 | 0.38193 | 137.183 | 122 | 1.1245 | 46.5957 | 137.183 | 0.33966 | 46.5957 | 7.8229
Equipment | Energy Star Refrigerator | Commercial | New | Offices | 133.5 | 0.21989 | 12 | 0.017577 | 0.01383 | 122 | 137.183 | 46.5957 | 122 | 0.38193 | 137.183 | 122 | 1.1245 | 46.5957 | 137.183 | 0.33966 | 46.5957 | 7.8229
Equipment | Energy Star Refrigerator | Commercial | New | Restaurants | 133.5 | 0.21989 | 12 | 0.017577 | 0.01383 | 122 | 137.183 | 46.5957 | 122 | 0.38193 | 137.183 | 122 | 1.1245 | 46.5957 | 137.183 | 0.33966 | 46.5957 | 7.8229
Equipment | Energy Star Refrigerator | Commercial | New | Retail | 133.5 | 0.21989 | 12 | 0.017577 | 0.01383 | 122 | 137.183 | 46.5957 | 122 | 0.38193 | 137.183 | 122 | 1.1245 | 46.5957 | 137.183 | 0.33966 | 46.5957 | 7.8229
Equipment | Energy Star Refrigerator | Commercial | New | Schools K-12 | 133.5 | 0.21989 | 12 | 0.017577 | 0.01383 | 122 | 137.183 | 46.5957 | 122 | 0.38193 | 137.183 | 122 | 1.1245 | 46.5957 | 137.183 | 0.33966 | 46.5957 | 7.8229
Equipment | Energy Star Refrigerator | Commercial | New | Warehouse | 133.5 | 0.21989 | 12 | 0.017577 | 0.01383 | 122 | 137.183 | 46.5957 | 122 | 0.38193 | 137.183 | 122 | 1.1245 | 46.5957 | 137.183 | 0.33966 | 46.5957 | 7.8229
Equipment | Energy Star Vending Machine | Commercial | Turnover | Assembly | 525.7314 | 0.36 | 14 | 0.082226 | 0.051367 | 500 | 595.4174 | 201.2771 | 500 | 0.40255 | 595.4174 | 500 | 1.1908 | 201.2771 | 595.4174 | 0.33804 | 201.2771 | 8.1413
Equipment | Energy Star Vending Machine | Commercial | Turnover | College and University | 525.7314 | 0.36 | 14 | 0.082504 | 0.051277 | 500 | 595.4331 | 201.4935 | 500 | 0.40299 | 595.4331 | 500 | 1.1909 | 201.4935 | 595.4331 | 0.3384 | 201.4935 | 8.1413
Equipment | Energy Star Vending Machine | Commercial | Turnover | Grocery | 525.7314 | 0.36 | 14 | 0.082226 | 0.051367 | 500 | 595.4174 | 201.2771 | 500 | 0.40255 | 595.4174 | 500 | 1.1908 | 201.2771 | 595.4174 | 0.33804 | 201.2771 | 8.1413
Equipment | Energy Star Vending Machine | Commercial | Turnover | Healthcare | 525.7314 | 0.36 | 14 | 0.082504 | 0.051277 | 500 | 595.4331 | 201.4935 | 500 | 0.40299 | 595.4331 | 500 | 1.1909 | 201.4935 | 595.4331 | 0.3384 | 201.4935 | 8.1413
Equipment | Energy Star Vending Machine | Commercial | Turnover | Hospitals | 525.7314 | 0.36 | 14 | 0.082504 | 0.051277 | 500 | 595.4331 | 201.4935 | 500 | 0.40299 | 595.4331 | 500 | 1.1909 | 201.4935 | 595.4331 | 0.3384 | 201.4935 | 8.1413
Equipment | Energy Star Vending Machine | Commercial | Turnover | Institutional | 525.7314 | 0.36 | 14 | 0.082226 | 0.051367 | 500 | 595.4174 | 201.2771 | 500 | 0.40255 | 595.4174 | 500 | 1.1908 | 201.2771 | 595.4174 | 0.33804 | 201.2771 | 8.1413
Equipment | Energy Star Vending Machine | Commercial | Turnover | Lodging/Hospitality | 525.7314 | 0.36 | 14 | 0.082504 | 0.051277 | 500 | 595.4331 | 201.4935 | 500 | 0.40299 | 595.4331 | 500 | 1.1909 | 201.4935 | 595.4331 | 0.3384 | 201.4935 | 8.1413
Equipment | Energy Star Vending Machine | Commercial | Turnover | Miscellaneous | 525.7314 | 0.36 | 14 | 0.082226 | 0.051367 | 500 | 595.4174 | 201.2771 | 500 | 0.40255 | 595.4174 | 500 | 1.1908 | 201.2771 | 595.4174 | 0.33804 | 201.2771 | 8.1413
Equipment | Energy Star Vending Machine | Commercial | Turnover | Offices | 525.7314 | 0.36 | 14 | 0.082226 | 0.051367 | 500 | 595.4174 | 201.2771 | 500 | 0.40255 | 595.4174 | 500 | 1.1908 | 201.2771 | 595.4174 | 0.33804 | 201.2771 | 8.1413
Equipment | Energy Star Vending Machine | Commercial | Turnover | Restaurants | 525.7314 | 0.36 | 14 | 0.082504 | 0.051277 | 500 | 595.4331 | 201.4935 | 500 | 0.40299 | 595.4331 | 500 | 1.1909 | 201.4935 | 595.4331 | 0.3384 | 201.4935 | 8.1413
Equipment | Energy Star Vending Machine | Commercial | Turnover | Retail | 525.7314 | 0.36 | 14 | 0.082226 | 0.051367 | 500 | 595.4174 | 201.2771 | 500 | 0.40255 | 595.4174 | 500 | 1.1908 | 201.2771 | 595.4174 | 0.33804 | 201.2771 | 8.1413
Equipment | Energy Star Vending Machine | Commercial | Turnover | Schools K-12 | 525.7314 | 0.36 | 14 | 0.082504 | 0.051277 | 500 | 595.4331 | 201.4935 | 500 | 0.40299 | 595.4331 | 500 | 1.1909 | 201.4935 | 595.4331 | 0.3384 | 201.4935 | 8.1413
Equipment | Energy Star Vending Machine | Commercial | Turnover | Warehouse | 525.7314 | 0.36 | 14 | 0.082226 | 0.051367 | 500 | 595.4174 | 201.2771 | 500 | 0.40255 | 595.4174 | 500 | 1.1908 | 201.2771 | 595.4174 | 0.33804 | 201.2771 | 8.1413
Equipment | Energy Star Vending Machine | Commercial | New | Assembly | 525.7314 | 0.36 | 14 | 0.082226 | 0.051367 | 500 | 595.4174 | 201.2771 | 500 | 0.40255 | 595.4174 | 500 | 1.1908 | 201.2771 | 595.4174 | 0.33804 | 201.2771 | 8.1413
Equipment | Energy Star Vending Machine | Commercial | New | College and University | 525.7314 | 0.36 | 14 | 0.082504 | 0.051277 | 500 | 595.4331 | 201.4935 | 500 | 0.40299 | 595.4331 | 500 | 1.1909 | 201.4935 | 595.4331 | 0.3384 | 201.4935 | 8.1413
Equipment | Energy Star Vending Machine | Commercial | New | Grocery | 525.7314 | 0.36 | 14 | 0.082226 | 0.051367 | 500 | 595.4174 | 201.2771 | 500 | 0.40255 | 595.4174 | 500 | 1.1908 | 201.2771 | 595.4174 | 0.33804 | 201.2771 | 8.1413
Equipment | Energy Star Vending Machine | Commercial | New | Healthcare | 525.7314 | 0.36 | 14 | 0.082504 | 0.051277 | 500 | 595.4331 | 201.4935 | 500 | 0.40299 | 595.4331 | 500 | 1.1909 | 201.4935 | 595.4331 | 0.3384 | 201.4935 | 8.1413
Equipment | Energy Star Vending Machine | Commercial | New | Hospitals | 525.7314 | 0.36 | 14 | 0.082504 | 0.051277 | 500 | 595.4331 | 201.4935 | 500 | 0.40299 | 595.4331 | 500 | 1.1909 | 201.4935 | 595.4331 | 0.3384 | 201.4935 | 8.1413
Equipment | Energy Star Vending Machine | Commercial | New | Institutional | 525.7314 | 0.36 | 14 | 0.082226 | 0.051367 | 500 | 595.4174 | 201.2771 | 500 | 0.40255 | 595.4174 | 500 | 1.1908 | 201.2771 | 595.4174 | 0.33804 | 201.2771 | 8.1413
Equipment | Energy Star Vending Machine | Commercial | New | Lodging/Hospitality | 525.7314 | 0.36 | 14 | 0.082504 | 0.051277 | 500 | 595.4331 | 201.4935 | 500 | 0.40299 | 595.4331 | 500 | 1.1909 | 201.4935 | 595.4331 | 0.3384 | 201.4935 | 8.1413
Equipment | Energy Star Vending Machine | Commercial | New | Miscellaneous | 525.7314 | 0.36 | 14 | 0.082226 | 0.051367 | 500 | 595.4174 | 201.2771 | 500 | 0.40255 | 595.4174 | 500 | 1.1908 | 201.2771 | 595.4174 | 0.33804 | 201.2771 | 8.1413
Equipment | Energy Star Vending Machine | Commercial | New | Offices | 525.7314 | 0.36 | 14 | 0.082226 | 0.051367 | 500 | 595.4174 | 201.2771 | 500 | 0.40255 | 595.4174 | 500 | 1.1908 | 201.2771 | 595.4174 | 0.33804 | 201.2771 | 8.1413
Equipment | Energy Star Vending Machine | Commercial | New | Restaurants | 525.7314 | 0.36 | 14 | 0.082504 | 0.051277 | 500 | 595.4331 | 201.4935 | 500 | 0.40299 | 595.4331 | 500 | 1.1909 | 201.4935 | 595.4331 | 0.3384 | 201.4935 | 8.1413
Equipment | Energy Star Vending Machine | Commercial | New | Retail | 525.7314 | 0.36 | 14 | 0.082226 | 0.051367 | 500 | 595.4174 | 201.2771 | 500 | 0.40255 | 595.4174 | 500 | 1.1908 | 201.2771 | 595.4174 | 0.33804 | 201.2771 | 8.1413
Equipment | Energy Star Vending Machine | Commercial | New | Schools K-12 | 525.7314 | 0.36 | 14 | 0.082504 | 0.051277 | 500 | 595.4331 | 201.4935 | 500 | 0.40299 | 595.4331 | 500 | 1.1909 | 201.4935 | 595.4331 | 0.3384 | 201.4935 | 8.1413
Equipment | Energy Star Vending Machine | Commercial | New | Warehouse | 525.7314 | 0.36 | 14 | 0.082226 | 0.051367 | 500 | 595.4174 | 201.2771 | 500 | 0.40255 | 595.4174 | 500 | 1.1908 | 201.2771 | 595.4174 | 0.33804 | 201.2771 | 8.1413
Equipment | Refrigerated Display Case LED Lighting | Commercial | Turnover | Assembly | 160.9897 | 0.066127 | 8 | 0.024002 | 0.013074 | 55 | 124.5491 | 42.9136 | 55 | 0.78025 | 124.5491 | 55 | 2.2645 | 42.9136 | 124.5491 | 0.34455 | 42.9136 | 2.9245
Equipment | Refrigerated Display Case LED Lighting | Commercial | Turnover | College and University | 160.9897 | 0.066127 | 8 | 0.020873 | 0.017484 | 55 | 124.4285 | 42.7781 | 55 | 0.77778 | 124.4285 | 55 | 2.2623 | 42.7781 | 124.4285 | 0.3438 | 42.7781 | 2.9245
Equipment | Refrigerated Display Case LED Lighting | Commercial | Turnover | Grocery | 160.9897 | 0.066127 | 8 | 0.024002 | 0.013074 | 55 | 124.5491 | 42.9136 | 55 | 0.78025 | 124.5491 | 55 | 2.2645 | 42.9136 | 124.5491 | 0.34455 | 42.9136 | 2.9245
Equipment | Refrigerated Display Case LED Lighting | Commercial | Turnover | Healthcare | 160.9897 | 0.066127 | 8 | 0.020873 | 0.017484 | 55 | 124.4285 | 42.7781 | 55 | 0.77778 | 124.4285 | 55 | 2.2623 | 42.7781 | 124.4285 | 0.3438 | 42.7781 | 2.9245
Equipment | Refrigerated Display Case LED Lighting | Commercial | Turnover | Hospitals | 160.9897 | 0.066127 | 8 | 0.020873 | 0.017484 | 55 | 124.4285 | 42.7781 | 55 | 0.77778 | 124.4285 | 55 | 2.2623 | 42.7781 | 124.4285 | 0.3438 | 42.7781 | 2.9245
Equipment | Refrigerated Display Case LED Lighting | Commercial | Turnover | Institutional | 160.9897 | 0.066127 | 8 | 0.024002 | 0.013074 | 55 | 124.5491 | 42.9136 | 55 | 0.78025 | 124.5491 | 55 | 2.2645 | 42.9136 | 124.5491 | 0.34455 | 42.9136 | 2.9245
Equipment | Refrigerated Display Case LED Lighting | Commercial | Turnover | Lodging/Hospitality | 160.9897 | 0.066127 | 8 | 0.020873 | 0.017484 | 55 | 124.4285 | 42.7781 | 55 | 0.77778 | 124.4285 | 55 | 2.2623 | 42.7781 | 124.4285 | 0.3438 | 42.7781 | 2.9245
Equipment | Refrigerated Display Case LED Lighting | Commercial | Turnover | Miscellaneous | 160.9897 | 0.066127 | 8 | 0.024002 | 0.013074 | 55 | 124.5491 | 42.9136 | 55 | 0.78025 | 124.5491 | 55 | 2.2645 | 42.9136 | 124.5491 | 0.34455 | 42.9136 | 2.9245
Equipment | Refrigerated Display Case LED Lighting | Commercial | Turnover | Offices | 160.9897 | 0.066127 | 8 | 0.024002 | 0.013074 | 55 | 124.5491 | 42.9136 | 55 | 0.78025 | 124.5491 | 55 | 2.2645 | 42.9136 | 124.5491 | 0.34455 | 42.9136 | 2.9245
Equipment | Refrigerated Display Case LED Lighting | Commercial | Turnover | Restaurants | 160.9897 | 0.066127 | 8 | 0.020873 | 0.017484 | 55 | 124.4285 | 42.7781 | 55 | 0.77778 | 124.4285 | 55 | 2.2623 | 42.7781 | 124.4285 | 0.3438 | 42.7781 | 2.9245
Equipment | Refrigerated Display Case LED Lighting | Commercial | Turnover | Retail | 160.9897 | 0.066127 | 8 | 0.024002 | 0.013074 | 55 | 124.5491 | 42.9136 | 55 | 0.78025 | 124.5491 | 55 | 2.2645 | 42.9136 | 124.5491 | 0.34455 | 42.9136 | 2.9245
Equipment | Refrigerated Display Case LED Lighting | Commercial | Turnover | Schools K-12 | 160.9897 | 0.066127 | 8 | 0.020873 | 0.017484 | 55 | 124.4285 | 42.7781 | 55 | 0.77778 | 124.4285 | 55 | 2.2623 | 42.7781 | 124.4285 | 0.3438 | 42.7781 | 2.9245
Equipment | Refrigerated Display Case LED Lighting | Commercial | Turnover | Warehouse | 160.9897 | 0.066127 | 8 | 0.024002 | 0.013074 | 55 | 124.5491 | 42.9136 | 55 | 0.78025 | 124.5491 | 55 | 2.2645 | 42.9136 | 124.5491 | 0.34455 | 42.9136 | 2.9245
Equipment | Refrigerated Display Case LED Lighting | Commercial | New | Assembly | 0 | 0 | 8 | 0 | 0 | 55 | 0 | 0 | 55 | 0 | 0 | 55 | 0 | 0 | 0 | 0 | 0
Equipment | Refrigerated Display Case LED Lighting | Commercial | New | College and University | 0 | 0 | 8 | 0 | 0 | 55 | 0 | 0 | 55 | 0 | 0 | 55 | 0 | 0 | 0 | 0 | 0
Equipment | Refrigerated Display Case LED Lighting | Commercial | New | Grocery | 0 | 0 | 8 | 0 | 0 | 55 | 0 | 0 | 55 | 0 | 0 | 55 | 0 | 0 | 0 | 0 | 0
Equipment | Refrigerated Display Case LED Lighting | Commercial | New | Healthcare | 0 | 0 | 8 | 0 | 0 | 55 | 0 | 0 | 55 | 0 | 0 | 55 | 0 | 0 | 0 | 0 | 0
Equipment | Refrigerated Display Case LED Lighting | Commercial | New | Hospitals | 0 | 0 | 8 | 0 | 0 | 55 | 0 | 0 | 55 | 0 | 0 | 55 | 0 | 0 | 0 | 0 | 0
Equipment | Refrigerated Display Case LED Lighting | Commercial | New | Institutional | 0 | 0 | 8 | 0 | 0 | 55 | 0 | 0 | 55 | 0 | 0 | 55 | 0 | 0 | 0 | 0 | 0
Equipment | Refrigerated Display Case LED Lighting | Commercial | New | Lodging/Hospitality | 0 | 0 | 8 | 0 | 0 | 55 | 0 | 0 | 55 | 0 | 0 | 55 | 0 | 0 | 0 | 0 | 0
Equipment | Refrigerated Display Case LED Lighting | Commercial | New | Miscellaneous | 0 | 0 | 8 | 0 | 0 | 55 | 0 | 0 | 55 | 0 | 0 | 55 | 0 | 0 | 0 | 0 | 0
Equipment | Refrigerated Display Case LED Lighting | Commercial | New | Offices | 0 | 0 | 8 | 0 | 0 | 55 | 0 | 0 | 55 | 0 | 0 | 55 | 0 | 0 | 0 | 0 | 0
Equipment | Refrigerated Display Case LED Lighting | Commercial | New | Restaurants | 0 | 0 | 8 | 0 | 0 | 55 | 0 | 0 | 55 | 0 | 0 | 55 | 0 | 0 | 0 | 0 | 0
Equipment | Refrigerated Display Case LED Lighting | Commercial | New | Retail | 0 | 0 | 8 | 0 | 0 | 55 | 0 | 0 | 55 | 0 | 0 | 55 | 0 | 0 | 0 | 0 | 0
Equipment | Refrigerated Display Case LED Lighting | Commercial | New | Schools K-12 | 0 | 0 | 8 | 0 | 0 | 55 | 0 | 0 | 55 | 0 | 0 | 55 | 0 | 0 | 0 | 0 | 0
Equipment | Refrigerated Display Case LED Lighting | Commercial | New | Warehouse | 0 | 0 | 8 | 0 | 0 | 55 | 0 | 0 | 55 | 0 | 0 | 55 | 0 | 0 | 0 | 0 | 0
Equipment | 10HP Open Drip-Proof(ODP) Motor | Commercial | Turnover | Assembly | 223.1921 | 0.010787 | 15 | 0.030596 | 0.0075551 | 745.15 | 262.9666 | 86.5392 | 745.15 | 0.11614 | 262.9666 | 745.15 | 0.3529 | 86.5392 | 262.9666 | 0.32909 | 86.5392 | 28.5795
Equipment | 10HP Open Drip-Proof(ODP) Motor | Commercial | Turnover | College and University | 223.1921 | 0.010787 | 15 | 0.028938 | 0.024239 | 745.15 | 262.8692 | 88.3098 | 745.15 | 0.11851 | 262.8692 | 745.15 | 0.35277 | 88.3098 | 262.8692 | 0.33595 | 88.3098 | 28.5795
Equipment | 10HP Open Drip-Proof(ODP) Motor | Commercial | Turnover | Grocery | 223.1921 | 0.010787 | 15 | 0.030596 | 0.0075551 | 745.15 | 262.9666 | 86.5392 | 745.15 | 0.11614 | 262.9666 | 745.15 | 0.3529 | 86.5392 | 262.9666 | 0.32909 | 86.5392 | 28.5795
Equipment | 10HP Open Drip-Proof(ODP) Motor | Commercial | Turnover | Healthcare | 223.1921 | 0.010787 | 15 | 0.028938 | 0.024239 | 745.15 | 262.8692 | 88.3098 | 745.15 | 0.11851 | 262.8692 | 745.15 | 0.35277 | 88.3098 | 262.8692 | 0.33595 | 88.3098 | 28.5795
Equipment | 10HP Open Drip-Proof(ODP) Motor | Commercial | Turnover | Hospitals | 223.1921 | 0.010787 | 15 | 0.028938 | 0.024239 | 745.15 | 262.8692 | 88.3098 | 745.15 | 0.11851 | 262.8692 | 745.15 | 0.35277 | 88.3098 | 262.8692 | 0.33595 | 88.3098 | 28.5795
Equipment | 10HP Open Drip-Proof(ODP) Motor | Commercial | Turnover | Institutional | 223.1921 | 0.010787 | 15 | 0.030596 | 0.0075551 | 745.15 | 262.9666 | 86.5392 | 745.15 | 0.11614 | 262.9666 | 745.15 | 0.3529 | 86.5392 | 262.9666 | 0.32909 | 86.5392 | 28.5795
Equipment | 10HP Open Drip-Proof(ODP) Motor | Commercial | Turnover | Lodging/Hospitality | 223.1921 | 0.010787 | 15 | 0.028938 | 0.024239 | 745.15 | 262.8692 | 88.3098 | 745.15 | 0.11851 | 262.8692 | 745.15 | 0.35277 | 88.3098 | 262.8692 | 0.33595 | 88.3098 | 28.5795
Equipment | 10HP Open Drip-Proof(ODP) Motor | Commercial | Turnover | Miscellaneous | 223.1921 | 0.010787 | 15 | 0.030596 | 0.0075551 | 745.15 | 262.9666 | 86.5392 | 745.15 | 0.11614 | 262.9666 | 745.15 | 0.3529 | 86.5392 | 262.9666 | 0.32909 | 86.5392 | 28.5795
Equipment | 10HP Open Drip-Proof(ODP) Motor | Commercial | Turnover | Offices | 223.1921 | 0.010787 | 15 | 0.030596 | 0.0075551 | 745.15 | 262.9666 | 86.5392 | 745.15 | 0.11614 | 262.9666 | 745.15 | 0.3529 | 86.5392 | 262.9666 | 0.32909 | 86.5392 | 28.5795
Equipment | 10HP Open Drip-Proof(ODP) Motor | Commercial | Turnover | Restaurants | 223.1921 | 0.010787 | 15 | 0.028938 | 0.024239 | 745.15 | 262.8692 | 88.3098 | 745.15 | 0.11851 | 262.8692 | 745.15 | 0.35277 | 88.3098 | 262.8692 | 0.33595 | 88.3098 | 28.5795
Equipment | 10HP Open Drip-Proof(ODP) Motor | Commercial | Turnover | Retail | 223.1921 | 0.010787 | 15 | 0.030596 | 0.0075551 | 745.15 | 262.9666 | 86.5392 | 745.15 | 0.11614 | 262.9666 | 745.15 | 0.3529 | 86.5392 | 262.9666 | 0.32909 | 86.5392 | 28.5795
Equipment | 10HP Open Drip-Proof(ODP) Motor | Commercial | Turnover | Schools K-12 | 223.1921 | 0.010787 | 15 | 0.028938 | 0.024239 | 745.15 | 262.8692 | 88.3098 | 745.15 | 0.11851 | 262.8692 | 745.15 | 0.35277 | 88.3098 | 262.8692 | 0.33595 | 88.3098 | 28.5795
Equipment | 10HP Open Drip-Proof(ODP) Motor | Commercial | Turnover | Warehouse | 223.1921 | 0.010787 | 15 | 0.030596 | 0.0075551 | 745.15 | 262.9666 | 86.5392 | 745.15 | 0.11614 | 262.9666 | 745.15 | 0.3529 | 86.5392 | 262.9666 | 0.32909 | 86.5392 | 28.5795
Equipment | 10HP Open Drip-Proof(ODP) Motor | Commercial | New | Assembly | 223.1921 | 0.010787 | 15 | 0.030596 | 0.0075551 | 745.15 | 262.9666 | 86.5392 | 745.15 | 0.11614 | 262.9666 | 745.15 | 0.3529 | 86.5392 | 262.9666 | 0.32909 | 86.5392 | 28.5795
Equipment | 10HP Open Drip-Proof(ODP) Motor | Commercial | New | College and University | 223.1921 | 0.010787 | 15 | 0.028938 | 0.024239 | 745.15 | 262.8692 | 88.3098 | 745.15 | 0.11851 | 262.8692 | 745.15 | 0.35277 | 88.3098 | 262.8692 | 0.33595 | 88.3098 | 28.5795
Equipment | 10HP Open Drip-Proof(ODP) Motor | Commercial | New | Grocery | 223.1921 | 0.010787 | 15 | 0.030596 | 0.0075551 | 745.15 | 262.9666 | 86.5392 | 745.15 | 0.11614 | 262.9666 | 745.15 | 0.3529 | 86.5392 | 262.9666 | 0.32909 | 86.5392 | 28.5795
Equipment | 10HP Open Drip-Proof(ODP) Motor | Commercial | New | Healthcare | 223.1921 | 0.010787 | 15 | 0.028938 | 0.024239 | 745.15 | 262.8692 | 88.3098 | 745.15 | 0.11851 | 262.8692 | 745.15 | 0.35277 | 88.3098 | 262.8692 | 0.33595 | 88.3098 | 28.5795
Equipment | 10HP Open Drip-Proof(ODP) Motor | Commercial | New | Hospitals | 223.1921 | 0.010787 | 15 | 0.028938 | 0.024239 | 745.15 | 262.8692 | 88.3098 | 745.15 | 0.11851 | 262.8692 | 745.15 | 0.35277 | 88.3098 | 262.8692 | 0.33595 | 88.3098 | 28.5795
Equipment | 10HP Open Drip-Proof(ODP) Motor | Commercial | New | Institutional | 223.1921 | 0.010787 | 15 | 0.030596 | 0.0075551 | 745.15 | 262.9666 | 86.5392 | 745.15 | 0.11614 | 262.9666 | 745.15 | 0.3529 | 86.5392 | 262.9666 | 0.32909 | 86.5392 | 28.5795
Equipment | 10HP Open Drip-Proof(ODP) Motor | Commercial | New | Lodging/Hospitality | 223.1921 | 0.010787 | 15 | 0.028938 | 0.024239 | 745.15 | 262.8692 | 88.3098 | 745.15 | 0.11851 | 262.8692 | 745.15 | 0.35277 | 88.3098 | 262.8692 | 0.33595 | 88.3098 | 28.5795
Equipment | 10HP Open Drip-Proof(ODP) Motor | Commercial | New | Miscellaneous | 223.1921 | 0.010787 | 15 | 0.030596 | 0.0075551 | 745.15 | 262.9666 | 86.5392 | 745.15 | 0.11614 | 262.9666 | 745.15 | 0.3529 | 86.5392 | 262.9666 | 0.32909 | 86.5392 | 28.5795
Equipment | 10HP Open Drip-Proof(ODP) Motor | Commercial | New | Offices | 223.1921 | 0.010787 | 15 | 0.030596 | 0.0075551 | 745.15 | 262.9666 | 86.5392 | 745.15 | 0.11614 | 262.9666 | 745.15 | 0.3529 | 86.5392 | 262.9666 | 0.32909 | 86.5392 | 28.5795
Equipment | 10HP Open Drip-Proof(ODP) Motor | Commercial | New | Restaurants | 223.1921 | 0.010787 | 15 | 0.028938 | 0.024239 | 745.15 | 262.8692 | 88.3098 | 745.15 | 0.11851 | 262.8692 | 745.15 | 0.35277 | 88.3098 | 262.8692 | 0.33595 | 88.3098 | 28.5795
Equipment | 10HP Open Drip-Proof(ODP) Motor | Commercial | New | Retail | 223.1921 | 0.010787 | 15 | 0.030596 | 0.0075551 | 745.15 | 262.9666 | 86.5392 | 745.15 | 0.11614 | 262.9666 | 745.15 | 0.3529 | 86.5392 | 262.9666 | 0.32909 | 86.5392 | 28.5795
Equipment | 10HP Open Drip-Proof(ODP) Motor | Commercial | New | Schools K-12 | 223.1921 | 0.010787 | 15 | 0.028938 | 0.024239 | 745.15 | 262.8692 | 88.3098 | 745.15 | 0.11851 | 262.8692 | 745.15 | 0.35277 | 88.3098 | 262.8692 | 0.33595 | 88.3098 | 28.5795
Equipment | 10HP Open Drip-Proof(ODP) Motor | Commercial | New | Warehouse | 223.1921 | 0.010787 | 15 | 0.030596 | 0.0075551 | 745.15 | 262.9666 | 86.5392 | 745.15 | 0.11614 | 262.9666 | 745.15 | 0.3529 | 86.5392 | 262.9666 | 0.32909 | 86.5392 | 28.5795
Equipment | High Speed Fans | Commercial | Turnover | Assembly | 508.5618 | 0.10986 | 7 | 0.070783 | 0.0064843 | 150 | 354.977 | 118.9791 | 150 | 0.79319 | 354.977 | 150 | 2.3665 | 118.9791 | 354.977 | 0.33517 | 118.9791 | 2.5249
Equipment | High Speed Fans | Commercial | Turnover | College and University | 508.5618 | 0.10986 | 7 | 0.065938 | 0.055231 | 150 | 354.8084 | 122.1888 | 150 | 0.81459 | 354.8084 | 150 | 2.3654 | 122.1888 | 354.8084 | 0.34438 | 122.1888 | 2.5249
Equipment | High Speed Fans | Commercial | Turnover | Grocery | 508.5618 | 0.10986 | 7 | 0.070783 | 0.0064843 | 150 | 354.977 | 118.9791 | 150 | 0.79319 | 354.977 | 150 | 2.3665 | 118.9791 | 354.977 | 0.33517 | 118.9791 | 2.5249
Equipment | High Speed Fans | Commercial | Turnover | Healthcare | 508.5618 | 0.10986 | 7 | 0.065938 | 0.055231 | 150 | 354.8084 | 122.1888 | 150 | 0.81459 | 354.8084 | 150 | 2.3654 | 122.1888 | 354.8084 | 0.34438 | 122.1888 | 2.5249
Equipment | High Speed Fans | Commercial | Turnover | Hospitals | 508.5618 | 0.10986 | 7 | 0.065938 | 0.055231 | 150 | 354.8084 | 122.1888 | 150 | 0.81459 | 354.8084 | 150 | 2.3654 | 122.1888 | 354.8084 | 0.34438 | 122.1888 | 2.5249
Equipment | High Speed Fans | Commercial | Turnover | Institutional | 508.5618 | 0.10986 | 7 | 0.070783 | 0.0064843 | 150 | 354.977 | 118.9791 | 150 | 0.79319 | 354.977 | 150 | 2.3665 | 118.9791 | 354.977 | 0.33517 | 118.9791 | 2.5249
Equipment | High Speed Fans | Commercial | Turnover | Lodging/Hospitality | 508.5618 | 0.10986 | 7 | 0.065938 | 0.055231 | 150 | 354.8084 | 122.1888 | 150 | 0.81459 | 354.8084 | 150 | 2.3654 | 122.1888 | 354.8084 | 0.34438 | 122.1888 | 2.5249
Equipment | High Speed Fans | Commercial | Turnover | Miscellaneous | 508.5618 | 0.10986 | 7 | 0.070783 | 0.0064843 | 150 | 354.977 | 118.9791 | 150 | 0.79319 | 354.977 | 150 | 2.3665 | 118.9791 | 354.977 | 0.33517 | 118.9791 | 2.5249
Equipment | High Speed Fans | Commercial | Turnover | Offices | 508.5618 | 0.10986 | 7 | 0.070783 | 0.0064843 | 150 | 354.977 | 118.9791 | 150 | 0.79319 | 354.977 | 150 | 2.3665 | 118.9791 | 354.977 | 0.33517 | 118.9791 | 2.5249
Equipment | High Speed Fans | Commercial | Turnover | Restaurants | 508.5618 | 0.10986 | 7 | 0.065938 | 0.055231 | 150 | 354.8084 | 122.1888 | 150 | 0.81459 | 354.8084 | 150 | 2.3654 | 122.1888 | 354.8084 | 0.34438 | 122.1888 | 2.5249
Equipment | High Speed Fans | Commercial | Turnover | Retail | 508.5618 | 0.10986 | 7 | 0.070783 | 0.0064843 | 150 | 354.977 | 118.9791 | 150 | 0.79319 | 354.977 | 150 | 2.3665 | 118.9791 | 354.977 | 0.33517 | 118.9791 | 2.5249
Equipment | High Speed Fans | Commercial | Turnover | Schools K-12 | 508.5618 | 0.10986 | 7 | 0.065938 | 0.055231 | 150 | 354.8084 | 122.1888 | 150 | 0.81459 | 354.8084 | 150 | 2.3654 | 122.1888 | 354.8084 | 0.34438 | 122.1888 | 2.5249
Equipment | High Speed Fans | Commercial | Turnover | Warehouse | 508.5618 | 0.10986 | 7 | 0.070783 | 0.0064843 | 150 | 354.977 | 118.9791 | 150 | 0.79319 | 354.977 | 150 | 2.3665 | 118.9791 | 354.977 | 0.33517 | 118.9791 | 2.5249
Equipment | High Speed Fans | Commercial | New | Assembly | 508.5618 | 0.10986 | 7 | 0.070783 | 0.0064843 | 150 | 354.977 | 118.9791 | 150 | 0.79319 | 354.977 | 150 | 2.3665 | 118.9791 | 354.977 | 0.33517 | 118.9791 | 2.5249
Equipment | High Speed Fans | Commercial | New | College and University | 508.5618 | 0.10986 | 7 | 0.065938 | 0.055231 | 150 | 354.8084 | 122.1888 | 150 | 0.81459 | 354.8084 | 150 | 2.3654 | 122.1888 | 354.8084 | 0.34438 | 122.1888 | 2.5249
Equipment | High Speed Fans | Commercial | New | Grocery | 508.5618 | 0.10986 | 7 | 0.070783 | 0.0064843 | 150 | 354.977 | 118.9791 | 150 | 0.79319 | 354.977 | 150 | 2.3665 | 118.9791 | 354.977 | 0.33517 | 118.9791 | 2.5249
Equipment | High Speed Fans | Commercial | New | Healthcare | 508.5618 | 0.10986 | 7 | 0.065938 | 0.055231 | 150 | 354.8084 | 122.1888 | 150 | 0.81459 | 354.8084 | 150 | 2.3654 | 122.1888 | 354.8084 | 0.34438 | 122.1888 | 2.5249
Equipment | High Speed Fans | Commercial | New | Hospitals | 508.5618 | 0.10986 | 7 | 0.065938 | 0.055231 | 150 | 354.8084 | 122.1888 | 150 | 0.81459 | 354.8084 | 150 | 2.3654 | 122.1888 | 354.8084 | 0.34438 | 122.1888 | 2.5249
Equipment | High Speed Fans | Commercial | New | Institutional | 508.5618 | 0.10986 | 7 | 0.070783 | 0.0064843 | 150 | 354.977 | 118.9791 | 150 | 0.79319 | 354.977 | 150 | 2.3665 | 118.9791 | 354.977 | 0.33517 | 118.9791 | 2.5249
Equipment | High Speed Fans | Commercial | New | Lodging/Hospitality | 508.5618 | 0.10986 | 7 | 0.065938 | 0.055231 | 150 | 354.8084 | 122.1888 | 150 | 0.81459 | 354.8084 | 150 | 2.3654 | 122.1888 | 354.8084 | 0.34438 | 122.1888 | 2.5249
Equipment | High Speed Fans | Commercial | New | Miscellaneous | 508.5618 | 0.10986 | 7 | 0.070783 | 0.0064843 | 150 | 354.977 | 118.9791 | 150 | 0.79319 | 354.977 | 150 | 2.3665 | 118.9791 | 354.977 | 0.33517 | 118.9791 | 2.5249
Equipment | High Speed Fans | Commercial | New | Offices | 508.5618 | 0.10986 | 7 | 0.070783 | 0.0064843 | 150 | 354.977 | 118.9791 | 150 | 0.79319 | 354.977 | 150 | 2.3665 | 118.9791 | 354.977 | 0.33517 | 118.9791 | 2.5249
Equipment | High Speed Fans | Commercial | New | Restaurants | 508.5618 | 0.10986 | 7 | 0.065938 | 0.055231 | 150 | 354.8084 | 122.1888 | 150 | 0.81459 | 354.8084 | 150 | 2.3654 | 122.1888 | 354.8084 | 0.34438 | 122.1888 | 2.5249
Equipment | High Speed Fans | Commercial | New | Retail | 508.5618 | 0.10986 | 7 | 0.070783 | 0.0064843 | 150 | 354.977 | 118.9791 | 150 | 0.79319 | 354.977 | 150 | 2.3665 | 118.9791 | 354.977 | 0.33517 | 118.9791 | 2.5249
Equipment | High Speed Fans | Commercial | New | Schools K-12 | 508.5618 | 0.10986 | 7 | 0.065938 | 0.055231 | 150 | 354.8084 | 122.1888 | 150 | 0.81459 | 354.8084 | 150 | 2.3654 | 122.1888 | 354.8084 | 0.34438 | 122.1888 | 2.5249
Equipment | High Speed Fans | Commercial | New | Warehouse | 508.5618 | 0.10986 | 7 | 0.070783 | 0.0064843 | 150 | 354.977 | 118.9791 | 150 | 0.79319 | 354.977 | 150 | 2.3665 | 118.9791 | 354.977 | 0.33517 | 118.9791 | 2.5249
Nonequipment | Drain Water Heat Recovery | Commercial | Existing | Assembly | 863.2288 | 0.12273 | 15 | 0.20895 | 0.099362 | 7592 | 1022.3842 | 380.8444 | 7592 | 0.050164 | 1022.3842 | 7592 | 0.13467 | 380.8444 | 1022.3842 | 0.37251 | 380.8444 | 75.2869
Nonequipment | Drain Water Heat Recovery | Commercial | Existing | College and University | 19854.2617 | 0.12273 | 15 | 2.0275 | 4.5 | 75920 | 23351.6618 | 7754.6004 | 75920 | 0.10214 | 23351.6618 | 75920 | 0.30758 | 7754.6004 | 23351.6618 | 0.33208 | 7754.6004 | 32.7334
Nonequipment | Drain Water Heat Recovery | Commercial | Existing | Grocery | 1726.4575 | 0.12273 | 15 | 0.10435 | 0.7247 | 7592 | 2026.3533 | 649.592 | 7592 | 0.085563 | 2026.3533 | 7592 | 0.26691 | 649.592 | 2026.3533 | 0.32057 | 649.592 | 37.6434
Nonequipment | Drain Water Heat Recovery | Commercial | Existing | Healthcare | 1150.9717 | 0.12273 | 15 | 0.2786 | 0.13248 | 7592 | 1363.179 | 507.7926 | 7592 | 0.066885 | 1363.179 | 7592 | 0.17955 | 507.7926 | 1363.179 | 0.37251 | 507.7926 | 56.4652
Nonequipment | Drain Water Heat Recovery | Commercial | Existing | Hospitals | 34816.8938 | 0.12273 | 15 | 3.5554 | 7.8913 | 113880 | 40950.0156 | 13598.6471 | 113880 | 0.11941 | 40950.0156 | 113880 | 0.35959 | 13598.6471 | 40950.0156 | 0.33208 | 13598.6471 | 27.9993
Nonequipment | Drain Water Heat Recovery | Commercial | Existing | Institutional | 69058.3017 | 0.12273 | 15 | 16.7159 | 7.9489 | 189800 | 81790.7395 | 30467.5537 | 189800 | 0.16052 | 81790.7395 | 189800 | 0.43093 | 30467.5537 | 81790.7395 | 0.37251 | 30467.5537 | 23.5272
Nonequipment | Drain Water Heat Recovery | Commercial | Existing | Lodging/Hospitality | 8286.9962 | 0.12273 | 15 | 0.50086 | 3.4786 | 22776 | 9726.4957 | 3118.0417 | 22776 | 0.1369 | 9726.4957 | 22776 | 0.42705 | 3118.0417 | 9726.4957 | 0.32057 | 3118.0417 | 23.5272
Nonequipment | Drain Water Heat Recovery | Commercial | Existing | Miscellaneous | 51793.7263 | 0.12273 | 15 | 12.5369 | 5.9617 | 151840 | 61343.0546 | 22850.6653 | 151840 | 0.15049 | 61343.0546 | 151840 | 0.404 | 22850.6653 | 61343.0546 | 0.37251 | 22850.6653 | 25.0956
Nonequipment | Drain Water Heat Recovery | Commercial | Existing | Offices | 7193.5731 | 0.12273 | 15 | 1.7412 | 0.82801 | 22776 | 8519.8687 | 3173.7035 | 22776 | 0.13934 | 8519.8687 | 22776 | 0.37407 | 3173.7035 | 8519.8687 | 0.37251 | 3173.7035 | 27.1033
Nonequipment | Drain Water Heat Recovery | Commercial | Existing | Restaurants | 2877.4292 | 0.12273 | 15 | 0.17391 | 1.2078 | 15184 | 3377.2555 | 1082.6534 | 15184 | 0.071302 | 3377.2555 | 15184 | 0.22242 | 1082.6534 | 3377.2555 | 0.32057 | 1082.6534 | 45.1721
Nonequipment | Drain Water Heat Recovery | Commercial | Existing | Retail | 5127.5789 | 0.12273 | 15 | 0.30991 | 2.1524 | 22776 | 6018.2692 | 1929.2883 | 22776 | 0.084707 | 6018.2692 | 22776 | 0.26424 | 1929.2883 | 6018.2692 | 0.32057 | 1929.2883 | 38.0237
Nonequipment | Drain Water Heat Recovery | Commercial | Existing | Schools K-12 | 359.6865 | 0.12273 | 15 | 0.087064 | 0.041402 | 7592 | 426.0028 | 158.6887 | 7592 | 0.020902 | 426.0028 | 7592 | 0.056112 | 158.6887 | 426.0028 | 0.37251 | 158.6887 | 180.6846
Nonequipment | Drain Water Heat Recovery | Commercial | Existing | Warehouse | 1726.4575 | 0.12273 | 15 | 0.4179 | 0.19872 | 7592 | 2044.7685 | 761.6888 | 7592 | 0.10033 | 2044.7685 | 7592 | 0.26933 | 761.6888 | 2044.7685 | 0.37251 | 761.6888 | 37.6434
Nonequipment | Drain Water Heat Recovery | Commercial | New | Assembly | 825.7765 | 0.12273 | 15 | 0.19988 | 0.095051 | 7592 | 978.0268 | 364.321 | 7592 | 0.047987 | 978.0268 | 7592 | 0.12882 | 364.321 | 978.0268 | 0.37251 | 364.321 | 78.7015
Nonequipment | Drain Water Heat Recovery | Commercial | New | College and University | 18992.8599 | 0.12273 | 15 | 1.9395 | 4.3047 | 75920 | 22338.5209 | 7418.1574 | 75920 | 0.09771 | 22338.5209 | 75920 | 0.29424 | 7418.1574 | 22338.5209 | 0.33208 | 7418.1574 | 34.218
Nonequipment | Drain Water Heat Recovery | Commercial | New | Grocery | 1651.553 | 0.12273 | 15 | 0.099818 | 0.69326 | 7592 | 1938.4374 | 621.4087 | 7592 | 0.08185 | 1938.4374 | 7592 | 0.25533 | 621.4087 | 1938.4374 | 0.32057 | 621.4087 | 39.3507
Nonequipment | Drain Water Heat Recovery | Commercial | New | Healthcare | 1101.0354 | 0.12273 | 15 | 0.26651 | 0.12673 | 7592 | 1304.0358 | 485.7613 | 7592 | 0.063983 | 1304.0358 | 7592 | 0.17176 | 485.7613 | 1304.0358 | 0.37251 | 485.7613 | 59.0261
Nonequipment | Drain Water Heat Recovery | Commercial | New | Hospitals | 33306.3195 | 0.12273 | 15 | 3.4011 | 7.5489 | 113880 | 39173.3483 | 13008.6529 | 113880 | 0.11423 | 39173.3483 | 113880 | 0.34399 | 13008.6529 | 39173.3483 | 0.33208 | 13008.6529 | 29.2691
Nonequipment | Drain Water Heat Recovery | Commercial | New | Institutional | 66062.1214 | 0.12273 | 15 | 15.9906 | 7.6041 | 189800 | 78242.1466 | 29145.681 | 189800 | 0.15356 | 78242.1466 | 189800 | 0.41223 | 29145.681 | 78242.1466 | 0.37251 | 29145.681 | 24.5942
Nonequipment | Drain Water Heat Recovery | Commercial | New | Lodging/Hospitality | 7927.4546 | 0.12273 | 15 | 0.47913 | 3.3276 | 22776 | 9304.4996 | 2982.7616 | 22776 | 0.13096 | 9304.4996 | 22776 | 0.40852 | 2982.7616 | 9304.4996 | 0.32057 | 2982.7616 | 24.5942
Nonequipment | Drain Water Heat Recovery | Commercial | New | Miscellaneous | 49546.591 | 0.12273 | 15 | 11.993 | 5.703 | 151840 | 58681.6099 | 21859.2607 | 151840 | 0.14396 | 58681.6099 | 151840 | 0.38647 | 21859.2607 | 58681.6099 | 0.37251 | 21859.2607 | 26.2338
Nonequipment | Drain Water Heat Recovery | Commercial | New | Offices | 6881.471 | 0.12273 | 15 | 1.6657 | 0.79209 | 22776 | 8150.2236 | 3036.0084 | 22776 | 0.1333 | 8150.2236 | 22776 | 0.35784 | 3036.0084 | 8150.2236 | 0.37251 | 3036.0084 | 28.3325
Nonequipment | Drain Water Heat Recovery | Commercial | New | Restaurants | 2752.5884 | 0.12273 | 15 | 0.16636 | 1.1554 | 15184 | 3230.729 | 1035.6811 | 15184 | 0.068209 | 3230.729 | 15184 | 0.21277 | 1035.6811 | 3230.729 | 0.32057 | 1035.6811 | 47.2209
Nonequipment | Drain Water Heat Recovery | Commercial | New | Retail | 4905.1125 | 0.12273 | 15 | 0.29646 | 2.059 | 22776 | 5757.1591 | 1845.5837 | 22776 | 0.081032 | 5757.1591 | 22776 | 0.25277 | 1845.5837 | 5757.1591 | 0.32057 | 1845.5837 | 39.7482
Nonequipment | Drain Water Heat Recovery | Commercial | New | Schools K-12 | 344.0811 | 0.12273 | 15 | 0.083286 | 0.039605 | 7592 | 407.5201 | 151.8037 | 7592 | 0.019995 | 407.5201 | 7592 | 0.053678 | 151.8037 | 407.5201 | 0.37251 | 151.8037 | 188.8794
Nonequipment | Drain Water Heat Recovery | Commercial | New | Warehouse | 1651.553 | 0.12273 | 15 | 0.39977 | 0.1901 | 7592 | 1956.0537 | 728.642 | 7592 | 0.095975 | 1956.0537 | 7592 | 0.25765 | 728.642 | 1956.0537 | 0.37251 | 728.642 | 39.3507
Nonequipment | Faucet Aerator | Commercial | Existing | Assembly | 197.7633 | 0.028116 | 10 | 0.041217 | 0.024823 | 19.65 | 180.4404 | 67.483 | 19.65 | 3.4343 | 180.4404 | 19.65 | 9.1827 | 67.483 | 180.4404 | 0.37399 | 67.483 | 0.85056
Nonequipment | Faucet Aerator | Commercial | Existing | College and University | 2241.317 | 0.013854 | 10 | 0.20663 | 0.54015 | 222.7 | 2033.1857 | 685.1826 | 222.7 | 3.0767 | 2033.1857 | 222.7 | 9.1297 | 685.1826 | 2033.1857 | 0.337 | 685.1826 | 0.85056
Nonequipment | Faucet Aerator | Commercial | Existing | Grocery | 197.7633 | 0.014058 | 10 | 0.010496 | 0.08956 | 19.65 | 179.0481 | 58.3862 | 19.65 | 2.9713 | 179.0481 | 19.65 | 9.1119 | 58.3862 | 179.0481 | 0.32609 | 58.3862 | 0.85056
Nonequipment | Faucet Aerator | Commercial | Existing | Healthcare | 197.7633 | 0.021087 | 10 | 0.041217 | 0.024823 | 19.65 | 180.4404 | 67.483 | 19.65 | 3.4343 | 180.4404 | 19.65 | 9.1827 | 67.483 | 180.4404 | 0.37399 | 67.483 | 0.85056
Nonequipment | Faucet Aerator | Commercial | Existing | Hospitals | 2570.9224 | 0.0090623 | 10 | 0.23702 | 0.61958 | 255.45 | 2332.1836 | 785.9447 | 255.45 | 3.0767 | 2332.1836 | 255.45 | 9.1297 | 785.9447 | 2332.1836 | 0.337 | 785.9447 | 0.85056
Nonequipment | Faucet Aerator | Commercial | Existing | Institutional | 10679.2161 | 0.018979 | 10 | 2.2257 | 1.3404 | 1061.1 | 9743.7833 | 3644.0834 | 1061.1 | 3.4343 | 9743.7833 | 1061.1 | 9.1827 | 3644.0834 | 9743.7833 | 0.37399 | 3644.0834 | 0.85056
Nonequipment | Faucet Aerator | Commercial | Existing | Lodging/Hospitality | 527.3687 | 0.0078101 | 10 | 0.027988 | 0.23883 | 52.4 | 477.4617 | 155.6966 | 52.4 | 2.9713 | 477.4617 | 52.4 | 9.1119 | 155.6966 | 477.4617 | 0.32609 | 155.6966 | 0.85056
Nonequipment | Faucet Aerator | Commercial | Existing | Miscellaneous | 1582.1061 | 0.0037489 | 10 | 0.32974 | 0.19858 | 157.2 | 1443.5235 | 539.8642 | 157.2 | 3.4343 | 1443.5235 | 157.2 | 9.1827 | 539.8642 | 1443.5235 | 0.37399 | 539.8642 | 0.85056
Nonequipment | Faucet Aerator | Commercial | Existing | Offices | 197.7633 | 0.003374 | 10 | 0.041217 | 0.024823 | 19.65 | 180.4404 | 67.483 | 19.65 | 3.4343 | 180.4404 | 19.65 | 9.1827 | 67.483 | 180.4404 | 0.37399 | 67.483 | 0.85056
Nonequipment | Faucet Aerator | Commercial | Existing | Restaurants | 65.9211 | 0.0028116 | 10 | 0.0034985 | 0.029853 | 6.55 | 59.6827 | 19.4621 | 6.55 | 2.9713 | 59.6827 | 6.55 | 9.1119 | 19.4621 | 59.6827 | 0.32609 | 19.4621 | 0.85056
Nonequipment | Faucet Aerator | Commercial | Existing | Retail | 131.8422 | 0.0031556 | 10 | 0.0069971 | 0.059707 | 13.1 | 119.3654 | 38.9242 | 13.1 | 2.9713 | 119.3654 | 13.1 | 9.1119 | 38.9242 | 119.3654 | 0.32609 | 38.9242 | 0.85056
Nonequipment | Faucet Aerator | Commercial | Existing | Schools K-12 | 65.9211 | 0.022493 | 10 | 0.013739 | 0.0082744 | 6.55 | 60.1468 | 22.4943 | 6.55 | 3.4343 | 60.1468 | 6.55 | 9.1827 | 22.4943 | 60.1468 | 0.37399 | 22.4943 | 0.85056
Nonequipment | Faucet Aerator | Commercial | Existing | Warehouse | 65.9211 | 0.0046861 | 10 | 0.013739 | 0.0082744 | 6.55 | 60.1468 | 22.4943 | 6.55 | 3.4343 | 60.1468 | 6.55 | 9.1827 | 22.4943 | 60.1468 | 0.37399 | 22.4943 | 0.85056
Nonequipment | Faucet Aerator | Commercial | New | Assembly | 197.7633 | 0.029392 | 10 | 0.041217 | 0.024823 | 19.65 | 180.4404 | 67.483 | 19.65 | 3.4343 | 180.4404 | 19.65 | 9.1827 | 67.483 | 180.4404 | 0.37399 | 67.483 | 0.85056
Nonequipment | Faucet Aerator | Commercial | New | College and University | 2241.317 | 0.014483 | 10 | 0.20663 | 0.54015 | 222.7 | 2033.1857 | 685.1826 | 222.7 | 3.0767 | 2033.1857 | 222.7 | 9.1297 | 685.1826 | 2033.1857 | 0.337 | 685.1826 | 0.85056
Nonequipment | Faucet Aerator | Commercial | New | Grocery | 197.7633 | 0.014696 | 10 | 0.010496 | 0.08956 | 19.65 | 179.0481 | 58.3862 | 19.65 | 2.9713 | 179.0481 | 19.65 | 9.1119 | 58.3862 | 179.0481 | 0.32609 | 58.3862 | 0.85056
Nonequipment | Faucet Aerator | Commercial | New | Healthcare | 197.7633 | 0.022044 | 10 | 0.041217 | 0.024823 | 19.65 | 180.4404 | 67.483 | 19.65 | 3.4343 | 180.4404 | 19.65 | 9.1827 | 67.483 | 180.4404 | 0.37399 | 67.483 | 0.85056
Nonequipment | Faucet Aerator | Commercial | New | Hospitals | 2570.9224 | 0.0094733 | 10 | 0.23702 | 0.61958 | 255.45 | 2332.1836 | 785.9447 | 255.45 | 3.0767 | 2332.1836 | 255.45 | 9.1297 | 785.9447 | 2332.1836 | 0.337 | 785.9447 | 0.85056
Nonequipment | Faucet Aerator | Commercial | New | Institutional | 10679.2161 | 0.019839 | 10 | 2.2257 | 1.3404 | 1061.1 | 9743.7833 | 3644.0834 | 1061.1 | 3.4343 | 9743.7833 | 1061.1 | 9.1827 | 3644.0834 | 9743.7833 | 0.37399 | 3644.0834 | 0.85056
Nonequipment | Faucet Aerator | Commercial | New | Lodging/Hospitality | 527.3687 | 0.0081644 | 10 | 0.027988 | 0.23883 | 52.4 | 477.4617 | 155.6966 | 52.4 | 2.9713 | 477.4617 | 52.4 | 9.1119 | 155.6966 | 477.4617 | 0.32609 | 155.6966 | 0.85056
Nonequipment | Faucet Aerator | Commercial | New | Miscellaneous | 1582.1061 | 0.0039189 | 10 | 0.32974 | 0.19858 | 157.2 | 1443.5235 | 539.8642 | 157.2 | 3.4343 | 1443.5235 | 157.2 | 9.1827 | 539.8642 | 1443.5235 | 0.37399 | 539.8642 | 0.85056
Nonequipment | Faucet Aerator | Commercial | New | Offices | 197.7633 | 0.003527 | 10 | 0.041217 | 0.024823 | 19.65 | 180.4404 | 67.483 | 19.65 | 3.4343 | 180.4404 | 19.65 | 9.1827 | 67.483 | 180.4404 | 0.37399 | 67.483 | 0.85056
Nonequipment | Faucet Aerator | Commercial | New | Restaurants | 65.9211 | 0.0029392 | 10 | 0.0034985 | 0.029853 | 6.55 | 59.6827 | 19.4621 | 6.55 | 2.9713 | 59.6827 | 6.55 | 9.1119 | 19.4621 | 59.6827 | 0.32609 | 19.4621 | 0.85056
Nonequipment | Faucet Aerator | Commercial | New | Retail | 131.8422 | 0.0032987 | 10 | 0.0069971 | 0.059707 | 13.1 | 119.3654 | 38.9242 | 13.1 | 2.9713 | 119.3654 | 13.1 | 9.1119 | 38.9242 | 119.3654 | 0.32609 | 38.9242 | 0.85056
Nonequipment | Faucet Aerator | Commercial | New | Schools K-12 | 65.9211 | 0.023513 | 10 | 0.013739 | 0.0082744 | 6.55 | 60.1468 | 22.4943 | 6.55 | 3.4343 | 60.1468 | 6.55 | 9.1827 | 22.4943 | 60.1468 | 0.37399 | 22.4943 | 0.85056
Nonequipment | Faucet Aerator | Commercial | New | Warehouse | 65.9211 | 0.0048986 | 10 | 0.013739 | 0.0082744 | 6.55 | 60.1468 | 22.4943 | 6.55 | 3.4343 | 60.1468 | 6.55 | 9.1827 | 22.4943 | 60.1468 | 0.37399 | 22.4943 | 0.85056
Nonequipment | Hot Water Circulation Pump Control | Commercial | Existing | Assembly | 651 | 0.092554 | 15 | 0.030962 | 0.032526 | 459 | 763.5901 | 234.0863 | 459 | 0.50999 | 763.5901 | 459 | 1.6636 | 234.0863 | 763.5901 | 0.30656 | 234.0863 | 6.0356
Nonequipment | Hot Water Circulation Pump Control | Commercial | Existing | College and University | 6510 | 0.040241 | 15 | 0.8107 | 0.8107 | 4590 | 7665.3303 | 2558.5946 | 4590 | 0.55743 | 7665.3303 | 4590 | 1.67 | 2558.5946 | 7665.3303 | 0.33379 | 2558.5946 | 6.0356
Nonequipment | Hot Water Circulation Pump Control | Commercial | Existing | Grocery | 651 | 0.046277 | 15 | 0 | 0 | 459 | 761.7717 | 225.5615 | 459 | 0.49142 | 761.7717 | 459 | 1.6596 | 225.5615 | 761.7717 | 0.2961 | 225.5615 | 6.0356
Nonequipment | Hot Water Circulation Pump Control | Commercial | Existing | Healthcare | 651 | 0.069416 | 15 | 0.030962 | 0.032526 | 459 | 763.5901 | 234.0863 | 459 | 0.50999 | 763.5901 | 459 | 1.6636 | 234.0863 | 763.5901 | 0.30656 | 234.0863 | 6.0356
Nonequipment | Hot Water Circulation Pump Control | Commercial | Existing | Hospitals | 9765 | 0.034421 | 15 | 1.2161 | 1.2161 | 6885 | 11497.9954 | 3837.8919 | 6885 | 0.55743 | 11497.9954 | 6885 | 1.67 | 3837.8919 | 11497.9954 | 0.33379 | 3837.8919 | 6.0356
Nonequipment | Hot Water Circulation Pump Control | Commercial | Existing | Institutional | 16275 | 0.028923 | 15 | 0.77405 | 0.81316 | 11475 | 19089.7526 | 5852.1586 | 11475 | 0.50999 | 19089.7526 | 11475 | 1.6636 | 5852.1586 | 19089.7526 | 0.30656 | 5852.1586 | 6.0356
Nonequipment | Hot Water Circulation Pump Control | Commercial | Existing | Lodging/Hospitality | 1953 | 0.028923 | 15 | 0 | 0 | 1377 | 2285.315 | 676.6845 | 1377 | 0.49142 | 2285.315 | 1377 | 1.6596 | 676.6845 | 2285.315 | 0.2961 | 676.6845 | 6.0356
Nonequipment | Hot Water Circulation Pump Control | Commercial | Existing | Miscellaneous | 13020 | 0.030851 | 15 | 0.61924 | 0.65053 | 9180 | 15271.8021 | 4681.7269 | 9180 | 0.50999 | 15271.8021 | 9180 | 1.6636 | 4681.7269 | 15271.8021 | 0.30656 | 4681.7269 | 6.0356
Nonequipment | Hot Water Circulation Pump Control | Commercial | Existing | Offices | 1953 | 0.03332 | 15 | 0.092886 | 0.097579 | 1377 | 2290.7703 | 702.259 | 1377 | 0.50999 | 2290.7703 | 1377 | 1.6636 | 702.259 | 2290.7703 | 0.30656 | 702.259 | 6.0356
Nonequipment | Hot Water Circulation Pump Control | Commercial | Existing | Restaurants | 1302 | 0.055533 | 15 | 0 | 0 | 918 | 1523.5433 | 451.123 | 918 | 0.49142 | 1523.5433 | 918 | 1.6596 | 451.123 | 1523.5433 | 0.2961 | 451.123 | 6.0356
Nonequipment | Hot Water Circulation Pump Control | Commercial | Existing | Retail | 1953 | 0.046745 | 15 | 0 | 0 | 1377 | 2285.315 | 676.6845 | 1377 | 0.49142 | 2285.315 | 1377 | 1.6596 | 676.6845 | 2285.315 | 0.2961 | 676.6845 | 6.0356
Nonequipment | Hot Water Circulation Pump Control | Commercial | Existing | Schools K-12 | 651 | 0.22213 | 15 | 0.030962 | 0.032526 | 459 | 763.5901 | 234.0863 | 459 | 0.50999 | 763.5901 | 459 | 1.6636 | 234.0863 | 763.5901 | 0.30656 | 234.0863 | 6.0356
Nonequipment | Hot Water Circulation Pump Control | Commercial | Existing | Warehouse | 651 | 0.046277 | 15 | 0.030962 | 0.032526 | 459 | 763.5901 | 234.0863 | 459 | 0.50999 | 763.5901 | 459 | 1.6636 | 234.0863 | 763.5901 | 0.30656 | 234.0863 | 6.0356
Nonequipment | Hot Water Circulation Pump Control | Commercial | New | Assembly | 651 | 0.096752 | 15 | 0.030962 | 0.032526 | 459 | 763.5901 | 234.0863 | 459 | 0.50999 | 763.5901 | 459 | 1.6636 | 234.0863 | 763.5901 | 0.30656 | 234.0863 | 6.0356
Nonequipment | Hot Water Circulation Pump Control | Commercial | New | College and University | 6510 | 0.042066 | 15 | 0.8107 | 0.8107 | 4590 | 7665.3303 | 2558.5946 | 4590 | 0.55743 | 7665.3303 | 4590 | 1.67 | 2558.5946 | 7665.3303 | 0.33379 | 2558.5946 | 6.0356
Nonequipment | Hot Water Circulation Pump Control | Commercial | New | Grocery | 651 | 0.048376 | 15 | 0 | 0 | 459 | 761.7717 | 225.5615 | 459 | 0.49142 | 761.7717 | 459 | 1.6596 | 225.5615 | 761.7717 | 0.2961 | 225.5615 | 6.0356
Nonequipment | Hot Water Circulation Pump Control | Commercial | New | Healthcare | 651 | 0.072564 | 15 | 0.030962 | 0.032526 | 459 | 763.5901 | 234.0863 | 459 | 0.50999 | 763.5901 | 459 | 1.6636 | 234.0863 | 763.5901 | 0.30656 | 234.0863 | 6.0356
Nonequipment | Hot Water Circulation Pump Control | Commercial | New | Hospitals | 9765 | 0.035982 | 15 | 1.2161 | 1.2161 | 6885 | 11497.9954 | 3837.8919 | 6885 | 0.55743 | 11497.9954 | 6885 | 1.67 | 3837.8919 | 11497.9954 | 0.33379 | 3837.8919 | 6.0356
Nonequipment | Hot Water Circulation Pump Control | Commercial | New | Institutional | 16275 | 0.030235 | 15 | 0.77405 | 0.81316 | 11475 | 19089.7526 | 5852.1586 | 11475 | 0.50999 | 19089.7526 | 11475 | 1.6636 | 5852.1586 | 19089.7526 | 0.30656 | 5852.1586 | 6.0356
Nonequipment | Hot Water Circulation Pump Control | Commercial | New | Lodging/Hospitality | 1953 | 0.030235 | 15 | 0 | 0 | 1377 | 2285.315 | 676.6845 | 1377 | 0.49142 | 2285.315 | 1377 | 1.6596 | 676.6845 | 2285.315 | 0.2961 | 676.6845 | 6.0356
Nonequipment | Hot Water Circulation Pump Control | Commercial | New | Miscellaneous | 13020 | 0.032251 | 15 | 0.61924 | 0.65053 | 9180 | 15271.8021 | 4681.7269 | 9180 | 0.50999 | 15271.8021 | 9180 | 1.6636 | 4681.7269 | 15271.8021 | 0.30656 | 4681.7269 | 6.0356
Nonequipment | Hot Water Circulation Pump Control | Commercial | New | Offices | 1953 | 0.034831 | 15 | 0.092886 | 0.097579 | 1377 | 2290.7703 | 702.259 | 1377 | 0.50999 | 2290.7703 | 1377 | 1.6636 | 702.259 | 2290.7703 | 0.30656 | 702.259 | 6.0356
Nonequipment | Hot Water Circulation Pump Control | Commercial | New | Restaurants | 1302 | 0.058051 | 15 | 0 | 0 | 918 | 1523.5433 | 451.123 | 918 | 0.49142 | 1523.5433 | 918 | 1.6596 | 451.123 | 1523.5433 | 0.2961 | 451.123 | 6.0356
Nonequipment | Hot Water Circulation Pump Control | Commercial | New | Retail | 1953 | 0.048865 | 15 | 0 | 0 | 1377 | 2285.315 | 676.6845 | 1377 | 0.49142 | 2285.315 | 1377 | 1.6596 | 676.6845 | 2285.315 | 0.2961 | 676.6845 | 6.0356
Nonequipment | Hot Water Circulation Pump Control | Commercial | New | Schools K-12 | 651 | 0.2322 | 15 | 0.030962 | 0.032526 | 459 | 763.5901 | 234.0863 | 459 | 0.50999 | 763.5901 | 459 | 1.6636 | 234.0863 | 763.5901 | 0.30656 | 234.0863 | 6.0356
Nonequipment | Hot Water Circulation Pump Control | Commercial | New | Warehouse | 651 | 0.048376 | 15 | 0.030962 | 0.032526 | 459 | 763.5901 | 234.0863 | 459 | 0.50999 | 763.5901 | 459 | 1.6636 | 234.0863 | 763.5901 | 0.30656 | 234.0863 | 6.0356
Nonequipment | Hot Water Pipe Insulation | Commercial | Existing | Assembly | 1355.592 | 0.19273 | 13 | 0.15144 | 0.1702 | 180 | 1464.1165 | 486.1355 | 180 | 2.7008 | 1464.1165 | 180 | 8.134 | 486.1355 | 1464.1165 | 0.33203 | 486.1355 | 1.1367
Nonequipment | Hot Water Pipe Insulation | Commercial | Existing | College and University | 13555.9203 | 0.083795 | 13 | 1.5475 | 1.5475 | 1800 | 14642.9465 | 4863.9683 | 1800 | 2.7022 | 14642.9465 | 1800 | 8.135 | 4863.9683 | 14642.9465 | 0.33217 | 4863.9683 | 1.1367
Nonequipment | Hot Water Pipe Insulation | Commercial | Existing | Grocery | 1355.592 | 0.096364 | 13 | 0.10667 | 0.18442 | 180 | 1461.7032 | 474.403 | 180 | 2.6356 | 1461.7032 | 180 | 8.1206 | 474.403 | 1461.7032 | 0.32455 | 474.403 | 1.1367
Nonequipment | Hot Water Pipe Insulation | Commercial | Existing | Healthcare | 1355.592 | 0.14455 | 13 | 0.15144 | 0.1702 | 180 | 1464.1165 | 486.1355 | 180 | 2.7008 | 1464.1165 | 180 | 8.134 | 486.1355 | 1464.1165 | 0.33203 | 486.1355 | 1.1367
Nonequipment | Hot Water Pipe Insulation | Commercial | Existing | Hospitals | 20333.8804 | 0.071676 | 13 | 2.3212 | 2.3212 | 2700 | 21964.4197 | 7295.9524 | 2700 | 2.7022 | 21964.4197 | 2700 | 8.135 | 7295.9524 | 21964.4197 | 0.33217 | 7295.9524 | 1.1367
Nonequipment | Hot Water Pipe Insulation | Commercial | Existing | Institutional | 33889.8007 | 0.060227 | 13 | 3.786 | 4.255 | 4500 | 36602.9113 | 12153.3876 | 4500 | 2.7008 | 36602.9113 | 4500 | 8.134 | 12153.3876 | 36602.9113 | 0.33203 | 12153.3876 | 1.1367
Nonequipment | Hot Water Pipe Insulation | Commercial | Existing | Lodging/Hospitality | 4066.7761 | 0.060227 | 13 | 0.32002 | 0.55325 | 540 | 4385.1097 | 1423.209 | 540 | 2.6356 | 4385.1097 | 540 | 8.1206 | 1423.209 | 4385.1097 | 0.32455 | 1423.209 | 1.1367
Nonequipment | Hot Water Pipe Insulation | Commercial | Existing | Miscellaneous | 27111.8406 | 0.064243 | 13 | 3.0288 | 3.404 | 3600 | 29282.3291 | 9722.7101 | 3600 | 2.7008 | 29282.3291 | 3600 | 8.134 | 9722.7101 | 29282.3291 | 0.33203 | 9722.7101 | 1.1367
Nonequipment | Hot Water Pipe Insulation | Commercial | Existing | Offices | 4066.7761 | 0.069382 | 13 | 0.45432 | 0.51059 | 540 | 4392.3494 | 1458.4065 | 540 | 2.7008 | 4392.3494 | 540 | 8.134 | 1458.4065 | 4392.3494 | 0.33203 | 1458.4065 | 1.1367
Nonequipment | Hot Water Pipe Insulation | Commercial | Existing | Restaurants | 2711.1841 | 0.11564 | 13 | 0.21335 | 0.36883 | 360 | 2923.4065 | 948.806 | 360 | 2.6356 | 2923.4065 | 360 | 8.1206 | 948.806 | 2923.4065 | 0.32455 | 948.806 | 1.1367
Nonequipment | Hot Water Pipe Insulation | Commercial | Existing | Retail | 4066.7761 | 0.097337 | 13 | 0.32002 | 0.55325 | 540 | 4385.1097 | 1423.209 | 540 | 2.6356 | 4385.1097 | 540 | 8.1206 | 1423.209 | 4385.1097 | 0.32455 | 1423.209 | 1.1367
Nonequipment | Hot Water Pipe Insulation | Commercial | Existing | Schools K-12 | 1355.592 | 0.46254 | 13 | 0.15144 | 0.1702 | 180 | 1464.1165 | 486.1355 | 180 | 2.7008 | 1464.1165 | 180 | 8.134 | 486.1355 | 1464.1165 | 0.33203 | 486.1355 | 1.1367
Nonequipment | Hot Water Pipe Insulation | Commercial | Existing | Warehouse | 1355.592 | 0.096364 | 13 | 0.15144 | 0.1702 | 180 | 1464.1165 | 486.1355 | 180 | 2.7008 | 1464.1165 | 180 | 8.134 | 486.1355 | 1464.1165 | 0.33203 | 486.1355 | 1.1367
Nonequipment | Hot Water Pipe Insulation | Commercial | New | Assembly | 1355.592 | 0.20147 | 13 | 0.15144 | 0.1702 | 180 | 1464.1165 | 486.1355 | 180 | 2.7008 | 1464.1165 | 180 | 8.134 | 486.1355 | 1464.1165 | 0.33203 | 486.1355 | 1.1367
Nonequipment | Hot Water Pipe Insulation | Commercial | New | College and University | 13555.9203 | 0.087595 | 13 | 1.5475 | 1.5475 | 1800 | 14642.9465 | 4863.9683 | 1800 | 2.7022 | 14642.9465 | 1800 | 8.135 | 4863.9683 | 14642.9465 | 0.33217 | 4863.9683 | 1.1367
Nonequipment | Hot Water Pipe Insulation | Commercial | New | Grocery | 1355.592 | 0.10073 | 13 | 0.10667 | 0.18442 | 180 | 1461.7032 | 474.403 | 180 | 2.6356 | 1461.7032 | 180 | 8.1206 | 474.403 | 1461.7032 | 0.32455 | 474.403 | 1.1367
Nonequipment | Hot Water Pipe Insulation | Commercial | New | Healthcare | 1355.592 | 0.1511 | 13 | 0.15144 | 0.1702 | 180 | 1464.1165 | 486.1355 | 180 | 2.7008 | 1464.1165 | 180 | 8.134 | 486.1355 | 1464.1165 | 0.33203 | 486.1355 | 1.1367
Nonequipment | Hot Water Pipe Insulation | Commercial | New | Hospitals | 20333.8804 | 0.074926 | 13 | 2.3212 | 2.3212 | 2700 | 21964.4197 | 7295.9524 | 2700 | 2.7022 | 21964.4197 | 2700 | 8.135 | 7295.9524 | 21964.4197 | 0.33217 | 7295.9524 | 1.1367
Nonequipment | Hot Water Pipe Insulation | Commercial | New | Institutional | 33889.8007 | 0.062959 | 13 | 3.786 | 4.255 | 4500 | 36602.9113 | 12153.3876 | 4500 | 2.7008 | 36602.9113 | 4500 | 8.134 | 12153.3876 | 36602.9113 | 0.33203 | 12153.3876 | 1.1367
Nonequipment | Hot Water Pipe Insulation | Commercial | New | Lodging/Hospitality | 4066.7761 | 0.062959 | 13 | 0.32002 | 0.55325 | 540 | 4385.1097 | 1423.209 | 540 | 2.6356 | 4385.1097 | 540 | 8.1206 | 1423.209 | 4385.1097 | 0.32455 | 1423.209 | 1.1367
Nonequipment | Hot Water Pipe Insulation | Commercial | New | Miscellaneous | 27111.8406 | 0.067156 | 13 | 3.0288 | 3.404 | 3600 | 29282.3291 | 9722.7101 | 3600 | 2.7008 | 29282.3291 | 3600 | 8.134 | 9722.7101 | 29282.3291 | 0.33203 | 9722.7101 | 1.1367
Nonequipment | Hot Water Pipe Insulation | Commercial | New | Offices | 4066.7761 | 0.072529 | 13 | 0.45432 | 0.51059 | 540 | 4392.3494 | 1458.4065 | 540 | 2.7008 | 4392.3494 | 540 | 8.134 | 1458.4065 | 4392.3494 | 0.33203 | 1458.4065 | 1.1367
Nonequipment | Hot Water Pipe Insulation | Commercial | New | Restaurants | 2711.1841 | 0.12088 | 13 | 0.21335 | 0.36883 | 360 | 2923.4065 | 948.806 | 360 | 2.6356 | 2923.4065 | 360 | 8.1206 | 948.806 | 2923.4065 | 0.32455 | 948.806 | 1.1367
Nonequipment | Hot Water Pipe Insulation | Commercial | New | Retail | 4066.7761 | 0.10175 | 13 | 0.32002 | 0.55325 | 540 | 4385.1097 | 1423.209 | 540 | 2.6356 | 4385.1097 | 540 | 8.1206 | 1423.209 | 4385.1097 | 0.32455 | 1423.209 | 1.1367
Nonequipment | Hot Water Pipe Insulation | Commercial | New | Schools K-12 | 1355.592 | 0.48351 | 13 | 0.15144 | 0.1702 | 180 | 1464.1165 | 486.1355 | 180 | 2.7008 | 1464.1165 | 180 | 8.134 | 486.1355 | 1464.1165 | 0.33203 | 486.1355 | 1.1367
Nonequipment | Hot Water Pipe Insulation | Commercial | New | Warehouse | 1355.592 | 0.10073 | 13 | 0.15144 | 0.1702 | 180 | 1464.1165 | 486.1355 | 180 | 2.7008 | 1464.1165 | 180 | 8.134 | 486.1355 | 1464.1165 | 0.33203 | 486.1355 | 1.1367
Nonequipment | Low Flow Shower Head | Commercial | Existing | Assembly | 155.2928 | 0.022078 | 10 | 0.026243 | 0.017455 | 12 | 141.4127 | 50.9292 | 12 | 4.2441 | 141.4127 | 12 | 11.7844 | 50.9292 | 141.4127 | 0.36015 | 50.9292 | 0.66148
Nonequipment | Low Flow Shower Head | Commercial | Existing | College and University | 6056.4203 | 0.037437 | 10 | 0.42491 | 2.2292 | 468 | 5487.9669 | 1805.4364 | 468 | 3.8578 | 5487.9669 | 468 | 11.7264 | 1805.4364 | 5487.9669 | 0.32898 | 1805.4364 | 0.66148
Nonequipment | Low Flow Shower Head | Commercial | Existing | Grocery | 155.2928 | 0.011039 | 10 | 0.010895 | 0.057159 | 12 | 140.7171 | 46.2932 | 12 | 3.8578 | 140.7171 | 12 | 11.7264 | 46.2932 | 140.7171 | 0.32898 | 46.2932 | 0.66148
Nonequipment | Low Flow Shower Head | Commercial | Existing | Healthcare | 155.2928 | 0.016559 | 10 | 0.014317 | 0.037425 | 12 | 140.8722 | 47.4738 | 12 | 3.9562 | 140.8722 | 12 | 11.7393 | 47.4738 | 140.8722 | 0.337 | 47.4738 | 0.66148
Nonequipment | Low Flow Shower Head | Commercial | Existing | Hospitals | 4037.6135 | 0.014232 | 10 | 0.37223 | 0.97305 | 312 | 3662.676 | 1234.32 | 312 | 3.9562 | 3662.676 | 312 | 11.7393 | 1234.32 | 3662.676 | 0.337 | 1234.32 | 0.66148
Nonequipment | Low Flow Shower Head | Commercial | Existing | Institutional | 3416.4422 | 0.0060715 | 10 | 0.57736 | 0.38401 | 264 | 3111.0791 | 1120.442 | 264 | 4.2441 | 3111.0791 | 264 | 11.7844 | 1120.442 | 3111.0791 | 0.36015 | 1120.442 | 0.66148
Nonequipment | Low Flow Shower Head | Commercial | Existing | Lodging/Hospitality | 1708.2211 | 0.025298 | 10 | 0.090394 | 0.77136 | 132 | 1546.5533 | 504.2023 | 132 | 3.8197 | 1546.5533 | 132 | 11.7163 | 504.2023 | 1546.5533 | 0.32602 | 504.2023 | 0.66148
Nonequipment | Low Flow Shower Head | Commercial | Existing | Miscellaneous | 2639.9781 | 0.0062555 | 10 | 0.44614 | 0.29674 | 204 | 2404.0157 | 865.7961 | 204 | 4.2441 | 2404.0157 | 204 | 11.7844 | 865.7961 | 2404.0157 | 0.36015 | 865.7961 | 0.66148
Nonequipment | Low Flow Shower Head | Commercial | Existing | Offices | 310.5857 | 0.0052988 | 10 | 0.052487 | 0.03491 | 24 | 282.8254 | 101.8584 | 24 | 4.2441 | 282.8254 | 24 | 11.7844 | 101.8584 | 282.8254 | 0.36015 | 101.8584 | 0.66148
Nonequipment | Low Flow Shower Head | Commercial | Existing | Restaurants | 155.2928 | 0.0066235 | 10 | 0.010895 | 0.057159 | 12 | 140.7171 | 46.2932 | 12 | 3.8578 | 140.7171 | 12 | 11.7264 | 46.2932 | 140.7171 | 0.32898 | 46.2932 | 0.66148
Nonequipment | Low Flow Shower Head | Commercial | Existing | Retail | 310.5857 | 0.0074338 | 10 | 0.021791 | 0.11432 | 24 | 281.4342 | 92.5865 | 24 | 3.8578 | 281.4342 | 24 | 11.7264 | 92.5865 | 281.4342 | 0.32898 | 92.5865 | 0.66148
Nonequipment | Low Flow Shower Head | Commercial | Existing | Schools K-12 | 155.2928 | 0.052987 | 10 | 0.026243 | 0.017455 | 12 | 141.4127 | 50.9292 | 12 | 4.2441 | 141.4127 | 12 | 11.7844 | 50.9292 | 141.4127 | 0.36015 | 50.9292 | 0.66148
Nonequipment | Low Flow Shower Head | Commercial | Existing | Warehouse | 155.2928 | 0.011039 | 10 | 0.026243 | 0.017455 | 12 | 141.4127 | 50.9292 | 12 | 4.2441 | 141.4127 | 12 | 11.7844 | 50.9292 | 141.4127 | 0.36015 | 50.9292 | 0.66148
Nonequipment | Low Flow Shower Head | Commercial | New | Assembly | 155.2928 | 0.02308 | 10 | 0.026243 | 0.017455 | 12 | 141.4127 | 50.9292 | 12 | 4.2441 | 141.4127 | 12 | 11.7844 | 50.9292 | 141.4127 | 0.36015 | 50.9292 | 0.66148
Nonequipment | Low Flow Shower Head | Commercial | New | College and University | 6056.4203 | 0.039135 | 10 | 0.42491 | 2.2292 | 468 | 5487.9669 | 1805.4364 | 468 | 3.8578 | 5487.9669 | 468 | 11.7264 | 1805.4364 | 5487.9669 | 0.32898 | 1805.4364 | 0.66148
Nonequipment | Low Flow Shower Head | Commercial | New | Grocery | 155.2928 | 0.01154 | 10 | 0.010895 | 0.057159 | 12 | 140.7171 | 46.2932 | 12 | 3.8578 | 140.7171 | 12 | 11.7264 | 46.2932 | 140.7171 | 0.32898 | 46.2932 | 0.66148
Nonequipment | Low Flow Shower Head | Commercial | New | Healthcare | 155.2928 | 0.01731 | 10 | 0.014317 | 0.037425 | 12 | 140.8722 | 47.4738 | 12 | 3.9562 | 140.8722 | 12 | 11.7393 | 47.4738 | 140.8722 | 0.337 | 47.4738 | 0.66148
Nonequipment | Low Flow Shower Head | Commercial | New | Hospitals | 4037.6135 | 0.014878 | 10 | 0.37223 | 0.97305 | 312 | 3662.676 | 1234.32 | 312 | 3.9562 | 3662.676 | 312 | 11.7393 | 1234.32 | 3662.676 | 0.337 | 1234.32 | 0.66148
Nonequipment | Low Flow Shower Head | Commercial | New | Institutional | 3416.4422 | 0.0063469 | 10 | 0.57736 | 0.38401 | 264 | 3111.0791 | 1120.442 | 264 | 4.2441 | 3111.0791 | 264 | 11.7844 | 1120.442 | 3111.0791 | 0.36015 | 1120.442 | 0.66148
Nonequipment | Low Flow Shower Head | Commercial | New | Lodging/Hospitality | 1708.2211 | 0.026445 | 10 | 0.090394 | 0.77136 | 132 | 1546.5533 | 504.2023 | 132 | 3.8197 | 1546.5533 | 132 | 11.7163 | 504.2023 | 1546.5533 | 0.32602 | 504.2023 | 0.66148
Nonequipment | Low Flow Shower Head | Commercial | New | Miscellaneous | 2639.9781 | 0.0065392 | 10 | 0.44614 | 0.29674 | 204 | 2404.0157 | 865.7961 | 204 | 4.2441 | 2404.0157 | 204 | 11.7844 | 865.7961 | 2404.0157 | 0.36015 | 865.7961 | 0.66148
Nonequipment | Low Flow Shower Head | Commercial | New | Offices | 310.5857 | 0.0055391 | 10 | 0.052487 | 0.03491 | 24 | 282.8254 | 101.8584 | 24 | 4.2441 | 282.8254 | 24 | 11.7844 | 101.8584 | 282.8254 | 0.36015 | 101.8584 | 0.66148
Nonequipment | Low Flow Shower Head | Commercial | New | Restaurants | 155.2928 | 0.0069239 | 10 | 0.010895 | 0.057159 | 12 | 140.7171 | 46.2932 | 12 | 3.8578 | 140.7171 | 12 | 11.7264 | 46.2932 | 140.7171 | 0.32898 | 46.2932 | 0.66148
Nonequipment | Low Flow Shower Head | Commercial | New | Retail | 310.5857 | 0.0077709 | 10 | 0.021791 | 0.11432 | 24 | 281.4342 | 92.5865 | 24 | 3.8578 | 281.4342 | 24 | 11.7264 | 92.5865 | 281.4342 | 0.32898 | 92.5865 | 0.66148
Nonequipment | Low Flow Shower Head | Commercial | New | Schools K-12 | 155.2928 | 0.05539 | 10 | 0.026243 | 0.017455 | 12 | 141.4127 | 50.9292 | 12 | 4.2441 | 141.4127 | 12 | 11.7844 | 50.9292 | 141.4127 | 0.36015 | 50.9292 | 0.66148
Nonequipment | Low Flow Shower Head | Commercial | New | Warehouse | 155.2928 | 0.01154 | 10 | 0.026243 | 0.017455 | 12 | 141.4127 | 50.9292 | 12 | 4.2441 | 141.4127 | 12 | 11.7844 | 50.9292 | 141.4127 | 0.36015 | 50.9292 | 0.66148
Nonequipment | Low-Flow Pre-Rinse Sprayers | Commercial | Existing | Assembly | 2261.9741 | 0.32159 | 5 | 0.20853 | 0.54512 | 185.8 | 1198.7685 | 406.1944 | 185.8 | 2.1862 | 1198.7685 | 185.8 | 6.4519 | 406.1944 | 1198.7685 | 0.33884 | 406.1944 | 0.70315
Nonequipment | Low-Flow Pre-Rinse Sprayers | Commercial | Existing | College and University | 2261.9741 | 0.013982 | 5 | 0.20853 | 0.54512 | 185.8 | 1198.7685 | 406.1944 | 185.8 | 2.1862 | 1198.7685 | 185.8 | 6.4519 | 406.1944 | 1198.7685 | 0.33884 | 406.1944 | 0.70315
Nonequipment | Low-Flow Pre-Rinse Sprayers | Commercial | Existing | Grocery | 2261.9741 | 0.1608 | 5 | 0.20853 | 0.54512 | 185.8 | 1198.7685 | 406.1944 | 185.8 | 2.1862 | 1198.7685 | 185.8 | 6.4519 | 406.1944 | 1198.7685 | 0.33884 | 406.1944 | 0.70315
Nonequipment | Low-Flow Pre-Rinse Sprayers | Commercial | Existing | Healthcare | 2261.9741 | 0.24119 | 5 | 0.20853 | 0.54512 | 185.8 | 1198.7685 | 406.1944 | 185.8 | 2.1862 | 1198.7685 | 185.8 | 6.4519 | 406.1944 | 1198.7685 | 0.33884 | 406.1944 | 0.70315
Nonequipment | Low-Flow Pre-Rinse Sprayers | Commercial | Existing | Hospitals | 2261.9741 | 0.0079733 | 5 | 0.20853 | 0.54512 | 185.8 | 1198.7685 | 406.1944 | 185.8 | 2.1862 | 1198.7685 | 185.8 | 6.4519 | 406.1944 | 1198.7685 | 0.33884 | 406.1944 | 0.70315
Nonequipment | Low-Flow Pre-Rinse Sprayers | Commercial | Existing | Institutional | 2261.9741 | 0.0040199 | 5 | 0.20853 | 0.54512 | 185.8 | 1198.7685 | 406.1944 | 185.8 | 2.1862 | 1198.7685 | 185.8 | 6.4519 | 406.1944 | 1198.7685 | 0.33884 | 406.1944 | 0.70315
Nonequipment | Low-Flow Pre-Rinse Sprayers | Commercial | Existing | Lodging/Hospitality | 2261.9741 | 0.033499 | 5 | 0.12005 | 1.0244 | 185.8 | 1196.4257 | 391.5971 | 185.8 | 2.1076 | 1196.4257 | 185.8 | 6.4393 | 391.5971 | 1196.4257 | 0.32731 | 391.5971 | 0.70315
Nonequipment | Low-Flow Pre-Rinse Sprayers | Commercial | Existing | Miscellaneous | 2261.9741 | 0.0053598 | 5 | 0.20853 | 0.54512 | 185.8 | 1198.7685 | 406.1944 | 185.8 | 2.1862 | 1198.7685 | 185.8 | 6.4519 | 406.1944 | 1198.7685 | 0.33884 | 406.1944 | 0.70315
Nonequipment | Low-Flow Pre-Rinse Sprayers | Commercial | Existing | Offices | 2261.9741 | 0.038591 | 5 | 0.20853 | 0.54512 | 185.8 | 1198.7685 | 406.1944 | 185.8 | 2.1862 | 1198.7685 | 185.8 | 6.4519 | 406.1944 | 1198.7685 | 0.33884 | 406.1944 | 0.70315
Nonequipment | Low-Flow Pre-Rinse Sprayers | Commercial | Existing | Restaurants | 2261.9741 | 0.096477 | 5 | 0.35603 | 0.19768 | 185.8 | 1202.6738 | 427.1313 | 185.8 | 2.2989 | 1202.6738 | 185.8 | 6.4729 | 427.1313 | 1202.6738 | 0.35515 | 427.1313 | 0.70315
Nonequipment | Low-Flow Pre-Rinse Sprayers | Commercial | Existing | Retail | 2261.9741 | 0.05414 | 5 | 0.20853 | 0.54512 | 185.8 | 1198.7685 | 406.1944 | 185.8 | 2.1862 | 1198.7685 | 185.8 | 6.4519 | 406.1944 | 1198.7685 | 0.33884 | 406.1944 | 0.70315
Nonequipment | Low-Flow Pre-Rinse Sprayers | Commercial | Existing | Schools K-12 | 1130.987 | 0.3859 | 5 | 0.10427 | 0.27256 | 92.9 | 599.3843 | 203.0972 | 92.9 | 2.1862 | 599.3843 | 92.9 | 6.4519 | 203.0972 | 599.3843 | 0.33884 | 203.0972 | 0.70315
Nonequipment | Low-Flow Pre-Rinse Sprayers | Commercial | Existing | Warehouse | 2261.9741 | 0.1608 | 5 | 0.20853 | 0.54512 | 185.8 | 1198.7685 | 406.1944 | 185.8 | 2.1862 | 1198.7685 | 185.8 | 6.4519 | 406.1944 | 1198.7685 | 0.33884 | 406.1944 | 0.70315
Nonequipment | Low-Flow Pre-Rinse Sprayers | Commercial | New | Assembly | 2261.9741 | 0.33724 | 5 | 0.20853 | 0.54512 | 185.8 | 1198.7685 | 406.1944 | 185.8 | 2.1862 | 1198.7685 | 185.8 | 6.4519 | 406.1944 | 1198.7685 | 0.33884 | 406.1944 | 0.70315
Nonequipment | Low-Flow Pre-Rinse Sprayers | Commercial | New | College and University | 2261.9741 | 0.014663 | 5 | 0.20853 | 0.54512 | 185.8 | 1198.7685 | 406.1944 | 185.8 | 2.1862 | 1198.7685 | 185.8 | 6.4519 | 406.1944 | 1198.7685 | 0.33884 | 406.1944 | 0.70315
Nonequipment | Low-Flow Pre-Rinse Sprayers | Commercial | New | Grocery | 2261.9741 | 0.16862 | 5 | 0.20853 | 0.54512 | 185.8 | 1198.7685 | 406.1944 | 185.8 | 2.1862 | 1198.7685 | 185.8 | 6.4519 | 406.1944 | 1198.7685 | 0.33884 | 406.1944 | 0.70315
Nonequipment | Low-Flow Pre-Rinse Sprayers | Commercial | New | Healthcare | 2261.9741 | 0.25293 | 5 | 0.20853 | 0.54512 | 185.8 | 1198.7685 | 406.1944 | 185.8 | 2.1862 | 1198.7685 | 185.8 | 6.4519 | 406.1944 | 1198.7685 | 0.33884 | 406.1944 | 0.70315
Nonequipment | Low-Flow Pre-Rinse Sprayers | Commercial | New | Hospitals | 2261.9741 | 0.0083614 | 5 | 0.20853 | 0.54512 | 185.8 | 1198.7685 | 406.1944 | 185.8 | 2.1862 | 1198.7685 | 185.8 | 6.4519 | 406.1944 | 1198.7685 | 0.33884 | 406.1944 | 0.70315
Nonequipment | Low-Flow Pre-Rinse Sprayers | Commercial | New | Institutional | 2261.9741 | 0.0042155 | 5 | 0.20853 | 0.54512 | 185.8 | 1198.7685 | 406.1944 | 185.8 | 2.1862 | 1198.7685 | 185.8 | 6.4519 | 406.1944 | 1198.7685 | 0.33884 | 406.1944 | 0.70315
Nonequipment | Low-Flow Pre-Rinse Sprayers | Commercial | New | Lodging/Hospitality | 2261.9741 | 0.035129 | 5 | 0.12005 | 1.0244 | 185.8 | 1196.4257 | 391.5971 | 185.8 | 2.1076 | 1196.4257 | 185.8 | 6.4393 | 391.5971 | 1196.4257 | 0.32731 | 391.5971 | 0.70315
Nonequipment | Low-Flow Pre-Rinse Sprayers | Commercial | New | Miscellaneous | 2261.9741 | 0.0056207 | 5 | 0.20853 | 0.54512 | 185.8 | 1198.7685 | 406.1944 | 185.8 | 2.1862 | 1198.7685 | 185.8 | 6.4519 | 406.1944 | 1198.7685 | 0.33884 | 406.1944 | 0.70315
Nonequipment | Low-Flow Pre-Rinse Sprayers | Commercial | New | Offices | 2261.9741 | 0.040469 | 5 | 0.20853 | 0.54512 | 185.8 | 1198.7685 | 406.1944 | 185.8 | 2.1862 | 1198.7685 | 185.8 | 6.4519 | 406.1944 | 1198.7685 | 0.33884 | 406.1944 | 0.70315
Nonequipment | Low-Flow Pre-Rinse Sprayers | Commercial | New | Restaurants | 2261.9741 | 0.10117 | 5 | 0.35603 | 0.19768 | 185.8 | 1202.6738 | 427.1313 | 185.8 | 2.2989 | 1202.6738 | 185.8 | 6.4729 | 427.1313 | 1202.6738 | 0.35515 | 427.1313 | 0.70315
Nonequipment | Low-Flow Pre-Rinse Sprayers | Commercial | New | Retail | 2261.9741 | 0.056775 | 5 | 0.20853 | 0.54512 | 185.8 | 1198.7685 | 406.1944 | 185.8 | 2.1862 | 1198.7685 | 185.8 | 6.4519 | 406.1944 | 1198.7685 | 0.33884 | 406.1944 | 0.70315
Nonequipment | Low-Flow Pre-Rinse Sprayers | Commercial | New | Schools K-12 | 1130.987 | 0.40468 | 5 | 0.10427 | 0.27256 | 92.9 | 599.3843 | 203.0972 | 92.9 | 2.1862 | 599.3843 | 92.9 | 6.4519 | 203.0972 | 599.3843 | 0.33884 | 203.0972 | 0.70315
Nonequipment | Low-Flow Pre-Rinse Sprayers | Commercial | New | Warehouse | 2261.9741 | 0.16862 | 5 | 0.20853 | 0.54512 | 185.8 | 1198.7685 | 406.1944 | 185.8 | 2.1862 | 1198.7685 | 185.8 | 6.4519 | 406.1944 | 1198.7685 | 0.33884 | 406.1944 | 0.70315
Nonequipment | Tank Wrap on Water Heater | Commercial | Existing | Assembly | 263.9459 | 0.037526 | 7 | 0.026439 | 0.026975 | 167.92 | 183.8765 | 61.2231 | 167.92 | 0.3646 | 183.8765 | 167.92 | 1.095 | 61.2231 | 183.8765 | 0.33296 | 61.2231 | 5.446
Nonequipment | Tank Wrap on Water Heater | Commercial | Existing | College and University | 2639.4593 | 0.016316 | 7 | 0.26439 | 0.26975 | 1679.2 | 1838.7647 | 612.2307 | 1679.2 | 0.3646 | 1838.7647 | 1679.2 | 1.095 | 612.2307 | 1838.7647 | 0.33296 | 612.2307 | 5.446
Nonequipment | Tank Wrap on Water Heater | Commercial | Existing | Grocery | 263.9459 | 0.018763 | 7 | 0.026439 | 0.026975 | 167.92 | 183.8765 | 61.2231 | 167.92 | 0.3646 | 183.8765 | 167.92 | 1.095 | 61.2231 | 183.8765 | 0.33296 | 61.2231 | 5.446
Nonequipment | Tank Wrap on Water Heater | Commercial | Existing | Healthcare | 263.9459 | 0.028144 | 7 | 0.026439 | 0.026975 | 167.92 | 183.8765 | 61.2231 | 167.92 | 0.3646 | 183.8765 | 167.92 | 1.095 | 61.2231 | 183.8765 | 0.33296 | 61.2231 | 5.446
Nonequipment | Tank Wrap on Water Heater | Commercial | Existing | Hospitals | 3959.189 | 0.013956 | 7 | 0.39659 | 0.40463 | 2518.8 | 2758.147 | 918.346 | 2518.8 | 0.3646 | 2758.147 | 2518.8 | 1.095 | 918.346 | 2758.147 | 0.33296 | 918.346 | 5.446
Nonequipment | Tank Wrap on Water Heater | Commercial | Existing | Institutional | 6598.6483 | 0.011727 | 7 | 0.66098 | 0.67439 | 4198 | 4596.9117 | 1530.5766 | 4198 | 0.3646 | 4596.9117 | 4198 | 1.095 | 1530.5766 | 4596.9117 | 0.33296 | 1530.5766 | 5.446
Nonequipment | Tank Wrap on Water Heater | Commercial | Existing | Lodging/Hospitality | 791.8378 | 0.011727 | 7 | 0.079318 | 0.080926 | 503.76 | 551.6294 | 183.6692 | 503.76 | 0.3646 | 551.6294 | 503.76 | 1.095 | 183.6692 | 551.6294 | 0.33296 | 183.6692 | 5.446
Nonequipment | Tank Wrap on Water Heater | Commercial | Existing | Miscellaneous | 5278.9187 | 0.012509 | 7 | 0.52878 | 0.53951 | 3358.4 | 3677.5293 | 1224.4613 | 3358.4 | 0.3646 | 3677.5293 | 3358.4 | 1.095 | 1224.4613 | 3677.5293 | 0.33296 | 1224.4613 | 5.446
Nonequipment | Tank Wrap on Water Heater | Commercial | Existing | Offices | 791.8378 | 0.013509 | 7 | 0.079318 | 0.080926 | 503.76 | 551.6294 | 183.6692 | 503.76 | 0.3646 | 551.6294 | 503.76 | 1.095 | 183.6692 | 551.6294 | 0.33296 | 183.6692 | 5.446
Nonequipment | Tank Wrap on Water Heater | Commercial | Existing | Restaurants | 527.8919 | 0.022515 | 7 | 0.052878 | 0.053951 | 335.84 | 367.7529 | 122.4461 | 335.84 | 0.3646 | 367.7529 | 335.84 | 1.095 | 122.4461 | 367.7529 | 0.33296 | 122.4461 | 5.446
Nonequipment | Tank Wrap on Water Heater | Commercial | Existing | Retail | 791.8378 | 0.018952 | 7 | 0.079318 | 0.080926 | 503.76 | 551.6294 | 183.6692 | 503.76 | 0.3646 | 551.6294 | 503.76 | 1.095 | 183.6692 | 551.6294 | 0.33296 | 183.6692 | 5.446
Nonequipment | Tank Wrap on Water Heater | Commercial | Existing | Schools K-12 | 263.9459 | 0.09006 | 7 | 0.026439 | 0.026975 | 167.92 | 183.8765 | 61.2231 | 167.92 | 0.3646 | 183.8765 | 167.92 | 1.095 | 61.2231 | 183.8765 | 0.33296 | 61.2231 | 5.446
Nonequipment | Tank Wrap on Water Heater | Commercial | Existing | Warehouse | 263.9459 | 0.018763 | 7 | 0.026439 | 0.026975 | 167.92 | 183.8765 | 61.2231 | 167.92 | 0.3646 | 183.8765 | 167.92 | 1.095 | 61.2231 | 183.8765 | 0.33296 | 61.2231 | 5.446
Nonequipment | Tank Wrap on Water Heater | Commercial | New | Assembly | 252.4943 | 0.037526 | 7 | 0.025292 | 0.025805 | 167.92 | 175.8988 | 58.5668 | 167.92 | 0.34878 | 175.8988 | 167.92 | 1.0475 | 58.5668 | 175.8988 | 0.33296 | 58.5668 | 5.693
Nonequipment | Tank Wrap on Water Heater | Commercial | New | College and University | 2524.9431 | 0.016316 | 7 | 0.25292 | 0.25805 | 1679.2 | 1758.9876 | 585.6683 | 1679.2 | 0.34878 | 1758.9876 | 1679.2 | 1.0475 | 585.6683 | 1758.9876 | 0.33296 | 585.6683 | 5.693
Nonequipment | Tank Wrap on Water Heater | Commercial | New | Grocery | 252.4943 | 0.018763 | 7 | 0.025292 | 0.025805 | 167.92 | 175.8988 | 58.5668 | 167.92 | 0.34878 | 175.8988 | 167.92 | 1.0475 | 58.5668 | 175.8988 | 0.33296 | 58.5668 | 5.693
Nonequipment | Tank Wrap on Water Heater | Commercial | New | Healthcare | 252.4943 | 0.028144 | 7 | 0.025292 | 0.025805 | 167.92 | 175.8988 | 58.5668 | 167.92 | 0.34878 | 175.8988 | 167.92 | 1.0475 | 58.5668 | 175.8988 | 0.33296 | 58.5668 | 5.693
Nonequipment | Tank Wrap on Water Heater | Commercial | New | Hospitals | 3787.4147 | 0.013956 | 7 | 0.37938 | 0.38708 | 2518.8 | 2638.4814 | 878.5024 | 2518.8 | 0.34878 | 2638.4814 | 2518.8 | 1.0475 | 878.5024 | 2638.4814 | 0.33296 | 878.5024 | 5.693
Nonequipment | Tank Wrap on Water Heater | Commercial | New | Institutional | 6312.3578 | 0.011727 | 7 | 0.6323 | 0.64513 | 4198 | 4397.4689 | 1464.1707 | 4198 | 0.34878 | 4397.4689 | 4198 | 1.0475 | 1464.1707 | 4397.4689 | 0.33296 | 1464.1707 | 5.693
Nonequipment | Tank Wrap on Water Heater | Commercial | New | Lodging/Hospitality | 757.4829 | 0.011727 | 7 | 0.075876 | 0.077415 | 503.76 | 527.6963 | 175.7005 | 503.76 | 0.34878 | 527.6963 | 503.76 | 1.0475 | 175.7005 | 527.6963 | 0.33296 | 175.7005 | 5.693
Nonequipment | Tank Wrap on Water Heater | Commercial | New | Miscellaneous | 5049.8862 | 0.012509 | 7 | 0.50584 | 0.5161 | 3358.4 | 3517.9751 | 1171.3365 | 3358.4 | 0.34878 | 3517.9751 | 3358.4 | 1.0475 | 1171.3365 | 3517.9751 | 0.33296 | 1171.3365 | 5.693
Nonequipment | Tank Wrap on Water Heater | Commercial | New | Offices | 757.4829 | 0.013509 | 7 | 0.075876 | 0.077415 | 503.76 | 527.6963 | 175.7005 | 503.76 | 0.34878 | 527.6963 | 503.76 | 1.0475 | 175.7005 | 527.6963 | 0.33296 | 175.7005 | 5.693
Nonequipment | Tank Wrap on Water Heater | Commercial | New | Restaurants | 504.9886 | 0.022515 | 7 | 0.050584 | 0.05161 | 335.84 | 351.7975 | 117.1337 | 335.84 | 0.34878 | 351.7975 | 335.84 | 1.0475 | 117.1337 | 351.7975 | 0.33296 | 117.1337 | 5.693
Nonequipment | Tank Wrap on Water Heater | Commercial | New | Retail | 757.4829 | 0.018952 | 7 | 0.075876 | 0.077415 | 503.76 | 527.6963 | 175.7005 | 503.76 | 0.34878 | 527.6963 | 503.76 | 1.0475 | 175.7005 | 527.6963 | 0.33296 | 175.7005 | 5.693
Nonequipment | Tank Wrap on Water Heater | Commercial | New | Schools K-12 | 252.4943 | 0.09006 | 7 | 0.025292 | 0.025805 | 167.92 | 175.8988 | 58.5668 | 167.92 | 0.34878 | 175.8988 | 167.92 | 1.0475 | 58.5668 | 175.8988 | 0.33296 | 58.5668 | 5.693
Nonequipment | Tank Wrap on Water Heater | Commercial | New | Warehouse | 252.4943 | 0.018763 | 7 | 0.025292 | 0.025805 | 167.92 | 175.8988 | 58.5668 | 167.92 | 0.34878 | 175.8988 | 167.92 | 1.0475 | 58.5668 | 175.8988 | 0.33296 | 58.5668 | 5.693
Nonequipment | Thermostatic Shower Restriction Valve | Commercial | Existing | Assembly | 763.4095 | 0.10854 | 10 | 0.12901 | 0.085808 | 29.95 | 695.1756 | 250.3645 | 29.95 | 8.3594 | 695.1756 | 29.95 | 23.2112 | 250.3645 | 695.1756 | 0.36015 | 250.3645 | 0.33584
Nonequipment | Thermostatic Shower Restriction Valve | Commercial | Existing | College and University | 29772.9694 | 0.18404 | 10 | 2.0889 | 10.9586 | 1168.05 | 26978.4895 | 8875.408 | 1168.05 | 7.5985 | 26978.4895 | 1168.05 | 23.097 | 8875.408 | 26978.4895 | 0.32898 | 8875.408 | 0.33584
Nonequipment | Thermostatic Shower Restriction Valve | Commercial | Existing | Grocery | 763.4095 | 0.054268 | 10 | 0.05356 | 0.28099 | 29.95 | 691.7561 | 227.5746 | 29.95 | 7.5985 | 691.7561 | 29.95 | 23.097 | 227.5746 | 691.7561 | 0.32898 | 227.5746 | 0.33584
Nonequipment | Thermostatic Shower Restriction Valve | Commercial | Existing | Healthcare | 763.4095 | 0.081402 | 10 | 0.070379 | 0.18398 | 29.95 | 692.5184 | 233.3784 | 29.95 | 7.7923 | 692.5184 | 29.95 | 23.1225 | 233.3784 | 692.5184 | 0.337 | 233.3784 | 0.33584
Nonequipment | Thermostatic Shower Restriction Valve | Commercial | Existing | Hospitals | 19848.6463 | 0.069965 | 10 | 1.8299 | 4.7834 | 778.7 | 18005.4779 | 6067.8371 | 778.7 | 7.7923 | 18005.4779 | 778.7 | 23.1225 | 6067.8371 | 18005.4779 | 0.337 | 6067.8371 | 0.33584
Nonequipment | Thermostatic Shower Restriction Valve | Commercial | Existing | Institutional | 16795.0084 | 0.029847 | 10 | 2.8382 | 1.8878 | 658.9 | 15293.8631 | 5508.02 | 658.9 | 8.3594 | 15293.8631 | 658.9 | 23.2112 | 5508.02 | 15293.8631 | 0.36015 | 5508.02 | 0.33584
Nonequipment | Thermostatic Shower Restriction Valve | Commercial | Existing | Lodging/Hospitality | 8397.5042 | 0.12436 | 10 | 0.44437 | 3.7919 | 329.45 | 7602.7555 | 2478.6257 | 329.45 | 7.5235 | 7602.7555 | 329.45 | 23.0771 | 2478.6257 | 7602.7555 | 0.32602 | 2478.6257 | 0.33584
Nonequipment | Thermostatic Shower Restriction Valve | Commercial | Existing | Miscellaneous | 12977.961 | 0.030752 | 10 | 2.1932 | 1.4587 | 509.15 | 11817.9851 | 4256.1973 | 509.15 | 8.3594 | 11817.9851 | 509.15 | 23.2112 | 4256.1973 | 11817.9851 | 0.36015 | 4256.1973 | 0.33584
Nonequipment | Thermostatic Shower Restriction Valve | Commercial | Existing | Offices | 1526.8189 | 0.026049 | 10 | 0.25802 | 0.17162 | 59.9 | 1390.3512 | 500.7291 | 59.9 | 8.3594 | 1390.3512 | 59.9 | 23.2112 | 500.7291 | 1390.3512 | 0.36015 | 500.7291 | 0.33584
Nonequipment | Thermostatic Shower Restriction Valve | Commercial | Existing | Restaurants | 763.4095 | 0.032561 | 10 | 0.05356 | 0.28099 | 29.95 | 691.7561 | 227.5746 | 29.95 | 7.5985 | 691.7561 | 29.95 | 23.097 | 227.5746 | 691.7561 | 0.32898 | 227.5746 | 0.33584
Nonequipment | Thermostatic Shower Restriction Valve | Commercial | Existing | Retail | 1526.8189 | 0.036544 | 10 | 0.10712 | 0.56198 | 59.9 | 1383.5123 | 455.1491 | 59.9 | 7.5985 | 1383.5123 | 59.9 | 23.097 | 455.1491 | 1383.5123 | 0.32898 | 455.1491 | 0.33584
Nonequipment | Thermostatic Shower Restriction Valve | Commercial | Existing | Schools K-12 | 763.4095 | 0.26048 | 10 | 0.12901 | 0.085808 | 29.95 | 695.1756 | 250.3645 | 29.95 | 8.3594 | 695.1756 | 29.95 | 23.2112 | 250.3645 | 695.1756 | 0.36015 | 250.3645 | 0.33584
Nonequipment | Thermostatic Shower Restriction Valve | Commercial | Existing | Warehouse | 763.4095 | 0.054268 | 10 | 0.12901 | 0.085808 | 29.95 | 695.1756 | 250.3645 | 29.95 | 8.3594 | 695.1756 | 29.95 | 23.2112 | 250.3645 | 695.1756 | 0.36015 | 250.3645 | 0.33584
Nonequipment | Thermostatic Shower Restriction Valve | Commercial | New | Assembly | 763.4095 | 0.11346 | 10 | 0.12901 | 0.085808 | 29.95 | 695.1756 | 250.3645 | 29.95 | 8.3594 | 695.1756 | 29.95 | 23.2112 | 250.3645 | 695.1756 | 0.36015 | 250.3645 | 0.33584
Nonequipment | Thermostatic Shower Restriction Valve | Commercial | New | College and University | 29772.9694 | 0.19239 | 10 | 2.0889 | 10.9586 | 1168.05 | 26978.4895 | 8875.408 | 1168.05 | 7.5985 | 26978.4895 | 1168.05 | 23.097 | 8875.408 | 26978.4895 | 0.32898 | 8875.408 | 0.33584
Nonequipment | Thermostatic Shower Restriction Valve | Commercial | New | Grocery | 763.4095 | 0.056729 | 10 | 0.05356 | 0.28099 | 29.95 | 691.7561 | 227.5746 | 29.95 | 7.5985 | 691.7561 | 29.95 | 23.097 | 227.5746 | 691.7561 | 0.32898 | 227.5746 | 0.33584
Nonequipment | Thermostatic Shower Restriction Valve | Commercial | New | Healthcare | 763.4095 | 0.085094 | 10 | 0.070379 | 0.18398 | 29.95 | 692.5184 | 233.3784 | 29.95 | 7.7923 | 692.5184 | 29.95 | 23.1225 | 233.3784 | 692.5184 | 0.337 | 233.3784 | 0.33584
Nonequipment | Thermostatic Shower Restriction Valve | Commercial | New | Hospitals | 19848.6463 | 0.073138 | 10 | 1.8299 | 4.7834 | 778.7 | 18005.4779 | 6067.8371 | 778.7 | 7.7923 | 18005.4779 | 778.7 | 23.1225 | 6067.8371 | 18005.4779 | 0.337 | 6067.8371 | 0.33584
Nonequipment | Thermostatic Shower Restriction Valve | Commercial | New | Institutional | 16795.0084 | 0.031201 | 10 | 2.8382 | 1.8878 | 658.9 | 15293.8631 | 5508.02 | 658.9 | 8.3594 | 15293.8631 | 658.9 | 23.2112 | 5508.02 | 15293.8631 | 0.36015 | 5508.02 | 0.33584
Nonequipment | Thermostatic Shower Restriction Valve | Commercial | New | Lodging/Hospitality | 8397.5042 | 0.13 | 10 | 0.44437 | 3.7919 | 329.45 | 7602.7555 | 2478.6257 | 329.45 | 7.5235 | 7602.7555 | 329.45 | 23.0771 | 2478.6257 | 7602.7555 | 0.32602 | 2478.6257 | 0.33584
Nonequipment | Thermostatic Shower Restriction Valve | Commercial | New | Miscellaneous | 12977.961 | 0.032147 | 10 | 2.1932 | 1.4587 | 509.15 | 11817.9851 | 4256.1973 | 509.15 | 8.3594 | 11817.9851 | 509.15 | 23.2112 | 4256.1973 | 11817.9851 | 0.36015 | 4256.1973 | 0.33584
Nonequipment | Thermostatic Shower Restriction Valve | Commercial | New | Offices | 1526.8189 | 0.02723 | 10 | 0.25802 | 0.17162 | 59.9 | 1390.3512 | 500.7291 | 59.9 | 8.3594 | 1390.3512 | 59.9 | 23.2112 | 500.7291 | 1390.3512 | 0.36015 | 500.7291 | 0.33584
Nonequipment | Thermostatic Shower Restriction Valve | Commercial | New | Restaurants | 763.4095 | 0.034037 | 10 | 0.05356 | 0.28099 | 29.95 | 691.7561 | 227.5746 | 29.95 | 7.5985 | 691.7561 | 29.95 | 23.097 | 227.5746 | 691.7561 | 0.32898 | 227.5746 | 0.33584
Nonequipment | Thermostatic Shower Restriction Valve | Commercial | New | Retail | 1526.8189 | 0.038201 | 10 | 0.10712 | 0.56198 | 59.9 | 1383.5123 | 455.1491 | 59.9 | 7.5985 | 1383.5123 | 59.9 | 23.097 | 455.1491 | 1383.5123 | 0.32898 | 455.1491 | 0.33584
Nonequipment | Thermostatic Shower Restriction Valve | Commercial | New | Schools K-12 | 763.4095 | 0.27229 | 10 | 0.12901 | 0.085808 | 29.95 | 695.1756 | 250.3645 | 29.95 | 8.3594 | 695.1756 | 29.95 | 23.2112 | 250.3645 | 695.1756 | 0.36015 | 250.3645 | 0.33584
Nonequipment | Thermostatic Shower Restriction Valve | Commercial | New | Warehouse | 763.4095 | 0.056729 | 10 | 0.12901 | 0.085808 | 29.95 | 695.1756 | 250.3645 | 29.95 | 8.3594 | 695.1756 | 29.95 | 23.2112 | 250.3645 | 695.1756 | 0.36015 | 250.3645 | 0.33584
Nonequipment | Bi-Level Lighting Control (Exterior) | Commercial | Existing | Assembly | 1357.8 | 0.31 | 9 | 0 | 0 | 399 | 1137.465 | 340.2315 | 399 | 0.85271 | 1137.465 | 399 | 2.8508 | 340.2315 | 1137.465 | 0.29911 | 340.2315 | 2.5155
Nonequipment | Bi-Level Lighting Control (Exterior) | Commercial | Existing | College and University | 1357.8 | 0.31 | 9 | 0 | 0 | 399 | 1137.465 | 340.2315 | 399 | 0.85271 | 1137.465 | 399 | 2.8508 | 340.2315 | 1137.465 | 0.29911 | 340.2315 | 2.5155
Nonequipment | Bi-Level Lighting Control (Exterior) | Commercial | Existing | Grocery | 1357.8 | 0.31 | 9 | 0 | 0 | 399 | 1137.465 | 340.2315 | 399 | 0.85271 | 1137.465 | 399 | 2.8508 | 340.2315 | 1137.465 | 0.29911 | 340.2315 | 2.5155
Nonequipment | Bi-Level Lighting Control (Exterior) | Commercial | Existing | Healthcare | 1357.8 | 0.31 | 9 | 0 | 0 | 399 | 1137.465 | 340.2315 | 399 | 0.85271 | 1137.465 | 399 | 2.8508 | 340.2315 | 1137.465 | 0.29911 | 340.2315 | 2.5155
Nonequipment | Bi-Level Lighting Control (Exterior) | Commercial | Existing | Hospitals | 1357.8 | 0.31 | 9 | 0 | 0 | 399 | 1137.465 | 340.2315 | 399 | 0.85271 | 1137.465 | 399 | 2.8508 | 340.2315 | 1137.465 | 0.29911 | 340.2315 | 2.5155
Nonequipment | Bi-Level Lighting Control (Exterior) | Commercial | Existing | Institutional | 1357.8 | 0.31 | 9 | 0 | 0 | 399 | 1137.465 | 340.2315 | 399 | 0.85271 | 1137.465 | 399 | 2.8508 | 340.2315 | 1137.465 | 0.29911 | 340.2315 | 2.5155
Nonequipment | Bi-Level Lighting Control (Exterior) | Commercial | Existing | Lodging/Hospitality | 1357.8 | 0.31 | 9 | 0 | 0 | 399 | 1137.465 | 340.2315 | 399 | 0.85271 | 1137.465 | 399 | 2.8508 | 340.2315 | 1137.465 | 0.29911 | 340.2315 | 2.5155
Nonequipment | Bi-Level Lighting Control (Exterior) | Commercial | Existing | Miscellaneous | 1357.8 | 0.31 | 9 | 0 | 0 | 399 | 1137.465 | 340.2315 | 399 | 0.85271 | 1137.465 | 399 | 2.8508 | 340.2315 | 1137.465 | 0.29911 | 340.2315 | 2.5155
Nonequipment | Bi-Level Lighting Control (Exterior) | Commercial | Existing | Offices | 1357.8 | 0.31 | 9 | 0 | 0 | 399 | 1137.465 | 340.2315 | 399 | 0.85271 | 1137.465 | 399 | 2.8508 | 340.2315 | 1137.465 | 0.29911 | 340.2315 | 2.5155
Nonequipment | Bi-Level Lighting Control (Exterior) | Commercial | Existing | Restaurants | 1357.8 | 0.31 | 9 | 0 | 0 | 399 | 1137.465 | 340.2315 | 399 | 0.85271 | 1137.465 | 399 | 2.8508 | 340.2315 | 1137.465 | 0.29911 | 340.2315 | 2.5155
Nonequipment | Bi-Level Lighting Control (Exterior) | Commercial | Existing | Retail | 1357.8 | 0.31 | 9 | 0 | 0 | 399 | 1137.465 | 340.2315 | 399 | 0.85271 | 1137.465 | 399 | 2.8508 | 340.2315 | 1137.465 | 0.29911 | 340.2315 | 2.5155
Nonequipment | Bi-Level Lighting Control (Exterior) | Commercial | Existing | Schools K-12 | 1357.8 | 0.31 | 9 | 0 | 0 | 399 | 1137.465 | 340.2315 | 399 | 0.85271 | 1137.465 | 399 | 2.8508 | 340.2315 | 1137.465 | 0.29911 | 340.2315 | 2.5155
Nonequipment | Bi-Level Lighting Control (Exterior) | Commercial | Existing | Warehouse | 1357.8 | 0.31 | 9 | 0 | 0 | 399 | 1137.465 | 340.2315 | 399 | 0.85271 | 1137.465 | 399 | 2.8508 | 340.2315 | 1137.465 | 0.29911 | 340.2315 | 2.5155
Nonequipment | Bi-Level Lighting Control (Exterior) | Commercial | New | Assembly | 1357.8 | 0.31 | 9 | 0 | 0 | 399 | 1137.465 | 340.2315 | 399 | 0.85271 | 1137.465 | 399 | 2.8508 | 340.2315 | 1137.465 | 0.29911 | 340.2315 | 2.5155
Nonequipment | Bi-Level Lighting Control (Exterior) | Commercial | New | College and University | 1357.8 | 0.31 | 9 | 0 | 0 | 399 | 1137.465 | 340.2315 | 399 | 0.85271 | 1137.465 | 399 | 2.8508 | 340.2315 | 1137.465 | 0.29911 | 340.2315 | 2.5155
Nonequipment | Bi-Level Lighting Control (Exterior) | Commercial | New | Grocery | 1357.8 | 0.31 | 9 | 0 | 0 | 399 | 1137.465 | 340.2315 | 399 | 0.85271 | 1137.465 | 399 | 2.8508 | 340.2315 | 1137.465 | 0.29911 | 340.2315 | 2.5155
Nonequipment | Bi-Level Lighting Control (Exterior) | Commercial | New | Healthcare | 1357.8 | 0.31 | 9 | 0 | 0 | 399 | 1137.465 | 340.2315 | 399 | 0.85271 | 1137.465 | 399 | 2.8508 | 340.2315 | 1137.465 | 0.29911 | 340.2315 | 2.5155
Nonequipment | Bi-Level Lighting Control (Exterior) | Commercial | New | Hospitals | 1357.8 | 0.31 | 9 | 0 | 0 | 399 | 1137.465 | 340.2315 | 399 | 0.85271 | 1137.465 | 399 | 2.8508 | 340.2315 | 1137.465 | 0.29911 | 340.2315 | 2.5155
Nonequipment | Bi-Level Lighting Control (Exterior) | Commercial | New | Institutional | 1357.8 | 0.31 | 9 | 0 | 0 | 399 | 1137.465 | 340.2315 | 399 | 0.85271 | 1137.465 | 399 | 2.8508 | 340.2315 | 1137.465 | 0.29911 | 340.2315 | 2.5155
Nonequipment | Bi-Level Lighting Control (Exterior) | Commercial | New | Lodging/Hospitality | 1357.8 | 0.31 | 9 | 0 | 0 | 399 | 1137.465 | 340.2315 | 399 | 0.85271 | 1137.465 | 399 | 2.8508 | 340.2315 | 1137.465 | 0.29911 | 340.2315 | 2.5155
Nonequipment | Bi-Level Lighting Control (Exterior) | Commercial | New | Miscellaneous | 1357.8 | 0.31 | 9 | 0 | 0 | 399 | 1137.465 | 340.2315 | 399 | 0.85271 | 1137.465 | 399 | 2.8508 | 340.2315 | 1137.465 | 0.29911 | 340.2315 | 2.5155
Nonequipment | Bi-Level Lighting Control (Exterior) | Commercial | New | Offices | 1357.8 | 0.31 | 9 | 0 | 0 | 399 | 1137.465 | 340.2315 | 399 | 0.85271 | 1137.465 | 399 | 2.8508 | 340.2315 | 1137.465 | 0.29911 | 340.2315 | 2.5155
Nonequipment | Bi-Level Lighting Control (Exterior) | Commercial | New | Restaurants | 1357.8 | 0.31 | 9 | 0 | 0 | 399 | 1137.465 | 340.2315 | 399 | 0.85271 | 1137.465 | 399 | 2.8508 | 340.2315 | 1137.465 | 0.29911 | 340.2315 | 2.5155
Nonequipment | Bi-Level Lighting Control (Exterior) | Commercial | New | Retail | 1357.8 | 0.31 | 9 | 0 | 0 | 399 | 1137.465 | 340.2315 | 399 | 0.85271 | 1137.465 | 399 | 2.8508 | 340.2315 | 1137.465 | 0.29911 | 340.2315 | 2.5155
Nonequipment | Bi-Level Lighting Control (Exterior) | Commercial | New | Schools K-12 | 1357.8 | 0.31 | 9 | 0 | 0 | 399 | 1137.465 | 340.2315 | 399 | 0.85271 | 1137.465 | 399 | 2.8508 | 340.2315 | 1137.465 | 0.29911 | 340.2315 | 2.5155
Nonequipment | Bi-Level Lighting Control (Exterior) | Commercial | New | Warehouse | 1357.8 | 0.31 | 9 | 0 | 0 | 399 | 1137.465 | 340.2315 | 399 | 0.85271 | 1137.465 | 399 | 2.8508 | 340.2315 | 1137.465 | 0.29911 | 340.2315 | 2.5155
Nonequipment | Outdoor Lighting Controls | Commercial | Existing | Assembly | 562.52 | 0.28 | 8 | 0 | 0 | 130 | 431.9594 | 126.0944 | 130 | 0.96996 | 431.9594 | 130 | 3.3228 | 126.0944 | 431.9594 | 0.29191 | 126.0944 | 1.9783
Nonequipment | Outdoor Lighting Controls | Commercial | Existing | College and University | 562.52 | 0.28 | 8 | 0 | 0 | 130 | 431.9594 | 126.0944 | 130 | 0.96996 | 431.9594 | 130 | 3.3228 | 126.0944 | 431.9594 | 0.29191 | 126.0944 | 1.9783
Nonequipment | Outdoor Lighting Controls | Commercial | Existing | Grocery | 562.52 | 0.28 | 8 | 0 | 0 | 130 | 431.9594 | 126.0944 | 130 | 0.96996 | 431.9594 | 130 | 3.3228 | 126.0944 | 431.9594 | 0.29191 | 126.0944 | 1.9783
Nonequipment | Outdoor Lighting Controls | Commercial | Existing | Healthcare | 562.52 | 0.28 | 8 | 0 | 0 | 130 | 431.9594 | 126.0944 | 130 | 0.96996 | 431.9594 | 130 | 3.3228 | 126.0944 | 431.9594 | 0.29191 | 126.0944 | 1.9783
Nonequipment | Outdoor Lighting Controls | Commercial | Existing | Hospitals | 562.52 | 0.28 | 8 | 0 | 0 | 130 | 431.9594 | 126.0944 | 130 | 0.96996 | 431.9594 | 130 | 3.3228 | 126.0944 | 431.9594 | 0.29191 | 126.0944 | 1.9783
Nonequipment | Outdoor Lighting Controls | Commercial | Existing | Institutional | 562.52 | 0.28 | 8 | 0 | 0 | 130 | 431.9594 | 126.0944 | 130 | 0.96996 | 431.9594 | 130 | 3.3228 | 126.0944 | 431.9594 | 0.29191 | 126.0944 | 1.9783
Nonequipment | Outdoor Lighting Controls | Commercial | Existing | Lodging/Hospitality | 562.52 | 0.28 | 8 | 0 | 0 | 130 | 431.9594 | 126.0944 | 130 | 0.96996 | 431.9594 | 130 | 3.3228 | 126.0944 | 431.9594 | 0.29191 | 126.0944 | 1.9783
Nonequipment | Outdoor Lighting Controls | Commercial | Existing | Miscellaneous | 562.52 | 0.28 | 8 | 0 | 0 | 130 | 431.9594 | 126.0944 | 130 | 0.96996 | 431.9594 | 130 | 3.3228 | 126.0944 | 431.9594 | 0.29191 | 126.0944 | 1.9783
Nonequipment | Outdoor Lighting Controls | Commercial | Existing | Offices | 562.52 | 0.28 | 8 | 0 | 0 | 130 | 431.9594 | 126.0944 | 130 | 0.96996 | 431.9594 | 130 | 3.3228 | 126.0944 | 431.9594 | 0.29191 | 126.0944 | 1.9783
Nonequipment | Outdoor Lighting Controls | Commercial | Existing | Restaurants | 562.52 | 0.28 | 8 | 0 | 0 | 130 | 431.9594 | 126.0944 | 130 | 0.96996 | 431.9594 | 130 | 3.3228 | 126.0944 | 431.9594 | 0.29191 | 126.0944 | 1.9783
Nonequipment | Outdoor Lighting Controls | Commercial | Existing | Retail | 562.52 | 0.28 | 8 | 0 | 0 | 130 | 431.9594 | 126.0944 | 130 | 0.96996 | 431.9594 | 130 | 3.3228 | 126.0944 | 431.9594 | 0.29191 | 126.0944 | 1.9783
Nonequipment | Outdoor Lighting Controls | Commercial | Existing | Schools K-12 | 562.52 | 0.28 | 8 | 0 | 0 | 130 | 431.9594 | 126.0944 | 130 | 0.96996 | 431.9594 | 130 | 3.3228 | 126.0944 | 431.9594 | 0.29191 | 126.0944 | 1.9783
Nonequipment | Outdoor Lighting Controls | Commercial | Existing | Warehouse | 562.52 | 0.28 | 8 | 0 | 0 | 130 | 431.9594 | 126.0944 | 130 | 0.96996 | 431.9594 | 130 | 3.3228 | 126.0944 | 431.9594 | 0.29191 | 126.0944 | 1.9783
Nonequipment | Outdoor Lighting Controls | Commercial | New | Assembly | 562.52 | 0.28 | 8 | 0 | 0 | 130 | 431.9594 | 126.0944 | 130 | 0.96996 | 431.9594 | 130 | 3.3228 | 126.0944 | 431.9594 | 0.29191 | 126.0944 | 1.9783
Nonequipment | Outdoor Lighting Controls | Commercial | New | College and University | 562.52 | 0.28 | 8 | 0 | 0 | 130 | 431.9594 | 126.0944 | 130 | 0.96996 | 431.9594 | 130 | 3.3228 | 126.0944 | 431.9594 | 0.29191 | 126.0944 | 1.9783
Nonequipment | Outdoor Lighting Controls | Commercial | New | Grocery | 562.52 | 0.28 | 8 | 0 | 0 | 130 | 431.9594 | 126.0944 | 130 | 0.96996 | 431.9594 | 130 | 3.3228 | 126.0944 | 431.9594 | 0.29191 | 126.0944 | 1.9783
Nonequipment | Outdoor Lighting Controls | Commercial | New | Healthcare | 562.52 | 0.28 | 8 | 0 | 0 | 130 | 431.9594 | 126.0944 | 130 | 0.96996 | 431.9594 | 130 | 3.3228 | 126.0944 | 431.9594 | 0.29191 | 126.0944 | 1.9783
Nonequipment | Outdoor Lighting Controls | Commercial | New | Hospitals | 562.52 | 0.28 | 8 | 0 | 0 | 130 | 431.9594 | 126.0944 | 130 | 0.96996 | 431.9594 | 130 | 3.3228 | 126.0944 | 431.9594 | 0.29191 | 126.0944 | 1.9783
Nonequipment | Outdoor Lighting Controls | Commercial | New | Institutional | 562.52 | 0.28 | 8 | 0 | 0 | 130 | 431.9594 | 126.0944 | 130 | 0.96996 | 431.9594 | 130 | 3.3228 | 126.0944 | 431.9594 | 0.29191 | 126.0944 | 1.9783
Nonequipment | Outdoor Lighting Controls | Commercial | New | Lodging/Hospitality | 562.52 | 0.28 | 8 | 0 | 0 | 130 | 431.9594 | 126.0944 | 130 | 0.96996 | 431.9594 | 130 | 3.3228 | 126.0944 | 431.9594 | 0.29191 | 126.0944 | 1.9783
Nonequipment | Outdoor Lighting Controls | Commercial | New | Miscellaneous | 562.52 | 0.28 | 8 | 0 | 0 | 130 | 431.9594 | 126.0944 | 130 | 0.96996 | 431.9594 | 130 | 3.3228 | 126.0944 | 431.9594 | 0.29191 | 126.0944 | 1.9783
Nonequipment | Outdoor Lighting Controls | Commercial | New | Offices | 562.52 | 0.28 | 8 | 0 | 0 | 130 | 431.9594 | 126.0944 | 130 | 0.96996 | 431.9594 | 130 | 3.3228 | 126.0944 | 431.9594 | 0.29191 | 126.0944 | 1.9783
Nonequipment | Outdoor Lighting Controls | Commercial | New | Restaurants | 562.52 | 0.28 | 8 | 0 | 0 | 130 | 431.9594 | 126.0944 | 130 | 0.96996 | 431.9594 | 130 | 3.3228 | 126.0944 | 431.9594 | 0.29191 | 126.0944 | 1.9783
Nonequipment | Outdoor Lighting Controls | Commercial | New | Retail | 562.52 | 0.28 | 8 | 0 | 0 | 130 | 431.9594 | 126.0944 | 130 | 0.96996 | 431.9594 | 130 | 3.3228 | 126.0944 | 431.9594 | 0.29191 | 126.0944 | 1.9783
Nonequipment | Outdoor Lighting Controls | Commercial | New | Schools K-12 | 562.52 | 0.28 | 8 | 0 | 0 | 130 | 431.9594 | 126.0944 | 130 | 0.96996 | 431.9594 | 130 | 3.3228 | 126.0944 | 431.9594 | 0.29191 | 126.0944 | 1.9783
Nonequipment | Outdoor Lighting Controls | Commercial | New | Warehouse | 562.52 | 0.28 | 8 | 0 | 0 | 130 | 431.9594 | 126.0944 | 130 | 0.96996 | 431.9594 | 130 | 3.3228 | 126.0944 | 431.9594 | 0.29191 | 126.0944 | 1.9783
Nonequipment | Air Curtains | Commercial | Existing | Assembly | 81.081 | 0.0016864 | 8 | 0.011723 | 0.0032285 | 3600 | 62.7139 | 21.1849 | 3600 | 0.0058847 | 62.7139 | 3600 | 0.017421 | 21.1849 | 62.7139 | 0.3378 | 21.1849 | 380.0778
Nonequipment | Air Curtains | Commercial | Existing | College and University | 81.081 | 0.00028236 | 8 | 0.010513 | 0.0088056 | 3600 | 62.6673 | 21.5448 | 3600 | 0.0059847 | 62.6673 | 3600 | 0.017408 | 21.5448 | 62.6673 | 0.3438 | 21.5448 | 380.0778
Nonequipment | Air Curtains | Commercial | Existing | Grocery | 81.081 | 0.00070047 | 8 | 0.011723 | 0.0032285 | 3600 | 62.7139 | 21.1849 | 3600 | 0.0058847 | 62.7139 | 3600 | 0.017421 | 21.1849 | 62.7139 | 0.3378 | 21.1849 | 380.0778
Nonequipment | Air Curtains | Commercial | Existing | Healthcare | 81.081 | 0.0004013 | 8 | 0.010513 | 0.0088056 | 3600 | 62.6673 | 21.5448 | 3600 | 0.0059847 | 62.6673 | 3600 | 0.017408 | 21.5448 | 62.6673 | 0.3438 | 21.5448 | 380.0778
Nonequipment | Air Curtains | Commercial | Existing | Hospitals | 81.081 | 3.8513e-05 | 8 | 0.010513 | 0.0088056 | 3600 | 62.6673 | 21.5448 | 3600 | 0.0059847 | 62.6673 | 3600 | 0.017408 | 21.5448 | 62.6673 | 0.3438 | 21.5448 | 380.0778
Nonequipment | Air Curtains | Commercial | Existing | Institutional | 81.081 | 0.00034714 | 8 | 0.011723 | 0.0032285 | 3600 | 62.7139 | 21.1849 | 3600 | 0.0058847 | 62.7139 | 3600 | 0.017421 | 21.1849 | 62.7139 | 0.3378 | 21.1849 | 380.0778
Nonequipment | Air Curtains | Commercial | Existing | Lodging/Hospitality | 81.081 | 0.00042317 | 8 | 0.010513 | 0.0088056 | 3600 | 62.6673 | 21.5448 | 3600 | 0.0059847 | 62.6673 | 3600 | 0.017408 | 21.5448 | 62.6673 | 0.3438 | 21.5448 | 380.0778
Nonequipment | Air Curtains | Commercial | Existing | Miscellaneous | 81.081 | 3.6412e-05 | 8 | 0.011723 | 0.0032285 | 3600 | 62.7139 | 21.1849 | 3600 | 0.0058847 | 62.7139 | 3600 | 0.017421 | 21.1849 | 62.7139 | 0.3378 | 21.1849 | 380.0778
Nonequipment | Air Curtains | Commercial | Existing | Offices | 81.081 | 0.00048711 | 8 | 0.011723 | 0.0032285 | 3600 | 62.7139 | 21.1849 | 3600 | 0.0058847 | 62.7139 | 3600 | 0.017421 | 21.1849 | 62.7139 | 0.3378 | 21.1849 | 380.0778
Nonequipment | Air Curtains | Commercial | Existing | Restaurants | 81.081 | 0.00067223 | 8 | 0.010513 | 0.0088056 | 3600 | 62.6673 | 21.5448 | 3600 | 0.0059847 | 62.6673 | 3600 | 0.017408 | 21.5448 | 62.6673 | 0.3438 | 21.5448 | 380.0778
Nonequipment | Air Curtains | Commercial | Existing | Retail | 81.081 | 0.0015391 | 8 | 0.011723 | 0.0032285 | 3600 | 62.7139 | 21.1849 | 3600 | 0.0058847 | 62.7139 | 3600 | 0.017421 | 21.1849 | 62.7139 | 0.3378 | 21.1849 | 380.0778
Nonequipment | Air Curtains | Commercial | Existing | Schools K-12 | 81.081 | 0.00041184 | 8 | 0.010513 | 0.0088056 | 3600 | 62.6673 | 21.5448 | 3600 | 0.0059847 | 62.6673 | 3600 | 0.017408 | 21.5448 | 62.6673 | 0.3438 | 21.5448 | 380.0778
Nonequipment | Air Curtains | Commercial | Existing | Warehouse | 81.081 | 0.0041457 | 8 | 0.011723 | 0.0032285 | 3600 | 62.7139 | 21.1849 | 3600 | 0.0058847 | 62.7139 | 3600 | 0.017421 | 21.1849 | 62.7139 | 0.3378 | 21.1849 | 380.0778
Nonequipment | Air Curtains | Commercial | New | Assembly | 81.081 | 0.0016864 | 8 | 0.011723 | 0.0032285 | 3600 | 62.7139 | 21.1849 | 3600 | 0.0058847 | 62.7139 | 3600 | 0.017421 | 21.1849 | 62.7139 | 0.3378 | 21.1849 | 380.0778
Nonequipment | Air Curtains | Commercial | New | College and University | 81.081 | 0.00028236 | 8 | 0.010513 | 0.0088056 | 3600 | 62.6673 | 21.5448 | 3600 | 0.0059847 | 62.6673 | 3600 | 0.017408 | 21.5448 | 62.6673 | 0.3438 | 21.5448 | 380.0778
Nonequipment | Air Curtains | Commercial | New | Grocery | 81.081 | 0.00070047 | 8 | 0.011723 | 0.0032285 | 3600 | 62.7139 | 21.1849 | 3600 | 0.0058847 | 62.7139 | 3600 | 0.017421 | 21.1849 | 62.7139 | 0.3378 | 21.1849 | 380.0778
Nonequipment | Air Curtains | Commercial | New | Healthcare | 81.081 | 0.0004013 | 8 | 0.010513 | 0.0088056 | 3600 | 62.6673 | 21.5448 | 3600 | 0.0059847 | 62.6673 | 3600 | 0.017408 | 21.5448 | 62.6673 | 0.3438 | 21.5448 | 380.0778
Nonequipment | Air Curtains | Commercial | New | Hospitals | 81.081 | 3.8513e-05 | 8 | 0.010513 | 0.0088056 | 3600 | 62.6673 | 21.5448 | 3600 | 0.0059847 | 62.6673 | 3600 | 0.017408 | 21.5448 | 62.6673 | 0.3438 | 21.5448 | 380.0778
Nonequipment | Air Curtains | Commercial | New | Institutional | 81.081 | 0.00034714 | 8 | 0.011723 | 0.0032285 | 3600 | 62.7139 | 21.1849 | 3600 | 0.0058847 | 62.7139 | 3600 | 0.017421 | 21.1849 | 62.7139 | 0.3378 | 21.1849 | 380.0778
Nonequipment | Air Curtains | Commercial | New | Lodging/Hospitality | 81.081 | 0.00042317 | 8 | 0.010513 | 0.0088056 | 3600 | 62.6673 | 21.5448 | 3600 | 0.0059847 | 62.6673 | 3600 | 0.017408 | 21.5448 | 62.6673 | 0.3438 | 21.5448 | 380.0778
Nonequipment | Air Curtains | Commercial | New | Miscellaneous | 81.081 | 3.6412e-05 | 8 | 0.011723 | 0.0032285 | 3600 | 62.7139 | 21.1849 | 3600 | 0.0058847 | 62.7139 | 3600 | 0.017421 | 21.1849 | 62.7139 | 0.3378 | 21.1849 | 380.0778
Nonequipment | Air Curtains | Commercial | New | Offices | 81.081 | 0.00048711 | 8 | 0.011723 | 0.0032285 | 3600 | 62.7139 | 21.1849 | 3600 | 0.0058847 | 62.7139 | 3600 | 0.017421 | 21.1849 | 62.7139 | 0.3378 | 21.1849 | 380.0778
Nonequipment | Air Curtains | Commercial | New | Restaurants | 81.081 | 0.00067223 | 8 | 0.010513 | 0.0088056 | 3600 | 62.6673 | 21.5448 | 3600 | 0.0059847 | 62.6673 | 3600 | 0.017408 | 21.5448 | 62.6673 | 0.3438 | 21.5448 | 380.0778
Nonequipment | Air Curtains | Commercial | New | Retail | 81.081 | 0.0015391 | 8 | 0.011723 | 0.0032285 | 3600 | 62.7139 | 21.1849 | 3600 | 0.0058847 | 62.7139 | 3600 | 0.017421 | 21.1849 | 62.7139 | 0.3378 | 21.1849 | 380.0778
Nonequipment | Air Curtains | Commercial | New | Schools K-12 | 81.081 | 0.00041184 | 8 | 0.010513 | 0.0088056 | 3600 | 62.6673 | 21.5448 | 3600 | 0.0059847 | 62.6673 | 3600 | 0.017408 | 21.5448 | 62.6673 | 0.3438 | 21.5448 | 380.0778
Nonequipment | Air Curtains | Commercial | New | Warehouse | 81.081 | 0.0041457 | 8 | 0.011723 | 0.0032285 | 3600 | 62.7139 | 21.1849 | 3600 | 0.0058847 | 62.7139 | 3600 | 0.017421 | 21.1849 | 62.7139 | 0.3378 | 21.1849 | 380.0778
Nonequipment | Airside Economizer | Commercial | Existing | Assembly | 2253.2313 | 0.055556 | 10 | -0.46324 | 2.0439e-05 | 55.8035 | 2013.585 | 608.8618 | 55.8035 | 10.9108 | 2013.585 | 55.8035 | 36.0835 | 608.8618 | 2013.585 | 0.30238 | 608.8618 | 0.212
Nonequipment | Airside Economizer | Commercial | Existing | College and University | 13457.661 | 0.055556 | 10 | -1.6012 | 1.8007 | 333.2922 | 12079.1744 | 3798.6032 | 333.2922 | 11.3972 | 12079.1744 | 333.2922 | 36.242 | 3798.6032 | 12079.1744 | 0.31448 | 3798.6032 | 0.212
Nonequipment | Airside Economizer | Commercial | Existing | Grocery | 5424.8726 | 0.055556 | 10 | -1.2116 | 0.036509 | 134.3523 | 4843.5372 | 1224.1009 | 134.3523 | 9.1111 | 4843.5372 | 134.3523 | 36.051 | 1224.1009 | 4843.5372 | 0.25273 | 1224.1009 | 0.212
Nonequipment | Airside Economizer | Commercial | Existing | Healthcare | 9469.1388 | 0.055556 | 10 | -1.9468 | 8.5893e-05 | 234.5125 | 8462.0324 | 2558.7241 | 234.5125 | 10.9108 | 8462.0324 | 234.5125 | 36.0835 | 2558.7241 | 8462.0324 | 0.30238 | 2558.7241 | 0.212
Nonequipment | Airside Economizer | Commercial | Existing | Hospitals | 98666.9364 | 0.055556 | 10 | -11.7391 | 13.202 | 2443.5835 | 88560.3474 | 27850.0505 | 2443.5835 | 11.3972 | 88560.3474 | 2443.5835 | 36.242 | 27850.0505 | 88560.3474 | 0.31448 | 27850.0505 | 0.212
Nonequipment | Airside Economizer | Commercial | Existing | Institutional | 10946.4253 | 0.055556 | 10 | -2.2505 | 9.9293e-05 | 271.099 | 9782.1995 | 2957.9123 | 271.099 | 10.9108 | 9782.1995 | 271.099 | 36.0835 | 2957.9123 | 9782.1995 | 0.30238 | 2957.9123 | 0.212
Nonequipment | Airside Economizer | Commercial | Existing | Lodging/Hospitality | 8979.6145 | 0.055556 | 10 | -2.0055 | 0.060432 | 222.389 | 8017.349 | 2026.2143 | 222.389 | 9.1111 | 8017.349 | 222.389 | 36.051 | 2026.2143 | 8017.349 | 0.25273 | 2026.2143 | 0.212
Nonequipment | Airside Economizer | Commercial | Existing | Miscellaneous | 104359.7599 | 0.055556 | 10 | -21.4554 | 0.00094663 | 2584.5719 | 93260.3992 | 28199.8008 | 2584.5719 | 10.9108 | 93260.3992 | 2584.5719 | 36.0835 | 28199.8008 | 93260.3992 | 0.30238 | 28199.8008 | 0.212
Nonequipment | Airside Economizer | Commercial | Existing | Offices | 7800.9322 | 0.055556 | 10 | -1.6038 | 7.0761e-05 | 193.1977 | 6971.2507 | 2107.946 | 193.1977 | 10.9108 | 6971.2507 | 193.1977 | 36.0835 | 2107.946 | 6971.2507 | 0.30238 | 2107.946 | 0.212
Nonequipment | Airside Economizer | Commercial | Existing | Restaurants | 5652.7504 | 0.055556 | 10 | -1.2625 | 0.038043 | 139.9959 | 5046.9953 | 1275.5206 | 139.9959 | 9.1111 | 5046.9953 | 139.9959 | 36.051 | 1275.5206 | 5046.9953 | 0.25273 | 1275.5206 | 0.212
Nonequipment | Airside Economizer | Commercial | Existing | Retail | 2468.9837 | 0.055556 | 10 | -0.55142 | 0.016616 | 61.1468 | 2204.4047 | 557.1164 | 61.1468 | 9.1111 | 2204.4047 | 61.1468 | 36.051 | 557.1164 | 2204.4047 | 0.25273 | 557.1164 | 0.212
Nonequipment | Airside Economizer | Commercial | Existing | Schools K-12 | 9226.8228 | 0.055556 | 10 | -1.8969 | 8.3695e-05 | 228.5113 | 8245.4883 | 2493.2461 | 228.5113 | 10.9108 | 8245.4883 | 228.5113 | 36.0835 | 2493.2461 | 8245.4883 | 0.30238 | 2493.2461 | 0.212
Nonequipment | Airside Economizer | Commercial | Existing | Warehouse | 916.5961 | 0.055556 | 10 | -0.18844 | 8.3143e-06 | 22.7004 | 819.11 | 247.68 | 22.7004 | 10.9108 | 819.11 | 22.7004 | 36.0835 | 247.68 | 819.11 | 0.30238 | 247.68 | 0.212
Nonequipment | Airside Economizer | Commercial | New | Assembly | 2253.2313 | 0.055556 | 10 | -0.46324 | 2.0439e-05 | 55.8035 | 2013.585 | 608.8618 | 55.8035 | 10.9108 | 2013.585 | 55.8035 | 36.0835 | 608.8618 | 2013.585 | 0.30238 | 608.8618 | 0.212
Nonequipment | Airside Economizer | Commercial | New | College and University | 13457.661 | 0.055556 | 10 | -1.6012 | 1.8007 | 333.2922 | 12079.1744 | 3798.6032 | 333.2922 | 11.3972 | 12079.1744 | 333.2922 | 36.242 | 3798.6032 | 12079.1744 | 0.31448 | 3798.6032 | 0.212
Nonequipment | Airside Economizer | Commercial | New | Grocery | 5424.8726 | 0.055556 | 10 | -1.2116 | 0.036509 | 134.3523 | 4843.5372 | 1224.1009 | 134.3523 | 9.1111 | 4843.5372 | 134.3523 | 36.051 | 1224.1009 | 4843.5372 | 0.25273 | 1224.1009 | 0.212
Nonequipment | Airside Economizer | Commercial | New | Healthcare | 9469.1388 | 0.055556 | 10 | -1.9468 | 8.5893e-05 | 234.5125 | 8462.0324 | 2558.7241 | 234.5125 | 10.9108 | 8462.0324 | 234.5125 | 36.0835 | 2558.7241 | 8462.0324 | 0.30238 | 2558.7241 | 0.212
Nonequipment | Airside Economizer | Commercial | New | Hospitals | 98666.9364 | 0.055556 | 10 | -11.7391 | 13.202 | 2443.5835 | 88560.3474 | 27850.0505 | 2443.5835 | 11.3972 | 88560.3474 | 2443.5835 | 36.242 | 27850.0505 | 88560.3474 | 0.31448 | 27850.0505 | 0.212
Nonequipment | Airside Economizer | Commercial | New | Institutional | 10946.4253 | 0.055556 | 10 | -2.2505 | 9.9293e-05 | 271.099 | 9782.1995 | 2957.9123 | 271.099 | 10.9108 | 9782.1995 | 271.099 | 36.0835 | 2957.9123 | 9782.1995 | 0.30238 | 2957.9123 | 0.212
Nonequipment | Airside Economizer | Commercial | New | Lodging/Hospitality | 8979.6145 | 0.055556 | 10 | -2.0055 | 0.060432 | 222.389 | 8017.349 | 2026.2143 | 222.389 | 9.1111 | 8017.349 | 222.389 | 36.051 | 2026.2143 | 8017.349 | 0.25273 | 2026.2143 | 0.212
Nonequipment | Airside Economizer | Commercial | New | Miscellaneous | 104359.7599 | 0.055556 | 10 | -21.4554 | 0.00094663 | 2584.5719 | 93260.3992 | 28199.8008 | 2584.5719 | 10.9108 | 93260.3992 | 2584.5719 | 36.0835 | 28199.8008 | 93260.3992 | 0.30238 | 28199.8008 | 0.212
Nonequipment | Airside Economizer | Commercial | New | Offices | 7800.9322 | 0.055556 | 10 | -1.6038 | 7.0761e-05 | 193.1977 | 6971.2507 | 2107.946 | 193.1977 | 10.9108 | 6971.2507 | 193.1977 | 36.0835 | 2107.946 | 6971.2507 | 0.30238 | 2107.946 | 0.212
Nonequipment | Airside Economizer | Commercial | New | Restaurants | 5652.7504 | 0.055556 | 10 | -1.2625 | 0.038043 | 139.9959 | 5046.9953 | 1275.5206 | 139.9959 | 9.1111 | 5046.9953 | 139.9959 | 36.051 | 1275.5206 | 5046.9953 | 0.25273 | 1275.5206 | 0.212
Nonequipment | Airside Economizer | Commercial | New | Retail | 2468.9837 | 0.055556 | 10 | -0.55142 | 0.016616 | 61.1468 | 2204.4047 | 557.1164 | 61.1468 | 9.1111 | 2204.4047 | 61.1468 | 36.051 | 557.1164 | 2204.4047 | 0.25273 | 557.1164 | 0.212
Nonequipment | Airside Economizer | Commercial | New | Schools K-12 | 9226.8228 | 0.055556 | 10 | -1.8969 | 8.3695e-05 | 228.5113 | 8245.4883 | 2493.2461 | 228.5113 | 10.9108 | 8245.4883 | 228.5113 | 36.0835 | 2493.2461 | 8245.4883 | 0.30238 | 2493.2461 | 0.212
Nonequipment | Airside Economizer | Commercial | New | Warehouse | 916.5961 | 0.055556 | 10 | -0.18844 | 8.3143e-06 | 22.7004 | 819.11 | 247.68 | 22.7004 | 10.9108 | 819.11 | 22.7004 | 36.0835 | 247.68 | 819.11 | 0.30238 | 247.68 | 0.212
Nonequipment | Ceiling Insulation(R12 to R38) | Commercial | Existing | Assembly | 0.21811 | 0.057585 | 20 | 4.3645e-06 | 9.8386e-05 | 0.53388 | 0.297 | 0.093643 | 0.53388 | 0.1754 | 0.297 | 0.53388 | 0.55631 | 0.093643 | 0.297 | 0.31529 | 0.093643 | 20.9532
Nonequipment | Ceiling Insulation(R12 to R38) | Commercial | Existing | College and University | 0.21811 | 0.019738 | 20 | 9.0208e-05 | 5.3135e-05 | 0.53388 | 0.30286 | 0.11841 | 0.53388 | 0.22178 | 0.30286 | 0.53388 | 0.56729 | 0.11841 | 0.30286 | 0.39096 | 0.11841 | 20.9532
Nonequipment | Ceiling Insulation(R12 to R38) | Commercial | Existing | Grocery | 0.21811 | 0.0070335 | 20 | 4.4511e-05 | 0.00010179 | 0.53388 | 0.29974 | 0.10428 | 0.53388 | 0.19532 | 0.29974 | 0.53388 | 0.56144 | 0.10428 | 0.29974 | 0.34789 | 0.10428 | 20.9532
Nonequipment | Ceiling Insulation(R12 to R38) | Commercial | Existing | Healthcare | 0.21811 | 0.014461 | 20 | 4.3645e-06 | 9.8386e-05 | 0.53388 | 0.297 | 0.093643 | 0.53388 | 0.1754 | 0.297 | 0.53388 | 0.55631 | 0.093643 | 0.297 | 0.31529 | 0.093643 | 20.9532
Nonequipment | Ceiling Insulation(R12 to R38) | Commercial | Existing | Hospitals | 0.21811 | 0.0026829 | 20 | 9.0208e-05 | 5.3135e-05 | 0.53388 | 0.30286 | 0.11841 | 0.53388 | 0.22178 | 0.30286 | 0.53388 | 0.56729 | 0.11841 | 0.30286 | 0.39096 | 0.11841 | 20.9532
Nonequipment | Ceiling Insulation(R12 to R38) | Commercial | Existing | Institutional | 0.21811 | 0.0038761 | 20 | 4.3645e-06 | 9.8386e-05 | 0.53388 | 0.297 | 0.093643 | 0.53388 | 0.1754 | 0.297 | 0.53388 | 0.55631 | 0.093643 | 0.297 | 0.31529 | 0.093643 | 20.9532
Nonequipment | Ceiling Insulation(R12 to R38) | Commercial | Existing | Lodging/Hospitality | 0.21811 | 0.006281 | 20 | 9.0208e-05 | 5.3135e-05 | 0.53388 | 0.30286 | 0.11841 | 0.53388 | 0.22178 | 0.30286 | 0.53388 | 0.56729 | 0.11841 | 0.30286 | 0.39096 | 0.11841 | 20.9532
Nonequipment | Ceiling Insulation(R12 to R38) | Commercial | Existing | Miscellaneous | 0.21811 | 0.002034 | 20 | 4.3645e-06 | 9.8386e-05 | 0.53388 | 0.297 | 0.093643 | 0.53388 | 0.1754 | 0.297 | 0.53388 | 0.55631 | 0.093643 | 0.297 | 0.31529 | 0.093643 | 20.9532
Nonequipment | Ceiling Insulation(R12 to R38) | Commercial | Existing | Offices | 0.21811 | 0.0037478 | 20 | 4.3645e-06 | 9.8386e-05 | 0.53388 | 0.297 | 0.093643 | 0.53388 | 0.1754 | 0.297 | 0.53388 | 0.55631 | 0.093643 | 0.297 | 0.31529 | 0.093643 | 20.9532
Nonequipment | Ceiling Insulation(R12 to R38) | Commercial | Existing | Restaurants | 0.21811 | 0.0069565 | 20 | 4.4511e-05 | 0.00010179 | 0.53388 | 0.29974 | 0.10428 | 0.53388 | 0.19532 | 0.29974 | 0.53388 | 0.56144 | 0.10428 | 0.29974 | 0.34789 | 0.10428 | 20.9532
Nonequipment | Ceiling Insulation(R12 to R38) | Commercial | Existing | Retail | 0.21811 | 0.036459 | 20 | 4.4511e-05 | 0.00010179 | 0.53388 | 0.29974 | 0.10428 | 0.53388 | 0.19532 | 0.29974 | 0.53388 | 0.56144 | 0.10428 | 0.29974 | 0.34789 | 0.10428 | 20.9532
Nonequipment | Ceiling Insulation(R12 to R38) | Commercial | Existing | Schools K-12 | 0.21811 | 0.042719 | 20 | 4.3645e-06 | 9.8386e-05 | 0.53388 | 0.297 | 0.093643 | 0.53388 | 0.1754 | 0.297 | 0.53388 | 0.55631 | 0.093643 | 0.297 | 0.31529 | 0.093643 | 20.9532
Nonequipment | Ceiling Insulation(R12 to R38) | Commercial | Existing | Warehouse | 0.21811 | 0.15551 | 20 | 2.4751e-05 | 4.4161e-05 | 0.53388 | 0.29839 | 0.10015 | 0.53388 | 0.18759 | 0.29839 | 0.53388 | 0.55891 | 0.10015 | 0.29839 | 0.33563 | 0.10015 | 20.9532
Nonequipment | Ceiling Insulation(R12 to R38) | Commercial | New | Assembly | 0.21477 | 0.056701 | 20 | 4.2975e-06 | 9.6876e-05 | 0.53388 | 0.29244 | 0.092205 | 0.53388 | 0.17271 | 0.29244 | 0.53388 | 0.54777 | 0.092205 | 0.29244 | 0.31529 | 0.092205 | 21.2799
Nonequipment | Ceiling Insulation(R12 to R38) | Commercial | New | College and University | 0.21477 | 0.019435 | 20 | 8.8823e-05 | 5.232e-05 | 0.53388 | 0.29821 | 0.11659 | 0.53388 | 0.21838 | 0.29821 | 0.53388 | 0.55858 | 0.11659 | 0.29821 | 0.39096 | 0.11659 | 21.2799
Nonequipment | Ceiling Insulation(R12 to R38) | Commercial | New | Grocery | 0.21477 | 0.0069256 | 20 | 4.3827e-05 | 0.00010023 | 0.53388 | 0.29514 | 0.10268 | 0.53388 | 0.19232 | 0.29514 | 0.53388 | 0.55282 | 0.10268 | 0.29514 | 0.34789 | 0.10268 | 21.2799
Nonequipment | Ceiling Insulation(R12 to R38) | Commercial | New | Healthcare | 0.21477 | 0.014239 | 20 | 4.2975e-06 | 9.6876e-05 | 0.53388 | 0.29244 | 0.092205 | 0.53388 | 0.17271 | 0.29244 | 0.53388 | 0.54777 | 0.092205 | 0.29244 | 0.31529 | 0.092205 | 21.2799
Nonequipment | Ceiling Insulation(R12 to R38) | Commercial | New | Hospitals | 0.21477 | 0.0026417 | 20 | 8.8823e-05 | 5.232e-05 | 0.53388 | 0.29821 | 0.11659 | 0.53388 | 0.21838 | 0.29821 | 0.53388 | 0.55858 | 0.11659 | 0.29821 | 0.39096 | 0.11659 | 21.2799
Nonequipment | Ceiling Insulation(R12 to R38) | Commercial | New | Institutional | 0.21477 | 0.0038166 | 20 | 4.2975e-06 | 9.6876e-05 | 0.53388 | 0.29244 | 0.092205 | 0.53388 | 0.17271 | 0.29244 | 0.53388 | 0.54777 | 0.092205 | 0.29244 | 0.31529 | 0.092205 | 21.2799
Nonequipment | Ceiling Insulation(R12 to R38) | Commercial | New | Lodging/Hospitality | 0.21477 | 0.0061846 | 20 | 8.8823e-05 | 5.232e-05 | 0.53388 | 0.29821 | 0.11659 | 0.53388 | 0.21838 | 0.29821 | 0.53388 | 0.55858 | 0.11659 | 0.29821 | 0.39096 | 0.11659 | 21.2799
Nonequipment | Ceiling Insulation(R12 to R38) | Commercial | New | Miscellaneous | 0.21477 | 0.0020028 | 20 | 4.2975e-06 | 9.6876e-05 | 0.53388 | 0.29244 | 0.092205 | 0.53388 | 0.17271 | 0.29244 | 0.53388 | 0.54777 | 0.092205 | 0.29244 | 0.31529 | 0.092205 | 21.2799
Nonequipment | Ceiling Insulation(R12 to R38) | Commercial | New | Offices | 0.21477 | 0.0036903 | 20 | 4.2975e-06 | 9.6876e-05 | 0.53388 | 0.29244 | 0.092205 | 0.53388 | 0.17271 | 0.29244 | 0.53388 | 0.54777 | 0.092205 | 0.29244 | 0.31529 | 0.092205 | 21.2799
Nonequipment | Ceiling Insulation(R12 to R38) | Commercial | New | Restaurants | 0.21477 | 0.0068497 | 20 | 4.3827e-05 | 0.00010023 | 0.53388 | 0.29514 | 0.10268 | 0.53388 | 0.19232 | 0.29514 | 0.53388 | 0.55282 | 0.10268 | 0.29514 | 0.34789 | 0.10268 | 21.2799
Nonequipment | Ceiling Insulation(R12 to R38) | Commercial | New | Retail | 0.21477 | 0.0359 | 20 | 4.3827e-05 | 0.00010023 | 0.53388 | 0.29514 | 0.10268 | 0.53388 | 0.19232 | 0.29514 | 0.53388 | 0.55282 | 0.10268 | 0.29514 | 0.34789 | 0.10268 | 21.2799
Nonequipment | Ceiling Insulation(R12 to R38) | Commercial | New | Schools K-12 | 0.21477 | 0.042063 | 20 | 4.2975e-06 | 9.6876e-05 | 0.53388 | 0.29244 | 0.092205 | 0.53388 | 0.17271 | 0.29244 | 0.53388 | 0.54777 | 0.092205 | 0.29244 | 0.31529 | 0.092205 | 21.2799
Nonequipment | Ceiling Insulation(R12 to R38) | Commercial | New | Warehouse | 0.21477 | 0.15312 | 20 | 2.4371e-05 | 4.3484e-05 | 0.53388 | 0.29381 | 0.098614 | 0.53388 | 0.18471 | 0.29381 | 0.53388 | 0.55033 | 0.098614 | 0.29381 | 0.33563 | 0.098614 | 21.2799
Nonequipment | Ceiling Insulation(R19 to R38) | Commercial | Existing | Assembly | 0.10067 | 0.026578 | 20 | 2.0144e-06 | 4.5409e-05 | 0.45751 | 0.13708 | 0.04322 | 0.45751 | 0.094468 | 0.13708 | 0.45751 | 0.29962 | 0.04322 | 0.13708 | 0.31529 | 0.04322 | 38.904
Nonequipment | Ceiling Insulation(R19 to R38) | Commercial | Existing | College and University | 0.10067 | 0.0091097 | 20 | 4.1634e-05 | 2.4524e-05 | 0.45751 | 0.13978 | 0.054649 | 0.45751 | 0.11945 | 0.13978 | 0.45751 | 0.30553 | 0.054649 | 0.13978 | 0.39096 | 0.054649 | 38.904
Nonequipment | Ceiling Insulation(R19 to R38) | Commercial | Existing | Grocery | 0.10067 | 0.0032463 | 20 | 2.0543e-05 | 4.6982e-05 | 0.45751 | 0.13834 | 0.048128 | 0.45751 | 0.1052 | 0.13834 | 0.45751 | 0.30239 | 0.048128 | 0.13834 | 0.34789 | 0.048128 | 38.904
Nonequipment | Ceiling Insulation(R19 to R38) | Commercial | Existing | Healthcare | 0.10067 | 0.0066743 | 20 | 2.0144e-06 | 4.5409e-05 | 0.45751 | 0.13708 | 0.04322 | 0.45751 | 0.094468 | 0.13708 | 0.45751 | 0.29962 | 0.04322 | 0.13708 | 0.31529 | 0.04322 | 38.904
Nonequipment | Ceiling Insulation(R19 to R38) | Commercial | Existing | Hospitals | 0.10067 | 0.0012383 | 20 | 4.1634e-05 | 2.4524e-05 | 0.45751 | 0.13978 | 0.054649 | 0.45751 | 0.11945 | 0.13978 | 0.45751 | 0.30553 | 0.054649 | 0.13978 | 0.39096 | 0.054649 | 38.904
Nonequipment | Ceiling Insulation(R19 to R38) | Commercial | Existing | Institutional | 0.10067 | 0.0017889 | 20 | 2.0144e-06 | 4.5409e-05 | 0.45751 | 0.13708 | 0.04322 | 0.45751 | 0.094468 | 0.13708 | 0.45751 | 0.29962 | 0.04322 | 0.13708 | 0.31529 | 0.04322 | 38.904
Nonequipment | Ceiling Insulation(R19 to R38) | Commercial | Existing | Lodging/Hospitality | 0.10067 | 0.0028989 | 20 | 4.1634e-05 | 2.4524e-05 | 0.45751 | 0.13978 | 0.054649 | 0.45751 | 0.11945 | 0.13978 | 0.45751 | 0.30553 | 0.054649 | 0.13978 | 0.39096 | 0.054649 | 38.904
Nonequipment | Ceiling Insulation(R19 to R38) | Commercial | Existing | Miscellaneous | 0.10067 | 0.00093877 | 20 | 2.0144e-06 | 4.5409e-05 | 0.45751 | 0.13708 | 0.04322 | 0.45751 | 0.094468 | 0.13708 | 0.45751 | 0.29962 | 0.04322 | 0.13708 | 0.31529 | 0.04322 | 38.904
Nonequipment | Ceiling Insulation(R19 to R38) | Commercial | Existing | Offices | 0.10067 | 0.0017298 | 20 | 2.0144e-06 | 4.5409e-05 | 0.45751 | 0.13708 | 0.04322 | 0.45751 | 0.094468 | 0.13708 | 0.45751 | 0.29962 | 0.04322 | 0.13708 | 0.31529 | 0.04322 | 38.904
Nonequipment | Ceiling Insulation(R19 to R38) | Commercial | Existing | Restaurants | 0.10067 | 0.0032107 | 20 | 2.0543e-05 | 4.6982e-05 | 0.45751 | 0.13834 | 0.048128 | 0.45751 | 0.1052 | 0.13834 | 0.45751 | 0.30239 | 0.048128 | 0.13834 | 0.34789 | 0.048128 | 38.904
Nonequipment | Ceiling Insulation(R19 to R38) | Commercial | Existing | Retail | 0.10067 | 0.016827 | 20 | 2.0543e-05 | 4.6982e-05 | 0.45751 | 0.13834 | 0.048128 | 0.45751 | 0.1052 | 0.13834 | 0.45751 | 0.30239 | 0.048128 | 0.13834 | 0.34789 | 0.048128 | 38.904
Nonequipment | Ceiling Insulation(R19 to R38) | Commercial | Existing | Schools K-12 | 0.10067 | 0.019717 | 20 | 2.0144e-06 | 4.5409e-05 | 0.45751 | 0.13708 | 0.04322 | 0.45751 | 0.094468 | 0.13708 | 0.45751 | 0.29962 | 0.04322 | 0.13708 | 0.31529 | 0.04322 | 38.904
Nonequipment | Ceiling Insulation(R19 to R38) | Commercial | Existing | Warehouse | 0.10067 | 0.071774 | 20 | 1.1424e-05 | 2.0382e-05 | 0.45751 | 0.13772 | 0.046223 | 0.45751 | 0.10103 | 0.13772 | 0.45751 | 0.30102 | 0.046223 | 0.13772 | 0.33563 | 0.046223 | 38.904
Nonequipment | Ceiling Insulation(R19 to R38) | Commercial | New | Assembly | 0.099123 | 0.02617 | 20 | 1.9835e-06 | 4.4712e-05 | 0.45751 | 0.13497 | 0.042556 | 0.45751 | 0.093018 | 0.13497 | 0.45751 | 0.29502 | 0.042556 | 0.13497 | 0.31529 | 0.042556 | 39.5105
Nonequipment | Ceiling Insulation(R19 to R38) | Commercial | New | College and University | 0.099123 | 0.0089698 | 20 | 4.0995e-05 | 2.4148e-05 | 0.45751 | 0.13764 | 0.05381 | 0.45751 | 0.11762 | 0.13764 | 0.45751 | 0.30084 | 0.05381 | 0.13764 | 0.39096 | 0.05381 | 39.5105
Nonequipment | Ceiling Insulation(R19 to R38) | Commercial | New | Grocery | 0.099123 | 0.0031964 | 20 | 2.0228e-05 | 4.6261e-05 | 0.45751 | 0.13622 | 0.047389 | 0.45751 | 0.10358 | 0.13622 | 0.45751 | 0.29774 | 0.047389 | 0.13622 | 0.34789 | 0.047389 | 39.5105
Nonequipment | Ceiling Insulation(R19 to R38) | Commercial | New | Healthcare | 0.099123 | 0.0065718 | 20 | 1.9835e-06 | 4.4712e-05 | 0.45751 | 0.13497 | 0.042556 | 0.45751 | 0.093018 | 0.13497 | 0.45751 | 0.29502 | 0.042556 | 0.13497 | 0.31529 | 0.042556 | 39.5105
Nonequipment | Ceiling Insulation(R19 to R38) | Commercial | New | Hospitals | 0.099123 | 0.0012193 | 20 | 4.0995e-05 | 2.4148e-05 | 0.45751 | 0.13764 | 0.05381 | 0.45751 | 0.11762 | 0.13764 | 0.45751 | 0.30084 | 0.05381 | 0.13764 | 0.39096 | 0.05381 | 39.5105
Nonequipment | Ceiling Insulation(R19 to R38) | Commercial | New | Institutional | 0.099123 | 0.0017615 | 20 | 1.9835e-06 | 4.4712e-05 | 0.45751 | 0.13497 | 0.042556 | 0.45751 | 0.093018 | 0.13497 | 0.45751 | 0.29502 | 0.042556 | 0.13497 | 0.31529 | 0.042556 | 39.5105
Nonequipment | Ceiling Insulation(R19 to R38) | Commercial | New | Lodging/Hospitality | 0.099123 | 0.0028544 | 20 | 4.0995e-05 | 2.4148e-05 | 0.45751 | 0.13764 | 0.05381 | 0.45751 | 0.11762 | 0.13764 | 0.45751 | 0.30084 | 0.05381 | 0.13764 | 0.39096 | 0.05381 | 39.5105
Nonequipment | Ceiling Insulation(R19 to R38) | Commercial | New | Miscellaneous | 0.099123 | 0.00092435 | 20 | 1.9835e-06 | 4.4712e-05 | 0.45751 | 0.13497 | 0.042556 | 0.45751 | 0.093018 | 0.13497 | 0.45751 | 0.29502 | 0.042556 | 0.13497 | 0.31529 | 0.042556 | 39.5105
Nonequipment | Ceiling Insulation(R19 to R38) | Commercial | New | Offices | 0.099123 | 0.0017032 | 20 | 1.9835e-06 | 4.4712e-05 | 0.45751 | 0.13497 | 0.042556 | 0.45751 | 0.093018 | 0.13497 | 0.45751 | 0.29502 | 0.042556 | 0.13497 | 0.31529 | 0.042556 | 39.5105
Nonequipment | Ceiling Insulation(R19 to R38) | Commercial | New | Restaurants | 0.099123 | 0.0031614 | 20 | 2.0228e-05 | 4.6261e-05 | 0.45751 | 0.13622 | 0.047389 | 0.45751 | 0.10358 | 0.13622 | 0.45751 | 0.29774 | 0.047389 | 0.13622 | 0.34789 | 0.047389 | 39.5105
Nonequipment | Ceiling Insulation(R19 to R38) | Commercial | New | Retail | 0.099123 | 0.016569 | 20 | 2.0228e-05 | 4.6261e-05 | 0.45751 | 0.13622 | 0.047389 | 0.45751 | 0.10358 | 0.13622 | 0.45751 | 0.29774 | 0.047389 | 0.13622 | 0.34789 | 0.047389 | 39.5105
Nonequipment | Ceiling Insulation(R19 to R38) | Commercial | New | Schools K-12 | 0.099123 | 0.019414 | 20 | 1.9835e-06 | 4.4712e-05 | 0.45751 | 0.13497 | 0.042556 | 0.45751 | 0.093018 | 0.13497 | 0.45751 | 0.29502 | 0.042556 | 0.13497 | 0.31529 | 0.042556 | 39.5105
Nonequipment | Ceiling Insulation(R19 to R38) | Commercial | New | Warehouse | 0.099123 | 0.070673 | 20 | 1.1248e-05 | 2.0069e-05 | 0.45751 | 0.13561 | 0.045514 | 0.45751 | 0.099483 | 0.13561 | 0.45751 | 0.2964 | 0.045514 | 0.13561 | 0.33563 | 0.045514 | 39.5105
Nonequipment | Ceiling Insulation(R2 to R38) | Commercial | Existing | Assembly | 1.812 | 0.4784 | 20 | 3.6259e-05 | 0.00081736 | 0.64299 | 2.4674 | 0.77796 | 0.64299 | 1.2099 | 2.4674 | 0.64299 | 3.8374 | 0.77796 | 2.4674 | 0.31529 | 0.77796 | 3.0376
Nonequipment | Ceiling Insulation(R2 to R38) | Commercial | Existing | College and University | 1.812 | 0.16397 | 20 | 0.00074942 | 0.00044143 | 0.64299 | 2.5161 | 0.98368 | 0.64299 | 1.5299 | 2.5161 | 0.64299 | 3.9131 | 0.98368 | 2.5161 | 0.39096 | 0.98368 | 3.0376
Nonequipment | Ceiling Insulation(R2 to R38) | Commercial | Existing | Grocery | 1.812 | 0.058433 | 20 | 0.00036978 | 0.00084567 | 0.64299 | 2.4902 | 0.8663 | 0.64299 | 1.3473 | 2.4902 | 0.64299 | 3.8728 | 0.8663 | 2.4902 | 0.34789 | 0.8663 | 3.0376
Nonequipment | Ceiling Insulation(R2 to R38) | Commercial | Existing | Healthcare | 1.812 | 0.12014 | 20 | 3.6259e-05 | 0.00081736 | 0.64299 | 2.4674 | 0.77796 | 0.64299 | 1.2099 | 2.4674 | 0.64299 | 3.8374 | 0.77796 | 2.4674 | 0.31529 | 0.77796 | 3.0376
Nonequipment | Ceiling Insulation(R2 to R38) | Commercial | Existing | Hospitals | 1.812 | 0.022289 | 20 | 0.00074942 | 0.00044143 | 0.64299 | 2.5161 | 0.98368 | 0.64299 | 1.5299 | 2.5161 | 0.64299 | 3.9131 | 0.98368 | 2.5161 | 0.39096 | 0.98368 | 3.0376
Nonequipment | Ceiling Insulation(R2 to R38) | Commercial | Existing | Institutional | 1.812 | 0.032201 | 20 | 3.6259e-05 | 0.00081736 | 0.64299 | 2.4674 | 0.77796 | 0.64299 | 1.2099 | 2.4674 | 0.64299 | 3.8374 | 0.77796 | 2.4674 | 0.31529 | 0.77796 | 3.0376
Nonequipment | Ceiling Insulation(R2 to R38) | Commercial | Existing | Lodging/Hospitality | 1.812 | 0.052181 | 20 | 0.00074942 | 0.00044143 | 0.64299 | 2.5161 | 0.98368 | 0.64299 | 1.5299 | 2.5161 | 0.64299 | 3.9131 | 0.98368 | 2.5161 | 0.39096 | 0.98368 | 3.0376
Nonequipment | Ceiling Insulation(R2 to R38) | Commercial | Existing | Miscellaneous | 1.812 | 0.016898 | 20 | 3.6259e-05 | 0.00081736 | 0.64299 | 2.4674 | 0.77796 | 0.64299 | 1.2099 | 2.4674 | 0.64299 | 3.8374 | 0.77796 | 2.4674 | 0.31529 | 0.77796 | 3.0376
Nonequipment | Ceiling Insulation(R2 to R38) | Commercial | Existing | Offices | 1.812 | 0.031136 | 20 | 3.6259e-05 | 0.00081736 | 0.64299 | 2.4674 | 0.77796 | 0.64299 | 1.2099 | 2.4674 | 0.64299 | 3.8374 | 0.77796 | 2.4674 | 0.31529 | 0.77796 | 3.0376
Nonequipment | Ceiling Insulation(R2 to R38) | Commercial | Existing | Restaurants | 1.812 | 0.057792 | 20 | 0.00036978 | 0.00084567 | 0.64299 | 2.4902 | 0.8663 | 0.64299 | 1.3473 | 2.4902 | 0.64299 | 3.8728 | 0.8663 | 2.4902 | 0.34789 | 0.8663 | 3.0376
Nonequipment | Ceiling Insulation(R2 to R38) | Commercial | Existing | Retail | 1.812 | 0.30289 | 20 | 0.00036978 | 0.00084567 | 0.64299 | 2.4902 | 0.8663 | 0.64299 | 1.3473 | 2.4902 | 0.64299 | 3.8728 | 0.8663 | 2.4902 | 0.34789 | 0.8663 | 3.0376
Nonequipment | Ceiling Insulation(R2 to R38) | Commercial | Existing | Schools K-12 | 1.812 | 0.3549 | 20 | 3.6259e-05 | 0.00081736 | 0.64299 | 2.4674 | 0.77796 | 0.64299 | 1.2099 | 2.4674 | 0.64299 | 3.8374 | 0.77796 | 2.4674 | 0.31529 | 0.77796 | 3.0376
Nonequipment | Ceiling Insulation(R2 to R38) | Commercial | Existing | Warehouse | 1.3287 | 0.94737 | 20 | 0.00015078 | 0.00026903 | 0.64299 | 1.8178 | 0.61012 | 0.64299 | 0.94887 | 1.8178 | 0.64299 | 2.8271 | 0.61012 | 1.8178 | 0.33563 | 0.61012 | 4.1424
Nonequipment | Ceiling Insulation(R2 to R38) | Commercial | New | Assembly | 1.7842 | 0.47106 | 20 | 3.5703e-05 | 0.00080482 | 0.64299 | 2.4295 | 0.76601 | 0.64299 | 1.1913 | 2.4295 | 0.64299 | 3.7785 | 0.76601 | 2.4295 | 0.31529 | 0.76601 | 3.0849
Nonequipment | Ceiling Insulation(R2 to R38) | Commercial | New | College and University | 1.7842 | 0.16146 | 20 | 0.00073791 | 0.00043466 | 0.64299 | 2.4775 | 0.96858 | 0.64299 | 1.5064 | 2.4775 | 0.64299 | 3.853 | 0.96858 | 2.4775 | 0.39096 | 0.96858 | 3.0849
Nonequipment | Ceiling Insulation(R2 to R38) | Commercial | New | Grocery | 1.7842 | 0.057536 | 20 | 0.0003641 | 0.00083269 | 0.64299 | 2.4519 | 0.853 | 0.64299 | 1.3266 | 2.4519 | 0.64299 | 3.8134 | 0.853 | 2.4519 | 0.34789 | 0.853 | 3.0849
Nonequipment | Ceiling Insulation(R2 to R38) | Commercial | New | Healthcare | 1.7842 | 0.11829 | 20 | 3.5703e-05 | 0.00080482 | 0.64299 | 2.4295 | 0.76601 | 0.64299 | 1.1913 | 2.4295 | 0.64299 | 3.7785 | 0.76601 | 2.4295 | 0.31529 | 0.76601 | 3.0849
Nonequipment | Ceiling Insulation(R2 to R38) | Commercial | New | Hospitals | 1.7842 | 0.021947 | 20 | 0.00073791 | 0.00043466 | 0.64299 | 2.4775 | 0.96858 | 0.64299 | 1.5064 | 2.4775 | 0.64299 | 3.853 | 0.96858 | 2.4775 | 0.39096 | 0.96858 | 3.0849
Nonequipment | Ceiling Insulation(R2 to R38) | Commercial | New | Institutional | 1.7842 | 0.031707 | 20 | 3.5703e-05 | 0.00080482 | 0.64299 | 2.4295 | 0.76601 | 0.64299 | 1.1913 | 2.4295 | 0.64299 | 3.7785 | 0.76601 | 2.4295 | 0.31529 | 0.76601 | 3.0849
Nonequipment | Ceiling Insulation(R2 to R38) | Commercial | New | Lodging/Hospitality | 1.7842 | 0.05138 | 20 | 0.00073791 | 0.00043466 | 0.64299 | 2.4775 | 0.96858 | 0.64299 | 1.5064 | 2.4775 | 0.64299 | 3.853 | 0.96858 | 2.4775 | 0.39096 | 0.96858 | 3.0849
Nonequipment | Ceiling Insulation(R2 to R38) | Commercial | New | Miscellaneous | 1.7842 | 0.016638 | 20 | 3.5703e-05 | 0.00080482 | 0.64299 | 2.4295 | 0.76601 | 0.64299 | 1.1913 | 2.4295 | 0.64299 | 3.7785 | 0.76601 | 2.4295 | 0.31529 | 0.76601 | 3.0849
Nonequipment | Ceiling Insulation(R2 to R38) | Commercial | New | Offices | 1.7842 | 0.030658 | 20 | 3.5703e-05 | 0.00080482 | 0.64299 | 2.4295 | 0.76601 | 0.64299 | 1.1913 | 2.4295 | 0.64299 | 3.7785 | 0.76601 | 2.4295 | 0.31529 | 0.76601 | 3.0849
Nonequipment | Ceiling Insulation(R2 to R38) | Commercial | New | Restaurants | 1.7842 | 0.056905 | 20 | 0.0003641 | 0.00083269 | 0.64299 | 2.4519 | 0.853 | 0.64299 | 1.3266 | 2.4519 | 0.64299 | 3.8134 | 0.853 | 2.4519 | 0.34789 | 0.853 | 3.0849
Nonequipment | Ceiling Insulation(R2 to R38) | Commercial | New | Retail | 1.7842 | 0.29824 | 20 | 0.0003641 | 0.00083269 | 0.64299 | 2.4519 | 0.853 | 0.64299 | 1.3266 | 2.4519 | 0.64299 | 3.8134 | 0.853 | 2.4519 | 0.34789 | 0.853 | 3.0849
Nonequipment | Ceiling Insulation(R2 to R38) | Commercial | New | Schools K-12 | 1.7842 | 0.34945 | 20 | 3.5703e-05 | 0.00080482 | 0.64299 | 2.4295 | 0.76601 | 0.64299 | 1.1913 | 2.4295 | 0.64299 | 3.7785 | 0.76601 | 2.4295 | 0.31529 | 0.76601 | 3.0849
Nonequipment | Ceiling Insulation(R2 to R38) | Commercial | New | Warehouse | 1.3287 | 0.94737 | 20 | 0.00015078 | 0.00026903 | 0.64299 | 1.8178 | 0.61012 | 0.64299 | 0.94887 | 1.8178 | 0.64299 | 2.8271 | 0.61012 | 1.8178 | 0.33563 | 0.61012 | 4.1424
Nonequipment | Ceiling Insulation(R30 to R38) | Commercial | Existing | Assembly | 0.026845 | 0.0070874 | 20 | 5.3717e-07 | 1.2109e-05 | 0.3484 | 0.036554 | 0.011525 | 0.3484 | 0.033081 | 0.036554 | 0.3484 | 0.10492 | 0.011525 | 0.036554 | 0.31529 | 0.011525 | 111.0975
Nonequipment | Ceiling Insulation(R30 to R38) | Commercial | Existing | College and University | 0.026845 | 0.0024292 | 20 | 1.1102e-05 | 6.5397e-06 | 0.3484 | 0.037275 | 0.014573 | 0.3484 | 0.041829 | 0.037275 | 0.3484 | 0.10699 | 0.014573 | 0.037275 | 0.39096 | 0.014573 | 111.0975
Nonequipment | Ceiling Insulation(R30 to R38) | Commercial | Existing | Grocery | 0.026845 | 0.00086567 | 20 | 5.4782e-06 | 1.2529e-05 | 0.3484 | 0.036891 | 0.012834 | 0.3484 | 0.036837 | 0.036891 | 0.3484 | 0.10589 | 0.012834 | 0.036891 | 0.34789 | 0.012834 | 111.0975
Nonequipment | Ceiling Insulation(R30 to R38) | Commercial | Existing | Healthcare | 0.026845 | 0.0017798 | 20 | 5.3717e-07 | 1.2109e-05 | 0.3484 | 0.036554 | 0.011525 | 0.3484 | 0.033081 | 0.036554 | 0.3484 | 0.10492 | 0.011525 | 0.036554 | 0.31529 | 0.011525 | 111.0975
Nonequipment | Ceiling Insulation(R30 to R38) | Commercial | Existing | Hospitals | 0.026845 | 0.0003302 | 20 | 1.1102e-05 | 6.5397e-06 | 0.3484 | 0.037275 | 0.014573 | 0.3484 | 0.041829 | 0.037275 | 0.3484 | 0.10699 | 0.014573 | 0.037275 | 0.39096 | 0.014573 | 111.0975
Nonequipment | Ceiling Insulation(R30 to R38) | Commercial | Existing | Institutional | 0.026845 | 0.00047705 | 20 | 5.3717e-07 | 1.2109e-05 | 0.3484 | 0.036554 | 0.011525 | 0.3484 | 0.033081 | 0.036554 | 0.3484 | 0.10492 | 0.011525 | 0.036554 | 0.31529 | 0.011525 | 111.0975
Nonequipment | Ceiling Insulation(R30 to R38) | Commercial | Existing | Lodging/Hospitality | 0.026845 | 0.00077305 | 20 | 1.1102e-05 | 6.5397e-06 | 0.3484 | 0.037275 | 0.014573 | 0.3484 | 0.041829 | 0.037275 | 0.3484 | 0.10699 | 0.014573 | 0.037275 | 0.39096 | 0.014573 | 111.0975
Nonequipment | Ceiling Insulation(R30 to R38) | Commercial | Existing | Miscellaneous | 0.026845 | 0.00025034 | 20 | 5.3717e-07 | 1.2109e-05 | 0.3484 | 0.036554 | 0.011525 | 0.3484 | 0.033081 | 0.036554 | 0.3484 | 0.10492 | 0.011525 | 0.036554 | 0.31529 | 0.011525 | 111.0975
Nonequipment | Ceiling Insulation(R30 to R38) | Commercial | Existing | Offices | 0.026845 | 0.00046127 | 20 | 5.3717e-07 | 1.2109e-05 | 0.3484 | 0.036554 | 0.011525 | 0.3484 | 0.033081 | 0.036554 | 0.3484 | 0.10492 | 0.011525 | 0.036554 | 0.31529 | 0.011525 | 111.0975
Nonequipment | Ceiling Insulation(R30 to R38) | Commercial | Existing | Restaurants | 0.026845 | 0.00085618 | 20 | 5.4782e-06 | 1.2529e-05 | 0.3484 | 0.036891 | 0.012834 | 0.3484 | 0.036837 | 0.036891 | 0.3484 | 0.10589 | 0.012834 | 0.036891 | 0.34789 | 0.012834 | 111.0975
Nonequipment | Ceiling Insulation(R30 to R38) | Commercial | Existing | Retail | 0.026845 | 0.0044873 | 20 | 5.4782e-06 | 1.2529e-05 | 0.3484 | 0.036891 | 0.012834 | 0.3484 | 0.036837 | 0.036891 | 0.3484 | 0.10589 | 0.012834 | 0.036891 | 0.34789 | 0.012834 | 111.0975
Nonequipment | Ceiling Insulation(R30 to R38) | Commercial | Existing | Schools K-12 | 0.026845 | 0.0052577 | 20 | 5.3717e-07 | 1.2109e-05 | 0.3484 | 0.036554 | 0.011525 | 0.3484 | 0.033081 | 0.036554 | 0.3484 | 0.10492 | 0.011525 | 0.036554 | 0.31529 | 0.011525 | 111.0975
Nonequipment | Ceiling Insulation(R30 to R38) | Commercial | Existing | Warehouse | 0.026845 | 0.01914 | 20 | 3.0463e-06 | 5.4353e-06 | 0.3484 | 0.036725 | 0.012326 | 0.3484 | 0.03538 | 0.036725 | 0.3484 | 0.10541 | 0.012326 | 0.036725 | 0.33563 | 0.012326 | 111.0975
Nonequipment | Ceiling Insulation(R30 to R38) | Commercial | New | Assembly | 0.026433 | 0.0069786 | 20 | 5.2893e-07 | 1.1923e-05 | 0.3484 | 0.035993 | 0.011348 | 0.3484 | 0.032573 | 0.035993 | 0.3484 | 0.10331 | 0.011348 | 0.035993 | 0.31529 | 0.011348 | 112.8295
Nonequipment | Ceiling Insulation(R30 to R38) | Commercial | New | College and University | 0.026433 | 0.002392 | 20 | 1.0932e-05 | 6.4393e-06 | 0.3484 | 0.036703 | 0.014349 | 0.3484 | 0.041187 | 0.036703 | 0.3484 | 0.10535 | 0.014349 | 0.036703 | 0.39096 | 0.014349 | 112.8295
Nonequipment | Ceiling Insulation(R30 to R38) | Commercial | New | Grocery | 0.026433 | 0.00085238 | 20 | 5.3941e-06 | 1.2336e-05 | 0.3484 | 0.036325 | 0.012637 | 0.3484 | 0.036272 | 0.036325 | 0.3484 | 0.10426 | 0.012637 | 0.036325 | 0.34789 | 0.012637 | 112.8295
Nonequipment | Ceiling Insulation(R30 to R38) | Commercial | New | Healthcare | 0.026433 | 0.0017525 | 20 | 5.2893e-07 | 1.1923e-05 | 0.3484 | 0.035993 | 0.011348 | 0.3484 | 0.032573 | 0.035993 | 0.3484 | 0.10331 | 0.011348 | 0.035993 | 0.31529 | 0.011348 | 112.8295
Nonequipment | Ceiling Insulation(R30 to R38) | Commercial | New | Hospitals | 0.026433 | 0.00032514 | 20 | 1.0932e-05 | 6.4393e-06 | 0.3484 | 0.036703 | 0.014349 | 0.3484 | 0.041187 | 0.036703 | 0.3484 | 0.10535 | 0.014349 | 0.036703 | 0.39096 | 0.014349 | 112.8295
Nonequipment | Ceiling Insulation(R30 to R38) | Commercial | New | Institutional | 0.026433 | 0.00046973 | 20 | 5.2893e-07 | 1.1923e-05 | 0.3484 | 0.035993 | 0.011348 | 0.3484 | 0.032573 | 0.035993 | 0.3484 | 0.10331 | 0.011348 | 0.035993 | 0.31529 | 0.011348 | 112.8295
Nonequipment | Ceiling Insulation(R30 to R38) | Commercial | New | Lodging/Hospitality | 0.026433 | 0.00076119 | 20 | 1.0932e-05 | 6.4393e-06 | 0.3484 | 0.036703 | 0.014349 | 0.3484 | 0.041187 | 0.036703 | 0.3484 | 0.10535 | 0.014349 | 0.036703 | 0.39096 | 0.014349 | 112.8295
Nonequipment | Ceiling Insulation(R30 to R38) | Commercial | New | Miscellaneous | 0.026433 | 0.00024649 | 20 | 5.2893e-07 | 1.1923e-05 | 0.3484 | 0.035993 | 0.011348 | 0.3484 | 0.032573 | 0.035993 | 0.3484 | 0.10331 | 0.011348 | 0.035993 | 0.31529 | 0.011348 | 112.8295
Nonequipment | Ceiling Insulation(R30 to R38) | Commercial | New | Offices | 0.026433 | 0.00045419 | 20 | 5.2893e-07 | 1.1923e-05 | 0.3484 | 0.035993 | 0.011348 | 0.3484 | 0.032573 | 0.035993 | 0.3484 | 0.10331 | 0.011348 | 0.035993 | 0.31529 | 0.011348 | 112.8295
Nonequipment | Ceiling Insulation(R30 to R38) | Commercial | New | Restaurants | 0.026433 | 0.00084304 | 20 | 5.3941e-06 | 1.2336e-05 | 0.3484 | 0.036325 | 0.012637 | 0.3484 | 0.036272 | 0.036325 | 0.3484 | 0.10426 | 0.012637 | 0.036325 | 0.34789 | 0.012637 | 112.8295
Nonequipment | Ceiling Insulation(R30 to R38) | Commercial | New | Retail | 0.026433 | 0.0044184 | 20 | 5.3941e-06 | 1.2336e-05 | 0.3484 | 0.036325 | 0.012637 | 0.3484 | 0.036272 | 0.036325 | 0.3484 | 0.10426 | 0.012637 | 0.036325 | 0.34789 | 0.012637 | 112.8295
Nonequipment | Ceiling Insulation(R30 to R38) | Commercial | New | Schools K-12 | 0.026433 | 0.005177 | 20 | 5.2893e-07 | 1.1923e-05 | 0.3484 | 0.035993 | 0.011348 | 0.3484 | 0.032573 | 0.035993 | 0.3484 | 0.10331 | 0.011348 | 0.035993 | 0.31529 | 0.011348 | 112.8295
Nonequipment | Ceiling Insulation(R30 to R38) | Commercial | New | Warehouse | 0.026433 | 0.018846 | 20 | 2.9995e-06 | 5.3518e-06 | 0.3484 | 0.036162 | 0.012137 | 0.3484 | 0.034837 | 0.036162 | 0.3484 | 0.10379 | 0.012137 | 0.036162 | 0.33563 | 0.012137 | 112.8295
Nonequipment | Chilled Water Controls Optimization | Commercial | Existing | Assembly | 2504.9773 | 0.125 | 10 | 1.0162 | 0.0010128 | 108 | 2307.9529 | 908.5616 | 108 | 8.4126 | 2307.9529 | 108 | 21.3699 | 908.5616 | 2307.9529 | 0.39367 | 908.5616 | 0.36907
Nonequipment | Chilled Water Controls Optimization | Commercial | Existing | College and University | 8018.1238 | 0.125 | 10 | 1.8849 | 0.89883 | 108 | 7325.4766 | 2679.1141 | 108 | 24.8066 | 7325.4766 | 108 | 67.8285 | 2679.1141 | 7325.4766 | 0.36573 | 2679.1141 | 0.1153
Nonequipment | Chilled Water Controls Optimization | Commercial | Existing | Grocery | 0 | 0 | 10 | 0 | 0 | 108 | 0 | 0 | 108 | 0 | 0 | 108 | 0 | 0 | 0 | 0 | 0
Nonequipment | Chilled Water Controls Optimization | Commercial | Existing | Healthcare | 3823.8816 | 0.125 | 10 | 1.5513 | 0.0015461 | 108 | 3523.1211 | 1386.9314 | 108 | 12.842 | 3523.1211 | 108 | 32.6215 | 1386.9314 | 3523.1211 | 0.39367 | 1386.9314 | 0.24177
Nonequipment | Chilled Water Controls Optimization | Commercial | Existing | Hospitals | 22207.3793 | 0.125 | 10 | 5.2206 | 2.4895 | 108 | 20288.9905 | 7420.2027 | 108 | 68.7056 | 20288.9905 | 108 | 187.861 | 7420.2027 | 20288.9905 | 0.36573 | 7420.2027 | 0.041631
Nonequipment | Chilled Water Controls Optimization | Commercial | Existing | Institutional | 1353.1094 | 0.125 | 10 | 0.54895 | 0.0005471 | 108 | 1246.683 | 490.7762 | 108 | 4.5442 | 1246.683 | 108 | 11.5434 | 490.7762 | 1246.683 | 0.39367 | 490.7762 | 0.68325
Nonequipment | Chilled Water Controls Optimization | Commercial | Existing | Lodging/Hospitality | 10408.106 | 0.125 | 10 | 4.2225 | 0.0042083 | 108 | 9589.4752 | 3775.0461 | 108 | 34.9541 | 9589.4752 | 108 | 88.7914 | 3775.0461 | 9589.4752 | 0.39367 | 3775.0461 | 0.088826
Nonequipment | Chilled Water Controls Optimization | Commercial | Existing | Miscellaneous | 3222.944 | 0.125 | 10 | 1.3075 | 0.0013031 | 108 | 2969.4492 | 1168.9699 | 108 | 10.8238 | 2969.4492 | 108 | 27.4949 | 1168.9699 | 2969.4492 | 0.39367 | 1168.9699 | 0.28685
Nonequipment | Chilled Water Controls Optimization | Commercial | Existing | Offices | 3301.1671 | 0.125 | 10 | 1.3393 | 0.0013348 | 108 | 3041.5198 | 1197.3416 | 108 | 11.0865 | 3041.5198 | 108 | 28.1622 | 1197.3416 | 3041.5198 | 0.39367 | 1197.3416 | 0.28006
Nonequipment | Chilled Water Controls Optimization | Commercial | Existing | Restaurants | 4059.3282 | 0.125 | 10 | 1.6468 | 0.0016413 | 108 | 3740.0491 | 1472.3285 | 108 | 13.6327 | 3740.0491 | 108 | 34.6301 | 1472.3285 | 3740.0491 | 0.39367 | 1472.3285 | 0.22775
Nonequipment | Chilled Water Controls Optimization | Commercial | Existing | Retail | 2970.5121 | 0.125 | 10 | 1.2051 | 0.0012011 | 108 | 2736.8718 | 1077.4122 | 108 | 9.976 | 2736.8718 | 108 | 25.3414 | 1077.4122 | 2736.8718 | 0.39367 | 1077.4122 | 0.31123
Nonequipment | Chilled Water Controls Optimization | Commercial | Existing | Schools K-12 | 2278.8251 | 0.125 | 10 | 0.9245 | 0.00092139 | 108 | 2099.5883 | 826.5356 | 108 | 7.6531 | 2099.5883 | 108 | 19.4406 | 826.5356 | 2099.5883 | 0.39367 | 826.5356 | 0.4057
Nonequipment | Chilled Water Controls Optimization | Commercial | Existing | Warehouse | 880.3386 | 0.125 | 10 | 0.35715 | 0.00035595 | 108 | 811.0972 | 319.301 | 108 | 2.9565 | 811.0972 | 108 | 7.5102 | 319.301 | 811.0972 | 0.39367 | 319.301 | 1.0502
Nonequipment | Chilled Water Controls Optimization | Commercial | New | Assembly | 2504.9773 | 0.125 | 10 | 1.0162 | 0.0010128 | 108 | 2307.9529 | 908.5616 | 108 | 8.4126 | 2307.9529 | 108 | 21.3699 | 908.5616 | 2307.9529 | 0.39367 | 908.5616 | 0.36907
Nonequipment | Chilled Water Controls Optimization | Commercial | New | College and University | 8018.1238 | 0.125 | 10 | 1.8849 | 0.89883 | 108 | 7325.4766 | 2679.1141 | 108 | 24.8066 | 7325.4766 | 108 | 67.8285 | 2679.1141 | 7325.4766 | 0.36573 | 2679.1141 | 0.1153
Nonequipment | Chilled Water Controls Optimization | Commercial | New | Grocery | 0 | 0 | 10 | 0 | 0 | 108 | 0 | 0 | 108 | 0 | 0 | 108 | 0 | 0 | 0 | 0 | 0
Nonequipment | Chilled Water Controls Optimization | Commercial | New | Healthcare | 3823.8816 | 0.125 | 10 | 1.5513 | 0.0015461 | 108 | 3523.1211 | 1386.9314 | 108 | 12.842 | 3523.1211 | 108 | 32.6215 | 1386.9314 | 3523.1211 | 0.39367 | 1386.9314 | 0.24177
Nonequipment | Chilled Water Controls Optimization | Commercial | New | Hospitals | 22207.3793 | 0.125 | 10 | 5.2206 | 2.4895 | 108 | 20288.9905 | 7420.2027 | 108 | 68.7056 | 20288.9905 | 108 | 187.861 | 7420.2027 | 20288.9905 | 0.36573 | 7420.2027 | 0.041631
Nonequipment | Chilled Water Controls Optimization | Commercial | New | Institutional | 1353.1094 | 0.125 | 10 | 0.54895 | 0.0005471 | 108 | 1246.683 | 490.7762 | 108 | 4.5442 | 1246.683 | 108 | 11.5434 | 490.7762 | 1246.683 | 0.39367 | 490.7762 | 0.68325
Nonequipment | Chilled Water Controls Optimization | Commercial | New | Lodging/Hospitality | 10408.106 | 0.125 | 10 | 4.2225 | 0.0042083 | 108 | 9589.4752 | 3775.0461 | 108 | 34.9541 | 9589.4752 | 108 | 88.7914 | 3775.0461 | 9589.4752 | 0.39367 | 3775.0461 | 0.088826
Nonequipment | Chilled Water Controls Optimization | Commercial | New | Miscellaneous | 3222.944 | 0.125 | 10 | 1.3075 | 0.0013031 | 108 | 2969.4492 | 1168.9699 | 108 | 10.8238 | 2969.4492 | 108 | 27.4949 | 1168.9699 | 2969.4492 | 0.39367 | 1168.9699 | 0.28685
Nonequipment | Chilled Water Controls Optimization | Commercial | New | Offices | 3301.1671 | 0.125 | 10 | 1.3393 | 0.0013348 | 108 | 3041.5198 | 1197.3416 | 108 | 11.0865 | 3041.5198 | 108 | 28.1622 | 1197.3416 | 3041.5198 | 0.39367 | 1197.3416 | 0.28006
Nonequipment | Chilled Water Controls Optimization | Commercial | New | Restaurants | 4059.3282 | 0.125 | 10 | 1.6468 | 0.0016413 | 108 | 3740.0491 | 1472.3285 | 108 | 13.6327 | 3740.0491 | 108 | 34.6301 | 1472.3285 | 3740.0491 | 0.39367 | 1472.3285 | 0.22775
Nonequipment | Chilled Water Controls Optimization | Commercial | New | Retail | 2970.5121 | 0.125 | 10 | 1.2051 | 0.0012011 | 108 | 2736.8718 | 1077.4122 | 108 | 9.976 | 2736.8718 | 108 | 25.3414 | 1077.4122 | 2736.8718 | 0.39367 | 1077.4122 | 0.31123
Nonequipment | Chilled Water Controls Optimization | Commercial | New | Schools K-12 | 2278.8251 | 0.125 | 10 | 0.9245 | 0.00092139 | 108 | 2099.5883 | 826.5356 | 108 | 7.6531 | 2099.5883 | 108 | 19.4406 | 826.5356 | 2099.5883 | 0.39367 | 826.5356 | 0.4057
Nonequipment | Chilled Water Controls Optimization | Commercial | New | Warehouse | 880.3386 | 0.125 | 10 | 0.35715 | 0.00035595 | 108 | 811.0972 | 319.301 | 108 | 2.9565 | 811.0972 | 108 | 7.5102 | 319.301 | 811.0972 | 0.39367 | 319.301 | 1.0502
Nonequipment | Chilled Water System - Variable Speed Drives | Commercial | Existing | Assembly | 9027.4109 | 0.2474 | 13 | 1.0305 | 1.0305 | 1898 | 9751.3042 | 3239.1066 | 1898 | 1.7066 | 9751.3042 | 1898 | 5.1377 | 3239.1066 | 9751.3042 | 0.33217 | 3239.1066 | 1.7998
Nonequipment | Chilled Water System - Variable Speed Drives | Commercial | Existing | College and University | 9027.4109 | 0.2474 | 13 | 1.0305 | 1.0305 | 1898 | 9751.3042 | 3239.1066 | 1898 | 1.7066 | 9751.3042 | 1898 | 5.1377 | 3239.1066 | 9751.3042 | 0.33217 | 3239.1066 | 1.7998
Nonequipment | Chilled Water System - Variable Speed Drives | Commercial | Existing | Grocery | 9027.4109 | 0.2474 | 13 | 1.0305 | 1.0305 | 1898 | 9751.3042 | 3239.1066 | 1898 | 1.7066 | 9751.3042 | 1898 | 5.1377 | 3239.1066 | 9751.3042 | 0.33217 | 3239.1066 | 1.7998
Nonequipment | Chilled Water System - Variable Speed Drives | Commercial | Existing | Healthcare | 9027.4109 | 0.2474 | 13 | 1.0305 | 1.0305 | 1898 | 9751.3042 | 3239.1066 | 1898 | 1.7066 | 9751.3042 | 1898 | 5.1377 | 3239.1066 | 9751.3042 | 0.33217 | 3239.1066 | 1.7998
Nonequipment | Chilled Water System - Variable Speed Drives | Commercial | Existing | Hospitals | 9027.4109 | 0.2474 | 13 | 1.0305 | 1.0305 | 1898 | 9751.3042 | 3239.1066 | 1898 | 1.7066 | 9751.3042 | 1898 | 5.1377 | 3239.1066 | 9751.3042 | 0.33217 | 3239.1066 | 1.7998
Nonequipment | Chilled Water System - Variable Speed Drives | Commercial | Existing | Institutional | 9027.4109 | 0.2474 | 13 | 1.0305 | 1.0305 | 1898 | 9751.3042 | 3239.1066 | 1898 | 1.7066 | 9751.3042 | 1898 | 5.1377 | 3239.1066 | 9751.3042 | 0.33217 | 3239.1066 | 1.7998
Nonequipment | Chilled Water System - Variable Speed Drives | Commercial | Existing | Lodging/Hospitality | 9027.4109 | 0.2474 | 13 | 1.0305 | 1.0305 | 1898 | 9751.3042 | 3239.1066 | 1898 | 1.7066 | 9751.3042 | 1898 | 5.1377 | 3239.1066 | 9751.3042 | 0.33217 | 3239.1066 | 1.7998
Nonequipment | Chilled Water System - Variable Speed Drives | Commercial | Existing | Miscellaneous | 9027.4109 | 0.2474 | 13 | 1.0305 | 1.0305 | 1898 | 9751.3042 | 3239.1066 | 1898 | 1.7066 | 9751.3042 | 1898 | 5.1377 | 3239.1066 | 9751.3042 | 0.33217 | 3239.1066 | 1.7998
Nonequipment | Chilled Water System - Variable Speed Drives | Commercial | Existing | Offices | 9027.4109 | 0.2474 | 13 | 1.0305 | 1.0305 | 1898 | 9751.3042 | 3239.1066 | 1898 | 1.7066 | 9751.3042 | 1898 | 5.1377 | 3239.1066 | 9751.3042 | 0.33217 | 3239.1066 | 1.7998
Nonequipment | Chilled Water System - Variable Speed Drives | Commercial | Existing | Restaurants | 9027.4109 | 0.2474 | 13 | 1.0305 | 1.0305 | 1898 | 9751.3042 | 3239.1066 | 1898 | 1.7066 | 9751.3042 | 1898 | 5.1377 | 3239.1066 | 9751.3042 | 0.33217 | 3239.1066 | 1.7998
Nonequipment | Chilled Water System - Variable Speed Drives | Commercial | Existing | Retail | 9027.4109 | 0.2474 | 13 | 1.0305 | 1.0305 | 1898 | 9751.3042 | 3239.1066 | 1898 | 1.7066 | 9751.3042 | 1898 | 5.1377 | 3239.1066 | 9751.3042 | 0.33217 | 3239.1066 | 1.7998
Nonequipment | Chilled Water System - Variable Speed Drives | Commercial | Existing | Schools K-12 | 9027.4109 | 0.2474 | 13 | 1.0305 | 1.0305 | 1898 | 9751.3042 | 3239.1066 | 1898 | 1.7066 | 9751.3042 | 1898 | 5.1377 | 3239.1066 | 9751.3042 | 0.33217 | 3239.1066 | 1.7998
Nonequipment | Chilled Water System - Variable Speed Drives | Commercial | Existing | Warehouse | 9027.4109 | 0.2474 | 13 | 1.0305 | 1.0305 | 1898 | 9751.3042 | 3239.1066 | 1898 | 1.7066 | 9751.3042 | 1898 | 5.1377 | 3239.1066 | 9751.3042 | 0.33217 | 3239.1066 | 1.7998
Nonequipment | Chilled Water System - Variable Speed Drives | Commercial | New | Assembly | 9027.4109 | 0.2474 | 13 | 1.0305 | 1.0305 | 1898 | 9751.3042 | 3239.1066 | 1898 | 1.7066 | 9751.3042 | 1898 | 5.1377 | 3239.1066 | 9751.3042 | 0.33217 | 3239.1066 | 1.7998
Nonequipment | Chilled Water System - Variable Speed Drives | Commercial | New | College and University | 9027.4109 | 0.2474 | 13 | 1.0305 | 1.0305 | 1898 | 9751.3042 | 3239.1066 | 1898 | 1.7066 | 9751.3042 | 1898 | 5.1377 | 3239.1066 | 9751.3042 | 0.33217 | 3239.1066 | 1.7998
Nonequipment | Chilled Water System - Variable Speed Drives | Commercial | New | Grocery | 9027.4109 | 0.2474 | 13 | 1.0305 | 1.0305 | 1898 | 9751.3042 | 3239.1066 | 1898 | 1.7066 | 9751.3042 | 1898 | 5.1377 | 3239.1066 | 9751.3042 | 0.33217 | 3239.1066 | 1.7998
Nonequipment | Chilled Water System - Variable Speed Drives | Commercial | New | Healthcare | 9027.4109 | 0.2474 | 13 | 1.0305 | 1.0305 | 1898 | 9751.3042 | 3239.1066 | 1898 | 1.7066 | 9751.3042 | 1898 | 5.1377 | 3239.1066 | 9751.3042 | 0.33217 | 3239.1066 | 1.7998
Nonequipment | Chilled Water System - Variable Speed Drives | Commercial | New | Hospitals | 9027.4109 | 0.2474 | 13 | 1.0305 | 1.0305 | 1898 | 9751.3042 | 3239.1066 | 1898 | 1.7066 | 9751.3042 | 1898 | 5.1377 | 3239.1066 | 9751.3042 | 0.33217 | 3239.1066 | 1.7998
Nonequipment | Chilled Water System - Variable Speed Drives | Commercial | New | Institutional | 9027.4109 | 0.2474 | 13 | 1.0305 | 1.0305 | 1898 | 9751.3042 | 3239.1066 | 1898 | 1.7066 | 9751.3042 | 1898 | 5.1377 | 3239.1066 | 9751.3042 | 0.33217 | 3239.1066 | 1.7998
Nonequipment | Chilled Water System - Variable Speed Drives | Commercial | New | Lodging/Hospitality | 9027.4109 | 0.2474 | 13 | 1.0305 | 1.0305 | 1898 | 9751.3042 | 3239.1066 | 1898 | 1.7066 | 9751.3042 | 1898 | 5.1377 | 3239.1066 | 9751.3042 | 0.33217 | 3239.1066 | 1.7998
Nonequipment | Chilled Water System - Variable Speed Drives | Commercial | New | Miscellaneous | 9027.4109 | 0.2474 | 13 | 1.0305 | 1.0305 | 1898 | 9751.3042 | 3239.1066 | 1898 | 1.7066 | 9751.3042 | 1898 | 5.1377 | 3239.1066 | 9751.3042 | 0.33217 | 3239.1066 | 1.7998
Nonequipment | Chilled Water System - Variable Speed Drives | Commercial | New | Offices | 9027.4109 | 0.2474 | 13 | 1.0305 | 1.0305 | 1898 | 9751.3042 | 3239.1066 | 1898 | 1.7066 | 9751.3042 | 1898 | 5.1377 | 3239.1066 | 9751.3042 | 0.33217 | 3239.1066 | 1.7998
Nonequipment | Chilled Water System - Variable Speed Drives | Commercial | New | Restaurants | 9027.4109 | 0.2474 | 13 | 1.0305 | 1.0305 | 1898 | 9751.3042 | 3239.1066 | 1898 | 1.7066 | 9751.3042 | 1898 | 5.1377 | 3239.1066 | 9751.3042 | 0.33217 | 3239.1066 | 1.7998
Nonequipment | Chilled Water System - Variable Speed Drives | Commercial | New | Retail | 9027.4109 | 0.2474 | 13 | 1.0305 | 1.0305 | 1898 | 9751.3042 | 3239.1066 | 1898 | 1.7066 | 9751.3042 | 1898 | 5.1377 | 3239.1066 | 9751.3042 | 0.33217 | 3239.1066 | 1.7998
Nonequipment | Chilled Water System - Variable Speed Drives | Commercial | New | Schools K-12 | 9027.4109 | 0.2474 | 13 | 1.0305 | 1.0305 | 1898 | 9751.3042 | 3239.1066 | 1898 | 1.7066 | 9751.3042 | 1898 | 5.1377 | 3239.1066 | 9751.3042 | 0.33217 | 3239.1066 | 1.7998
Nonequipment | Chilled Water System - Variable Speed Drives | Commercial | New | Warehouse | 9027.4109 | 0.2474 | 13 | 1.0305 | 1.0305 | 1898 | 9751.3042 | 3239.1066 | 1898 | 1.7066 | 9751.3042 | 1898 | 5.1377 | 3239.1066 | 9751.3042 | 0.33217 | 3239.1066 | 1.7998
Nonequipment | Cool Roof | Commercial | Existing | Assembly | 0.17819 | 0.047044 | 15 | 7.5697e-05 | 0 | 1.5929 | 0.21295 | 0.076182 | 1.5929 | 0.047826 | 0.21295 | 1.5929 | 0.13369 | 0.076182 | 0.21295 | 0.35774 | 0.076182 | 76.5249
Nonequipment | Cool Roof | Commercial | Existing | College and University | 0.17819 | 0.016125 | 15 | 7.5697e-05 | 0 | 1.5929 | 0.21295 | 0.076182 | 1.5929 | 0.047826 | 0.21295 | 1.5929 | 0.13369 | 0.076182 | 0.21295 | 0.35774 | 0.076182 | 76.5249
Nonequipment | Cool Roof | Commercial | Existing | Grocery | 0.17819 | 0.005746 | 15 | 7.5697e-05 | 0 | 1.5929 | 0.21295 | 0.076182 | 1.5929 | 0.047826 | 0.21295 | 1.5929 | 0.13369 | 0.076182 | 0.21295 | 0.35774 | 0.076182 | 76.5249
Nonequipment | Cool Roof | Commercial | Existing | Healthcare | 0.17819 | 0.011814 | 15 | 7.5697e-05 | 0 | 1.5929 | 0.21295 | 0.076182 | 1.5929 | 0.047826 | 0.21295 | 1.5929 | 0.13369 | 0.076182 | 0.21295 | 0.35774 | 0.076182 | 76.5249
Nonequipment | Cool Roof | Commercial | Existing | Hospitals | 0.17819 | 0.0021918 | 15 | 7.5697e-05 | 0 | 1.5929 | 0.21295 | 0.076182 | 1.5929 | 0.047826 | 0.21295 | 1.5929 | 0.13369 | 0.076182 | 0.21295 | 0.35774 | 0.076182 | 76.5249
Nonequipment | Cool Roof | Commercial | Existing | Institutional | 0.17819 | 0.0031665 | 15 | 7.5697e-05 | 0 | 1.5929 | 0.21295 | 0.076182 | 1.5929 | 0.047826 | 0.21295 | 1.5929 | 0.13369 | 0.076182 | 0.21295 | 0.35774 | 0.076182 | 76.5249
Nonequipment | Cool Roof | Commercial | Existing | Lodging/Hospitality | 0.17819 | 0.0051313 | 15 | 0.00010041 | 0 | 1.5929 | 0.2144 | 0.085788 | 1.5929 | 0.053857 | 0.2144 | 1.5929 | 0.1346 | 0.085788 | 0.2144 | 0.40013 | 0.085788 | 76.5249
Nonequipment | Cool Roof | Commercial | Existing | Miscellaneous | 0.17819 | 0.0016617 | 15 | 2.2991e-05 | 0 | 1.5929 | 0.20986 | 0.05649 | 1.5929 | 0.035463 | 0.20986 | 1.5929 | 0.13174 | 0.05649 | 0.20986 | 0.26918 | 0.05649 | 76.5249
Nonequipment | Cool Roof | Commercial | Existing | Offices | 0.17819 | 0.0030617 | 15 | 7.5697e-05 | 0 | 1.5929 | 0.21295 | 0.076182 | 1.5929 | 0.047826 | 0.21295 | 1.5929 | 0.13369 | 0.076182 | 0.21295 | 0.35774 | 0.076182 | 76.5249
Nonequipment | Cool Roof | Commercial | Existing | Restaurants | 0.17819 | 0.0056831 | 15 | 7.5697e-05 | 0 | 1.5929 | 0.21295 | 0.076182 | 1.5929 | 0.047826 | 0.21295 | 1.5929 | 0.13369 | 0.076182 | 0.21295 | 0.35774 | 0.076182 | 76.5249
Nonequipment | Cool Roof | Commercial | Existing | Retail | 0.17819 | 0.029785 | 15 | 7.5697e-05 | 0 | 1.5929 | 0.21295 | 0.076182 | 1.5929 | 0.047826 | 0.21295 | 1.5929 | 0.13369 | 0.076182 | 0.21295 | 0.35774 | 0.076182 | 76.5249
Nonequipment | Cool Roof | Commercial | Existing | Schools K-12 | 0.17819 | 0.034899 | 15 | 7.5697e-05 | 0 | 1.5929 | 0.21295 | 0.076182 | 1.5929 | 0.047826 | 0.21295 | 1.5929 | 0.13369 | 0.076182 | 0.21295 | 0.35774 | 0.076182 | 76.5249
Nonequipment | Cool Roof | Commercial | Existing | Warehouse | 0.17819 | 0.12704 | 15 | 2.2991e-05 | 0 | 1.5929 | 0.20986 | 0.05649 | 1.5929 | 0.035463 | 0.20986 | 1.5929 | 0.13174 | 0.05649 | 0.20986 | 0.26918 | 0.05649 | 76.5249
Nonequipment | Cool Roof | Commercial | New | Assembly | 0.17775 | 0.046929 | 15 | 7.5512e-05 | 0 | 1.5929 | 0.21243 | 0.075996 | 1.5929 | 0.047709 | 0.21243 | 1.5929 | 0.13336 | 0.075996 | 0.21243 | 0.35774 | 0.075996 | 76.7126
Nonequipment | Cool Roof | Commercial | New | College and University | 0.17775 | 0.016085 | 15 | 7.5512e-05 | 0 | 1.5929 | 0.21243 | 0.075996 | 1.5929 | 0.047709 | 0.21243 | 1.5929 | 0.13336 | 0.075996 | 0.21243 | 0.35774 | 0.075996 | 76.7126
Nonequipment | Cool Roof | Commercial | New | Grocery | 0.17775 | 0.005732 | 15 | 7.5512e-05 | 0 | 1.5929 | 0.21243 | 0.075996 | 1.5929 | 0.047709 | 0.21243 | 1.5929 | 0.13336 | 0.075996 | 0.21243 | 0.35774 | 0.075996 | 76.7126
Nonequipment | Cool Roof | Commercial | New | Healthcare | 0.17775 | 0.011785 | 15 | 7.5512e-05 | 0 | 1.5929 | 0.21243 | 0.075996 | 1.5929 | 0.047709 | 0.21243 | 1.5929 | 0.13336 | 0.075996 | 0.21243 | 0.35774 | 0.075996 | 76.7126
Nonequipment | Cool Roof | Commercial | New | Hospitals | 0.17775 | 0.0021864 | 15 | 7.5512e-05 | 0 | 1.5929 | 0.21243 | 0.075996 | 1.5929 | 0.047709 | 0.21243 | 1.5929 | 0.13336 | 0.075996 | 0.21243 | 0.35774 | 0.075996 | 76.7126
Nonequipment | Cool Roof | Commercial | New | Institutional | 0.17775 | 0.0031588 | 15 | 7.5512e-05 | 0 | 1.5929 | 0.21243 | 0.075996 | 1.5929 | 0.047709 | 0.21243 | 1.5929 | 0.13336 | 0.075996 | 0.21243 | 0.35774 | 0.075996 | 76.7126
Nonequipment | Cool Roof | Commercial | New | Lodging/Hospitality | 0.17775 | 0.0051187 | 15 | 0.00010016 | 0 | 1.5929 | 0.21388 | 0.085579 | 1.5929 | 0.053725 | 0.21388 | 1.5929 | 0.13427 | 0.085579 | 0.21388 | 0.40013 | 0.085579 | 76.7126
Nonequipment | Cool Roof | Commercial | New | Miscellaneous | 0.17775 | 0.0016576 | 15 | 2.2935e-05 | 0 | 1.5929 | 0.20934 | 0.056351 | 1.5929 | 0.035377 | 0.20934 | 1.5929 | 0.13142 | 0.056351 | 0.20934 | 0.26918 | 0.056351 | 76.7126
Nonequipment | Cool Roof | Commercial | New | Offices | 0.17775 | 0.0030543 | 15 | 7.5512e-05 | 0 | 1.5929 | 0.21243 | 0.075996 | 1.5929 | 0.047709 | 0.21243 | 1.5929 | 0.13336 | 0.075996 | 0.21243 | 0.35774 | 0.075996 | 76.7126
Nonequipment | Cool Roof | Commercial | New | Restaurants | 0.17775 | 0.0056692 | 15 | 7.5512e-05 | 0 | 1.5929 | 0.21243 | 0.075996 | 1.5929 | 0.047709 | 0.21243 | 1.5929 | 0.13336 | 0.075996 | 0.21243 | 0.35774 | 0.075996 | 76.7126
Nonequipment | Cool Roof | Commercial | New | Retail | 0.17775 | 0.029713 | 15 | 7.5512e-05 | 0 | 1.5929 | 0.21243 | 0.075996 | 1.5929 | 0.047709 | 0.21243 | 1.5929 | 0.13336 | 0.075996 | 0.21243 | 0.35774 | 0.075996 | 76.7126
Nonequipment | Cool Roof | Commercial | New | Schools K-12 | 0.17775 | 0.034814 | 15 | 7.5512e-05 | 0 | 1.5929 | 0.21243 | 0.075996 | 1.5929 | 0.047709 | 0.21243 | 1.5929 | 0.13336 | 0.075996 | 0.21243 | 0.35774 | 0.075996 | 76.7126
Nonequipment | Cool Roof | Commercial | New | Warehouse | 0.17775 | 0.12673 | 15 | 2.2935e-05 | 0 | 1.5929 | 0.20934 | 0.056351 | 1.5929 | 0.035377 | 0.20934 | 1.5929 | 0.13142 | 0.056351 | 0.20934 | 0.26918 | 0.056351 | 76.7126
Nonequipment | Dedicated Outdoor Air System on VRF unit | Commercial | Existing | Assembly | 800.1307 | 0.16998 | 15 | 0.24347 | 0.24609 | 1000.58 | 950.5773 | 351.3071 | 1000.58 | 0.3511 | 950.5773 | 1000.58 | 0.95003 | 351.3071 | 950.5773 | 0.36957 | 351.3071 | 10.7048
Nonequipment | Dedicated Outdoor Air System on VRF unit | Commercial | Existing | College and University | 884.2265 | 0.17044 | 15 | 0.1876 | 0.13783 | 1000.58 | 1045.7013 | 373.9695 | 1000.58 | 0.37375 | 1045.7013 | 1000.58 | 1.0451 | 373.9695 | 1045.7013 | 0.35763 | 373.9695 | 9.6867
Nonequipment | Dedicated Outdoor Air System on VRF unit | Commercial | Existing | Grocery | 478.7875 | 0.16131 | 15 | 0.14569 | 0.14726 | 1000.58 | 568.8128 | 210.2175 | 1000.58 | 0.2101 | 568.8128 | 1000.58 | 0.56848 | 210.2175 | 568.8128 | 0.36957 | 210.2175 | 17.8895
Nonequipment | Dedicated Outdoor Air System on VRF unit | Commercial | Existing | Healthcare | 1721.9094 | 0.17131 | 15 | 0.52396 | 0.52959 | 1000.58 | 2045.6758 | 756.0252 | 1000.58 | 0.75559 | 2045.6758 | 1000.58 | 2.0445 | 756.0252 | 2045.6758 | 0.36957 | 756.0252 | 4.9743
Nonequipment | Dedicated Outdoor Air System on VRF unit | Commercial | Existing | Hospitals | 1640.5025 | 0.17062 | 15 | 0.49919 | 0.50455 | 1000.58 | 1948.9622 | 720.2825 | 1000.58 | 0.71987 | 1948.9622 | 1000.58 | 1.9478 | 720.2825 | 1948.9622 | 0.36957 | 720.2825 | 5.2211
Nonequipment | Dedicated Outdoor Air System on VRF unit | Commercial | Existing | Institutional | 442.6603 | 0.16722 | 15 | 0.1347 | 0.13614 | 1000.58 | 525.8926 | 194.3554 | 1000.58 | 0.19424 | 525.8926 | 1000.58 | 0.52559 | 194.3554 | 525.8926 | 0.36957 | 194.3554 | 19.3495
Nonequipment | Dedicated Outdoor Air System on VRF unit | Commercial | Existing | Lodging/Hospitality | 1302.9413 | 0.17171 | 15 | 0.27644 | 0.2031 | 1000.58 | 1540.8805 | 551.0582 | 1000.58 | 0.55074 | 1540.8805 | 1000.58 | 1.54 | 551.0582 | 1540.8805 | 0.35763 | 551.0582 | 6.5738
Nonequipment | Dedicated Outdoor Air System on VRF unit | Commercial | Existing | Miscellaneous | 446.692 | 0.17003 | 15 | 0.13592 | 0.13738 | 1000.58 | 530.6824 | 196.1256 | 1000.58 | 0.19601 | 530.6824 | 1000.58 | 0.53037 | 196.1256 | 530.6824 | 0.36957 | 196.1256 | 19.1749
Nonequipment | Dedicated Outdoor Air System on VRF unit | Commercial | Existing | Offices | 883.4693 | 0.17231 | 15 | 0.26883 | 0.27172 | 1000.58 | 1049.5859 | 387.8979 | 1000.58 | 0.38767 | 1049.5859 | 1000.58 | 1.049 | 387.8979 | 1049.5859 | 0.36957 | 387.8979 | 9.695
Nonequipment | Dedicated Outdoor Air System on VRF unit | Commercial | Existing | Restaurants | 1361.7563 | 0.16447 | 15 | 0.41437 | 0.41882 | 1000.58 | 1617.804 | 597.8956 | 1000.58 | 0.59755 | 1617.804 | 1000.58 | 1.6169 | 597.8956 | 1617.804 | 0.36957 | 597.8956 | 6.2899
Nonequipment | Dedicated Outdoor Air System on VRF unit | Commercial | Existing | Retail | 1049.061 | 0.16634 | 15 | 0.31922 | 0.32265 | 1000.58 | 1246.3133 | 460.6029 | 1000.58 | 0.46034 | 1246.3133 | 1000.58 | 1.2456 | 460.6029 | 1246.3133 | 0.36957 | 460.6029 | 8.1647
Nonequipment | Dedicated Outdoor Air System on VRF unit | Commercial | Existing | Schools K-12 | 915.6498 | 0.16589 | 15 | 0.27862 | 0.28162 | 1000.58 | 1087.8172 | 402.0271 | 1000.58 | 0.40179 | 1087.8172 | 1000.58 | 1.0872 | 402.0271 | 1087.8172 | 0.36957 | 402.0271 | 9.3543
Nonequipment | Dedicated Outdoor Air System on VRF unit | Commercial | Existing | Warehouse | 203.814 | 0.16447 | 15 | 0.062019 | 0.062685 | 1000.58 | 242.1366 | 89.487 | 1000.58 | 0.089435 | 242.1366 | 1000.58 | 0.242 | 89.487 | 242.1366 | 0.36957 | 89.487 | 42.0249
Nonequipment | Dedicated Outdoor Air System on VRF unit | Commercial | New | Assembly | 800.1307 | 0.16998 | 15 | 0.24347 | 0.24609 | 1000.58 | 950.5773 | 351.3071 | 1000.58 | 0.3511 | 950.5773 | 1000.58 | 0.95003 | 351.3071 | 950.5773 | 0.36957 | 351.3071 | 10.7048
Nonequipment | Dedicated Outdoor Air System on VRF unit | Commercial | New | College and University | 884.2265 | 0.17044 | 15 | 0.1876 | 0.13783 | 1000.58 | 1045.7013 | 373.9695 | 1000.58 | 0.37375 | 1045.7013 | 1000.58 | 1.0451 | 373.9695 | 1045.7013 | 0.35763 | 373.9695 | 9.6867
Nonequipment | Dedicated Outdoor Air System on VRF unit | Commercial | New | Grocery | 478.7875 | 0.16131 | 15 | 0.14569 | 0.14726 | 1000.58 | 568.8128 | 210.2175 | 1000.58 | 0.2101 | 568.8128 | 1000.58 | 0.56848 | 210.2175 | 568.8128 | 0.36957 | 210.2175 | 17.8895
Nonequipment | Dedicated Outdoor Air System on VRF unit | Commercial | New | Healthcare | 1721.9094 | 0.17131 | 15 | 0.52396 | 0.52959 | 1000.58 | 2045.6758 | 756.0252 | 1000.58 | 0.75559 | 2045.6758 | 1000.58 | 2.0445 | 756.0252 | 2045.6758 | 0.36957 | 756.0252 | 4.9743
Nonequipment | Dedicated Outdoor Air System on VRF unit | Commercial | New | Hospitals | 1640.5025 | 0.17062 | 15 | 0.49919 | 0.50455 | 1000.58 | 1948.9622 | 720.2825 | 1000.58 | 0.71987 | 1948.9622 | 1000.58 | 1.9478 | 720.2825 | 1948.9622 | 0.36957 | 720.2825 | 5.2211
Nonequipment | Dedicated Outdoor Air System on VRF unit | Commercial | New | Institutional | 442.6603 | 0.16722 | 15 | 0.1347 | 0.13614 | 1000.58 | 525.8926 | 194.3554 | 1000.58 | 0.19424 | 525.8926 | 1000.58 | 0.52559 | 194.3554 | 525.8926 | 0.36957 | 194.3554 | 19.3495
Nonequipment | Dedicated Outdoor Air System on VRF unit | Commercial | New | Lodging/Hospitality | 1302.9413 | 0.17171 | 15 | 0.27644 | 0.2031 | 1000.58 | 1540.8805 | 551.0582 | 1000.58 | 0.55074 | 1540.8805 | 1000.58 | 1.54 | 551.0582 | 1540.8805 | 0.35763 | 551.0582 | 6.5738
Nonequipment | Dedicated Outdoor Air System on VRF unit | Commercial | New | Miscellaneous | 446.692 | 0.17003 | 15 | 0.13592 | 0.13738 | 1000.58 | 530.6824 | 196.1256 | 1000.58 | 0.19601 | 530.6824 | 1000.58 | 0.53037 | 196.1256 | 530.6824 | 0.36957 | 196.1256 | 19.1749
Nonequipment | Dedicated Outdoor Air System on VRF unit | Commercial | New | Offices | 883.4693 | 0.17231 | 15 | 0.26883 | 0.27172 | 1000.58 | 1049.5859 | 387.8979 | 1000.58 | 0.38767 | 1049.5859 | 1000.58 | 1.049 | 387.8979 | 1049.5859 | 0.36957 | 387.8979 | 9.695
Nonequipment | Dedicated Outdoor Air System on VRF unit | Commercial | New | Restaurants | 1361.7563 | 0.16447 | 15 | 0.41437 | 0.41882 | 1000.58 | 1617.804 | 597.8956 | 1000.58 | 0.59755 | 1617.804 | 1000.58 | 1.6169 | 597.8956 | 1617.804 | 0.36957 | 597.8956 | 6.2899
Nonequipment | Dedicated Outdoor Air System on VRF unit | Commercial | New | Retail | 1049.061 | 0.16634 | 15 | 0.31922 | 0.32265 | 1000.58 | 1246.3133 | 460.6029 | 1000.58 | 0.46034 | 1246.3133 | 1000.58 | 1.2456 | 460.6029 | 1246.3133 | 0.36957 | 460.6029 | 8.1647
Nonequipment | Dedicated Outdoor Air System on VRF unit | Commercial | New | Schools K-12 | 915.6498 | 0.16589 | 15 | 0.27862 | 0.28162 | 1000.58 | 1087.8172 | 402.0271 | 1000.58 | 0.40179 | 1087.8172 | 1000.58 | 1.0872 | 402.0271 | 1087.8172 | 0.36957 | 402.0271 | 9.3543
Nonequipment | Dedicated Outdoor Air System on VRF unit | Commercial | New | Warehouse | 203.814 | 0.16447 | 15 | 0.062019 | 0.062685 | 1000.58 | 242.1366 | 89.487 | 1000.58 | 0.089435 | 242.1366 | 1000.58 | 0.242 | 89.487 | 242.1366 | 0.36957 | 89.487 | 42.0249
Nonequipment | Destratification Fans | Commercial | Existing | Assembly | 735.7157 | 0.14469 | 10 | 0 | 0.14896 | 6800 | 664.3224 | 212.4818 | 6800 | 0.031247 | 664.3224 | 6800 | 0.097694 | 212.4818 | 664.3224 | 0.31985 | 212.4818 | 79.1203
Nonequipment | Destratification Fans | Commercial | Existing | College and University | 1338.3629 | 0.15612 | 10 | 0 | 0.27098 | 6800 | 1208.4891 | 386.5322 | 6800 | 0.056843 | 1208.4891 | 6800 | 0.17772 | 386.5322 | 1208.4891 | 0.31985 | 386.5322 | 43.4935
Nonequipment | Destratification Fans | Commercial | Existing | Grocery | 482.0318 | 0.1254 | 10 | 0 | 0.097597 | 6800 | 435.2558 | 139.2155 | 6800 | 0.020473 | 435.2558 | 6800 | 0.064008 | 139.2155 | 435.2558 | 0.31985 | 139.2155 | 120.7598
Nonequipment | Destratification Fans | Commercial | Existing | Healthcare | 1205.6288 | 0.14555 | 10 | 0 | 0.2441 | 6800 | 1088.6354 | 348.1973 | 6800 | 0.051205 | 1088.6354 | 6800 | 0.16009 | 348.1973 | 1088.6354 | 0.31985 | 348.1973 | 48.2819
Nonequipment | Destratification Fans | Commercial | Existing | Hospitals | 2380.6816 | 0.15606 | 10 | 0 | 0.48202 | 6800 | 2149.662 | 687.5639 | 6800 | 0.10111 | 2149.662 | 6800 | 0.31613 | 687.5639 | 2149.662 | 0.31985 | 687.5639 | 24.451
Nonequipment | Destratification Fans | Commercial | Existing | Institutional | 265.0099 | 0.12704 | 10 | 0 | 0.053656 | 6800 | 239.2935 | 76.5374 | 6800 | 0.011256 | 239.2935 | 6800 | 0.03519 | 76.5374 | 239.2935 | 0.31985 | 76.5374 | 219.6524
Nonequipment | Destratification Fans | Commercial | Existing | Lodging/Hospitality | 399.777 | 0.13147 | 10 | 0 | 0.080943 | 6800 | 360.9829 | 115.4595 | 6800 | 0.016979 | 360.9829 | 6800 | 0.053086 | 115.4595 | 360.9829 | 0.31985 | 115.4595 | 145.6063
Nonequipment | Destratification Fans | Commercial | Existing | Miscellaneous | 610.9687 | 0.15256 | 10 | 0 | 0.1237 | 6800 | 551.6807 | 176.4537 | 6800 | 0.025949 | 551.6807 | 6800 | 0.08113 | 176.4537 | 551.6807 | 0.31985 | 176.4537 | 95.275
Nonequipment | Destratification Fans | Commercial | Existing | Offices | 133.8104 | 0.12132 | 10 | 0 | 0.027093 | 6800 | 120.8256 | 38.6458 | 6800 | 0.0056832 | 120.8256 | 6800 | 0.017768 | 38.6458 | 120.8256 | 0.31985 | 38.6458 | 435.0188
Nonequipment | Destratification Fans | Commercial | Existing | Restaurants | 1057.5728 | 0.12587 | 10 | 0 | 0.21413 | 6800 | 954.9467 | 305.4373 | 6800 | 0.044917 | 954.9467 | 6800 | 0.14043 | 305.4373 | 954.9467 | 0.31985 | 305.4373 | 55.0412
Nonequipment | Destratification Fans | Commercial | Existing | Retail | 1265.5698 | 0.13885 | 10 | 0 | 0.25624 | 6800 | 1142.7598 | 365.5088 | 6800 | 0.053751 | 1142.7598 | 6800 | 0.16805 | 365.5088 | 1142.7598 | 0.31985 | 365.5088 | 45.9951
Nonequipment | Destratification Fans | Commercial | Existing | Schools K-12 | 4001.5926 | 0.16227 | 10 | 0 | 0.8102 | 6800 | 3613.281 | 1155.6987 | 6800 | 0.16996 | 3613.281 | 6800 | 0.53136 | 1155.6987 | 3613.281 | 0.31985 | 1155.6987 | 14.5467
Nonequipment | Destratification Fans | Commercial | Existing | Warehouse | 438.6558 | 0.1462 | 10 | 0 | 0.088814 | 6800 | 396.089 | 126.6881 | 6800 | 0.018631 | 396.089 | 6800 | 0.058248 | 126.6881 | 396.089 | 0.31985 | 126.6881 | 132.701
Nonequipment | Destratification Fans | Commercial | New | Assembly | 735.7157 | 0.14469 | 10 | 0 | 0.14896 | 6800 | 664.3224 | 212.4818 | 6800 | 0.031247 | 664.3224 | 6800 | 0.097694 | 212.4818 | 664.3224 | 0.31985 | 212.4818 | 79.1203
Nonequipment | Destratification Fans | Commercial | New | College and University | 1338.3629 | 0.15612 | 10 | 0 | 0.27098 | 6800 | 1208.4891 | 386.5322 | 6800 | 0.056843 | 1208.4891 | 6800 | 0.17772 | 386.5322 | 1208.4891 | 0.31985 | 386.5322 | 43.4935
Nonequipment | Destratification Fans | Commercial | New | Grocery | 482.0318 | 0.1254 | 10 | 0 | 0.097597 | 6800 | 435.2558 | 139.2155 | 6800 | 0.020473 | 435.2558 | 6800 | 0.064008 | 139.2155 | 435.2558 | 0.31985 | 139.2155 | 120.7598
Nonequipment | Destratification Fans | Commercial | New | Healthcare | 1205.6288 | 0.14555 | 10 | 0 | 0.2441 | 6800 | 1088.6354 | 348.1973 | 6800 | 0.051205 | 1088.6354 | 6800 | 0.16009 | 348.1973 | 1088.6354 | 0.31985 | 348.1973 | 48.2819
Nonequipment | Destratification Fans | Commercial | New | Hospitals | 2380.6816 | 0.15606 | 10 | 0 | 0.48202 | 6800 | 2149.662 | 687.5639 | 6800 | 0.10111 | 2149.662 | 6800 | 0.31613 | 687.5639 | 2149.662 | 0.31985 | 687.5639 | 24.451
Nonequipment | Destratification Fans | Commercial | New | Institutional | 265.0099 | 0.12704 | 10 | 0 | 0.053656 | 6800 | 239.2935 | 76.5374 | 6800 | 0.011256 | 239.2935 | 6800 | 0.03519 | 76.5374 | 239.2935 | 0.31985 | 76.5374 | 219.6524
Nonequipment | Destratification Fans | Commercial | New | Lodging/Hospitality | 399.777 | 0.13147 | 10 | 0 | 0.080943 | 6800 | 360.9829 | 115.4595 | 6800 | 0.016979 | 360.9829 | 6800 | 0.053086 | 115.4595 | 360.9829 | 0.31985 | 115.4595 | 145.6063
Nonequipment | Destratification Fans | Commercial | New | Miscellaneous | 610.9687 | 0.15256 | 10 | 0 | 0.1237 | 6800 | 551.6807 | 176.4537 | 6800 | 0.025949 | 551.6807 | 6800 | 0.08113 | 176.4537 | 551.6807 | 0.31985 | 176.4537 | 95.275
Nonequipment | Destratification Fans | Commercial | New | Offices | 133.8104 | 0.12132 | 10 | 0 | 0.027093 | 6800 | 120.8256 | 38.6458 | 6800 | 0.0056832 | 120.8256 | 6800 | 0.017768 | 38.6458 | 120.8256 | 0.31985 | 38.6458 | 435.0188
Nonequipment | Destratification Fans | Commercial | New | Restaurants | 1057.5728 | 0.12587 | 10 | 0 | 0.21413 | 6800 | 954.9467 | 305.4373 | 6800 | 0.044917 | 954.9467 | 6800 | 0.14043 | 305.4373 | 954.9467 | 0.31985 | 305.4373 | 55.0412
Nonequipment | Destratification Fans | Commercial | New | Retail | 1265.5698 | 0.13885 | 10 | 0 | 0.25624 | 6800 | 1142.7598 | 365.5088 | 6800 | 0.053751 | 1142.7598 | 6800 | 0.16805 | 365.5088 | 1142.7598 | 0.31985 | 365.5088 | 45.9951
Nonequipment | Destratification Fans | Commercial | New | Schools K-12 | 4001.5926 | 0.16227 | 10 | 0 | 0.8102 | 6800 | 3613.281 | 1155.6987 | 6800 | 0.16996 | 3613.281 | 6800 | 0.53136 | 1155.6987 | 3613.281 | 0.31985 | 1155.6987 | 14.5467
Nonequipment | Destratification Fans | Commercial | New | Warehouse | 438.6558 | 0.1462 | 10 | 0 | 0.088814 | 6800 | 396.089 | 126.6881 | 6800 | 0.018631 | 396.089 | 6800 | 0.058248 | 126.6881 | 396.089 | 0.31985 | 126.6881 | 132.701
Nonequipment | Duct Insulation | Commercial | Existing | Assembly | 983.3201 | 0.020453 | 15 | 0.26713 | 0.57411 | 18520.6472 | 1166.3272 | 420.4076 | 18520.6472 | 0.022699 | 1166.3272 | 18520.6472 | 0.062974 | 420.4076 | 1166.3272 | 0.36045 | 420.4076 | 161.2317
Nonequipment | Duct Insulation | Commercial | Existing | College and University | 5872.9828 | 0.020453 | 15 | 1.5955 | 3.429 | 72990.798 | 6966.012 | 2510.9287 | 72990.798 | 0.034401 | 6966.012 | 72990.798 | 0.095437 | 2510.9287 | 6966.012 | 0.36045 | 2510.9287 | 106.3894
Nonequipment | Duct Insulation | Commercial | Existing | Grocery | 2367.4384 | 0.020453 | 15 | 0.64315 | 1.3822 | 4529.1185 | 2808.0457 | 1012.172 | 4529.1185 | 0.22348 | 2808.0457 | 4529.1185 | 0.62 | 1012.172 | 2808.0457 | 0.36045 | 1012.172 | 16.3766
Nonequipment | Duct Insulation | Commercial | Existing | Healthcare | 4132.3741 | 0.020453 | 15 | 1.1226 | 2.4127 | 19341.0859 | 4901.4561 | 1766.7507 | 19341.0859 | 0.091347 | 4901.4561 | 19341.0859 | 0.25342 | 1766.7507 | 4901.4561 | 0.36045 | 1766.7507 | 40.0655
Nonequipment | Duct Insulation | Commercial | Existing | Hospitals | 43058.6877 | 0.020453 | 15 | 11.6976 | 25.1399 | 201531.0716 | 51072.4014 | 18409.2643 | 201531.0716 | 0.091347 | 51072.4014 | 201531.0716 | 0.25342 | 18409.2643 | 51072.4014 | 0.36045 | 18409.2643 | 40.0655
Nonequipment | Duct Insulation | Commercial | Existing | Institutional | 4777.0684 | 0.020453 | 15 | 1.2978 | 2.7891 | 19830.8626 | 5666.1354 | 2042.3826 | 19830.8626 | 0.10299 | 5666.1354 | 19830.8626 | 0.28572 | 2042.3826 | 5666.1354 | 0.36045 | 2042.3826 | 35.5361
Nonequipment | Duct Insulation | Commercial | Existing | Lodging/Hospitality | 3918.7435 | 0.020453 | 15 | 1.0646 | 2.288 | 32495.3786 | 4648.0664 | 1675.4153 | 32495.3786 | 0.051559 | 4648.0664 | 32495.3786 | 0.14304 | 1675.4153 | 4648.0664 | 0.36045 | 1675.4153 | 70.9846
Nonequipment | Duct Insulation | Commercial | Existing | Miscellaneous | 45543.0611 | 0.020453 | 15 | 12.3725 | 26.5904 | 277506.4746 | 54019.145 | 19471.4306 | 277506.4746 | 0.070166 | 54019.145 | 277506.4746 | 0.19466 | 19471.4306 | 54019.145 | 0.36045 | 19471.4306 | 52.1603
Nonequipment | Duct Insulation | Commercial | Existing | Offices | 3404.3613 | 0.020453 | 15 | 0.92485 | 1.9876 | 15442.5127 | 4037.9519 | 1455.4969 | 15442.5127 | 0.094253 | 4037.9519 | 15442.5127 | 0.26148 | 1455.4969 | 4037.9519 | 0.36045 | 1455.4969 | 38.8304
Nonequipment | Duct Insulation | Commercial | Existing | Restaurants | 2466.8853 | 0.020453 | 15 | 0.67017 | 1.4403 | 4882.9475 | 2926.0008 | 1054.6894 | 4882.9475 | 0.21599 | 2926.0008 | 4882.9475 | 0.59923 | 1054.6894 | 2926.0008 | 0.36045 | 1054.6894 | 16.9442
Nonequipment | Duct Insulation | Commercial | Existing | Retail | 1077.4754 | 0.020453 | 15 | 0.29271 | 0.62909 | 11000.3969 | 1278.0059 | 460.6627 | 11000.3969 | 0.041877 | 1278.0059 | 11000.3969 | 0.11618 | 460.6627 | 1278.0059 | 0.36045 | 460.6627 | 87.3957
Nonequipment | Duct Insulation | Commercial | Existing | Schools K-12 | 4026.6263 | 0.020453 | 15 | 1.0939 | 2.351 | 50043.8492 | 4776.0274 | 1721.5394 | 50043.8492 | 0.034401 | 4776.0274 | 50043.8492 | 0.095437 | 1721.5394 | 4776.0274 | 0.36045 | 1721.5394 | 106.3894
Nonequipment | Duct Insulation | Commercial | Existing | Warehouse | 400.0066 | 0.020453 | 15 | 0.10867 | 0.23354 | 15441.5127 | 474.4524 | 171.0184 | 15441.5127 | 0.011075 | 474.4524 | 15441.5127 | 0.030726 | 171.0184 | 474.4524 | 0.36045 | 171.0184 | 330.4546
Nonequipment | Duct Insulation | Commercial | New | Assembly | 983.3201 | 0.020453 | 15 | 0.26713 | 0.57411 | 18520.6472 | 1166.3272 | 420.4076 | 18520.6472 | 0.022699 | 1166.3272 | 18520.6472 | 0.062974 | 420.4076 | 1166.3272 | 0.36045 | 420.4076 | 161.2317
Nonequipment | Duct Insulation | Commercial | New | College and University | 5872.9828 | 0.020453 | 15 | 1.5955 | 3.429 | 72990.798 | 6966.012 | 2510.9287 | 72990.798 | 0.034401 | 6966.012 | 72990.798 | 0.095437 | 2510.9287 | 6966.012 | 0.36045 | 2510.9287 | 106.3894
Nonequipment | Duct Insulation | Commercial | New | Grocery | 2367.4384 | 0.020453 | 15 | 0.64315 | 1.3822 | 4529.1185 | 2808.0457 | 1012.172 | 4529.1185 | 0.22348 | 2808.0457 | 4529.1185 | 0.62 | 1012.172 | 2808.0457 | 0.36045 | 1012.172 | 16.3766
Nonequipment | Duct Insulation | Commercial | New | Healthcare | 4132.3741 | 0.020453 | 15 | 1.1226 | 2.4127 | 19341.0859 | 4901.4561 | 1766.7507 | 19341.0859 | 0.091347 | 4901.4561 | 19341.0859 | 0.25342 | 1766.7507 | 4901.4561 | 0.36045 | 1766.7507 | 40.0655
Nonequipment | Duct Insulation | Commercial | New | Hospitals | 43058.6877 | 0.020453 | 15 | 11.6976 | 25.1399 | 201531.0716 | 51072.4014 | 18409.2643 | 201531.0716 | 0.091347 | 51072.4014 | 201531.0716 | 0.25342 | 18409.2643 | 51072.4014 | 0.36045 | 18409.2643 | 40.0655
Nonequipment | Duct Insulation | Commercial | New | Institutional | 4777.0684 | 0.020453 | 15 | 1.2978 | 2.7891 | 19830.8626 | 5666.1354 | 2042.3826 | 19830.8626 | 0.10299 | 5666.1354 | 19830.8626 | 0.28572 | 2042.3826 | 5666.1354 | 0.36045 | 2042.3826 | 35.5361
Nonequipment | Duct Insulation | Commercial | New | Lodging/Hospitality | 3918.7435 | 0.020453 | 15 | 1.0646 | 2.288 | 32495.3786 | 4648.0664 | 1675.4153 | 32495.3786 | 0.051559 | 4648.0664 | 32495.3786 | 0.14304 | 1675.4153 | 4648.0664 | 0.36045 | 1675.4153 | 70.9846
Nonequipment | Duct Insulation | Commercial | New | Miscellaneous | 45543.0611 | 0.020453 | 15 | 12.3725 | 26.5904 | 277506.4746 | 54019.145 | 19471.4306 | 277506.4746 | 0.070166 | 54019.145 | 277506.4746 | 0.19466 | 19471.4306 | 54019.145 | 0.36045 | 19471.4306 | 52.1603
Nonequipment | Duct Insulation | Commercial | New | Offices | 3404.3613 | 0.020453 | 15 | 0.92485 | 1.9876 | 15442.5127 | 4037.9519 | 1455.4969 | 15442.5127 | 0.094253 | 4037.9519 | 15442.5127 | 0.26148 | 1455.4969 | 4037.9519 | 0.36045 | 1455.4969 | 38.8304
Nonequipment | Duct Insulation | Commercial | New | Restaurants | 2466.8853 | 0.020453 | 15 | 0.67017 | 1.4403 | 4882.9475 | 2926.0008 | 1054.6894 | 4882.9475 | 0.21599 | 2926.0008 | 4882.9475 | 0.59923 | 1054.6894 | 2926.0008 | 0.36045 | 1054.6894 | 16.9442
Nonequipment | Duct Insulation | Commercial | New | Retail | 1077.4754 | 0.020453 | 15 | 0.29271 | 0.62909 | 11000.3969 | 1278.0059 | 460.6627 | 11000.3969 | 0.041877 | 1278.0059 | 11000.3969 | 0.11618 | 460.6627 | 1278.0059 | 0.36045 | 460.6627 | 87.3957
Nonequipment | Duct Insulation | Commercial | New | Schools K-12 | 4026.6263 | 0.020453 | 15 | 1.0939 | 2.351 | 50043.8492 | 4776.0274 | 1721.5394 | 50043.8492 | 0.034401 | 4776.0274 | 50043.8492 | 0.095437 | 1721.5394 | 4776.0274 | 0.36045 | 1721.5394 | 106.3894
Nonequipment | Duct Insulation | Commercial | New | Warehouse | 400.0066 | 0.020453 | 15 | 0.10867 | 0.23354 | 15441.5127 | 474.4524 | 171.0184 | 15441.5127 | 0.011075 | 474.4524 | 15441.5127 | 0.030726 | 171.0184 | 474.4524 | 0.36045 | 171.0184 | 330.4546
Nonequipment | Duct Sealing Repair | Commercial | Existing | Assembly | 5769.3882 | 0.12 | 15 | 1.1367 | 4.0258 | 2119.3979 | 6817.8444 | 2341.0055 | 2119.3979 | 1.1046 | 6817.8444 | 2119.3979 | 3.2169 | 2341.0055 | 6817.8444 | 0.34336 | 2341.0055 | 3.1446
Nonequipment | Duct Sealing Repair | Commercial | Existing | College and University | 34458.2784 | 0.12 | 15 | 6.789 | 24.0448 | 8352.6531 | 40720.293 | 13981.9019 | 8352.6531 | 1.6739 | 40720.293 | 8352.6531 | 4.8751 | 13981.9019 | 40720.293 | 0.34336 | 13981.9019 | 2.075
Nonequipment | Duct Sealing Repair | Commercial | Existing | Grocery | 13890.361 | 0.12 | 15 | 2.7367 | 9.6926 | 518.2866 | 16414.6207 | 5636.1976 | 518.2866 | 10.8747 | 16414.6207 | 518.2866 | 31.6709 | 5636.1976 | 16414.6207 | 0.34336 | 5636.1976 | 0.31941
Nonequipment | Duct Sealing Repair | Commercial | Existing | Healthcare | 24245.6858 | 0.12 | 15 | 4.7769 | 16.9185 | 2213.2842 | 28651.7922 | 9838.0075 | 2213.2842 | 4.445 | 28651.7922 | 2213.2842 | 12.9454 | 9838.0075 | 28651.7922 | 0.34336 | 9838.0075 | 0.78143
Nonequipment | Duct Sealing Repair | Commercial | Existing | Hospitals | 252636.2315 | 0.12 | 15 | 49.7747 | 176.288 | 23062.0732 | 298547.1667 | 102510.4901 | 23062.0732 | 4.445 | 298547.1667 | 23062.0732 | 12.9454 | 102510.4901 | 298547.1667 | 0.34336 | 102510.4901 | 0.78143
Nonequipment | Duct Sealing Repair | Commercial | Existing | Institutional | 28028.271 | 0.12 | 15 | 5.5222 | 19.558 | 2269.3315 | 33121.7769 | 11372.8414 | 2269.3315 | 5.0115 | 33121.7769 | 2269.3315 | 14.5954 | 11372.8414 | 33121.7769 | 0.34336 | 11372.8414 | 0.69309
Nonequipment | Duct Sealing Repair | Commercial | Existing | Lodging/Hospitality | 22992.2611 | 0.12 | 15 | 4.53 | 16.0439 | 3718.5869 | 27170.5859 | 9329.4139 | 3718.5869 | 2.5089 | 27170.5859 | 3718.5869 | 7.3067 | 9329.4139 | 27170.5859 | 0.34336 | 9329.4139 | 1.3845
Nonequipment | Duct Sealing Repair | Commercial | Existing | Miscellaneous | 267212.6796 | 0.12 | 15 | 52.6466 | 186.4593 | 31756.2676 | 315772.5554 | 108425.0766 | 31756.2676 | 3.4143 | 315772.5554 | 31756.2676 | 9.9436 | 108425.0766 | 315772.5554 | 0.34336 | 108425.0766 | 1.0173
Nonequipment | Duct Sealing Repair | Commercial | Existing | Offices | 19974.2506 | 0.12 | 15 | 3.9354 | 13.9379 | 1767.1536 | 23604.12 | 8104.8162 | 1767.1536 | 4.5864 | 23604.12 | 1767.1536 | 13.3571 | 8104.8162 | 23604.12 | 0.34336 | 8104.8162 | 0.75734
Nonequipment | Duct Sealing Repair | Commercial | Existing | Restaurants | 14473.841 | 0.12 | 15 | 2.8517 | 10.0998 | 558.7768 | 17104.135 | 5872.9523 | 558.7768 | 10.5104 | 17104.135 | 558.7768 | 30.61 | 5872.9523 | 17104.135 | 0.34336 | 5872.9523 | 0.33048
Nonequipment | Duct Sealing Repair | Commercial | Existing | Retail | 6321.8213 | 0.12 | 15 | 1.2455 | 4.4113 | 1258.8231 | 7470.6697 | 2565.1625 | 1258.8231 | 2.0377 | 7470.6697 | 1258.8231 | 5.9346 | 2565.1625 | 7470.6697 | 0.34336 | 2565.1625 | 1.7046
Nonequipment | Duct Sealing Repair | Commercial | Existing | Schools K-12 | 23625.2368 | 0.12 | 15 | 4.6547 | 16.4855 | 5726.7344 | 27918.5905 | 9586.2521 | 5726.7344 | 1.6739 | 27918.5905 | 5726.7344 | 4.8751 | 9586.2521 | 27918.5905 | 0.34336 | 9586.2521 | 2.075
Nonequipment | Duct Sealing Repair | Commercial | Existing | Warehouse | 2346.9401 | 0.12 | 15 | 0.4624 | 1.6377 | 1767.0392 | 2773.4435 | 952.302 | 1767.0392 | 0.53893 | 2773.4435 | 1767.0392 | 1.5695 | 952.302 | 2773.4435 | 0.34336 | 952.302 | 6.4452
Nonequipment | Duct Sealing Repair | Commercial | New | Assembly | 5769.3882 | 0.12 | 15 | 1.1367 | 4.0258 | 2119.3979 | 6817.8444 | 2341.0055 | 2119.3979 | 1.1046 | 6817.8444 | 2119.3979 | 3.2169 | 2341.0055 | 6817.8444 | 0.34336 | 2341.0055 | 3.1446
Nonequipment | Duct Sealing Repair | Commercial | New | College and University | 34458.2784 | 0.12 | 15 | 6.789 | 24.0448 | 8352.6531 | 40720.293 | 13981.9019 | 8352.6531 | 1.6739 | 40720.293 | 8352.6531 | 4.8751 | 13981.9019 | 40720.293 | 0.34336 | 13981.9019 | 2.075
Nonequipment | Duct Sealing Repair | Commercial | New | Grocery | 13890.361 | 0.12 | 15 | 2.7367 | 9.6926 | 518.2866 | 16414.6207 | 5636.1976 | 518.2866 | 10.8747 | 16414.6207 | 518.2866 | 31.6709 | 5636.1976 | 16414.6207 | 0.34336 | 5636.1976 | 0.31941
Nonequipment | Duct Sealing Repair | Commercial | New | Healthcare | 24245.6858 | 0.12 | 15 | 4.7769 | 16.9185 | 2213.2842 | 28651.7922 | 9838.0075 | 2213.2842 | 4.445 | 28651.7922 | 2213.2842 | 12.9454 | 9838.0075 | 28651.7922 | 0.34336 | 9838.0075 | 0.78143
Nonequipment | Duct Sealing Repair | Commercial | New | Hospitals | 252636.2315 | 0.12 | 15 | 49.7747 | 176.288 | 23062.0732 | 298547.1667 | 102510.4901 | 23062.0732 | 4.445 | 298547.1667 | 23062.0732 | 12.9454 | 102510.4901 | 298547.1667 | 0.34336 | 102510.4901 | 0.78143
Nonequipment | Duct Sealing Repair | Commercial | New | Institutional | 28028.271 | 0.12 | 15 | 5.5222 | 19.558 | 2269.3315 | 33121.7769 | 11372.8414 | 2269.3315 | 5.0115 | 33121.7769 | 2269.3315 | 14.5954 | 11372.8414 | 33121.7769 | 0.34336 | 11372.8414 | 0.69309
Nonequipment | Duct Sealing Repair | Commercial | New | Lodging/Hospitality | 22992.2611 | 0.12 | 15 | 4.53 | 16.0439 | 3718.5869 | 27170.5859 | 9329.4139 | 3718.5869 | 2.5089 | 27170.5859 | 3718.5869 | 7.3067 | 9329.4139 | 27170.5859 | 0.34336 | 9329.4139 | 1.3845
Nonequipment | Duct Sealing Repair | Commercial | New | Miscellaneous | 267212.6796 | 0.12 | 15 | 52.6466 | 186.4593 | 31756.2676 | 315772.5554 | 108425.0766 | 31756.2676 | 3.4143 | 315772.5554 | 31756.2676 | 9.9436 | 108425.0766 | 315772.5554 | 0.34336 | 108425.0766 | 1.0173
Nonequipment | Duct Sealing Repair | Commercial | New | Offices | 19974.2506 | 0.12 | 15 | 3.9354 | 13.9379 | 1767.1536 | 23604.12 | 8104.8162 | 1767.1536 | 4.5864 | 23604.12 | 1767.1536 | 13.3571 | 8104.8162 | 23604.12 | 0.34336 | 8104.8162 | 0.75734
Nonequipment | Duct Sealing Repair | Commercial | New | Restaurants | 14473.841 | 0.12 | 15 | 2.8517 | 10.0998 | 558.7768 | 17104.135 | 5872.9523 | 558.7768 | 10.5104 | 17104.135 | 558.7768 | 30.61 | 5872.9523 | 17104.135 | 0.34336 | 5872.9523 | 0.33048
Nonequipment | Duct Sealing Repair | Commercial | New | Retail | 6321.8213 | 0.12 | 15 | 1.2455 | 4.4113 | 1258.8231 | 7470.6697 | 2565.1625 | 1258.8231 | 2.0377 | 7470.6697 | 1258.8231 | 5.9346 | 2565.1625 | 7470.6697 | 0.34336 | 2565.1625 | 1.7046
Nonequipment | Duct Sealing Repair | Commercial | New | Schools K-12 | 23625.2368 | 0.12 | 15 | 4.6547 | 16.4855 | 5726.7344 | 27918.5905 | 9586.2521 | 5726.7344 | 1.6739 | 27918.5905 | 5726.7344 | 4.8751 | 9586.2521 | 27918.5905 | 0.34336 | 9586.2521 | 2.075
Nonequipment | Duct Sealing Repair | Commercial | New | Warehouse | 2346.9401 | 0.12 | 15 | 0.4624 | 1.6377 | 1767.0392 | 2773.4435 | 952.302 | 1767.0392 | 0.53893 | 2773.4435 | 1767.0392 | 1.5695 | 952.302 | 2773.4435 | 0.34336 | 952.302 | 6.4452
Nonequipment | ECM Motors on Furnaces | Commercial | Existing | Assembly | 462.9948 | 0.017064 | 15 | 0 | 0 | 287 | 541.7763 | 158.6371 | 287 | 0.55274 | 541.7763 | 287 | 1.8877 | 158.6371 | 541.7763 | 0.29281 | 158.6371 | 5.3063
Nonequipment | ECM Motors on Furnaces | Commercial | Existing | College and University | 462.9948 | 0.017064 | 15 | 0 | 0.070648 | 287 | 541.7763 | 166.9443 | 287 | 0.58169 | 541.7763 | 287 | 1.8877 | 166.9443 | 541.7763 | 0.30814 | 166.9443 | 5.3063
Nonequipment | ECM Motors on Furnaces | Commercial | Existing | Grocery | 796.3511 | 0.017064 | 15 | 0 | 0.090908 | 287 | 931.8552 | 282.4633 | 287 | 0.98419 | 931.8552 | 287 | 3.2469 | 282.4633 | 931.8552 | 0.30312 | 282.4633 | 3.0851
Nonequipment | ECM Motors on Furnaces | Commercial | Existing | Healthcare | 725.9759 | 0.017064 | 15 | 0 | 0 | 287 | 849.5052 | 248.743 | 287 | 0.8667 | 849.5052 | 287 | 2.9599 | 248.743 | 849.5052 | 0.29281 | 248.743 | 3.3841
Nonequipment | ECM Motors on Furnaces | Commercial | Existing | Hospitals | 825.9828 | 0.017064 | 15 | 0 | 0.12604 | 287 | 966.5289 | 297.8287 | 287 | 1.0377 | 966.5289 | 287 | 3.3677 | 297.8287 | 966.5289 | 0.30814 | 297.8287 | 2.9744
Nonequipment | ECM Motors on Furnaces | Commercial | Existing | Institutional | 403.7315 | 0.017064 | 15 | 0 | 0 | 287 | 472.4289 | 138.3315 | 287 | 0.48199 | 472.4289 | 287 | 1.6461 | 138.3315 | 472.4289 | 0.29281 | 138.3315 | 6.0852
Nonequipment | ECM Motors on Furnaces | Commercial | Existing | Lodging/Hospitality | 488.9225 | 0.017064 | 15 | 0 | 0.055813 | 287 | 572.1157 | 173.4194 | 287 | 0.60425 | 572.1157 | 287 | 1.9934 | 173.4194 | 572.1157 | 0.30312 | 173.4194 | 5.0249
Nonequipment | ECM Motors on Furnaces | Commercial | Existing | Miscellaneous | 255.5731 | 0.017064 | 15 | 0 | 0 | 287 | 299.0605 | 87.5677 | 287 | 0.30511 | 299.0605 | 287 | 1.042 | 87.5677 | 299.0605 | 0.29281 | 87.5677 | 9.6129
Nonequipment | ECM Motors on Furnaces | Commercial | Existing | Offices | 270.389 | 0.017064 | 15 | 0 | 0 | 287 | 316.3973 | 92.6441 | 287 | 0.3228 | 316.3973 | 287 | 1.1024 | 92.6441 | 316.3973 | 0.29281 | 92.6441 | 9.0862
Nonequipment | ECM Motors on Furnaces | Commercial | Existing | Restaurants | 1707.525 | 0.017064 | 15 | 0 | 0.19492 | 287 | 1998.0709 | 605.654 | 287 | 2.1103 | 1998.0709 | 287 | 6.9619 | 605.654 | 1998.0709 | 0.30312 | 605.654 | 1.4388
Nonequipment | ECM Motors on Furnaces | Commercial | Existing | Retail | 1070.4441 | 0.017064 | 15 | 0 | 0.1222 | 287 | 1252.5867 | 379.6833 | 287 | 1.3229 | 1252.5867 | 287 | 4.3644 | 379.6833 | 1252.5867 | 0.30312 | 379.6833 | 2.2951
Nonequipment | ECM Motors on Furnaces | Commercial | Existing | Schools K-12 | 985.253 | 0.017064 | 15 | 0 | 0 | 287 | 1152.8999 | 337.5797 | 287 | 1.1762 | 1152.8999 | 287 | 4.0171 | 337.5797 | 1152.8999 | 0.29281 | 337.5797 | 2.4936
Nonequipment | ECM Motors on Furnaces | Commercial | Existing | Warehouse | 255.5731 | 0.017064 | 15 | 0 | 0 | 287 | 299.0605 | 87.5677 | 287 | 0.30511 | 299.0605 | 287 | 1.042 | 87.5677 | 299.0605 | 0.29281 | 87.5677 | 9.6129
Nonequipment | ECM Motors on Furnaces | Commercial | New | Assembly | 462.9948 | 0.017064 | 15 | 0 | 0 | 287 | 541.7763 | 158.6371 | 287 | 0.55274 | 541.7763 | 287 | 1.8877 | 158.6371 | 541.7763 | 0.29281 | 158.6371 | 5.3063
Nonequipment | ECM Motors on Furnaces | Commercial | New | College and University | 462.9948 | 0.017064 | 15 | 0 | 0.070648 | 287 | 541.7763 | 166.9443 | 287 | 0.58169 | 541.7763 | 287 | 1.8877 | 166.9443 | 541.7763 | 0.30814 | 166.9443 | 5.3063
Nonequipment | ECM Motors on Furnaces | Commercial | New | Grocery | 796.3511 | 0.017064 | 15 | 0 | 0.090908 | 287 | 931.8552 | 282.4633 | 287 | 0.98419 | 931.8552 | 287 | 3.2469 | 282.4633 | 931.8552 | 0.30312 | 282.4633 | 3.0851
Nonequipment | ECM Motors on Furnaces | Commercial | New | Healthcare | 725.9759 | 0.017064 | 15 | 0 | 0 | 287 | 849.5052 | 248.743 | 287 | 0.8667 | 849.5052 | 287 | 2.9599 | 248.743 | 849.5052 | 0.29281 | 248.743 | 3.3841
Nonequipment | ECM Motors on Furnaces | Commercial | New | Hospitals | 825.9828 | 0.017064 | 15 | 0 | 0.12604 | 287 | 966.5289 | 297.8287 | 287 | 1.0377 | 966.5289 | 287 | 3.3677 | 297.8287 | 966.5289 | 0.30814 | 297.8287 | 2.9744
Nonequipment | ECM Motors on Furnaces | Commercial | New | Institutional | 403.7315 | 0.017064 | 15 | 0 | 0 | 287 | 472.4289 | 138.3315 | 287 | 0.48199 | 472.4289 | 287 | 1.6461 | 138.3315 | 472.4289 | 0.29281 | 138.3315 | 6.0852
Nonequipment | ECM Motors on Furnaces | Commercial | New | Lodging/Hospitality | 488.9225 | 0.017064 | 15 | 0 | 0.055813 | 287 | 572.1157 | 173.4194 | 287 | 0.60425 | 572.1157 | 287 | 1.9934 | 173.4194 | 572.1157 | 0.30312 | 173.4194 | 5.0249
Nonequipment | ECM Motors on Furnaces | Commercial | New | Miscellaneous | 255.5731 | 0.017064 | 15 | 0 | 0 | 287 | 299.0605 | 87.5677 | 287 | 0.30511 | 299.0605 | 287 | 1.042 | 87.5677 | 299.0605 | 0.29281 | 87.5677 | 9.6129
Nonequipment | ECM Motors on Furnaces | Commercial | New | Offices | 270.389 | 0.017064 | 15 | 0 | 0 | 287 | 316.3973 | 92.6441 | 287 | 0.3228 | 316.3973 | 287 | 1.1024 | 92.6441 | 316.3973 | 0.29281 | 92.6441 | 9.0862
Nonequipment | ECM Motors on Furnaces | Commercial | New | Restaurants | 1707.525 | 0.017064 | 15 | 0 | 0.19492 | 287 | 1998.0709 | 605.654 | 287 | 2.1103 | 1998.0709 | 287 | 6.9619 | 605.654 | 1998.0709 | 0.30312 | 605.654 | 1.4388
Nonequipment | ECM Motors on Furnaces | Commercial | New | Retail | 1070.4441 | 0.017064 | 15 | 0 | 0.1222 | 287 | 1252.5867 | 379.6833 | 287 | 1.3229 | 1252.5867 | 287 | 4.3644 | 379.6833 | 1252.5867 | 0.30312 | 379.6833 | 2.2951
Nonequipment | ECM Motors on Furnaces | Commercial | New | Schools K-12 | 985.253 | 0.017064 | 15 | 0 | 0 | 287 | 1152.8999 | 337.5797 | 287 | 1.1762 | 1152.8999 | 287 | 4.0171 | 337.5797 | 1152.8999 | 0.29281 | 337.5797 | 2.4936
Nonequipment | ECM Motors on Furnaces | Commercial | New | Warehouse | 255.5731 | 0.017064 | 15 | 0 | 0 | 287 | 299.0605 | 87.5677 | 287 | 0.30511 | 299.0605 | 287 | 1.042 | 87.5677 | 299.0605 | 0.29281 | 87.5677 | 9.6129
Nonequipment | Energy Recovery Ventilation System (ERV) | Commercial | Existing | Assembly | 7397.8089 | 0.1824 | 15 | 13.3127 | 11.3508 | 115603.5198 | 9438.4599 | 6057.6134 | 115603.5198 | 0.0524 | 9438.4599 | 115603.5198 | 0.081645 | 6057.6134 | 9438.4599 | 0.6418 | 6057.6134 | 133.7695
Nonequipment | Energy Recovery Ventilation System (ERV) | Commercial | Existing | College and University | 24805.1607 | 0.1024 | 15 | 44.638 | 38.0597 | 455599.2594 | 31647.5481 | 20311.4293 | 455599.2594 | 0.044582 | 31647.5481 | 455599.2594 | 0.069464 | 20311.4293 | 31647.5481 | 0.6418 | 20311.4293 | 157.2281
Nonequipment | Energy Recovery Ventilation System (ERV) | Commercial | Existing | Grocery | 9701.2996 | 0.09935 | 15 | 17.4579 | 14.8851 | 28270.1807 | 12377.3577 | 7943.801 | 28270.1807 | 0.281 | 12377.3577 | 28270.1807 | 0.43782 | 7943.801 | 12377.3577 | 0.6418 | 7943.801 | 24.9452
Nonequipment | Energy Recovery Ventilation System (ERV) | Commercial | Existing | Healthcare | 16933.6609 | 0.09935 | 15 | 30.4729 | 25.9821 | 120724.5932 | 21604.7319 | 13865.9394 | 120724.5932 | 0.11486 | 21604.7319 | 120724.5932 | 0.17896 | 13865.9394 | 21604.7319 | 0.6418 | 13865.9394 | 61.0287
Nonequipment | Energy Recovery Ventilation System (ERV) | Commercial | Existing | Hospitals | 176446.0823 | 0.09935 | 15 | 317.5226 | 270.7292 | 1257931.2662 | 225117.9072 | 144480.9073 | 1257931.2662 | 0.11486 | 225117.9072 | 1257931.2662 | 0.17896 | 144480.9073 | 225117.9072 | 0.6418 | 144480.9073 | 61.0287
Nonequipment | Energy Recovery Ventilation System (ERV) | Commercial | Existing | Institutional | 19575.4923 | 0.09935 | 15 | 35.227 | 30.0356 | 123781.7172 | 24975.3002 | 16029.1737 | 123781.7172 | 0.1295 | 24975.3002 | 123781.7172 | 0.20177 | 16029.1737 | 24975.3002 | 0.6418 | 16029.1737 | 54.1294
Nonequipment | Energy Recovery Ventilation System (ERV) | Commercial | Existing | Lodging/Hospitality | 16058.2446 | 0.09935 | 15 | 28.8975 | 24.6389 | 202832.0121 | 20487.8361 | 13149.1146 | 202832.0121 | 0.064828 | 20487.8361 | 202832.0121 | 0.10101 | 13149.1146 | 20487.8361 | 0.6418 | 13149.1146 | 108.1254
Nonequipment | Energy Recovery Ventilation System (ERV) | Commercial | Existing | Miscellaneous | 186626.5586 | 0.09935 | 15 | 335.8429 | 286.3496 | 1731577.3664 | 238106.6202 | 152817.0768 | 1731577.3664 | 0.088253 | 238106.6202 | 1731577.3664 | 0.13751 | 152817.0768 | 238106.6202 | 0.6418 | 152817.0768 | 79.4251
Nonequipment | Energy Recovery Ventilation System (ERV) | Commercial | Existing | Offices | 8593.5069 | 0.0612 | 15 | 15.4644 | 13.1854 | 96390.1965 | 10963.9855 | 7036.6973 | 96390.1965 | 0.073002 | 10963.9855 | 96390.1965 | 0.11375 | 7036.6973 | 10963.9855 | 0.6418 | 7036.6973 | 96.0178
Nonequipment | Energy Recovery Ventilation System (ERV) | Commercial | Existing | Restaurants | 11090.6962 | 0.109 | 15 | 19.9582 | 17.017 | 30478.736 | 14150.0128 | 9081.4929 | 30478.736 | 0.29796 | 14150.0128 | 30478.736 | 0.46426 | 9081.4929 | 14150.0128 | 0.6418 | 9081.4929 | 23.5249
Nonequipment | Energy Recovery Ventilation System (ERV) | Commercial | Existing | Retail | 5546.325 | 0.1248 | 15 | 9.9809 | 8.51 | 68663.0757 | 7076.2527 | 4541.5464 | 68663.0757 | 0.066142 | 7076.2527 | 68663.0757 | 0.10306 | 4541.5464 | 7076.2527 | 0.6418 | 4541.5464 | 105.9759
Nonequipment | Energy Recovery Ventilation System (ERV) | Commercial | Existing | Schools K-12 | 17006.8797 | 0.1024 | 15 | 30.6046 | 26.0944 | 312367.3292 | 21698.1478 | 13925.8939 | 312367.3292 | 0.044582 | 21698.1478 | 312367.3292 | 0.069464 | 13925.8939 | 21698.1478 | 0.6418 | 13925.8939 | 157.2281
Nonequipment | Energy Recovery Ventilation System (ERV) | Commercial | Existing | Warehouse | 1639.1488 | 0.09935 | 15 | 2.9497 | 2.515 | 96383.9547 | 2091.3004 | 1342.1988 | 96383.9547 | 0.013926 | 2091.3004 | 96383.9547 | 0.021698 | 1342.1988 | 2091.3004 | 0.6418 | 1342.1988 | 503.3563
Nonequipment | Energy Recovery Ventilation System (ERV) | Commercial | New | Assembly | 7397.8089 | 0.1824 | 15 | 13.3127 | 11.3508 | 115603.5198 | 9438.4599 | 6057.6134 | 115603.5198 | 0.0524 | 9438.4599 | 115603.5198 | 0.081645 | 6057.6134 | 9438.4599 | 0.6418 | 6057.6134 | 133.7695
Nonequipment | Energy Recovery Ventilation System (ERV) | Commercial | New | College and University | 24805.1607 | 0.1024 | 15 | 44.638 | 38.0597 | 455599.2594 | 31647.5481 | 20311.4293 | 455599.2594 | 0.044582 | 31647.5481 | 455599.2594 | 0.069464 | 20311.4293 | 31647.5481 | 0.6418 | 20311.4293 | 157.2281
Nonequipment | Energy Recovery Ventilation System (ERV) | Commercial | New | Grocery | 9701.2996 | 0.09935 | 15 | 17.4579 | 14.8851 | 28270.1807 | 12377.3577 | 7943.801 | 28270.1807 | 0.281 | 12377.3577 | 28270.1807 | 0.43782 | 7943.801 | 12377.3577 | 0.6418 | 7943.801 | 24.9452
Nonequipment | Energy Recovery Ventilation System (ERV) | Commercial | New | Healthcare | 16933.6609 | 0.09935 | 15 | 30.4729 | 25.9821 | 120724.5932 | 21604.7319 | 13865.9394 | 120724.5932 | 0.11486 | 21604.7319 | 120724.5932 | 0.17896 | 13865.9394 | 21604.7319 | 0.6418 | 13865.9394 | 61.0287
Nonequipment | Energy Recovery Ventilation System (ERV) | Commercial | New | Hospitals | 176446.0823 | 0.09935 | 15 | 317.5226 | 270.7292 | 1257931.2662 | 225117.9072 | 144480.9073 | 1257931.2662 | 0.11486 | 225117.9072 | 1257931.2662 | 0.17896 | 144480.9073 | 225117.9072 | 0.6418 | 144480.9073 | 61.0287
Nonequipment | Energy Recovery Ventilation System (ERV) | Commercial | New | Institutional | 19575.4923 | 0.09935 | 15 | 35.227 | 30.0356 | 123781.7172 | 24975.3002 | 16029.1737 | 123781.7172 | 0.1295 | 24975.3002 | 123781.7172 | 0.20177 | 16029.1737 | 24975.3002 | 0.6418 | 16029.1737 | 54.1294
Nonequipment | Energy Recovery Ventilation System (ERV) | Commercial | New | Lodging/Hospitality | 16058.2446 | 0.09935 | 15 | 28.8975 | 24.6389 | 202832.0121 | 20487.8361 | 13149.1146 | 202832.0121 | 0.064828 | 20487.8361 | 202832.0121 | 0.10101 | 13149.1146 | 20487.8361 | 0.6418 | 13149.1146 | 108.1254
Nonequipment | Energy Recovery Ventilation System (ERV) | Commercial | New | Miscellaneous | 186626.5586 | 0.09935 | 15 | 335.8429 | 286.3496 | 1731577.3664 | 238106.6202 | 152817.0768 | 1731577.3664 | 0.088253 | 238106.6202 | 1731577.3664 | 0.13751 | 152817.0768 | 238106.6202 | 0.6418 | 152817.0768 | 79.4251
Nonequipment | Energy Recovery Ventilation System (ERV) | Commercial | New | Offices | 8593.5069 | 0.0612 | 15 | 15.4644 | 13.1854 | 96390.1965 | 10963.9855 | 7036.6973 | 96390.1965 | 0.073002 | 10963.9855 | 96390.1965 | 0.11375 | 7036.6973 | 10963.9855 | 0.6418 | 7036.6973 | 96.0178
Nonequipment | Energy Recovery Ventilation System (ERV) | Commercial | New | Restaurants | 11090.6962 | 0.109 | 15 | 19.9582 | 17.017 | 30478.736 | 14150.0128 | 9081.4929 | 30478.736 | 0.29796 | 14150.0128 | 30478.736 | 0.46426 | 9081.4929 | 14150.0128 | 0.6418 | 9081.4929 | 23.5249
Nonequipment | Energy Recovery Ventilation System (ERV) | Commercial | New | Retail | 5546.325 | 0.1248 | 15 | 9.9809 | 8.51 | 68663.0757 | 7076.2527 | 4541.5464 | 68663.0757 | 0.066142 | 7076.2527 | 68663.0757 | 0.10306 | 4541.5464 | 7076.2527 | 0.6418 | 4541.5464 | 105.9759
Nonequipment | Energy Recovery Ventilation System (ERV) | Commercial | New | Schools K-12 | 17006.8797 | 0.1024 | 15 | 30.6046 | 26.0944 | 312367.3292 | 21698.1478 | 13925.8939 | 312367.3292 | 0.044582 | 21698.1478 | 312367.3292 | 0.069464 | 13925.8939 | 21698.1478 | 0.6418 | 13925.8939 | 157.2281
Nonequipment | Energy Recovery Ventilation System (ERV) | Commercial | New | Warehouse | 1639.1488 | 0.09935 | 15 | 2.9497 | 2.515 | 96383.9547 | 2091.3004 | 1342.1988 | 96383.9547 | 0.013926 | 2091.3004 | 96383.9547 | 0.021698 | 1342.1988 | 2091.3004 | 0.6418 | 1342.1988 | 503.3563
Nonequipment | Facility Commissioning | Commercial | Existing | Assembly | 0 | 0 | 10 | 0 | 0 | 22350.0138 | 0 | 0 | 22350.0138 | 0 | 0 | 22350.0138 | 0 | 0 | 0 | 0 | 0
Nonequipment | Facility Commissioning | Commercial | Existing | College and University | 0 | 0 | 10 | 0 | 0 | 88082.5235 | 0 | 0 | 88082.5235 | 0 | 0 | 88082.5235 | 0 | 0 | 0 | 0 | 0
Nonequipment | Facility Commissioning | Commercial | Existing | Grocery | 0 | 0 | 10 | 0 | 0 | 5465.5683 | 0 | 0 | 5465.5683 | 0 | 0 | 5465.5683 | 0 | 0 | 0 | 0 | 0
Nonequipment | Facility Commissioning | Commercial | Existing | Healthcare | 0 | 0 | 10 | 0 | 0 | 23340.088 | 0 | 0 | 23340.088 | 0 | 0 | 23340.088 | 0 | 0 | 0 | 0 | 0
Nonequipment | Facility Commissioning | Commercial | Existing | Hospitals | 0 | 0 | 10 | 0 | 0 | 243200.0448 | 0 | 0 | 243200.0448 | 0 | 0 | 243200.0448 | 0 | 0 | 0 | 0 | 0
Nonequipment | Facility Commissioning | Commercial | Existing | Institutional | 0 | 0 | 10 | 0 | 0 | 23931.132 | 0 | 0 | 23931.132 | 0 | 0 | 23931.132 | 0 | 0 | 0 | 0 | 0
Nonequipment | Facility Commissioning | Commercial | Existing | Lodging/Hospitality | 0 | 0 | 10 | 0 | 0 | 39214.189 | 0 | 0 | 39214.189 | 0 | 0 | 39214.189 | 0 | 0 | 0 | 0 | 0
Nonequipment | Facility Commissioning | Commercial | Existing | Miscellaneous | 0 | 0 | 10 | 0 | 0 | 334055.5551 | 0 | 0 | 334055.5551 | 0 | 0 | 334055.5551 | 0 | 0 | 0 | 0 | 0
Nonequipment | Facility Commissioning | Commercial | Existing | Offices | 0 | 0 | 10 | 0 | 0 | 18635.438 | 0 | 0 | 18635.438 | 0 | 0 | 18635.438 | 0 | 0 | 0 | 0 | 0
Nonequipment | Facility Commissioning | Commercial | Existing | Restaurants | 0 | 0 | 10 | 0 | 0 | 5892.5556 | 0 | 0 | 5892.5556 | 0 | 0 | 5892.5556 | 0 | 0 | 0 | 0 | 0
Nonequipment | Facility Commissioning | Commercial | Existing | Retail | 0 | 0 | 10 | 0 | 0 | 13274.8613 | 0 | 0 | 13274.8613 | 0 | 0 | 13274.8613 | 0 | 0 | 0 | 0 | 0
Nonequipment | Facility Commissioning | Commercial | Existing | Schools K-12 | 0 | 0 | 10 | 0 | 0 | 60391.017 | 0 | 0 | 60391.017 | 0 | 0 | 60391.017 | 0 | 0 | 0 | 0 | 0
Nonequipment | Facility Commissioning | Commercial | Existing | Warehouse | 0 | 0 | 10 | 0 | 0 | 18634.2312 | 0 | 0 | 18634.2312 | 0 | 0 | 18634.2312 | 0 | 0 | 0 | 0 | 0
Nonequipment | Facility Commissioning | Commercial | New | Assembly | 6489.3061 | 0.16 | 10 | 1.3944 | 0.13997 | 22350.0138 | 5922.7834 | 2156.6946 | 22350.0138 | 0.096496 | 5922.7834 | 22350.0138 | 0.265 | 2156.6946 | 5922.7834 | 0.36414 | 2156.6946 | 29.4828
Nonequipment | Facility Commissioning | Commercial | New | College and University | 38758.0637 | 0.16 | 10 | 7.1769 | 5.9242 | 88082.5235 | 35322.2699 | 12635.2743 | 88082.5235 | 0.14345 | 35322.2699 | 88082.5235 | 0.40101 | 12635.2743 | 35322.2699 | 0.35771 | 12635.2743 | 19.4544
Nonequipment | Facility Commissioning | Commercial | New | Grocery | 15623.633 | 0.16 | 10 | 3.3572 | 0.33698 | 5465.5683 | 14259.6747 | 5192.4512 | 5465.5683 | 0.95003 | 14259.6747 | 5465.5683 | 2.609 | 5192.4512 | 14259.6747 | 0.36414 | 5192.4512 | 2.9946
Nonequipment | Facility Commissioning | Commercial | New | Healthcare | 27271.1197 | 0.16 | 10 | 5.8599 | 0.5882 | 23340.088 | 24890.3245 | 9063.4463 | 23340.088 | 0.38832 | 24890.3245 | 23340.088 | 1.0664 | 9063.4463 | 24890.3245 | 0.36414 | 9063.4463 | 7.3264
Nonequipment | Facility Commissioning | Commercial | New | Hospitals | 284160.7767 | 0.16 | 10 | 52.6188 | 43.4343 | 243200.0448 | 258970.7202 | 92637.4802 | 243200.0448 | 0.38091 | 258970.7202 | 243200.0448 | 1.0648 | 92637.4802 | 258970.7202 | 0.35771 | 92637.4802 | 7.3264
Nonequipment | Facility Commissioning | Commercial | New | Institutional | 31525.7048 | 0.16 | 10 | 6.7742 | 0.67996 | 23931.132 | 28773.4802 | 10477.4404 | 23931.132 | 0.43782 | 28773.4802 | 23931.132 | 1.2023 | 10477.4404 | 28773.4802 | 0.36414 | 10477.4404 | 6.4981
Nonequipment | Facility Commissioning | Commercial | New | Lodging/Hospitality | 25861.2898 | 0.16 | 10 | 5.557 | 0.55779 | 39214.189 | 23603.5741 | 8594.895 | 39214.189 | 0.21918 | 23603.5741 | 39214.189 | 0.60191 | 8594.895 | 23603.5741 | 0.36414 | 8594.895 | 12.9802
Nonequipment | Facility Commissioning | Commercial | New | Miscellaneous | 300556.1084 | 0.16 | 10 | 64.5827 | 6.4826 | 334055.5551 | 274317.2687 | 99888.6063 | 334055.5551 | 0.29902 | 274317.2687 | 334055.5551 | 0.82117 | 99888.6063 | 274317.2687 | 0.36414 | 99888.6063 | 9.5144
Nonequipment | Facility Commissioning | Commercial | New | Offices | 22466.6847 | 0.16 | 10 | 4.8276 | 0.48457 | 18635.438 | 20505.3213 | 7466.7117 | 18635.438 | 0.40067 | 20505.3213 | 18635.438 | 1.1003 | 7466.7117 | 20505.3213 | 0.36414 | 7466.7117 | 7.1005
Nonequipment | Facility Commissioning | Commercial | New | Restaurants | 16279.921 | 0.16 | 10 | 3.4982 | 0.35113 | 5892.5556 | 14858.6681 | 5410.5659 | 5892.5556 | 0.9182 | 14858.6681 | 5892.5556 | 2.5216 | 5410.5659 | 14858.6681 | 0.36414 | 5410.5659 | 3.0984
Nonequipment | Facility Commissioning | Commercial | New | Retail | 7110.6731 | 0.16 | 10 | 1.5279 | 0.15337 | 13274.8613 | 6489.9044 | 2363.2034 | 13274.8613 | 0.17802 | 6489.9044 | 13274.8613 | 0.48889 | 2363.2034 | 6489.9044 | 0.36414 | 2363.2034 | 15.9812
Nonequipment | Facility Commissioning | Commercial | New | Schools K-12 | 26573.2496 | 0.16 | 10 | 5.71 | 0.57315 | 60391.017 | 24253.3791 | 8831.512 | 60391.017 | 0.14624 | 24253.3791 | 60391.017 | 0.40161 | 8831.512 | 24253.3791 | 0.36414 | 8831.512 | 19.4544
Nonequipment | Facility Commissioning | Commercial | New | Warehouse | 2639.7968 | 0.16 | 10 | 0.56723 | 0.056937 | 18634.2312 | 2409.34 | 877.3258 | 18634.2312 | 0.047081 | 2409.34 | 18634.2312 | 0.1293 | 877.3258 | 2409.34 | 0.36414 | 877.3258 | 60.4269
Nonequipment | Facility Energy Management System | Commercial | Existing | Assembly | 18398.4231 | 0.21729 | 15 | 3.8562 | 0.3316 | 14450.44 | 21755.5067 | 7746.5379 | 14450.44 | 0.53608 | 21755.5067 | 14450.44 | 1.5055 | 7746.5379 | 21755.5067 | 0.35607 | 7746.5379 | 6.7234
Nonequipment | Facility Energy Management System | Commercial | Existing | College and University | 109886.5187 | 0.21729 | 15 | 16.2679 | 14.0526 | 56949.9074 | 129539.8178 | 43912.4254 | 56949.9074 | 0.77107 | 129539.8178 | 56949.9074 | 2.2746 | 43912.4254 | 129539.8178 | 0.33899 | 43912.4254 | 4.4365
Nonequipment | Facility Energy Management System | Commercial | Existing | Grocery | 44295.9859 | 0.21729 | 15 | 11.5595 | 5.3149 | 3533.7726 | 52512.1223 | 19206.8858 | 3533.7726 | 5.4352 | 52512.1223 | 3533.7726 | 14.8601 | 19206.8858 | 52512.1223 | 0.36576 | 19206.8858 | 0.68291
Nonequipment | Facility Energy Management System | Commercial | Existing | Healthcare | 77318.837 | 0.21729 | 15 | 16.2055 | 1.3935 | 15090.5742 | 91426.8831 | 32554.5999 | 15090.5742 | 2.1573 | 91426.8831 | 15090.5742 | 6.0585 | 32554.5999 | 91426.8831 | 0.35607 | 32554.5999 | 1.6707
Nonequipment | Facility Energy Management System | Commercial | Existing | Hospitals | 805650.1165 | 0.21729 | 15 | 119.2704 | 103.029 | 157241.4083 | 949741.3382 | 321950.7819 | 157241.4083 | 2.0475 | 949741.3382 | 157241.4083 | 6.04 | 321950.7819 | 949741.3382 | 0.33899 | 321950.7819 | 1.6707
Nonequipment | Facility Energy Management System | Commercial | Existing | Institutional | 89381.399 | 0.21729 | 15 | 18.7338 | 1.6109 | 15472.7147 | 105690.4504 | 37633.4641 | 15472.7147 | 2.4322 | 105690.4504 | 15472.7147 | 6.8308 | 37633.4641 | 105690.4504 | 0.35607 | 37633.4641 | 1.4819
Nonequipment | Facility Energy Management System | Commercial | Existing | Lodging/Hospitality | 73321.6996 | 0.21729 | 15 | 19.134 | 8.7976 | 25354.0015 | 86921.6019 | 31792.5311 | 25354.0015 | 1.2539 | 86921.6019 | 25354.0015 | 3.4283 | 31792.5311 | 86921.6019 | 0.36576 | 31792.5311 | 2.9601
Nonequipment | Facility Energy Management System | Commercial | Existing | Miscellaneous | 852134.0156 | 0.21729 | 15 | 178.6019 | 15.3582 | 216520.0062 | 1007619.3588 | 358785.5556 | 216520.0062 | 1.6571 | 1007619.3588 | 216520.0062 | 4.6537 | 358785.5556 | 1007619.3588 | 0.35607 | 358785.5556 | 2.1751
Nonequipment | Facility Energy Management System | Commercial | Existing | Offices | 63697.3454 | 0.21729 | 15 | 13.3506 | 1.148 | 12048.7746 | 75319.9346 | 26819.3583 | 12048.7746 | 2.2259 | 75319.9346 | 12048.7746 | 6.2513 | 26819.3583 | 75319.9346 | 0.35607 | 26819.3583 | 1.6192
Nonequipment | Facility Energy Management System | Commercial | Existing | Restaurants | 46156.6879 | 0.21729 | 15 | 12.0451 | 5.5382 | 3809.842 | 54717.9521 | 20013.6923 | 3809.842 | 5.2532 | 54717.9521 | 3809.842 | 14.3623 | 20013.6923 | 54717.9521 | 0.36576 | 20013.6923 | 0.70658
Nonequipment | Facility Energy Management System | Commercial | Existing | Retail | 20160.1173 | 0.21729 | 15 | 5.261 | 2.419 | 8582.8845 | 23899.469 | 8741.4934 | 8582.8845 | 1.0185 | 23899.469 | 8582.8845 | 2.7845 | 8741.4934 | 23899.469 | 0.36576 | 8741.4934 | 3.6444
Nonequipment | Facility Energy Management System | Commercial | Existing | Schools K-12 | 75340.2418 | 0.21729 | 15 | 15.7908 | 1.3579 | 39045.9161 | 89087.2618 | 31721.525 | 39045.9161 | 0.81242 | 89087.2618 | 39045.9161 | 2.2816 | 31721.525 | 89087.2618 | 0.35607 | 31721.525 | 4.4365
Nonequipment | Facility Energy Management System | Commercial | Existing | Warehouse | 7484.3286 | 0.21729 | 15 | 1.5687 | 0.13489 | 12047.9943 | 8849.9628 | 3151.2285 | 12047.9943 | 0.26156 | 8849.9628 | 12047.9943 | 0.73456 | 3151.2285 | 8849.9628 | 0.35607 | 3151.2285 | 13.7801
Nonequipment | Facility Energy Management System | Commercial | New | Assembly | 18398.4231 | 0.21729 | 15 | 3.8562 | 0.3316 | 14450.44 | 21755.5067 | 7746.5379 | 14450.44 | 0.53608 | 21755.5067 | 14450.44 | 1.5055 | 7746.5379 | 21755.5067 | 0.35607 | 7746.5379 | 6.7234
Nonequipment | Facility Energy Management System | Commercial | New | College and University | 109886.5187 | 0.21729 | 15 | 16.2679 | 14.0526 | 56949.9074 | 129539.8178 | 43912.4254 | 56949.9074 | 0.77107 | 129539.8178 | 56949.9074 | 2.2746 | 43912.4254 | 129539.8178 | 0.33899 | 43912.4254 | 4.4365
Nonequipment | Facility Energy Management System | Commercial | New | Grocery | 44295.9859 | 0.21729 | 15 | 11.5595 | 5.3149 | 3533.7726 | 52512.1223 | 19206.8858 | 3533.7726 | 5.4352 | 52512.1223 | 3533.7726 | 14.8601 | 19206.8858 | 52512.1223 | 0.36576 | 19206.8858 | 0.68291
Nonequipment | Facility Energy Management System | Commercial | New | Healthcare | 77318.837 | 0.21729 | 15 | 16.2055 | 1.3935 | 15090.5742 | 91426.8831 | 32554.5999 | 15090.5742 | 2.1573 | 91426.8831 | 15090.5742 | 6.0585 | 32554.5999 | 91426.8831 | 0.35607 | 32554.5999 | 1.6707
Nonequipment | Facility Energy Management System | Commercial | New | Hospitals | 805650.1165 | 0.21729 | 15 | 119.2704 | 103.029 | 157241.4083 | 949741.3382 | 321950.7819 | 157241.4083 | 2.0475 | 949741.3382 | 157241.4083 | 6.04 | 321950.7819 | 949741.3382 | 0.33899 | 321950.7819 | 1.6707
Nonequipment | Facility Energy Management System | Commercial | New | Institutional | 89381.399 | 0.21729 | 15 | 18.7338 | 1.6109 | 15472.7147 | 105690.4504 | 37633.4641 | 15472.7147 | 2.4322 | 105690.4504 | 15472.7147 | 6.8308 | 37633.4641 | 105690.4504 | 0.35607 | 37633.4641 | 1.4819
Nonequipment | Facility Energy Management System | Commercial | New | Lodging/Hospitality | 73321.6996 | 0.21729 | 15 | 19.134 | 8.7976 | 25354.0015 | 86921.6019 | 31792.5311 | 25354.0015 | 1.2539 | 86921.6019 | 25354.0015 | 3.4283 | 31792.5311 | 86921.6019 | 0.36576 | 31792.5311 | 2.9601
Nonequipment | Facility Energy Management System | Commercial | New | Miscellaneous | 852134.0156 | 0.21729 | 15 | 178.6019 | 15.3582 | 216520.0062 | 1007619.3588 | 358785.5556 | 216520.0062 | 1.6571 | 1007619.3588 | 216520.0062 | 4.6537 | 358785.5556 | 1007619.3588 | 0.35607 | 358785.5556 | 2.1751
Nonequipment | Facility Energy Management System | Commercial | New | Offices | 63697.3454 | 0.21729 | 15 | 13.3506 | 1.148 | 12048.7746 | 75319.9346 | 26819.3583 | 12048.7746 | 2.2259 | 75319.9346 | 12048.7746 | 6.2513 | 26819.3583 | 75319.9346 | 0.35607 | 26819.3583 | 1.6192
Nonequipment | Facility Energy Management System | Commercial | New | Restaurants | 46156.6879 | 0.21729 | 15 | 12.0451 | 5.5382 | 3809.842 | 54717.9521 | 20013.6923 | 3809.842 | 5.2532 | 54717.9521 | 3809.842 | 14.3623 | 20013.6923 | 54717.9521 | 0.36576 | 20013.6923 | 0.70658
Nonequipment | Facility Energy Management System | Commercial | New | Retail | 20160.1173 | 0.21729 | 15 | 5.261 | 2.419 | 8582.8845 | 23899.469 | 8741.4934 | 8582.8845 | 1.0185 | 23899.469 | 8582.8845 | 2.7845 | 8741.4934 | 23899.469 | 0.36576 | 8741.4934 | 3.6444
Nonequipment | Facility Energy Management System | Commercial | New | Schools K-12 | 75340.2418 | 0.21729 | 15 | 15.7908 | 1.3579 | 39045.9161 | 89087.2618 | 31721.525 | 39045.9161 | 0.81242 | 89087.2618 | 39045.9161 | 2.2816 | 31721.525 | 89087.2618 | 0.35607 | 31721.525 | 4.4365
Nonequipment | Facility Energy Management System | Commercial | New | Warehouse | 7484.3286 | 0.21729 | 15 | 1.5687 | 0.13489 | 12047.9943 | 8849.9628 | 3151.2285 | 12047.9943 | 0.26156 | 8849.9628 | 12047.9943 | 0.73456 | 3151.2285 | 8849.9628 | 0.35607 | 3151.2285 | 13.7801
Nonequipment | Floor Insulation | Commercial | Existing | Assembly | 0.069693 | 0.0184 | 20 | 1.3946e-06 | 3.1437e-05 | 1.3958 | 0.0949 | 0.029921 | 1.3958 | 0.021437 | 0.0949 | 1.3958 | 0.06799 | 0.029921 | 0.0949 | 0.31529 | 0.029921 | 171.4444
Nonequipment | Floor Insulation | Commercial | Existing | College and University | 0.069693 | 0.0063067 | 20 | 2.8824e-05 | 1.6978e-05 | 1.3958 | 0.096773 | 0.037834 | 1.3958 | 0.027106 | 0.096773 | 1.3958 | 0.069331 | 0.037834 | 0.096773 | 0.39096 | 0.037834 | 171.4444
Nonequipment | Floor Insulation | Commercial | Existing | Grocery | 0.069693 | 0.0022474 | 20 | 1.4222e-05 | 3.2526e-05 | 1.3958 | 0.095776 | 0.033319 | 1.3958 | 0.023871 | 0.095776 | 1.3958 | 0.068617 | 0.033319 | 0.095776 | 0.34789 | 0.033319 | 171.4444
Nonequipment | Floor Insulation | Commercial | Existing | Healthcare | 0.069693 | 0.0046207 | 20 | 1.3946e-06 | 3.1437e-05 | 1.3958 | 0.0949 | 0.029921 | 1.3958 | 0.021437 | 0.0949 | 1.3958 | 0.06799 | 0.029921 | 0.0949 | 0.31529 | 0.029921 | 171.4444
Nonequipment | Floor Insulation | Commercial | Existing | Hospitals | 0.069693 | 0.00085726 | 20 | 2.8824e-05 | 1.6978e-05 | 1.3958 | 0.096773 | 0.037834 | 1.3958 | 0.027106 | 0.096773 | 1.3958 | 0.069331 | 0.037834 | 0.096773 | 0.39096 | 0.037834 | 171.4444
Nonequipment | Floor Insulation | Commercial | Existing | Institutional | 0.069693 | 0.0012385 | 20 | 1.3946e-06 | 3.1437e-05 | 1.3958 | 0.0949 | 0.029921 | 1.3958 | 0.021437 | 0.0949 | 1.3958 | 0.06799 | 0.029921 | 0.0949 | 0.31529 | 0.029921 | 171.4444
Nonequipment | Floor Insulation | Commercial | Existing | Lodging/Hospitality | 0.069693 | 0.002007 | 20 | 2.8824e-05 | 1.6978e-05 | 1.3958 | 0.096773 | 0.037834 | 1.3958 | 0.027106 | 0.096773 | 1.3958 | 0.069331 | 0.037834 | 0.096773 | 0.39096 | 0.037834 | 171.4444
Nonequipment | Floor Insulation | Commercial | Existing | Miscellaneous | 0.069693 | 0.00064991 | 20 | 1.3946e-06 | 3.1437e-05 | 1.3958 | 0.0949 | 0.029921 | 1.3958 | 0.021437 | 0.0949 | 1.3958 | 0.06799 | 0.029921 | 0.0949 | 0.31529 | 0.029921 | 171.4444
Nonequipment | Floor Insulation | Commercial | Existing | Offices | 0.069693 | 0.0011975 | 20 | 1.3946e-06 | 3.1437e-05 | 1.3958 | 0.0949 | 0.029921 | 1.3958 | 0.021437 | 0.0949 | 1.3958 | 0.06799 | 0.029921 | 0.0949 | 0.31529 | 0.029921 | 171.4444
Nonequipment | Floor Insulation | Commercial | Existing | Restaurants | 0.069693 | 0.0022228 | 20 | 1.4222e-05 | 3.2526e-05 | 1.3958 | 0.095776 | 0.033319 | 1.3958 | 0.023871 | 0.095776 | 1.3958 | 0.068617 | 0.033319 | 0.095776 | 0.34789 | 0.033319 | 171.4444
Nonequipment | Floor Insulation | Commercial | Existing | Retail | 0.069693 | 0.01165 | 20 | 1.4222e-05 | 3.2526e-05 | 1.3958 | 0.095776 | 0.033319 | 1.3958 | 0.023871 | 0.095776 | 1.3958 | 0.068617 | 0.033319 | 0.095776 | 0.34789 | 0.033319 | 171.4444
Nonequipment | Floor Insulation | Commercial | Existing | Schools K-12 | 0.069693 | 0.01365 | 20 | 1.3946e-06 | 3.1437e-05 | 1.3958 | 0.0949 | 0.029921 | 1.3958 | 0.021437 | 0.0949 | 1.3958 | 0.06799 | 0.029921 | 0.0949 | 0.31529 | 0.029921 | 171.4444
Nonequipment | Floor Insulation | Commercial | Existing | Warehouse | 0.069693 | 0.04969 | 20 | 7.9086e-06 | 1.4111e-05 | 1.3958 | 0.095345 | 0.032001 | 1.3958 | 0.022926 | 0.095345 | 1.3958 | 0.068308 | 0.032001 | 0.095345 | 0.33563 | 0.032001 | 171.4444
Nonequipment | Floor Insulation | Commercial | New | Assembly | 0.068623 | 0.018118 | 20 | 1.3732e-06 | 3.0955e-05 | 1.3958 | 0.093443 | 0.029462 | 1.3958 | 0.021108 | 0.093443 | 1.3958 | 0.066946 | 0.029462 | 0.093443 | 0.31529 | 0.029462 | 174.1172
Nonequipment | Floor Insulation | Commercial | New | College and University | 0.068623 | 0.0062099 | 20 | 2.8381e-05 | 1.6718e-05 | 1.3958 | 0.095287 | 0.037253 | 1.3958 | 0.026689 | 0.095287 | 1.3958 | 0.068267 | 0.037253 | 0.095287 | 0.39096 | 0.037253 | 174.1172
Nonequipment | Floor Insulation | Commercial | New | Grocery | 0.068623 | 0.0022129 | 20 | 1.4004e-05 | 3.2027e-05 | 1.3958 | 0.094306 | 0.032808 | 1.3958 | 0.023505 | 0.094306 | 1.3958 | 0.067564 | 0.032808 | 0.094306 | 0.34789 | 0.032808 | 174.1172
Nonequipment | Floor Insulation | Commercial | New | Healthcare | 0.068623 | 0.0045497 | 20 | 1.3732e-06 | 3.0955e-05 | 1.3958 | 0.093443 | 0.029462 | 1.3958 | 0.021108 | 0.093443 | 1.3958 | 0.066946 | 0.029462 | 0.093443 | 0.31529 | 0.029462 | 174.1172
Nonequipment | Floor Insulation | Commercial | New | Hospitals | 0.068623 | 0.0008441 | 20 | 2.8381e-05 | 1.6718e-05 | 1.3958 | 0.095287 | 0.037253 | 1.3958 | 0.026689 | 0.095287 | 1.3958 | 0.068267 | 0.037253 | 0.095287 | 0.39096 | 0.037253 | 174.1172
Nonequipment | Floor Insulation | Commercial | New | Institutional | 0.068623 | 0.0012195 | 20 | 1.3732e-06 | 3.0955e-05 | 1.3958 | 0.093443 | 0.029462 | 1.3958 | 0.021108 | 0.093443 | 1.3958 | 0.066946 | 0.029462 | 0.093443 | 0.31529 | 0.029462 | 174.1172
Nonequipment | Floor Insulation | Commercial | New | Lodging/Hospitality | 0.068623 | 0.0019762 | 20 | 2.8381e-05 | 1.6718e-05 | 1.3958 | 0.095287 | 0.037253 | 1.3958 | 0.026689 | 0.095287 | 1.3958 | 0.068267 | 0.037253 | 0.095287 | 0.39096 | 0.037253 | 174.1172
Nonequipment | Floor Insulation | Commercial | New | Miscellaneous | 0.068623 | 0.00063994 | 20 | 1.3732e-06 | 3.0955e-05 | 1.3958 | 0.093443 | 0.029462 | 1.3958 | 0.021108 | 0.093443 | 1.3958 | 0.066946 | 0.029462 | 0.093443 | 0.31529 | 0.029462 | 174.1172
Nonequipment | Floor Insulation | Commercial | New | Offices | 0.068623 | 0.0011791 | 20 | 1.3732e-06 | 3.0955e-05 | 1.3958 | 0.093443 | 0.029462 | 1.3958 | 0.021108 | 0.093443 | 1.3958 | 0.066946 | 0.029462 | 0.093443 | 0.31529 | 0.029462 | 174.1172
Nonequipment | Floor Insulation | Commercial | New | Restaurants | 0.068623 | 0.0021887 | 20 | 1.4004e-05 | 3.2027e-05 | 1.3958 | 0.094306 | 0.032808 | 1.3958 | 0.023505 | 0.094306 | 1.3958 | 0.067564 | 0.032808 | 0.094306 | 0.34789 | 0.032808 | 174.1172
Nonequipment | Floor Insulation | Commercial | New | Retail | 0.068623 | 0.011471 | 20 | 1.4004e-05 | 3.2027e-05 | 1.3958 | 0.094306 | 0.032808 | 1.3958 | 0.023505 | 0.094306 | 1.3958 | 0.067564 | 0.032808 | 0.094306 | 0.34789 | 0.032808 | 174.1172
Nonequipment | Floor Insulation | Commercial | New | Schools K-12 | 0.068623 | 0.01344 | 20 | 1.3732e-06 | 3.0955e-05 | 1.3958 | 0.093443 | 0.029462 | 1.3958 | 0.021108 | 0.093443 | 1.3958 | 0.066946 | 0.029462 | 0.093443 | 0.31529 | 0.029462 | 174.1172
Nonequipment | Floor Insulation | Commercial | New | Warehouse | 0.068623 | 0.048927 | 20 | 7.7872e-06 | 1.3894e-05 | 1.3958 | 0.093881 | 0.03151 | 1.3958 | 0.022575 | 0.093881 | 1.3958 | 0.06726 | 0.03151 | 0.093881 | 0.33563 | 0.03151 | 174.1172
Nonequipment | Green Roof | Commercial | Existing | Assembly | 0.16236 | 0.042865 | 15 | 6.8973e-05 | 0 | 16.0523 | 0.19404 | 0.069415 | 16.0523 | 0.0043243 | 0.19404 | 16.0523 | 0.012088 | 0.069415 | 0.19404 | 0.35774 | 0.069415 | 846.353
Nonequipment | Green Roof | Commercial | Existing | College and University | 0.16236 | 0.014692 | 15 | 6.8973e-05 | 0 | 16.0523 | 0.19404 | 0.069415 | 16.0523 | 0.0043243 | 0.19404 | 16.0523 | 0.012088 | 0.069415 | 0.19404 | 0.35774 | 0.069415 | 846.353
Nonequipment | Green Roof | Commercial | Existing | Grocery | 0.16236 | 0.0052356 | 15 | 6.8973e-05 | 0 | 16.0523 | 0.19404 | 0.069415 | 16.0523 | 0.0043243 | 0.19404 | 16.0523 | 0.012088 | 0.069415 | 0.19404 | 0.35774 | 0.069415 | 846.353
Nonequipment | Green Roof | Commercial | Existing | Healthcare | 0.16236 | 0.010764 | 15 | 6.8973e-05 | 0 | 16.0523 | 0.19404 | 0.069415 | 16.0523 | 0.0043243 | 0.19404 | 16.0523 | 0.012088 | 0.069415 | 0.19404 | 0.35774 | 0.069415 | 846.353
Nonequipment | Green Roof | Commercial | Existing | Hospitals | 0.16236 | 0.0019971 | 15 | 6.8973e-05 | 0 | 16.0523 | 0.19404 | 0.069415 | 16.0523 | 0.0043243 | 0.19404 | 16.0523 | 0.012088 | 0.069415 | 0.19404 | 0.35774 | 0.069415 | 846.353
Nonequipment | Green Roof | Commercial | Existing | Institutional | 0.16236 | 0.0028852 | 15 | 6.8973e-05 | 0 | 16.0523 | 0.19404 | 0.069415 | 16.0523 | 0.0043243 | 0.19404 | 16.0523 | 0.012088 | 0.069415 | 0.19404 | 0.35774 | 0.069415 | 846.353
Nonequipment | Green Roof | Commercial | Existing | Lodging/Hospitality | 0.16236 | 0.0046755 | 15 | 9.149e-05 | 0 | 16.0523 | 0.19536 | 0.078168 | 16.0523 | 0.0048696 | 0.19536 | 16.0523 | 0.01217 | 0.078168 | 0.19536 | 0.40013 | 0.078168 | 846.353
Nonequipment | Green Roof | Commercial | Existing | Miscellaneous | 0.16236 | 0.0015141 | 15 | 2.0949e-05 | 0 | 16.0523 | 0.19122 | 0.051472 | 16.0523 | 0.0032065 | 0.19122 | 16.0523 | 0.011912 | 0.051472 | 0.19122 | 0.26918 | 0.051472 | 846.353
Nonequipment | Green Roof | Commercial | Existing | Offices | 0.16236 | 0.0027898 | 15 | 6.8973e-05 | 0 | 16.0523 | 0.19404 | 0.069415 | 16.0523 | 0.0043243 | 0.19404 | 16.0523 | 0.012088 | 0.069415 | 0.19404 | 0.35774 | 0.069415 | 846.353
Nonequipment | Green Roof | Commercial | Existing | Restaurants | 0.16236 | 0.0051782 | 15 | 6.8973e-05 | 0 | 16.0523 | 0.19404 | 0.069415 | 16.0523 | 0.0043243 | 0.19404 | 16.0523 | 0.012088 | 0.069415 | 0.19404 | 0.35774 | 0.069415 | 846.353
Nonequipment | Green Roof | Commercial | Existing | Retail | 0.16236 | 0.02714 | 15 | 6.8973e-05 | 0 | 16.0523 | 0.19404 | 0.069415 | 16.0523 | 0.0043243 | 0.19404 | 16.0523 | 0.012088 | 0.069415 | 0.19404 | 0.35774 | 0.069415 | 846.353
Nonequipment | Green Roof | Commercial | Existing | Schools K-12 | 0.16236 | 0.031799 | 15 | 6.8973e-05 | 0 | 16.0523 | 0.19404 | 0.069415 | 16.0523 | 0.0043243 | 0.19404 | 16.0523 | 0.012088 | 0.069415 | 0.19404 | 0.35774 | 0.069415 | 846.353
Nonequipment | Green Roof | Commercial | Existing | Warehouse | 0.16236 | 0.11576 | 15 | 2.0949e-05 | 0 | 16.0523 | 0.19122 | 0.051472 | 16.0523 | 0.0032065 | 0.19122 | 16.0523 | 0.011912 | 0.051472 | 0.19122 | 0.26918 | 0.051472 | 846.353
Nonequipment | Green Roof | Commercial | New | Assembly | 0.15921 | 0.042033 | 15 | 6.7635e-05 | 0 | 16.0523 | 0.19027 | 0.068068 | 16.0523 | 0.0042404 | 0.19027 | 16.0523 | 0.011853 | 0.068068 | 0.19027 | 0.35774 | 0.068068 | 863.1037
Nonequipment | Green Roof | Commercial | New | College and University | 0.15921 | 0.014407 | 15 | 6.7635e-05 | 0 | 16.0523 | 0.19027 | 0.068068 | 16.0523 | 0.0042404 | 0.19027 | 16.0523 | 0.011853 | 0.068068 | 0.19027 | 0.35774 | 0.068068 | 863.1037
Nonequipment | Green Roof | Commercial | New | Grocery | 0.15921 | 0.005134 | 15 | 6.7635e-05 | 0 | 16.0523 | 0.19027 | 0.068068 | 16.0523 | 0.0042404 | 0.19027 | 16.0523 | 0.011853 | 0.068068 | 0.19027 | 0.35774 | 0.068068 | 863.1037
Nonequipment | Green Roof | Commercial | New | Healthcare | 0.15921 | 0.010555 | 15 | 6.7635e-05 | 0 | 16.0523 | 0.19027 | 0.068068 | 16.0523 | 0.0042404 | 0.19027 | 16.0523 | 0.011853 | 0.068068 | 0.19027 | 0.35774 | 0.068068 | 863.1037
Nonequipment | Green Roof | Commercial | New | Hospitals | 0.15921 | 0.0019583 | 15 | 6.7635e-05 | 0 | 16.0523 | 0.19027 | 0.068068 | 16.0523 | 0.0042404 | 0.19027 | 16.0523 | 0.011853 | 0.068068 | 0.19027 | 0.35774 | 0.068068 | 863.1037
Nonequipment | Green Roof | Commercial | New | Institutional | 0.15921 | 0.0028292 | 15 | 6.7635e-05 | 0 | 16.0523 | 0.19027 | 0.068068 | 16.0523 | 0.0042404 | 0.19027 | 16.0523 | 0.011853 | 0.068068 | 0.19027 | 0.35774 | 0.068068 | 863.1037
Nonequipment | Green Roof | Commercial | New | Lodging/Hospitality | 0.15921 | 0.0045847 | 15 | 8.9714e-05 | 0 | 16.0523 | 0.19157 | 0.076651 | 16.0523 | 0.0047751 | 0.19157 | 16.0523 | 0.011934 | 0.076651 | 0.19157 | 0.40013 | 0.076651 | 863.1037
Nonequipment | Green Roof | Commercial | New | Miscellaneous | 0.15921 | 0.0014847 | 15 | 2.0542e-05 | 0 | 16.0523 | 0.1875 | 0.050473 | 16.0523 | 0.0031443 | 0.1875 | 16.0523 | 0.011681 | 0.050473 | 0.1875 | 0.26918 | 0.050473 | 863.1037
Nonequipment | Green Roof | Commercial | New | Offices | 0.15921 | 0.0027356 | 15 | 6.7635e-05 | 0 | 16.0523 | 0.19027 | 0.068068 | 16.0523 | 0.0042404 | 0.19027 | 16.0523 | 0.011853 | 0.068068 | 0.19027 | 0.35774 | 0.068068 | 863.1037
Nonequipment | Green Roof | Commercial | New | Restaurants | 0.15921 | 0.0050778 | 15 | 6.7635e-05 | 0 | 16.0523 | 0.19027 | 0.068068 | 16.0523 | 0.0042404 | 0.19027 | 16.0523 | 0.011853 | 0.068068 | 0.19027 | 0.35774 | 0.068068 | 863.1037
Nonequipment | Green Roof | Commercial | New | Retail | 0.15921 | 0.026613 | 15 | 6.7635e-05 | 0 | 16.0523 | 0.19027 | 0.068068 | 16.0523 | 0.0042404 | 0.19027 | 16.0523 | 0.011853 | 0.068068 | 0.19027 | 0.35774 | 0.068068 | 863.1037
Nonequipment | Green Roof | Commercial | New | Schools K-12 | 0.15921 | 0.031182 | 15 | 6.7635e-05 | 0 | 16.0523 | 0.19027 | 0.068068 | 16.0523 | 0.0042404 | 0.19027 | 16.0523 | 0.011853 | 0.068068 | 0.19027 | 0.35774 | 0.068068 | 863.1037
Nonequipment | Green Roof | Commercial | New | Warehouse | 0.15921 | 0.11351 | 15 | 2.0542e-05 | 0 | 16.0523 | 0.1875 | 0.050473 | 16.0523 | 0.0031443 | 0.1875 | 16.0523 | 0.011681 | 0.050473 | 0.1875 | 0.26918 | 0.050473 | 863.1037
Nonequipment | Hotel Card Energy Control Systems | Commercial | Existing | Assembly | 0 | 0 | 15 | 0 | 0 | 260 | 0 | 0 | 260 | 0 | 0 | 260 | 0 | 0 | 0 | 0 | 0
Nonequipment | Hotel Card Energy Control Systems | Commercial | Existing | College and University | 0 | 0 | 15 | 0 | 0 | 260 | 0 | 0 | 260 | 0 | 0 | 260 | 0 | 0 | 0 | 0 | 0
Nonequipment | Hotel Card Energy Control Systems | Commercial | Existing | Grocery | 0 | 0 | 15 | 0 | 0 | 260 | 0 | 0 | 260 | 0 | 0 | 260 | 0 | 0 | 0 | 0 | 0
Nonequipment | Hotel Card Energy Control Systems | Commercial | Existing | Healthcare | 0 | 0 | 15 | 0 | 0 | 260 | 0 | 0 | 260 | 0 | 0 | 260 | 0 | 0 | 0 | 0 | 0
Nonequipment | Hotel Card Energy Control Systems | Commercial | Existing | Hospitals | 0 | 0 | 15 | 0 | 0 | 260 | 0 | 0 | 260 | 0 | 0 | 260 | 0 | 0 | 0 | 0 | 0
Nonequipment | Hotel Card Energy Control Systems | Commercial | Existing | Institutional | 0 | 0 | 15 | 0 | 0 | 260 | 0 | 0 | 260 | 0 | 0 | 260 | 0 | 0 | 0 | 0 | 0
Nonequipment | Hotel Card Energy Control Systems | Commercial | Existing | Lodging/Hospitality | 561.42 | 0.050472 | 15 | 0.0044883 | -0.016893 | 260 | 657.2127 | 202.1193 | 260 | 0.77738 | 657.2127 | 260 | 2.5277 | 202.1193 | 657.2127 | 0.30754 | 202.1193 | 3.9644
Nonequipment | Hotel Card Energy Control Systems | Commercial | Existing | Miscellaneous | 0 | 0 | 15 | 0 | 0 | 260 | 0 | 0 | 260 | 0 | 0 | 260 | 0 | 0 | 0 | 0 | 0
Nonequipment | Hotel Card Energy Control Systems | Commercial | Existing | Offices | 0 | 0 | 15 | 0 | 0 | 260 | 0 | 0 | 260 | 0 | 0 | 260 | 0 | 0 | 0 | 0 | 0
Nonequipment | Hotel Card Energy Control Systems | Commercial | Existing | Restaurants | 0 | 0 | 15 | 0 | 0 | 260 | 0 | 0 | 260 | 0 | 0 | 260 | 0 | 0 | 0 | 0 | 0
Nonequipment | Hotel Card Energy Control Systems | Commercial | Existing | Retail | 0 | 0 | 15 | 0 | 0 | 260 | 0 | 0 | 260 | 0 | 0 | 260 | 0 | 0 | 0 | 0 | 0
Nonequipment | Hotel Card Energy Control Systems | Commercial | Existing | Schools K-12 | 0 | 0 | 15 | 0 | 0 | 260 | 0 | 0 | 260 | 0 | 0 | 260 | 0 | 0 | 0 | 0 | 0
Nonequipment | Hotel Card Energy Control Systems | Commercial | Existing | Warehouse | 0 | 0 | 15 | 0 | 0 | 260 | 0 | 0 | 260 | 0 | 0 | 260 | 0 | 0 | 0 | 0 | 0
Nonequipment | Hotel Card Energy Control Systems | Commercial | New | Assembly | 0 | 0 | 15 | 0 | 0 | 260 | 0 | 0 | 260 | 0 | 0 | 260 | 0 | 0 | 0 | 0 | 0
Nonequipment | Hotel Card Energy Control Systems | Commercial | New | College and University | 0 | 0 | 15 | 0 | 0 | 260 | 0 | 0 | 260 | 0 | 0 | 260 | 0 | 0 | 0 | 0 | 0
Nonequipment | Hotel Card Energy Control Systems | Commercial | New | Grocery | 0 | 0 | 15 | 0 | 0 | 260 | 0 | 0 | 260 | 0 | 0 | 260 | 0 | 0 | 0 | 0 | 0
Nonequipment | Hotel Card Energy Control Systems | Commercial | New | Healthcare | 0 | 0 | 15 | 0 | 0 | 260 | 0 | 0 | 260 | 0 | 0 | 260 | 0 | 0 | 0 | 0 | 0
Nonequipment | Hotel Card Energy Control Systems | Commercial | New | Hospitals | 0 | 0 | 15 | 0 | 0 | 260 | 0 | 0 | 260 | 0 | 0 | 260 | 0 | 0 | 0 | 0 | 0
Nonequipment | Hotel Card Energy Control Systems | Commercial | New | Institutional | 0 | 0 | 15 | 0 | 0 | 260 | 0 | 0 | 260 | 0 | 0 | 260 | 0 | 0 | 0 | 0 | 0
Nonequipment | Hotel Card Energy Control Systems | Commercial | New | Lodging/Hospitality | 561.42 | 0.050472 | 15 | 0.0044883 | -0.016893 | 260 | 657.2127 | 202.1193 | 260 | 0.77738 | 657.2127 | 260 | 2.5277 | 202.1193 | 657.2127 | 0.30754 | 202.1193 | 3.9644
Nonequipment | Hotel Card Energy Control Systems | Commercial | New | Miscellaneous | 0 | 0 | 15 | 0 | 0 | 260 | 0 | 0 | 260 | 0 | 0 | 260 | 0 | 0 | 0 | 0 | 0
Nonequipment | Hotel Card Energy Control Systems | Commercial | New | Offices | 0 | 0 | 15 | 0 | 0 | 260 | 0 | 0 | 260 | 0 | 0 | 260 | 0 | 0 | 0 | 0 | 0
Nonequipment | Hotel Card Energy Control Systems | Commercial | New | Restaurants | 0 | 0 | 15 | 0 | 0 | 260 | 0 | 0 | 260 | 0 | 0 | 260 | 0 | 0 | 0 | 0 | 0
Nonequipment | Hotel Card Energy Control Systems | Commercial | New | Retail | 0 | 0 | 15 | 0 | 0 | 260 | 0 | 0 | 260 | 0 | 0 | 260 | 0 | 0 | 0 | 0 | 0
Nonequipment | Hotel Card Energy Control Systems | Commercial | New | Schools K-12 | 0 | 0 | 15 | 0 | 0 | 260 | 0 | 0 | 260 | 0 | 0 | 260 | 0 | 0 | 0 | 0 | 0
Nonequipment | Hotel Card Energy Control Systems | Commercial | New | Warehouse | 0 | 0 | 15 | 0 | 0 | 260 | 0 | 0 | 260 | 0 | 0 | 260 | 0 | 0 | 0 | 0 | 0
Nonequipment | HVAC tune-up | Commercial | Existing | Assembly | 165.3541 | 0.05 | 5 | 0.032828 | 0.0059761 | 52.5 | 88.0976 | 30.8657 | 52.5 | 0.58792 | 88.0976 | 52.5 | 1.678 | 30.8657 | 88.0976 | 0.35036 | 30.8657 | 2.7179
Nonequipment | HVAC tune-up | Commercial | Existing | College and University | 183.4457 | 0.05 | 5 | 0.069331 | 0.023434 | 52.5 | 98.6078 | 38.9582 | 52.5 | 0.74206 | 98.6078 | 52.5 | 1.8782 | 38.9582 | 98.6078 | 0.39508 | 38.9582 | 2.4499
Nonequipment | HVAC tune-up | Commercial | Existing | Grocery | 91.3433 | 0.05 | 5 | 0.018135 | 0.0033013 | 52.5 | 48.666 | 17.0505 | 52.5 | 0.32477 | 48.666 | 52.5 | 0.92697 | 17.0505 | 48.666 | 0.35036 | 17.0505 | 4.9201
Nonequipment | HVAC tune-up | Commercial | Existing | Healthcare | 359.8065 | 0.05 | 5 | 0.12637 | 0.015344 | 52.5 | 193.1528 | 74.5729 | 52.5 | 1.4204 | 193.1528 | 52.5 | 3.6791 | 74.5729 | 193.1528 | 0.38608 | 74.5729 | 1.249
Nonequipment | HVAC tune-up | Commercial | Existing | Hospitals | 340.8294 | 0.05 | 5 | 0.12881 | 0.043539 | 52.5 | 183.2065 | 72.3817 | 52.5 | 1.3787 | 183.2065 | 52.5 | 3.4896 | 72.3817 | 183.2065 | 0.39508 | 72.3817 | 1.3186
Nonequipment | HVAC tune-up | Commercial | Existing | Institutional | 89.3191 | 0.05 | 5 | 0.017733 | 0.0032281 | 52.5 | 47.5875 | 16.6727 | 52.5 | 0.31757 | 47.5875 | 52.5 | 0.90643 | 16.6727 | 47.5875 | 0.35036 | 16.6727 | 5.0316
Nonequipment | HVAC tune-up | Commercial | Existing | Lodging/Hospitality | 273.1443 | 0.05 | 5 | 0.095936 | 0.011648 | 52.5 | 146.6304 | 56.6114 | 52.5 | 1.0783 | 146.6304 | 52.5 | 2.793 | 56.6114 | 146.6304 | 0.38608 | 56.6114 | 1.6453
Nonequipment | HVAC tune-up | Commercial | Existing | Miscellaneous | 92.3554 | 0.05 | 5 | 0.018336 | 0.0033378 | 52.5 | 49.2052 | 17.2394 | 52.5 | 0.32837 | 49.2052 | 52.5 | 0.93724 | 17.2394 | 49.2052 | 0.35036 | 17.2394 | 4.8662
Nonequipment | HVAC tune-up | Commercial | Existing | Offices | 186.1025 | 0.05 | 5 | 0.036948 | 0.006726 | 52.5 | 99.1519 | 34.7387 | 52.5 | 0.66169 | 99.1519 | 52.5 | 1.8886 | 34.7387 | 99.1519 | 0.35036 | 34.7387 | 2.4149
Nonequipment | HVAC tune-up | Commercial | Existing | Restaurants | 267.9572 | 0.05 | 5 | 0.053199 | 0.0096843 | 52.5 | 142.7626 | 50.018 | 52.5 | 0.95272 | 142.7626 | 52.5 | 2.7193 | 50.018 | 142.7626 | 0.35036 | 50.018 | 1.6772
Nonequipment | HVAC tune-up | Commercial | Existing | Retail | 210.0137 | 0.05 | 5 | 0.041695 | 0.0075902 | 52.5 | 111.8913 | 39.202 | 52.5 | 0.74671 | 111.8913 | 52.5 | 2.1313 | 39.202 | 111.8913 | 0.35036 | 39.202 | 2.1399
Nonequipment | HVAC tune-up | Commercial | Existing | Schools K-12 | 182.5601 | 0.05 | 5 | 0.036244 | 0.006598 | 52.5 | 97.2646 | 34.0774 | 52.5 | 0.64909 | 97.2646 | 52.5 | 1.8527 | 34.0774 | 97.2646 | 0.35036 | 34.0774 | 2.4617
Nonequipment | HVAC tune-up | Commercial | Existing | Warehouse | 40.105 | 0.05 | 5 | 0.0079622 | 0.0014494 | 52.5 | 21.3672 | 7.4862 | 52.5 | 0.14259 | 21.3672 | 52.5 | 0.40699 | 7.4862 | 21.3672 | 0.35036 | 7.4862 | 11.206
Nonequipment | HVAC tune-up | Commercial | New | Assembly | 165.3541 | 0.05 | 5 | 0.032828 | 0.0059761 | 52.5 | 88.0976 | 30.8657 | 52.5 | 0.58792 | 88.0976 | 52.5 | 1.678 | 30.8657 | 88.0976 | 0.35036 | 30.8657 | 2.7179
Nonequipment | HVAC tune-up | Commercial | New | College and University | 183.4457 | 0.05 | 5 | 0.069331 | 0.023434 | 52.5 | 98.6078 | 38.9582 | 52.5 | 0.74206 | 98.6078 | 52.5 | 1.8782 | 38.9582 | 98.6078 | 0.39508 | 38.9582 | 2.4499
Nonequipment | HVAC tune-up | Commercial | New | Grocery | 91.3433 | 0.05 | 5 | 0.018135 | 0.0033013 | 52.5 | 48.666 | 17.0505 | 52.5 | 0.32477 | 48.666 | 52.5 | 0.92697 | 17.0505 | 48.666 | 0.35036 | 17.0505 | 4.9201
Nonequipment | HVAC tune-up | Commercial | New | Healthcare | 359.8065 | 0.05 | 5 | 0.12637 | 0.015344 | 52.5 | 193.1528 | 74.5729 | 52.5 | 1.4204 | 193.1528 | 52.5 | 3.6791 | 74.5729 | 193.1528 | 0.38608 | 74.5729 | 1.249
Nonequipment | HVAC tune-up | Commercial | New | Hospitals | 340.8294 | 0.05 | 5 | 0.12881 | 0.043539 | 52.5 | 183.2065 | 72.3817 | 52.5 | 1.3787 | 183.2065 | 52.5 | 3.4896 | 72.3817 | 183.2065 | 0.39508 | 72.3817 | 1.3186
Nonequipment | HVAC tune-up | Commercial | New | Institutional | 89.3191 | 0.05 | 5 | 0.017733 | 0.0032281 | 52.5 | 47.5875 | 16.6727 | 52.5 | 0.31757 | 47.5875 | 52.5 | 0.90643 | 16.6727 | 47.5875 | 0.35036 | 16.6727 | 5.0316
Nonequipment | HVAC tune-up | Commercial | New | Lodging/Hospitality | 273.1443 | 0.05 | 5 | 0.095936 | 0.011648 | 52.5 | 146.6304 | 56.6114 | 52.5 | 1.0783 | 146.6304 | 52.5 | 2.793 | 56.6114 | 146.6304 | 0.38608 | 56.6114 | 1.6453
Nonequipment | HVAC tune-up | Commercial | New | Miscellaneous | 92.3554 | 0.05 | 5 | 0.018336 | 0.0033378 | 52.5 | 49.2052 | 17.2394 | 52.5 | 0.32837 | 49.2052 | 52.5 | 0.93724 | 17.2394 | 49.2052 | 0.35036 | 17.2394 | 4.8662
Nonequipment | HVAC tune-up | Commercial | New | Offices | 186.1025 | 0.05 | 5 | 0.036948 | 0.006726 | 52.5 | 99.1519 | 34.7387 | 52.5 | 0.66169 | 99.1519 | 52.5 | 1.8886 | 34.7387 | 99.1519 | 0.35036 | 34.7387 | 2.4149
Nonequipment | HVAC tune-up | Commercial | New | Restaurants | 267.9572 | 0.05 | 5 | 0.053199 | 0.0096843 | 52.5 | 142.7626 | 50.018 | 52.5 | 0.95272 | 142.7626 | 52.5 | 2.7193 | 50.018 | 142.7626 | 0.35036 | 50.018 | 1.6772
Nonequipment | HVAC tune-up | Commercial | New | Retail | 210.0137 | 0.05 | 5 | 0.041695 | 0.0075902 | 52.5 | 111.8913 | 39.202 | 52.5 | 0.74671 | 111.8913 | 52.5 | 2.1313 | 39.202 | 111.8913 | 0.35036 | 39.202 | 2.1399
Nonequipment | HVAC tune-up | Commercial | New | Schools K-12 | 182.5601 | 0.05 | 5 | 0.036244 | 0.006598 | 52.5 | 97.2646 | 34.0774 | 52.5 | 0.64909 | 97.2646 | 52.5 | 1.8527 | 34.0774 | 97.2646 | 0.35036 | 34.0774 | 2.4617
Nonequipment | HVAC tune-up | Commercial | New | Warehouse | 40.105 | 0.05 | 5 | 0.0079622 | 0.0014494 | 52.5 | 21.3672 | 7.4862 | 52.5 | 0.14259 | 21.3672 | 52.5 | 0.40699 | 7.4862 | 21.3672 | 0.35036 | 7.4862 | 11.206
Nonequipment | HVAC tune-up_RTU | Commercial | Existing | Assembly | 784.3099 | 0.05 | 5 | 0.15571 | 0.028346 | 350 | 417.8656 | 146.4025 | 350 | 0.41829 | 417.8656 | 350 | 1.1939 | 146.4025 | 417.8656 | 0.35036 | 146.4025 | 3.8201
Nonequipment | HVAC tune-up_RTU | Commercial | Existing | College and University | 870.122 | 0.05 | 5 | 0.32885 | 0.11115 | 350 | 467.7178 | 184.7871 | 350 | 0.52796 | 467.7178 | 350 | 1.3363 | 184.7871 | 467.7178 | 0.39508 | 184.7871 | 3.4433
Nonequipment | HVAC tune-up_RTU | Commercial | Existing | Grocery | 433.2607 | 0.05 | 5 | 0.086017 | 0.015659 | 350 | 230.8332 | 80.8742 | 350 | 0.23107 | 230.8332 | 350 | 0.65952 | 80.8742 | 230.8332 | 0.35036 | 80.8742 | 6.9152
Nonequipment | HVAC tune-up_RTU | Commercial | Existing | Healthcare | 1706.6392 | 0.05 | 5 | 0.59942 | 0.072781 | 350 | 916.1651 | 353.7151 | 350 | 1.0106 | 916.1651 | 350 | 2.6176 | 353.7151 | 916.1651 | 0.38608 | 353.7151 | 1.7556
Nonequipment | HVAC tune-up_RTU | Commercial | Existing | Hospitals | 1616.6266 | 0.05 | 5 | 0.61098 | 0.20652 | 350 | 868.9874 | 343.3217 | 350 | 0.98092 | 868.9874 | 350 | 2.4828 | 343.3217 | 868.9874 | 0.39508 | 343.3217 | 1.8533
Nonequipment | HVAC tune-up_RTU | Commercial | Existing | Institutional | 423.6594 | 0.05 | 5 | 0.084111 | 0.015312 | 350 | 225.7178 | 79.082 | 350 | 0.22595 | 225.7178 | 350 | 0.64491 | 79.082 | 225.7178 | 0.35036 | 79.082 | 7.072
Nonequipment | HVAC tune-up_RTU | Commercial | Existing | Lodging/Hospitality | 1295.5816 | 0.05 | 5 | 0.45505 | 0.055251 | 350 | 695.4995 | 268.52 | 350 | 0.7672 | 695.4995 | 350 | 1.9871 | 268.52 | 695.4995 | 0.38608 | 268.52 | 2.3126
Nonequipment | HVAC tune-up_RTU | Commercial | Existing | Miscellaneous | 438.0614 | 0.05 | 5 | 0.08697 | 0.015832 | 350 | 233.3909 | 81.7703 | 350 | 0.23363 | 233.3909 | 350 | 0.66683 | 81.7703 | 233.3909 | 0.35036 | 81.7703 | 6.8395
Nonequipment | HVAC tune-up_RTU | Commercial | Existing | Offices | 882.7237 | 0.05 | 5 | 0.17525 | 0.031903 | 350 | 470.2987 | 164.7729 | 350 | 0.47078 | 470.2987 | 350 | 1.3437 | 164.7729 | 470.2987 | 0.35036 | 164.7729 | 3.3942
Nonequipment | HVAC tune-up_RTU | Commercial | Existing | Restaurants | 1270.9781 | 0.05 | 5 | 0.25233 | 0.045935 | 350 | 677.1533 | 237.246 | 350 | 0.67785 | 677.1533 | 350 | 1.9347 | 237.246 | 677.1533 | 0.35036 | 237.246 | 2.3573
Nonequipment | HVAC tune-up_RTU | Commercial | Existing | Retail | 996.1396 | 0.05 | 5 | 0.19777 | 0.036002 | 350 | 530.7245 | 185.9435 | 350 | 0.53127 | 530.7245 | 350 | 1.5164 | 185.9435 | 530.7245 | 0.35036 | 185.9435 | 3.0077
Nonequipment | HVAC tune-up_RTU | Commercial | Existing | Schools K-12 | 865.9214 | 0.05 | 5 | 0.17191 | 0.031296 | 350 | 461.3467 | 161.6365 | 350 | 0.46182 | 461.3467 | 350 | 1.3181 | 161.6365 | 461.3467 | 0.35036 | 161.6365 | 3.46
Nonequipment | HVAC tune-up_RTU | Commercial | Existing | Warehouse | 190.2267 | 0.05 | 5 | 0.037766 | 0.006875 | 350 | 101.3492 | 35.5085 | 350 | 0.10145 | 101.3492 | 350 | 0.28957 | 35.5085 | 101.3492 | 0.35036 | 35.5085 | 15.7502
Nonequipment | HVAC tune-up_RTU | Commercial | New | Assembly | 784.3099 | 0.05 | 5 | 0.15571 | 0.028346 | 350 | 417.8656 | 146.4025 | 350 | 0.41829 | 417.8656 | 350 | 1.1939 | 146.4025 | 417.8656 | 0.35036 | 146.4025 | 3.8201
Nonequipment | HVAC tune-up_RTU | Commercial | New | College and University | 870.122 | 0.05 | 5 | 0.32885 | 0.11115 | 350 | 467.7178 | 184.7871 | 350 | 0.52796 | 467.7178 | 350 | 1.3363 | 184.7871 | 467.7178 | 0.39508 | 184.7871 | 3.4433
Nonequipment | HVAC tune-up_RTU | Commercial | New | Grocery | 433.2607 | 0.05 | 5 | 0.086017 | 0.015659 | 350 | 230.8332 | 80.8742 | 350 | 0.23107 | 230.8332 | 350 | 0.65952 | 80.8742 | 230.8332 | 0.35036 | 80.8742 | 6.9152
Nonequipment | HVAC tune-up_RTU | Commercial | New | Healthcare | 1706.6392 | 0.05 | 5 | 0.59942 | 0.072781 | 350 | 916.1651 | 353.7151 | 350 | 1.0106 | 916.1651 | 350 | 2.6176 | 353.7151 | 916.1651 | 0.38608 | 353.7151 | 1.7556
Nonequipment | HVAC tune-up_RTU | Commercial | New | Hospitals | 1616.6266 | 0.05 | 5 | 0.61098 | 0.20652 | 350 | 868.9874 | 343.3217 | 350 | 0.98092 | 868.9874 | 350 | 2.4828 | 343.3217 | 868.9874 | 0.39508 | 343.3217 | 1.8533
Nonequipment | HVAC tune-up_RTU | Commercial | New | Institutional | 423.6594 | 0.05 | 5 | 0.084111 | 0.015312 | 350 | 225.7178 | 79.082 | 350 | 0.22595 | 225.7178 | 350 | 0.64491 | 79.082 | 225.7178 | 0.35036 | 79.082 | 7.072
Nonequipment | HVAC tune-up_RTU | Commercial | New | Lodging/Hospitality | 1295.5816 | 0.05 | 5 | 0.45505 | 0.055251 | 350 | 695.4995 | 268.52 | 350 | 0.7672 | 695.4995 | 350 | 1.9871 | 268.52 | 695.4995 | 0.38608 | 268.52 | 2.3126
Nonequipment | HVAC tune-up_RTU | Commercial | New | Miscellaneous | 438.0614 | 0.05 | 5 | 0.08697 | 0.015832 | 350 | 233.3909 | 81.7703 | 350 | 0.23363 | 233.3909 | 350 | 0.66683 | 81.7703 | 233.3909 | 0.35036 | 81.7703 | 6.8395
Nonequipment | HVAC tune-up_RTU | Commercial | New | Offices | 882.7237 | 0.05 | 5 | 0.17525 | 0.031903 | 350 | 470.2987 | 164.7729 | 350 | 0.47078 | 470.2987 | 350 | 1.3437 | 164.7729 | 470.2987 | 0.35036 | 164.7729 | 3.3942
Nonequipment | HVAC tune-up_RTU | Commercial | New | Restaurants | 1270.9781 | 0.05 | 5 | 0.25233 | 0.045935 | 350 | 677.1533 | 237.246 | 350 | 0.67785 | 677.1533 | 350 | 1.9347 | 237.246 | 677.1533 | 0.35036 | 237.246 | 2.3573
Nonequipment | HVAC tune-up_RTU | Commercial | New | Retail | 996.1396 | 0.05 | 5 | 0.19777 | 0.036002 | 350 | 530.7245 | 185.9435 | 350 | 0.53127 | 530.7245 | 350 | 1.5164 | 185.9435 | 530.7245 | 0.35036 | 185.9435 | 3.0077
Nonequipment | HVAC tune-up_RTU | Commercial | New | Schools K-12 | 865.9214 | 0.05 | 5 | 0.17191 | 0.031296 | 350 | 461.3467 | 161.6365 | 350 | 0.46182 | 461.3467 | 350 | 1.3181 | 161.6365 | 461.3467 | 0.35036 | 161.6365 | 3.46
Nonequipment | HVAC tune-up_RTU | Commercial | New | Warehouse | 190.2267 | 0.05 | 5 | 0.037766 | 0.006875 | 350 | 101.3492 | 35.5085 | 350 | 0.10145 | 101.3492 | 350 | 0.28957 | 35.5085 | 101.3492 | 0.35036 | 35.5085 | 15.7502
Nonequipment | Infiltration Reduction - Air Sealing | Commercial | Existing | Assembly | 0.033904 | 0.0089511 | 11 | 7.4994e-06 | 2.2269e-05 | 0.262 | 0.033043 | 0.012469 | 0.262 | 0.047591 | 0.033043 | 0.262 | 0.12612 | 0.012469 | 0.033043 | 0.37736 | 0.012469 | 66.1518
Nonequipment | Infiltration Reduction - Air Sealing | Commercial | Existing | College and University | 0.016562 | 0.0014987 | 11 | 3.6634e-06 | 1.0878e-05 | 0.262 | 0.016141 | 0.0060909 | 0.262 | 0.023248 | 0.016141 | 0.262 | 0.061607 | 0.0060909 | 0.016141 | 0.37736 | 0.0060909 | 135.4224
Nonequipment | Infiltration Reduction - Air Sealing | Commercial | Existing | Grocery | 0.11529 | 0.0037179 | 11 | 2.5502e-05 | 7.5728e-05 | 0.262 | 0.11236 | 0.042402 | 0.262 | 0.16184 | 0.11236 | 0.262 | 0.42887 | 0.042402 | 0.11236 | 0.37736 | 0.042402 | 19.4531
Nonequipment | Infiltration Reduction - Air Sealing | Commercial | Existing | Healthcare | 0.032126 | 0.00213 | 11 | 7.1062e-06 | 2.1101e-05 | 0.262 | 0.03131 | 0.011815 | 0.262 | 0.045096 | 0.03131 | 0.262 | 0.1195 | 0.011815 | 0.03131 | 0.37736 | 0.011815 | 69.8125
Nonequipment | Infiltration Reduction - Air Sealing | Commercial | Existing | Hospitals | 0.016618 | 0.00020441 | 11 | 3.6759e-06 | 1.0915e-05 | 0.262 | 0.016196 | 0.0061118 | 0.262 | 0.023327 | 0.016196 | 0.262 | 0.061818 | 0.0061118 | 0.016196 | 0.37736 | 0.0061118 | 134.9595
Nonequipment | Infiltration Reduction - Air Sealing | Commercial | Existing | Institutional | 0.10368 | 0.0018425 | 11 | 2.2934e-05 | 6.8102e-05 | 0.262 | 0.10105 | 0.038132 | 0.262 | 0.14554 | 0.10105 | 0.262 | 0.38568 | 0.038132 | 0.10105 | 0.37736 | 0.038132 | 21.6316
Nonequipment | Infiltration Reduction - Air Sealing | Commercial | Existing | Lodging/Hospitality | 0.077996 | 0.0022461 | 11 | 1.7253e-05 | 5.1231e-05 | 0.262 | 0.076016 | 0.028685 | 0.262 | 0.10949 | 0.076016 | 0.262 | 0.29014 | 0.028685 | 0.076016 | 0.37736 | 0.028685 | 28.7551
Nonequipment | Infiltration Reduction - Air Sealing | Commercial | Existing | Miscellaneous | 0.020724 | 0.00019326 | 11 | 4.5842e-06 | 1.3612e-05 | 0.262 | 0.020198 | 0.0076219 | 0.262 | 0.029091 | 0.020198 | 0.262 | 0.077092 | 0.0076219 | 0.020198 | 0.37736 | 0.0076219 | 108.2201
Nonequipment | Infiltration Reduction - Air Sealing | Commercial | Existing | Offices | 0.15047 | 0.0025854 | 11 | 3.3283e-05 | 9.8832e-05 | 0.262 | 0.14665 | 0.055338 | 0.262 | 0.21121 | 0.14665 | 0.262 | 0.55972 | 0.055338 | 0.14665 | 0.37736 | 0.055338 | 14.9056
Nonequipment | Infiltration Reduction - Air Sealing | Commercial | Existing | Restaurants | 0.11187 | 0.003568 | 11 | 2.4745e-05 | 7.348e-05 | 0.262 | 0.10903 | 0.041143 | 0.262 | 0.15703 | 0.10903 | 0.262 | 0.41614 | 0.041143 | 0.10903 | 0.37736 | 0.041143 | 20.0482
Nonequipment | Infiltration Reduction - Air Sealing | Commercial | Existing | Retail | 0.048869 | 0.0081689 | 11 | 1.081e-05 | 3.2099e-05 | 0.262 | 0.047628 | 0.017973 | 0.262 | 0.068599 | 0.047628 | 0.262 | 0.18179 | 0.017973 | 0.047628 | 0.37736 | 0.017973 | 45.8938
Nonequipment | Infiltration Reduction - Air Sealing | Commercial | Existing | Schools K-12 | 0.011161 | 0.0021859 | 11 | 2.4687e-06 | 7.3307e-06 | 0.262 | 0.010877 | 0.0041046 | 0.262 | 0.015666 | 0.010877 | 0.262 | 0.041516 | 0.0041046 | 0.010877 | 0.37736 | 0.0041046 | 200.9559
Nonequipment | Infiltration Reduction - Air Sealing | Commercial | Existing | Warehouse | 0.030862 | 0.022004 | 11 | 6.8266e-06 | 2.0271e-05 | 0.262 | 0.030078 | 0.01135 | 0.262 | 0.043322 | 0.030078 | 0.262 | 0.1148 | 0.01135 | 0.030078 | 0.37736 | 0.01135 | 72.6718
Nonequipment | Infiltration Reduction - Air Sealing | Commercial | New | Assembly | 0.033383 | 0.0088137 | 11 | 7.3843e-06 | 2.1927e-05 | 0.262 | 0.032536 | 0.012278 | 0.262 | 0.046861 | 0.032536 | 0.262 | 0.12418 | 0.012278 | 0.032536 | 0.37736 | 0.012278 | 67.183
Nonequipment | Infiltration Reduction - Air Sealing | Commercial | New | College and University | 0.016307 | 0.0014757 | 11 | 3.6071e-06 | 1.0711e-05 | 0.262 | 0.015893 | 0.0059974 | 0.262 | 0.022891 | 0.015893 | 0.262 | 0.060661 | 0.0059974 | 0.015893 | 0.37736 | 0.0059974 | 137.5335
Nonequipment | Infiltration Reduction - Air Sealing | Commercial | New | Grocery | 0.11352 | 0.0036608 | 11 | 2.5111e-05 | 7.4565e-05 | 0.262 | 0.11064 | 0.041751 | 0.262 | 0.15935 | 0.11064 | 0.262 | 0.42229 | 0.041751 | 0.11064 | 0.37736 | 0.041751 | 19.7564
Nonequipment | Infiltration Reduction - Air Sealing | Commercial | New | Healthcare | 0.031633 | 0.0020973 | 11 | 6.9971e-06 | 2.0778e-05 | 0.262 | 0.03083 | 0.011634 | 0.262 | 0.044404 | 0.03083 | 0.262 | 0.11767 | 0.011634 | 0.03083 | 0.37736 | 0.011634 | 70.9008
Nonequipment | Infiltration Reduction - Air Sealing | Commercial | New | Hospitals | 0.016363 | 0.00020128 | 11 | 3.6195e-06 | 1.0748e-05 | 0.262 | 0.015948 | 0.006018 | 0.262 | 0.022969 | 0.015948 | 0.262 | 0.060869 | 0.006018 | 0.015948 | 0.37736 | 0.006018 | 137.0634
Nonequipment | Infiltration Reduction - Air Sealing | Commercial | New | Institutional | 0.10209 | 0.0018142 | 11 | 2.2582e-05 | 6.7056e-05 | 0.262 | 0.099498 | 0.037546 | 0.262 | 0.14331 | 0.099498 | 0.262 | 0.37976 | 0.037546 | 0.099498 | 0.37736 | 0.037546 | 21.9688
Nonequipment | Infiltration Reduction - Air Sealing | Commercial | New | Lodging/Hospitality | 0.076799 | 0.0022116 | 11 | 1.6988e-05 | 5.0444e-05 | 0.262 | 0.074849 | 0.028245 | 0.262 | 0.1078 | 0.074849 | 0.262 | 0.28568 | 0.028245 | 0.074849 | 0.37736 | 0.028245 | 29.2034
Nonequipment | Infiltration Reduction - Air Sealing | Commercial | New | Miscellaneous | 0.020406 | 0.0001903 | 11 | 4.5138e-06 | 1.3404e-05 | 0.262 | 0.019888 | 0.0075049 | 0.262 | 0.028645 | 0.019888 | 0.262 | 0.075909 | 0.0075049 | 0.019888 | 0.37736 | 0.0075049 | 109.9072
Nonequipment | Infiltration Reduction - Air Sealing | Commercial | New | Offices | 0.14816 | 0.0025458 | 11 | 3.2772e-05 | 9.7315e-05 | 0.262 | 0.1444 | 0.054489 | 0.262 | 0.20797 | 0.1444 | 0.262 | 0.55113 | 0.054489 | 0.1444 | 0.37736 | 0.054489 | 15.1379
Nonequipment | Infiltration Reduction - Air Sealing | Commercial | New | Restaurants | 0.11015 | 0.0035132 | 11 | 2.4365e-05 | 7.2352e-05 | 0.262 | 0.10736 | 0.040511 | 0.262 | 0.15462 | 0.10736 | 0.262 | 0.40975 | 0.040511 | 0.10736 | 0.37736 | 0.040511 | 20.3608
Nonequipment | Infiltration Reduction - Air Sealing | Commercial | New | Retail | 0.048119 | 0.0080435 | 11 | 1.0644e-05 | 3.1606e-05 | 0.262 | 0.046897 | 0.017697 | 0.262 | 0.067546 | 0.046897 | 0.262 | 0.179 | 0.017697 | 0.046897 | 0.37736 | 0.017697 | 46.6093
Nonequipment | Infiltration Reduction - Air Sealing | Commercial | New | Schools K-12 | 0.010989 | 0.0021523 | 11 | 2.4308e-06 | 7.2182e-06 | 0.262 | 0.01071 | 0.0040416 | 0.262 | 0.015426 | 0.01071 | 0.262 | 0.040879 | 0.0040416 | 0.01071 | 0.37736 | 0.0040416 | 204.0886
Nonequipment | Infiltration Reduction - Air Sealing | Commercial | New | Warehouse | 0.030388 | 0.021666 | 11 | 6.7218e-06 | 1.996e-05 | 0.262 | 0.029617 | 0.011176 | 0.262 | 0.042657 | 0.029617 | 0.262 | 0.11304 | 0.011176 | 0.029617 | 0.37736 | 0.011176 | 73.8047
Nonequipment | Low U-Value Windows | Commercial | Existing | Assembly | 349.5006 | 0.46 | 20 | 0.12991 | 0.0014526 | 360 | 484.3015 | 174.8416 | 360 | 0.48567 | 484.3015 | 360 | 1.3453 | 174.8416 | 484.3015 | 0.36102 | 174.8416 | 8.8175
Nonequipment | Low U-Value Windows | Commercial | Existing | College and University | 349.5006 | 0.46 | 20 | 0.12991 | 0.0014526 | 360 | 484.3015 | 174.8416 | 360 | 0.48567 | 484.3015 | 360 | 1.3453 | 174.8416 | 484.3015 | 0.36102 | 174.8416 | 8.8175
Nonequipment | Low U-Value Windows | Commercial | Existing | Grocery | 349.5006 | 0.46 | 20 | 0.12991 | 0.0014526 | 360 | 484.3015 | 174.8416 | 360 | 0.48567 | 484.3015 | 360 | 1.3453 | 174.8416 | 484.3015 | 0.36102 | 174.8416 | 8.8175
Nonequipment | Low U-Value Windows | Commercial | Existing | Healthcare | 349.5006 | 0.46 | 20 | 0.12991 | 0.0014526 | 360 | 484.3015 | 174.8416 | 360 | 0.48567 | 484.3015 | 360 | 1.3453 | 174.8416 | 484.3015 | 0.36102 | 174.8416 | 8.8175
Nonequipment | Low U-Value Windows | Commercial | Existing | Hospitals | 349.5006 | 0.46 | 20 | 0.12991 | 0.0014526 | 360 | 484.3015 | 174.8416 | 360 | 0.48567 | 484.3015 | 360 | 1.3453 | 174.8416 | 484.3015 | 0.36102 | 174.8416 | 8.8175
Nonequipment | Low U-Value Windows | Commercial | Existing | Institutional | 349.5006 | 0.46 | 20 | 0.12991 | 0.0014526 | 360 | 484.3015 | 174.8416 | 360 | 0.48567 | 484.3015 | 360 | 1.3453 | 174.8416 | 484.3015 | 0.36102 | 174.8416 | 8.8175
Nonequipment | Low U-Value Windows | Commercial | Existing | Lodging/Hospitality | 349.5006 | 0.46 | 20 | 0.15422 | -0.034707 | 360 | 485.9614 | 183.89 | 360 | 0.51081 | 485.9614 | 360 | 1.3499 | 183.89 | 485.9614 | 0.3784 | 183.89 | 8.8175
Nonequipment | Low U-Value Windows | Commercial | Existing | Miscellaneous | 349.5006 | 0.46 | 20 | 0.12032 | -0.020318 | 360 | 483.6467 | 172.4105 | 360 | 0.47892 | 483.6467 | 360 | 1.3435 | 172.4105 | 483.6467 | 0.35648 | 172.4105 | 8.8175
Nonequipment | Low U-Value Windows | Commercial | Existing | Offices | 349.5006 | 0.46 | 20 | 0.12991 | 0.0014526 | 360 | 484.3015 | 174.8416 | 360 | 0.48567 | 484.3015 | 360 | 1.3453 | 174.8416 | 484.3015 | 0.36102 | 174.8416 | 8.8175
Nonequipment | Low U-Value Windows | Commercial | Existing | Restaurants | 349.5006 | 0.46 | 20 | 0.12991 | 0.0014526 | 360 | 484.3015 | 174.8416 | 360 | 0.48567 | 484.3015 | 360 | 1.3453 | 174.8416 | 484.3015 | 0.36102 | 174.8416 | 8.8175
Nonequipment | Low U-Value Windows | Commercial | Existing | Retail | 349.5006 | 0.46 | 20 | 0.12991 | 0.0014526 | 360 | 484.3015 | 174.8416 | 360 | 0.48567 | 484.3015 | 360 | 1.3453 | 174.8416 | 484.3015 | 0.36102 | 174.8416 | 8.8175
Nonequipment | Low U-Value Windows | Commercial | Existing | Schools K-12 | 349.5006 | 0.46 | 20 | 0.12991 | 0.0014526 | 360 | 484.3015 | 174.8416 | 360 | 0.48567 | 484.3015 | 360 | 1.3453 | 174.8416 | 484.3015 | 0.36102 | 174.8416 | 8.8175
Nonequipment | Low U-Value Windows | Commercial | Existing | Warehouse | 349.5006 | 0.46 | 20 | 0.12032 | -0.020318 | 360 | 483.6467 | 172.4105 | 360 | 0.47892 | 483.6467 | 360 | 1.3435 | 172.4105 | 483.6467 | 0.35648 | 172.4105 | 8.8175
Nonequipment | Low U-Value Windows | Commercial | New | Assembly | 45.587 | 0.1 | 20 | 0.016945 | 0.00018946 | 360 | 63.1698 | 22.8054 | 360 | 0.063348 | 63.1698 | 360 | 0.17547 | 22.8054 | 63.1698 | 0.36102 | 22.8054 | 67.6006
Nonequipment | Low U-Value Windows | Commercial | New | College and University | 45.587 | 0.1 | 20 | 0.016945 | 0.00018946 | 360 | 63.1698 | 22.8054 | 360 | 0.063348 | 63.1698 | 360 | 0.17547 | 22.8054 | 63.1698 | 0.36102 | 22.8054 | 67.6006
Nonequipment | Low U-Value Windows | Commercial | New | Grocery | 45.587 | 0.1 | 20 | 0.016945 | 0.00018946 | 360 | 63.1698 | 22.8054 | 360 | 0.063348 | 63.1698 | 360 | 0.17547 | 22.8054 | 63.1698 | 0.36102 | 22.8054 | 67.6006
Nonequipment | Low U-Value Windows | Commercial | New | Healthcare | 45.587 | 0.1 | 20 | 0.016945 | 0.00018946 | 360 | 63.1698 | 22.8054 | 360 | 0.063348 | 63.1698 | 360 | 0.17547 | 22.8054 | 63.1698 | 0.36102 | 22.8054 | 67.6006
Nonequipment | Low U-Value Windows | Commercial | New | Hospitals | 45.587 | 0.1 | 20 | 0.016945 | 0.00018946 | 360 | 63.1698 | 22.8054 | 360 | 0.063348 | 63.1698 | 360 | 0.17547 | 22.8054 | 63.1698 | 0.36102 | 22.8054 | 67.6006
Nonequipment | Low U-Value Windows | Commercial | New | Institutional | 45.587 | 0.1 | 20 | 0.016945 | 0.00018946 | 360 | 63.1698 | 22.8054 | 360 | 0.063348 | 63.1698 | 360 | 0.17547 | 22.8054 | 63.1698 | 0.36102 | 22.8054 | 67.6006
Nonequipment | Low U-Value Windows | Commercial | New | Lodging/Hospitality | 45.587 | 0.1 | 20 | 0.020116 | -0.004527 | 360 | 63.3863 | 23.9857 | 360 | 0.066627 | 63.3863 | 360 | 0.17607 | 23.9857 | 63.3863 | 0.3784 | 23.9857 | 67.6006
Nonequipment | Low U-Value Windows | Commercial | New | Miscellaneous | 45.587 | 0.1 | 20 | 0.015694 | -0.0026501 | 360 | 63.0844 | 22.4883 | 360 | 0.062468 | 63.0844 | 360 | 0.17523 | 22.4883 | 63.0844 | 0.35648 | 22.4883 | 67.6006
Nonequipment | Low U-Value Windows | Commercial | New | Offices | 45.587 | 0.1 | 20 | 0.016945 | 0.00018946 | 360 | 63.1698 | 22.8054 | 360 | 0.063348 | 63.1698 | 360 | 0.17547 | 22.8054 | 63.1698 | 0.36102 | 22.8054 | 67.6006
Nonequipment | Low U-Value Windows | Commercial | New | Restaurants | 45.587 | 0.1 | 20 | 0.016945 | 0.00018946 | 360 | 63.1698 | 22.8054 | 360 | 0.063348 | 63.1698 | 360 | 0.17547 | 22.8054 | 63.1698 | 0.36102 | 22.8054 | 67.6006
Nonequipment | Low U-Value Windows | Commercial | New | Retail | 45.587 | 0.1 | 20 | 0.016945 | 0.00018946 | 360 | 63.1698 | 22.8054 | 360 | 0.063348 | 63.1698 | 360 | 0.17547 | 22.8054 | 63.1698 | 0.36102 | 22.8054 | 67.6006
Nonequipment | Low U-Value Windows | Commercial | New | Schools K-12 | 45.587 | 0.1 | 20 | 0.016945 | 0.00018946 | 360 | 63.1698 | 22.8054 | 360 | 0.063348 | 63.1698 | 360 | 0.17547 | 22.8054 | 63.1698 | 0.36102 | 22.8054 | 67.6006
Nonequipment | Low U-Value Windows | Commercial | New | Warehouse | 45.587 | 0.1 | 20 | 0.015694 | -0.0026501 | 360 | 63.0844 | 22.4883 | 360 | 0.062468 | 63.0844 | 360 | 0.17523 | 22.4883 | 63.0844 | 0.35648 | 22.4883 | 67.6006
Nonequipment | Programmable Thermostat | Commercial | Existing | Assembly | 1730.8165 | 0.036 | 11 | 0.020551 | -0.2844 | 2799.84 | 1669.3373 | 511.6913 | 2799.84 | 0.18276 | 1669.3373 | 2799.84 | 0.59623 | 511.6913 | 1669.3373 | 0.30652 | 511.6913 | 13.8475
Nonequipment | Programmable Thermostat | Commercial | Existing | College and University | 10337.4835 | 0.036 | 11 | 0.86408 | 0.25527 | 10674.39 | 10006.1575 | 3279.2135 | 10674.39 | 0.3072 | 10006.1575 | 10674.39 | 0.9374 | 3279.2135 | 10006.1575 | 0.32772 | 3279.2135 | 8.8393
Nonequipment | Programmable Thermostat | Commercial | Existing | Grocery | 4167.1083 | 0.036 | 11 | 1.5442 | -0.0029304 | 699.96 | 4091.4066 | 1512.1423 | 699.96 | 2.1603 | 4091.4066 | 699.96 | 5.8452 | 1512.1423 | 4091.4066 | 0.36959 | 1512.1423 | 1.4379
Nonequipment | Programmable Thermostat | Commercial | Existing | Healthcare | 7273.7057 | 0.036 | 11 | 0.086367 | -1.1952 | 2974.83 | 7015.3412 | 2150.3677 | 2974.83 | 0.72285 | 7015.3412 | 2974.83 | 2.3582 | 2150.3677 | 7015.3412 | 0.30652 | 2150.3677 | 3.501
Nonequipment | Programmable Thermostat | Commercial | Existing | Hospitals | 75790.8694 | 0.036 | 11 | 6.3351 | 1.8716 | 29398.32 | 73361.7009 | 24042.0644 | 29398.32 | 0.8178 | 73361.7009 | 29398.32 | 2.4954 | 24042.0644 | 73361.7009 | 0.32772 | 24042.0644 | 3.3204
Nonequipment | Programmable Thermostat | Commercial | Existing | Institutional | 8408.4813 | 0.036 | 11 | 0.099841 | -1.3816 | 2974.83 | 8109.8091 | 2485.8479 | 2974.83 | 0.83563 | 8109.8091 | 2974.83 | 2.7261 | 2485.8479 | 8109.8091 | 0.30652 | 2485.8479 | 3.0285
Nonequipment | Programmable Thermostat | Commercial | Existing | Lodging/Hospitality | 6897.6783 | 0.036 | 11 | -0.22094 | 20.6086 | 4724.73 | 6638.0189 | 1969.0154 | 4724.73 | 0.41675 | 6638.0189 | 4724.73 | 1.405 | 1969.0154 | 6638.0189 | 0.29663 | 1969.0154 | 5.8636
Nonequipment | Programmable Thermostat | Commercial | Existing | Miscellaneous | 80163.8039 | 0.036 | 11 | 0.95185 | -13.172 | 40422.69 | 77316.3573 | 23699.2886 | 40422.69 | 0.58629 | 77316.3573 | 40422.69 | 1.9127 | 23699.2886 | 77316.3573 | 0.30652 | 23699.2886 | 4.3165
Nonequipment | Programmable Thermostat | Commercial | Existing | Offices | 5992.2752 | 0.036 | 11 | 0.071151 | -0.98461 | 2274.87 | 5779.4274 | 1771.5309 | 2274.87 | 0.77874 | 5779.4274 | 2274.87 | 2.5406 | 1771.5309 | 5779.4274 | 0.30652 | 1771.5309 | 3.2498
Nonequipment | Programmable Thermostat | Commercial | Existing | Restaurants | 4342.1523 | 0.036 | 11 | 1.6091 | -0.0030535 | 874.95 | 4263.2707 | 1575.6616 | 874.95 | 1.8009 | 4263.2707 | 874.95 | 4.8726 | 1575.6616 | 4263.2707 | 0.36959 | 1575.6616 | 1.7249
Nonequipment | Programmable Thermostat | Commercial | Existing | Retail | 1896.5464 | 0.036 | 11 | 0.70282 | -0.0013337 | 1749.9 | 1862.0928 | 688.2106 | 1749.9 | 0.39329 | 1862.0928 | 1749.9 | 1.0641 | 688.2106 | 1862.0928 | 0.36959 | 688.2106 | 7.8984
Nonequipment | Programmable Thermostat | Commercial | Existing | Schools K-12 | 7087.571 | 0.036 | 11 | 0.084157 | -1.1646 | 7349.58 | 6835.818 | 2095.3396 | 7349.58 | 0.2851 | 6835.818 | 7349.58 | 0.9301 | 2095.3396 | 6835.818 | 0.30652 | 2095.3396 | 8.8768
Nonequipment | Programmable Thermostat | Commercial | Existing | Warehouse | 704.082 | 0.036 | 11 | 0.0083602 | -0.11569 | 2274.87 | 679.0728 | 208.1518 | 2274.87 | 0.091501 | 679.0728 | 2274.87 | 0.29851 | 208.1518 | 679.0728 | 0.30652 | 208.1518 | 27.6581
Nonequipment | Programmable Thermostat | Commercial | New | Assembly | 1730.8165 | 0.036 | 11 | 0.020551 | -0.2844 | 2799.84 | 1669.3373 | 511.6913 | 2799.84 | 0.18276 | 1669.3373 | 2799.84 | 0.59623 | 511.6913 | 1669.3373 | 0.30652 | 511.6913 | 13.8475
Nonequipment | Programmable Thermostat | Commercial | New | College and University | 10337.4835 | 0.036 | 11 | 0.86408 | 0.25527 | 10674.39 | 10006.1575 | 3279.2135 | 10674.39 | 0.3072 | 10006.1575 | 10674.39 | 0.9374 | 3279.2135 | 10006.1575 | 0.32772 | 3279.2135 | 8.8393
Nonequipment | Programmable Thermostat | Commercial | New | Grocery | 4167.1083 | 0.036 | 11 | 1.5442 | -0.0029304 | 699.96 | 4091.4066 | 1512.1423 | 699.96 | 2.1603 | 4091.4066 | 699.96 | 5.8452 | 1512.1423 | 4091.4066 | 0.36959 | 1512.1423 | 1.4379
Nonequipment | Programmable Thermostat | Commercial | New | Healthcare | 7273.7057 | 0.036 | 11 | 0.086367 | -1.1952 | 2974.83 | 7015.3412 | 2150.3677 | 2974.83 | 0.72285 | 7015.3412 | 2974.83 | 2.3582 | 2150.3677 | 7015.3412 | 0.30652 | 2150.3677 | 3.501
Nonequipment | Programmable Thermostat | Commercial | New | Hospitals | 75790.8694 | 0.036 | 11 | 6.3351 | 1.8716 | 29398.32 | 73361.7009 | 24042.0644 | 29398.32 | 0.8178 | 73361.7009 | 29398.32 | 2.4954 | 24042.0644 | 73361.7009 | 0.32772 | 24042.0644 | 3.3204
Nonequipment | Programmable Thermostat | Commercial | New | Institutional | 8408.4813 | 0.036 | 11 | 0.099841 | -1.3816 | 2974.83 | 8109.8091 | 2485.8479 | 2974.83 | 0.83563 | 8109.8091 | 2974.83 | 2.7261 | 2485.8479 | 8109.8091 | 0.30652 | 2485.8479 | 3.0285
Nonequipment | Programmable Thermostat | Commercial | New | Lodging/Hospitality | 6897.6783 | 0.036 | 11 | -0.22094 | 20.6086 | 4724.73 | 6638.0189 | 1969.0154 | 4724.73 | 0.41675 | 6638.0189 | 4724.73 | 1.405 | 1969.0154 | 6638.0189 | 0.29663 | 1969.0154 | 5.8636
Nonequipment | Programmable Thermostat | Commercial | New | Miscellaneous | 80163.8039 | 0.036 | 11 | 0.95185 | -13.172 | 40422.69 | 77316.3573 | 23699.2886 | 40422.69 | 0.58629 | 77316.3573 | 40422.69 | 1.9127 | 23699.2886 | 77316.3573 | 0.30652 | 23699.2886 | 4.3165
Nonequipment | Programmable Thermostat | Commercial | New | Offices | 5992.2752 | 0.036 | 11 | 0.071151 | -0.98461 | 2274.87 | 5779.4274 | 1771.5309 | 2274.87 | 0.77874 | 5779.4274 | 2274.87 | 2.5406 | 1771.5309 | 5779.4274 | 0.30652 | 1771.5309 | 3.2498
Nonequipment | Programmable Thermostat | Commercial | New | Restaurants | 4342.1523 | 0.036 | 11 | 1.6091 | -0.0030535 | 874.95 | 4263.2707 | 1575.6616 | 874.95 | 1.8009 | 4263.2707 | 874.95 | 4.8726 | 1575.6616 | 4263.2707 | 0.36959 | 1575.6616 | 1.7249
Nonequipment | Programmable Thermostat | Commercial | New | Retail | 1896.5464 | 0.036 | 11 | 0.70282 | -0.0013337 | 1749.9 | 1862.0928 | 688.2106 | 1749.9 | 0.39329 | 1862.0928 | 1749.9 | 1.0641 | 688.2106 | 1862.0928 | 0.36959 | 688.2106 | 7.8984
Nonequipment | Programmable Thermostat | Commercial | New | Schools K-12 | 7087.571 | 0.036 | 11 | 0.084157 | -1.1646 | 7349.58 | 6835.818 | 2095.3396 | 7349.58 | 0.2851 | 6835.818 | 7349.58 | 0.9301 | 2095.3396 | 6835.818 | 0.30652 | 2095.3396 | 8.8768
Nonequipment | Programmable Thermostat | Commercial | New | Warehouse | 704.082 | 0.036 | 11 | 0.0083602 | -0.11569 | 2274.87 | 679.0728 | 208.1518 | 2274.87 | 0.091501 | 679.0728 | 2274.87 | 0.29851 | 208.1518 | 679.0728 | 0.30652 | 208.1518 | 27.6581
Nonequipment | Roof Insulation | Commercial | Existing | Assembly | 0.26565 | 0.070136 | 20 | 5.3158e-06 | 0.00011983 | 0.68 | 0.36173 | 0.11405 | 0.68 | 0.16772 | 0.36173 | 0.68 | 0.53196 | 0.11405 | 0.36173 | 0.31529 | 0.11405 | 21.9122
Nonequipment | Roof Insulation | Commercial | Existing | College and University | 0.26565 | 0.024039 | 20 | 0.00010987 | 6.4716e-05 | 0.68 | 0.36887 | 0.14421 | 0.68 | 0.21208 | 0.36887 | 0.68 | 0.54246 | 0.14421 | 0.36887 | 0.39096 | 0.14421 | 21.9122
Nonequipment | Roof Insulation | Commercial | Existing | Grocery | 0.26565 | 0.0085665 | 20 | 5.4212e-05 | 0.00012398 | 0.68 | 0.36507 | 0.127 | 0.68 | 0.18677 | 0.36507 | 0.68 | 0.53687 | 0.127 | 0.36507 | 0.34789 | 0.127 | 21.9122
Nonequipment | Roof Insulation | Commercial | Existing | Healthcare | 0.26565 | 0.017613 | 20 | 5.3158e-06 | 0.00011983 | 0.68 | 0.36173 | 0.11405 | 0.68 | 0.16772 | 0.36173 | 0.68 | 0.53196 | 0.11405 | 0.36173 | 0.31529 | 0.11405 | 21.9122
Nonequipment | Roof Insulation | Commercial | Existing | Hospitals | 0.26565 | 0.0032676 | 20 | 0.00010987 | 6.4716e-05 | 0.68 | 0.36887 | 0.14421 | 0.68 | 0.21208 | 0.36887 | 0.68 | 0.54246 | 0.14421 | 0.36887 | 0.39096 | 0.14421 | 21.9122
Nonequipment | Roof Insulation | Commercial | Existing | Institutional | 0.26565 | 0.0047208 | 20 | 5.3158e-06 | 0.00011983 | 0.68 | 0.36173 | 0.11405 | 0.68 | 0.16772 | 0.36173 | 0.68 | 0.53196 | 0.11405 | 0.36173 | 0.31529 | 0.11405 | 21.9122
Nonequipment | Roof Insulation | Commercial | Existing | Lodging/Hospitality | 0.26565 | 0.00765 | 20 | 0.00010987 | 6.4716e-05 | 0.68 | 0.36887 | 0.14421 | 0.68 | 0.21208 | 0.36887 | 0.68 | 0.54246 | 0.14421 | 0.36887 | 0.39096 | 0.14421 | 21.9122
Nonequipment | Roof Insulation | Commercial | Existing | Miscellaneous | 0.26565 | 0.0024773 | 20 | 5.3158e-06 | 0.00011983 | 0.68 | 0.36173 | 0.11405 | 0.68 | 0.16772 | 0.36173 | 0.68 | 0.53196 | 0.11405 | 0.36173 | 0.31529 | 0.11405 | 21.9122
Nonequipment | Roof Insulation | Commercial | Existing | Offices | 0.26565 | 0.0045646 | 20 | 5.3158e-06 | 0.00011983 | 0.68 | 0.36173 | 0.11405 | 0.68 | 0.16772 | 0.36173 | 0.68 | 0.53196 | 0.11405 | 0.36173 | 0.31529 | 0.11405 | 21.9122
Nonequipment | Roof Insulation | Commercial | Existing | Restaurants | 0.26565 | 0.0084727 | 20 | 5.4212e-05 | 0.00012398 | 0.68 | 0.36507 | 0.127 | 0.68 | 0.18677 | 0.36507 | 0.68 | 0.53687 | 0.127 | 0.36507 | 0.34789 | 0.127 | 21.9122
Nonequipment | Roof Insulation | Commercial | Existing | Retail | 0.26565 | 0.044406 | 20 | 5.4212e-05 | 0.00012398 | 0.68 | 0.36507 | 0.127 | 0.68 | 0.18677 | 0.36507 | 0.68 | 0.53687 | 0.127 | 0.36507 | 0.34789 | 0.127 | 21.9122
Nonequipment | Roof Insulation | Commercial | Existing | Schools K-12 | 0.26565 | 0.05203 | 20 | 5.3158e-06 | 0.00011983 | 0.68 | 0.36173 | 0.11405 | 0.68 | 0.16772 | 0.36173 | 0.68 | 0.53196 | 0.11405 | 0.36173 | 0.31529 | 0.11405 | 21.9122
Nonequipment | Roof Insulation | Commercial | Existing | Warehouse | 0.26565 | 0.1894 | 20 | 3.0145e-05 | 5.3786e-05 | 0.68 | 0.36343 | 0.12198 | 0.68 | 0.17938 | 0.36343 | 0.68 | 0.53445 | 0.12198 | 0.36343 | 0.33563 | 0.12198 | 21.9122
Nonequipment | Roof Insulation | Commercial | New | Assembly | 0.13079 | 0.03453 | 20 | 2.6171e-06 | 5.8995e-05 | 0.68 | 0.17809 | 0.056151 | 0.68 | 0.082575 | 0.17809 | 0.68 | 0.2619 | 0.056151 | 0.17809 | 0.31529 | 0.056151 | 44.5076
Nonequipment | Roof Insulation | Commercial | New | College and University | 0.13079 | 0.011835 | 20 | 5.4091e-05 | 3.1861e-05 | 0.68 | 0.1816 | 0.071 | 0.68 | 0.10441 | 0.1816 | 0.68 | 0.26707 | 0.071 | 0.1816 | 0.39096 | 0.071 | 44.5076
Nonequipment | Roof Insulation | Commercial | New | Grocery | 0.13079 | 0.0042175 | 20 | 2.669e-05 | 6.1038e-05 | 0.68 | 0.17973 | 0.062527 | 0.68 | 0.091951 | 0.17973 | 0.68 | 0.26431 | 0.062527 | 0.17973 | 0.34789 | 0.062527 | 44.5076
Nonequipment | Roof Insulation | Commercial | New | Healthcare | 0.13079 | 0.0086712 | 20 | 2.6171e-06 | 5.8995e-05 | 0.68 | 0.17809 | 0.056151 | 0.68 | 0.082575 | 0.17809 | 0.68 | 0.2619 | 0.056151 | 0.17809 | 0.31529 | 0.056151 | 44.5076
Nonequipment | Roof Insulation | Commercial | New | Hospitals | 0.13079 | 0.0016087 | 20 | 5.4091e-05 | 3.1861e-05 | 0.68 | 0.1816 | 0.071 | 0.68 | 0.10441 | 0.1816 | 0.68 | 0.26707 | 0.071 | 0.1816 | 0.39096 | 0.071 | 44.5076
Nonequipment | Roof Insulation | Commercial | New | Institutional | 0.13079 | 0.0023242 | 20 | 2.6171e-06 | 5.8995e-05 | 0.68 | 0.17809 | 0.056151 | 0.68 | 0.082575 | 0.17809 | 0.68 | 0.2619 | 0.056151 | 0.17809 | 0.31529 | 0.056151 | 44.5076
Nonequipment | Roof Insulation | Commercial | New | Lodging/Hospitality | 0.13079 | 0.0037663 | 20 | 5.4091e-05 | 3.1861e-05 | 0.68 | 0.1816 | 0.071 | 0.68 | 0.10441 | 0.1816 | 0.68 | 0.26707 | 0.071 | 0.1816 | 0.39096 | 0.071 | 44.5076
Nonequipment | Roof Insulation | Commercial | New | Miscellaneous | 0.13079 | 0.0012196 | 20 | 2.6171e-06 | 5.8995e-05 | 0.68 | 0.17809 | 0.056151 | 0.68 | 0.082575 | 0.17809 | 0.68 | 0.2619 | 0.056151 | 0.17809 | 0.31529 | 0.056151 | 44.5076
Nonequipment | Roof Insulation | Commercial | New | Offices | 0.13079 | 0.0022473 | 20 | 2.6171e-06 | 5.8995e-05 | 0.68 | 0.17809 | 0.056151 | 0.68 | 0.082575 | 0.17809 | 0.68 | 0.2619 | 0.056151 | 0.17809 | 0.31529 | 0.056151 | 44.5076
Nonequipment | Roof Insulation | Commercial | New | Restaurants | 0.13079 | 0.0041713 | 20 | 2.669e-05 | 6.1038e-05 | 0.68 | 0.17973 | 0.062527 | 0.68 | 0.091951 | 0.17973 | 0.68 | 0.26431 | 0.062527 | 0.17973 | 0.34789 | 0.062527 | 44.5076
Nonequipment | Roof Insulation | Commercial | New | Retail | 0.13079 | 0.021862 | 20 | 2.669e-05 | 6.1038e-05 | 0.68 | 0.17973 | 0.062527 | 0.68 | 0.091951 | 0.17973 | 0.68 | 0.26431 | 0.062527 | 0.17973 | 0.34789 | 0.062527 | 44.5076
Nonequipment | Roof Insulation | Commercial | New | Schools K-12 | 0.13079 | 0.025616 | 20 | 2.6171e-06 | 5.8995e-05 | 0.68 | 0.17809 | 0.056151 | 0.68 | 0.082575 | 0.17809 | 0.68 | 0.2619 | 0.056151 | 0.17809 | 0.31529 | 0.056151 | 44.5076
Nonequipment | Roof Insulation | Commercial | New | Warehouse | 0.13079 | 0.093249 | 20 | 1.4841e-05 | 2.648e-05 | 0.68 | 0.17892 | 0.060053 | 0.68 | 0.088313 | 0.17892 | 0.68 | 0.26312 | 0.060053 | 0.17892 | 0.33563 | 0.060053 | 44.5076
Nonequipment | Smart Thermostat | Commercial | Existing | Assembly | 4807.8235 | 0.1 | 11 | 0.057087 | -0.78999 | 4384 | 4637.0479 | 1421.3646 | 4384 | 0.32422 | 4637.0479 | 4384 | 1.0577 | 1421.3646 | 4637.0479 | 0.30652 | 1421.3646 | 7.8057
Nonequipment | Smart Thermostat | Commercial | Existing | College and University | 28715.232 | 0.1 | 11 | 2.4002 | 0.70909 | 16714 | 27794.8818 | 9108.9265 | 16714 | 0.54499 | 27794.8818 | 16714 | 1.663 | 9108.9265 | 27794.8818 | 0.32772 | 9108.9265 | 4.9826
Nonequipment | Smart Thermostat | Commercial | Existing | Grocery | 11575.3008 | 0.1 | 11 | 4.2896 | -0.0081399 | 1096 | 11365.0184 | 4200.3954 | 1096 | 3.8325 | 11365.0184 | 1096 | 10.3695 | 4200.3954 | 11365.0184 | 0.36959 | 4200.3954 | 0.81053
Nonequipment | Smart Thermostat | Commercial | Existing | Healthcare | 20204.7382 | 0.1 | 11 | 0.23991 | -3.3199 | 4658 | 19487.0588 | 5973.2435 | 4658 | 1.2824 | 19487.0588 | 4658 | 4.1836 | 5973.2435 | 19487.0588 | 0.30652 | 5973.2435 | 1.9735
Nonequipment | Smart Thermostat | Commercial | Existing | Hospitals | 210530.1929 | 0.1 | 11 | 17.5975 | 5.1988 | 46032 | 203782.5024 | 66783.5123 | 46032 | 1.4508 | 203782.5024 | 46032 | 4.427 | 66783.5123 | 203782.5024 | 0.32772 | 66783.5123 | 1.8717
Nonequipment | Smart Thermostat | Commercial | Existing | Institutional | 23356.8925 | 0.1 | 11 | 0.27734 | -3.8379 | 4658 | 22527.2475 | 6905.1331 | 4658 | 1.4824 | 22527.2475 | 4658 | 4.8362 | 6905.1331 | 22527.2475 | 0.30652 | 6905.1331 | 1.7072
Nonequipment | Smart Thermostat | Commercial | Existing | Lodging/Hospitality | 19160.2176 | 0.1 | 11 | -0.61374 | 57.2461 | 7398 | 18438.9414 | 5469.4872 | 7398 | 0.73932 | 18438.9414 | 7398 | 2.4924 | 5469.4872 | 18438.9414 | 0.29663 | 5469.4872 | 3.3052
Nonequipment | Smart Thermostat | Commercial | Existing | Miscellaneous | 222677.233 | 0.1 | 11 | 2.644 | -36.5889 | 63294 | 214767.6593 | 65831.3573 | 63294 | 1.0401 | 214767.6593 | 63294 | 3.3932 | 65831.3573 | 214767.6593 | 0.30652 | 65831.3573 | 2.4332
Nonequipment | Smart Thermostat | Commercial | Existing | Offices | 16645.2088 | 0.1 | 11 | 0.19764 | -2.735 | 3562 | 16053.9651 | 4920.9193 | 3562 | 1.3815 | 16053.9651 | 3562 | 4.507 | 4920.9193 | 16053.9651 | 0.30652 | 4920.9193 | 1.8319
Nonequipment | Smart Thermostat | Commercial | Existing | Restaurants | 12061.5342 | 0.1 | 11 | 4.4698 | -0.0084818 | 1370 | 11842.4186 | 4376.8377 | 1370 | 3.1948 | 11842.4186 | 1370 | 8.6441 | 4376.8377 | 11842.4186 | 0.36959 | 4376.8377 | 0.97232
Nonequipment | Smart Thermostat | Commercial | Existing | Retail | 5268.1844 | 0.1 | 11 | 1.9523 | -0.0037047 | 2740 | 5172.4801 | 1911.6961 | 2740 | 0.6977 | 5172.4801 | 2740 | 1.8878 | 1911.6961 | 5172.4801 | 0.36959 | 1911.6961 | 4.4522
Nonequipment | Smart Thermostat | Commercial | Existing | Schools K-12 | 19687.6973 | 0.1 | 11 | 0.23377 | -3.235 | 11508 | 18988.3834 | 5820.3877 | 11508 | 0.50577 | 18988.3834 | 11508 | 1.65 | 5820.3877 | 18988.3834 | 0.30652 | 5820.3877 | 5.0037
Nonequipment | Smart Thermostat | Commercial | Existing | Warehouse | 1955.7834 | 0.1 | 11 | 0.023223 | -0.32136 | 3562 | 1886.3133 | 578.1996 | 3562 | 0.16232 | 1886.3133 | 3562 | 0.52957 | 578.1996 | 1886.3133 | 0.30652 | 578.1996 | 15.5906
Nonequipment | Smart Thermostat | Commercial | New | Assembly | 4807.8235 | 0.1 | 11 | 0.057087 | -0.78999 | 4384 | 4637.0479 | 1421.3646 | 4384 | 0.32422 | 4637.0479 | 4384 | 1.0577 | 1421.3646 | 4637.0479 | 0.30652 | 1421.3646 | 7.8057
Nonequipment | Smart Thermostat | Commercial | New | College and University | 28715.232 | 0.1 | 11 | 2.4002 | 0.70909 | 16714 | 27794.8818 | 9108.9265 | 16714 | 0.54499 | 27794.8818 | 16714 | 1.663 | 9108.9265 | 27794.8818 | 0.32772 | 9108.9265 | 4.9826
Nonequipment | Smart Thermostat | Commercial | New | Grocery | 11575.3008 | 0.1 | 11 | 4.2896 | -0.0081399 | 1096 | 11365.0184 | 4200.3954 | 1096 | 3.8325 | 11365.0184 | 1096 | 10.3695 | 4200.3954 | 11365.0184 | 0.36959 | 4200.3954 | 0.81053
Nonequipment | Smart Thermostat | Commercial | New | Healthcare | 20204.7382 | 0.1 | 11 | 0.23991 | -3.3199 | 4658 | 19487.0588 | 5973.2435 | 4658 | 1.2824 | 19487.0588 | 4658 | 4.1836 | 5973.2435 | 19487.0588 | 0.30652 | 5973.2435 | 1.9735
Nonequipment | Smart Thermostat | Commercial | New | Hospitals | 210530.1929 | 0.1 | 11 | 17.5975 | 5.1988 | 46032 | 203782.5024 | 66783.5123 | 46032 | 1.4508 | 203782.5024 | 46032 | 4.427 | 66783.5123 | 203782.5024 | 0.32772 | 66783.5123 | 1.8717
Nonequipment | Smart Thermostat | Commercial | New | Institutional | 23356.8925 | 0.1 | 11 | 0.27734 | -3.8379 | 4658 | 22527.2475 | 6905.1331 | 4658 | 1.4824 | 22527.2475 | 4658 | 4.8362 | 6905.1331 | 22527.2475 | 0.30652 | 6905.1331 | 1.7072
Nonequipment | Smart Thermostat | Commercial | New | Lodging/Hospitality | 19160.2176 | 0.1 | 11 | -0.61374 | 57.2461 | 7398 | 18438.9414 | 5469.4872 | 7398 | 0.73932 | 18438.9414 | 7398 | 2.4924 | 5469.4872 | 18438.9414 | 0.29663 | 5469.4872 | 3.3052
Nonequipment | Smart Thermostat | Commercial | New | Miscellaneous | 222677.233 | 0.1 | 11 | 2.644 | -36.5889 | 63294 | 214767.6593 | 65831.3573 | 63294 | 1.0401 | 214767.6593 | 63294 | 3.3932 | 65831.3573 | 214767.6593 | 0.30652 | 65831.3573 | 2.4332
Nonequipment | Smart Thermostat | Commercial | New | Offices | 16645.2088 | 0.1 | 11 | 0.19764 | -2.735 | 3562 | 16053.9651 | 4920.9193 | 3562 | 1.3815 | 16053.9651 | 3562 | 4.507 | 4920.9193 | 16053.9651 | 0.30652 | 4920.9193 | 1.8319
Nonequipment | Smart Thermostat | Commercial | New | Restaurants | 12061.5342 | 0.1 | 11 | 4.4698 | -0.0084818 | 1370 | 11842.4186 | 4376.8377 | 1370 | 3.1948 | 11842.4186 | 1370 | 8.6441 | 4376.8377 | 11842.4186 | 0.36959 | 4376.8377 | 0.97232
Nonequipment | Smart Thermostat | Commercial | New | Retail | 5268.1844 | 0.1 | 11 | 1.9523 | -0.0037047 | 2740 | 5172.4801 | 1911.6961 | 2740 | 0.6977 | 5172.4801 | 2740 | 1.8878 | 1911.6961 | 5172.4801 | 0.36959 | 1911.6961 | 4.4522
Nonequipment | Smart Thermostat | Commercial | New | Schools K-12 | 19687.6973 | 0.1 | 11 | 0.23377 | -3.235 | 11508 | 18988.3834 | 5820.3877 | 11508 | 0.50577 | 18988.3834 | 11508 | 1.65 | 5820.3877 | 18988.3834 | 0.30652 | 5820.3877 | 5.0037
Nonequipment | Smart Thermostat | Commercial | New | Warehouse | 1955.7834 | 0.1 | 11 | 0.023223 | -0.32136 | 3562 | 1886.3133 | 578.1996 | 3562 | 0.16232 | 1886.3133 | 3562 | 0.52957 | 578.1996 | 1886.3133 | 0.30652 | 578.1996 | 15.5906
Nonequipment | Thermal Energy Storage | Commercial | Existing | Assembly | -633.7788 | -0.015626 | 20 | 3.9872 | 1.1505 | 4786.7959 | -589.9097 | 1079.3053 | 4786.7959 | 0.22548 | -589.9097 | 4786.7959 | -0.12324 | 1079.3053 | -589.9097 | -1.8296 | 1079.3053 | -64.6541
Nonequipment | Thermal Energy Storage | Commercial | Existing | College and University | -3785.3107 | -0.015626 | 20 | 23.8142 | 6.8715 | 28589.6422 | -3523.2979 | 6362.1334 | 28589.6422 | 0.22253 | -3523.2979 | 28589.6422 | -0.12324 | 6362.1334 | -3523.2979 | -1.8057 | 6362.1334 | -64.6541
Nonequipment | Thermal Energy Storage | Commercial | Existing | Grocery | -1525.8839 | -0.015626 | 20 | 9.5997 | 2.77 | 11524.6747 | -1420.2648 | 2598.5321 | 11524.6747 | 0.22548 | -1420.2648 | 11524.6747 | -0.12324 | 2598.5321 | -1420.2648 | -1.8296 | 2598.5321 | -64.6541
Nonequipment | Thermal Energy Storage | Commercial | Existing | Healthcare | -2663.437 | -0.015626 | 20 | 16.7563 | 4.835 | 20116.3701 | -2479.0784 | 4535.7491 | 20116.3701 | 0.22548 | -2479.0784 | 20116.3701 | -0.12324 | 4535.7491 | -2479.0784 | -1.8296 | 4535.7491 | -64.6541
Nonequipment | Thermal Energy Storage | Commercial | Existing | Hospitals | -27752.5944 | -0.015626 | 20 | 174.5978 | 50.3796 | 209609.4116 | -25831.6071 | 46644.9715 | 209609.4116 | 0.22253 | -25831.6071 | 209609.4116 | -0.12324 | 46644.9715 | -25831.6071 | -1.8057 | 46644.9715 | -64.6541
Nonequipment | Thermal Energy Storage | Commercial | Existing | Institutional | -3078.9615 | -0.015626 | 20 | 19.3704 | 5.5893 | 23254.7381 | -2865.8411 | 5243.3743 | 23254.7381 | 0.22548 | -2865.8411 | 23254.7381 | -0.12324 | 5243.3743 | -2865.8411 | -1.8296 | 5243.3743 | -64.6541
Nonequipment | Thermal Energy Storage | Commercial | Existing | Lodging/Hospitality | -2525.7458 | -0.015626 | 20 | 15.89 | 4.585 | 19076.4179 | -2350.918 | 4301.2654 | 19076.4179 | 0.22548 | -2350.918 | 19076.4179 | -0.12324 | 4301.2654 | -2350.918 | -1.8296 | 4301.2654 | -64.6541
Nonequipment | Thermal Energy Storage | Commercial | Existing | Miscellaneous | -29353.8464 | -0.015626 | 20 | 184.6717 | 53.2863 | 221703.325 | -27322.0231 | 49988.6738 | 221703.325 | 0.22548 | -27322.0231 | 221703.325 | -0.12324 | 49988.6738 | -27322.0231 | -1.8296 | 49988.6738 | -64.6541
Nonequipment | Thermal Energy Storage | Commercial | Existing | Offices | -2194.2113 | -0.015626 | 20 | 13.8043 | 3.9832 | 16572.4088 | -2042.3317 | 3736.6726 | 16572.4088 | 0.22548 | -2042.3317 | 16572.4088 | -0.12324 | 3736.6726 | -2042.3317 | -1.8296 | 3736.6726 | -64.6541
Nonequipment | Thermal Energy Storage | Commercial | Existing | Restaurants | -1589.9803 | -0.015626 | 20 | 10.0029 | 2.8863 | 12008.7815 | -1479.9246 | 2707.6863 | 12008.7815 | 0.22548 | -1479.9246 | 12008.7815 | -0.12324 | 2707.6863 | -1479.9246 | -1.8296 | 2707.6863 | -64.6541
Nonequipment | Thermal Energy Storage | Commercial | Existing | Retail | -694.4647 | -0.015626 | 20 | 4.369 | 1.2607 | 5245.1433 | -646.395 | 1182.6514 | 5245.1433 | 0.22548 | -646.395 | 5245.1433 | -0.12324 | 1182.6514 | -646.395 | -1.8296 | 1182.6514 | -64.6541
Nonequipment | Thermal Energy Storage | Commercial | Existing | Schools K-12 | -2595.2794 | -0.015626 | 20 | 16.3275 | 4.7112 | 19601.5906 | -2415.6386 | 4419.6789 | 19601.5906 | 0.22548 | -2415.6386 | 19601.5906 | -0.12324 | 4419.6789 | -2415.6386 | -1.8296 | 4419.6789 | -64.6541
Nonequipment | Thermal Energy Storage | Commercial | Existing | Warehouse | -257.8161 | -0.015626 | 20 | 1.622 | 0.46802 | 1947.2295 | -239.9705 | 439.0526 | 1947.2295 | 0.22548 | -239.9705 | 1947.2295 | -0.12324 | 439.0526 | -239.9705 | -1.8296 | 439.0526 | -64.6541
Nonequipment | Thermal Energy Storage | Commercial | New | Assembly | -633.7788 | -0.015626 | 20 | 3.9872 | 1.1505 | 4786.7959 | -589.9097 | 1079.3053 | 4786.7959 | 0.22548 | -589.9097 | 4786.7959 | -0.12324 | 1079.3053 | -589.9097 | -1.8296 | 1079.3053 | -64.6541
Nonequipment | Thermal Energy Storage | Commercial | New | College and University | -3785.3107 | -0.015626 | 20 | 23.8142 | 6.8715 | 28589.6422 | -3523.2979 | 6362.1334 | 28589.6422 | 0.22253 | -3523.2979 | 28589.6422 | -0.12324 | 6362.1334 | -3523.2979 | -1.8057 | 6362.1334 | -64.6541
Nonequipment | Thermal Energy Storage | Commercial | New | Grocery | -1525.8839 | -0.015626 | 20 | 9.5997 | 2.77 | 11524.6747 | -1420.2648 | 2598.5321 | 11524.6747 | 0.22548 | -1420.2648 | 11524.6747 | -0.12324 | 2598.5321 | -1420.2648 | -1.8296 | 2598.5321 | -64.6541
Nonequipment | Thermal Energy Storage | Commercial | New | Healthcare | -2663.437 | -0.015626 | 20 | 16.7563 | 4.835 | 20116.3701 | -2479.0784 | 4535.7491 | 20116.3701 | 0.22548 | -2479.0784 | 20116.3701 | -0.12324 | 4535.7491 | -2479.0784 | -1.8296 | 4535.7491 | -64.6541
Nonequipment | Thermal Energy Storage | Commercial | New | Hospitals | -27752.5944 | -0.015626 | 20 | 174.5978 | 50.3796 | 209609.4116 | -25831.6071 | 46644.9715 | 209609.4116 | 0.22253 | -25831.6071 | 209609.4116 | -0.12324 | 46644.9715 | -25831.6071 | -1.8057 | 46644.9715 | -64.6541
Nonequipment | Thermal Energy Storage | Commercial | New | Institutional | -3078.9615 | -0.015626 | 20 | 19.3704 | 5.5893 | 23254.7381 | -2865.8411 | 5243.3743 | 23254.7381 | 0.22548 | -2865.8411 | 23254.7381 | -0.12324 | 5243.3743 | -2865.8411 | -1.8296 | 5243.3743 | -64.6541
Nonequipment | Thermal Energy Storage | Commercial | New | Lodging/Hospitality | -2525.7458 | -0.015626 | 20 | 15.89 | 4.585 | 19076.4179 | -2350.918 | 4301.2654 | 19076.4179 | 0.22548 | -2350.918 | 19076.4179 | -0.12324 | 4301.2654 | -2350.918 | -1.8296 | 4301.2654 | -64.6541
Nonequipment | Thermal Energy Storage | Commercial | New | Miscellaneous | -29353.8464 | -0.015626 | 20 | 184.6717 | 53.2863 | 221703.325 | -27322.0231 | 49988.6738 | 221703.325 | 0.22548 | -27322.0231 | 221703.325 | -0.12324 | 49988.6738 | -27322.0231 | -1.8296 | 49988.6738 | -64.6541
Nonequipment | Thermal Energy Storage | Commercial | New | Offices | -2194.2113 | -0.015626 | 20 | 13.8043 | 3.9832 | 16572.4088 | -2042.3317 | 3736.6726 | 16572.4088 | 0.22548 | -2042.3317 | 16572.4088 | -0.12324 | 3736.6726 | -2042.3317 | -1.8296 | 3736.6726 | -64.6541
Nonequipment | Thermal Energy Storage | Commercial | New | Restaurants | -1589.9803 | -0.015626 | 20 | 10.0029 | 2.8863 | 12008.7815 | -1479.9246 | 2707.6863 | 12008.7815 | 0.22548 | -1479.9246 | 12008.7815 | -0.12324 | 2707.6863 | -1479.9246 | -1.8296 | 2707.6863 | -64.6541
Nonequipment | Thermal Energy Storage | Commercial | New | Retail | -694.4647 | -0.015626 | 20 | 4.369 | 1.2607 | 5245.1433 | -646.395 | 1182.6514 | 5245.1433 | 0.22548 | -646.395 | 5245.1433 | -0.12324 | 1182.6514 | -646.395 | -1.8296 | 1182.6514 | -64.6541
Nonequipment | Thermal Energy Storage | Commercial | New | Schools K-12 | -2595.2794 | -0.015626 | 20 | 16.3275 | 4.7112 | 19601.5906 | -2415.6386 | 4419.6789 | 19601.5906 | 0.22548 | -2415.6386 | 19601.5906 | -0.12324 | 4419.6789 | -2415.6386 | -1.8296 | 4419.6789 | -64.6541
Nonequipment | Thermal Energy Storage | Commercial | New | Warehouse | -257.8161 | -0.015626 | 20 | 1.622 | 0.46802 | 1947.2295 | -239.9705 | 439.0526 | 1947.2295 | 0.22548 | -239.9705 | 1947.2295 | -0.12324 | 439.0526 | -239.9705 | -1.8296 | 439.0526 | -64.6541
Nonequipment | Wall Insulation | Commercial | Existing | Assembly | 1.9593 | 0.16285 | 20 | 3.9206e-05 | 0.00088379 | 0.9419 | 2.6679 | 0.84118 | 0.9419 | 0.89307 | 2.6679 | 0.9419 | 2.8325 | 0.84118 | 2.6679 | 0.31529 | 0.84118 | 4.1153
Nonequipment | Wall Insulation | Commercial | Existing | College and University | 1.9029 | 0.10121 | 20 | 0.00078702 | 0.00046358 | 0.9419 | 2.6423 | 1.033 | 0.9419 | 1.0968 | 2.6423 | 0.9419 | 2.8053 | 1.033 | 2.6423 | 0.39096 | 1.033 | 4.2371
Nonequipment | Wall Insulation | Commercial | Existing | Grocery | 1.9307 | 0.027411 | 20 | 0.00039401 | 0.00090108 | 0.9419 | 2.6533 | 0.92306 | 0.9419 | 0.98 | 2.6533 | 0.9419 | 2.817 | 0.92306 | 2.6533 | 0.34789 | 0.92306 | 4.1761
Nonequipment | Wall Insulation | Commercial | Existing | Healthcare | 1.8758 | 0.037517 | 20 | 3.7536e-05 | 0.00084614 | 0.9419 | 2.5543 | 0.80534 | 0.9419 | 0.85502 | 2.5543 | 0.9419 | 2.7118 | 0.80534 | 2.5543 | 0.31529 | 0.80534 | 4.2984
Nonequipment | Wall Insulation | Commercial | Existing | Hospitals | 1.9307 | 0.06448 | 20 | 0.00079852 | 0.00047035 | 0.9419 | 2.6809 | 1.0481 | 0.9419 | 1.1128 | 2.6809 | 0.9419 | 2.8463 | 1.0481 | 2.6809 | 0.39096 | 1.0481 | 4.1761
Nonequipment | Wall Insulation | Commercial | Existing | Institutional | 1.9029 | 0.11032 | 20 | 3.8078e-05 | 0.00085837 | 0.9419 | 2.5912 | 0.81699 | 0.9419 | 0.86738 | 2.5912 | 0.9419 | 2.751 | 0.81699 | 2.5912 | 0.31529 | 0.81699 | 4.2371
Nonequipment | Wall Insulation | Commercial | Existing | Lodging/Hospitality | 1.9029 | 0.2122 | 20 | 0.00078702 | 0.00046358 | 0.9419 | 2.6423 | 1.033 | 0.9419 | 1.0968 | 2.6423 | 0.9419 | 2.8053 | 1.033 | 2.6423 | 0.39096 | 1.033 | 4.2371
Nonequipment | Wall Insulation | Commercial | Existing | Miscellaneous | 1.9307 | 0.0042531 | 20 | 3.8635e-05 | 0.00087092 | 0.9419 | 2.6291 | 0.82893 | 0.9419 | 0.88006 | 2.6291 | 0.9419 | 2.7912 | 0.82893 | 2.6291 | 0.31529 | 0.82893 | 4.1761
Nonequipment | Wall Insulation | Commercial | Existing | Offices | 1.9307 | 0.15663 | 20 | 3.8635e-05 | 0.00087092 | 0.9419 | 2.6291 | 0.82893 | 0.9419 | 0.88006 | 2.6291 | 0.9419 | 2.7912 | 0.82893 | 2.6291 | 0.31529 | 0.82893 | 4.1761
Nonequipment | Wall Insulation | Commercial | Existing | Restaurants | 1.9593 | 0.028996 | 20 | 0.00039983 | 0.0009144 | 0.9419 | 2.6925 | 0.9367 | 0.9419 | 0.99448 | 2.6925 | 0.9419 | 2.8586 | 0.9367 | 2.6925 | 0.34789 | 0.9367 | 4.1153
Nonequipment | Wall Insulation | Commercial | Existing | Retail | 1.9307 | 0.096633 | 20 | 0.00039401 | 0.00090108 | 0.9419 | 2.6533 | 0.92306 | 0.9419 | 0.98 | 2.6533 | 0.9419 | 2.817 | 0.92306 | 2.6533 | 0.34789 | 0.92306 | 4.1761
Nonequipment | Wall Insulation | Commercial | Existing | Schools K-12 | 1.9886 | 0.059016 | 20 | 3.9792e-05 | 0.000897 | 0.9419 | 2.7078 | 0.85375 | 0.9419 | 0.90642 | 2.7078 | 0.9419 | 2.8748 | 0.85375 | 2.7078 | 0.31529 | 0.85375 | 4.0546
Nonequipment | Wall Insulation | Commercial | Existing | Warehouse | 1.9593 | 0.27743 | 20 | 0.00022233 | 0.0003967 | 0.9419 | 2.6804 | 0.89964 | 0.9419 | 0.95513 | 2.6804 | 0.9419 | 2.8458 | 0.89964 | 2.6804 | 0.33563 | 0.89964 | 4.1153
Nonequipment | Wall Insulation | Commercial | New | Assembly | 0 | 0 | 20 | 0 | 0 | 0.9419 | 0 | 0 | 0.9419 | 0 | 0 | 0.9419 | 0 | 0 | 0 | 0 | 0
Nonequipment | Wall Insulation | Commercial | New | College and University | 0 | 0 | 20 | 0 | 0 | 0.9419 | 0 | 0 | 0.9419 | 0 | 0 | 0.9419 | 0 | 0 | 0 | 0 | 0
Nonequipment | Wall Insulation | Commercial | New | Grocery | 0 | 0 | 20 | 0 | 0 | 0.9419 | 0 | 0 | 0.9419 | 0 | 0 | 0.9419 | 0 | 0 | 0 | 0 | 0
Nonequipment | Wall Insulation | Commercial | New | Healthcare | 0 | 0 | 20 | 0 | 0 | 0.9419 | 0 | 0 | 0.9419 | 0 | 0 | 0.9419 | 0 | 0 | 0 | 0 | 0
Nonequipment | Wall Insulation | Commercial | New | Hospitals | 0 | 0 | 20 | 0 | 0 | 0.9419 | 0 | 0 | 0.9419 | 0 | 0 | 0.9419 | 0 | 0 | 0 | 0 | 0
Nonequipment | Wall Insulation | Commercial | New | Institutional | 0 | 0 | 20 | 0 | 0 | 0.9419 | 0 | 0 | 0.9419 | 0 | 0 | 0.9419 | 0 | 0 | 0 | 0 | 0
Nonequipment | Wall Insulation | Commercial | New | Lodging/Hospitality | 0 | 0 | 20 | 0 | 0 | 0.9419 | 0 | 0 | 0.9419 | 0 | 0 | 0.9419 | 0 | 0 | 0 | 0 | 0
Nonequipment | Wall Insulation | Commercial | New | Miscellaneous | 0 | 0 | 20 | 0 | 0 | 0.9419 | 0 | 0 | 0.9419 | 0 | 0 | 0.9419 | 0 | 0 | 0 | 0 | 0
Nonequipment | Wall Insulation | Commercial | New | Offices | 0 | 0 | 20 | 0 | 0 | 0.9419 | 0 | 0 | 0.9419 | 0 | 0 | 0.9419 | 0 | 0 | 0 | 0 | 0
Nonequipment | Wall Insulation | Commercial | New | Restaurants | 0 | 0 | 20 | 0 | 0 | 0.9419 | 0 | 0 | 0.9419 | 0 | 0 | 0.9419 | 0 | 0 | 0 | 0 | 0
Nonequipment | Wall Insulation | Commercial | New | Retail | 0 | 0 | 20 | 0 | 0 | 0.9419 | 0 | 0 | 0.9419 | 0 | 0 | 0.9419 | 0 | 0 | 0 | 0 | 0
Nonequipment | Wall Insulation | Commercial | New | Schools K-12 | 0 | 0 | 20 | 0 | 0 | 0.9419 | 0 | 0 | 0.9419 | 0 | 0 | 0.9419 | 0 | 0 | 0 | 0 | 0
Nonequipment | Wall Insulation | Commercial | New | Warehouse | 0 | 0 | 20 | 0 | 0 | 0.9419 | 0 | 0 | 0.9419 | 0 | 0 | 0.9419 | 0 | 0 | 0 | 0 | 0
Nonequipment | Warehouse Loading Dock Seals | Commercial | Existing | Assembly | 0.067808 | 0.017902 | 18 | 7.6946e-06 | 1.3729e-05 | 0.2857 | 0.0881 | 0.029741 | 0.2857 | 0.1041 | 0.0881 | 0.2857 | 0.30837 | 0.029741 | 0.0881 | 0.33758 | 0.029741 | 36.0679
Nonequipment | Warehouse Loading Dock Seals | Commercial | Existing | College and University | 0.033123 | 0.0029974 | 18 | 3.7587e-06 | 6.7064e-06 | 0.2857 | 0.043036 | 0.014528 | 0.2857 | 0.05085 | 0.043036 | 0.2857 | 0.15063 | 0.014528 | 0.043036 | 0.33758 | 0.014528 | 73.8362
Nonequipment | Warehouse Loading Dock Seals | Commercial | Existing | Grocery | 0.23058 | 0.0074357 | 18 | 2.6166e-05 | 4.6686e-05 | 0.2857 | 0.29959 | 0.10114 | 0.2857 | 0.35399 | 0.29959 | 0.2857 | 1.0486 | 0.10114 | 0.29959 | 0.33758 | 0.10114 | 10.6064
Nonequipment | Warehouse Loading Dock Seals | Commercial | Existing | Healthcare | 0.064252 | 0.0042599 | 18 | 7.2912e-06 | 1.3009e-05 | 0.2857 | 0.083481 | 0.028181 | 0.2857 | 0.098639 | 0.083481 | 0.2857 | 0.2922 | 0.028181 | 0.083481 | 0.33758 | 0.028181 | 38.0638
Nonequipment | Warehouse Loading Dock Seals | Commercial | Existing | Hospitals | 0.033237 | 0.00040883 | 18 | 3.7716e-06 | 6.7294e-06 | 0.2857 | 0.043183 | 0.014578 | 0.2857 | 0.051024 | 0.043183 | 0.2857 | 0.15115 | 0.014578 | 0.043183 | 0.33758 | 0.014578 | 73.5838
Nonequipment | Warehouse Loading Dock Seals | Commercial | Existing | Institutional | 0.20736 | 0.003685 | 18 | 2.3531e-05 | 4.1985e-05 | 0.2857 | 0.26942 | 0.09095 | 0.2857 | 0.31834 | 0.26942 | 0.2857 | 0.94302 | 0.09095 | 0.26942 | 0.33758 | 0.09095 | 11.7942
Nonequipment | Warehouse Loading Dock Seals | Commercial | Existing | Lodging/Hospitality | 0.15599 | 0.0044921 | 18 | 1.7702e-05 | 3.1584e-05 | 0.2857 | 0.20268 | 0.068419 | 0.2857 | 0.23948 | 0.20268 | 0.2857 | 0.7094 | 0.068419 | 0.20268 | 0.33758 | 0.068419 | 15.6781
Nonequipment | Warehouse Loading Dock Seals | Commercial | Existing | Miscellaneous | 0.041449 | 0.00038653 | 18 | 4.7035e-06 | 8.3921e-06 | 0.2857 | 0.053853 | 0.01818 | 0.2857 | 0.063632 | 0.053853 | 0.2857 | 0.1885 | 0.01818 | 0.053853 | 0.33758 | 0.01818 | 59.0047
Nonequipment | Warehouse Loading Dock Seals | Commercial | Existing | Offices | 0.30093 | 0.0051709 | 18 | 3.4149e-05 | 6.093e-05 | 0.2857 | 0.39099 | 0.13199 | 0.2857 | 0.46199 | 0.39099 | 0.2857 | 1.3685 | 0.13199 | 0.39099 | 0.33758 | 0.13199 | 8.1269
Nonequipment | Warehouse Loading Dock Seals | Commercial | Existing | Restaurants | 0.22374 | 0.0071359 | 18 | 2.5389e-05 | 4.5301e-05 | 0.2857 | 0.2907 | 0.098133 | 0.2857 | 0.34348 | 0.2907 | 0.2857 | 1.0175 | 0.098133 | 0.2907 | 0.33758 | 0.098133 | 10.9309
Nonequipment | Warehouse Loading Dock Seals | Commercial | Existing | Retail | 0.097739 | 0.016338 | 18 | 1.1091e-05 | 1.9789e-05 | 0.2857 | 0.12699 | 0.042868 | 0.2857 | 0.15005 | 0.12699 | 0.2857 | 0.44448 | 0.042868 | 0.12699 | 0.33758 | 0.042868 | 25.0227
Nonequipment | Warehouse Loading Dock Seals | Commercial | Existing | Schools K-12 | 0.022321 | 0.0043718 | 18 | 2.533e-06 | 4.5194e-06 | 0.2857 | 0.029001 | 0.0097902 | 0.2857 | 0.034267 | 0.029001 | 0.2857 | 0.10151 | 0.0097902 | 0.029001 | 0.33758 | 0.0097902 | 109.567
Nonequipment | Warehouse Loading Dock Seals | Commercial | Existing | Warehouse | 0.061724 | 0.044008 | 18 | 7.0043e-06 | 1.2497e-05 | 0.2857 | 0.080196 | 0.027072 | 0.2857 | 0.094758 | 0.080196 | 0.2857 | 0.2807 | 0.027072 | 0.080196 | 0.33758 | 0.027072 | 39.6228
Nonequipment | Warehouse Loading Dock Seals | Commercial | New | Assembly | 0.066767 | 0.017627 | 18 | 7.5765e-06 | 1.3518e-05 | 0.2857 | 0.086748 | 0.029284 | 0.2857 | 0.1025 | 0.086748 | 0.2857 | 0.30363 | 0.029284 | 0.086748 | 0.33758 | 0.029284 | 36.6301
Nonequipment | Warehouse Loading Dock Seals | Commercial | New | College and University | 0.032615 | 0.0029514 | 18 | 3.701e-06 | 6.6035e-06 | 0.2857 | 0.042375 | 0.014305 | 0.2857 | 0.050069 | 0.042375 | 0.2857 | 0.14832 | 0.014305 | 0.042375 | 0.33758 | 0.014305 | 74.9873
Nonequipment | Warehouse Loading Dock Seals | Commercial | New | Grocery | 0.22705 | 0.0073216 | 18 | 2.5764e-05 | 4.597e-05 | 0.2857 | 0.29499 | 0.099583 | 0.2857 | 0.34856 | 0.29499 | 0.2857 | 1.0325 | 0.099583 | 0.29499 | 0.33758 | 0.099583 | 10.7718
Nonequipment | Warehouse Loading Dock Seals | Commercial | New | Healthcare | 0.063266 | 0.0041945 | 18 | 7.1792e-06 | 1.2809e-05 | 0.2857 | 0.082199 | 0.027749 | 0.2857 | 0.097125 | 0.082199 | 0.2857 | 0.28771 | 0.027749 | 0.082199 | 0.33758 | 0.027749 | 38.6572
Nonequipment | Warehouse Loading Dock Seals | Commercial | New | Hospitals | 0.032726 | 0.00040255 | 18 | 3.7137e-06 | 6.6261e-06 | 0.2857 | 0.04252 | 0.014354 | 0.2857 | 0.050241 | 0.04252 | 0.2857 | 0.14883 | 0.014354 | 0.04252 | 0.33758 | 0.014354 | 74.731
Nonequipment | Warehouse Loading Dock Seals | Commercial | New | Institutional | 0.20418 | 0.0036284 | 18 | 2.317e-05 | 4.134e-05 | 0.2857 | 0.26528 | 0.089554 | 0.2857 | 0.31346 | 0.26528 | 0.2857 | 0.92854 | 0.089554 | 0.26528 | 0.33758 | 0.089554 | 11.978
Nonequipment | Warehouse Loading Dock Seals | Commercial | New | Lodging/Hospitality | 0.1536 | 0.0044232 | 18 | 1.743e-05 | 3.1099e-05 | 0.2857 | 0.19957 | 0.067369 | 0.2857 | 0.2358 | 0.19957 | 0.2857 | 0.69851 | 0.067369 | 0.19957 | 0.33758 | 0.067369 | 15.9225
Nonequipment | Warehouse Loading Dock Seals | Commercial | New | Miscellaneous | 0.040813 | 0.00038059 | 18 | 4.6313e-06 | 8.2633e-06 | 0.2857 | 0.053026 | 0.017901 | 0.2857 | 0.062655 | 0.053026 | 0.2857 | 0.1856 | 0.017901 | 0.053026 | 0.33758 | 0.017901 | 59.9246
Nonequipment | Warehouse Loading Dock Seals | Commercial | New | Offices | 0.29632 | 0.0050915 | 18 | 3.3625e-05 | 5.9995e-05 | 0.2857 | 0.38499 | 0.12996 | 0.2857 | 0.4549 | 0.38499 | 0.2857 | 1.3475 | 0.12996 | 0.38499 | 0.33758 | 0.12996 | 8.2536
Nonequipment | Warehouse Loading Dock Seals | Commercial | New | Restaurants | 0.22031 | 0.0070264 | 18 | 2.5e-05 | 4.4605e-05 | 0.2857 | 0.28624 | 0.096627 | 0.2857 | 0.33821 | 0.28624 | 0.2857 | 1.0019 | 0.096627 | 0.28624 | 0.33758 | 0.096627 | 11.1013
Nonequipment | Warehouse Loading Dock Seals | Commercial | New | Retail | 0.096238 | 0.016087 | 18 | 1.0921e-05 | 1.9485e-05 | 0.2857 | 0.12504 | 0.04221 | 0.2857 | 0.14774 | 0.12504 | 0.2857 | 0.43766 | 0.04221 | 0.12504 | 0.33758 | 0.04221 | 25.4127
Nonequipment | Warehouse Loading Dock Seals | Commercial | New | Schools K-12 | 0.021979 | 0.0043047 | 18 | 2.4941e-06 | 4.45e-06 | 0.2857 | 0.028556 | 0.0096399 | 0.2857 | 0.033741 | 0.028556 | 0.2857 | 0.099952 | 0.0096399 | 0.028556 | 0.33758 | 0.0096399 | 111.275
Nonequipment | Warehouse Loading Dock Seals | Commercial | New | Warehouse | 0.060777 | 0.043333 | 18 | 6.8968e-06 | 1.2305e-05 | 0.2857 | 0.078965 | 0.026657 | 0.2857 | 0.093303 | 0.078965 | 0.2857 | 0.27639 | 0.026657 | 0.078965 | 0.33758 | 0.026657 | 40.2405
Nonequipment | Water Cooled Refrigeration Heat Recovery | Commercial | Existing | Assembly | 752.0072 | 0.1 | 20 | 0 | 0.050273 | 12234.7058 | 1022.9686 | 300.5781 | 12234.7058 | 0.024568 | 1022.9686 | 12234.7058 | 0.083612 | 300.5781 | 1022.9686 | 0.29383 | 300.5781 | 139.271
Nonequipment | Water Cooled Refrigeration Heat Recovery | Commercial | Existing | College and University | 4491.4422 | 0.1 | 20 | 0 | 0.48778 | 48217.5883 | 6109.7874 | 1838.8043 | 48217.5883 | 0.038136 | 6109.7874 | 48217.5883 | 0.12671 | 1838.8043 | 6109.7874 | 0.30096 | 1838.8043 | 91.8986
Nonequipment | Water Cooled Refrigeration Heat Recovery | Commercial | Existing | Grocery | 1810.5302 | 0.1 | 20 | 0 | 0.12104 | 2991.9275 | 2462.8959 | 723.6709 | 2991.9275 | 0.24187 | 2462.8959 | 2991.9275 | 0.82318 | 723.6709 | 2462.8959 | 0.29383 | 723.6709 | 14.146
Nonequipment | Water Cooled Refrigeration Heat Recovery | Commercial | Existing | Healthcare | 3160.2884 | 0.1 | 20 | 0 | 0.34321 | 12776.6861 | 4298.9956 | 1293.8276 | 12776.6861 | 0.10126 | 4298.9956 | 12776.6861 | 0.33647 | 1293.8276 | 4298.9956 | 0.30096 | 1293.8276 | 34.6083
Nonequipment | Water Cooled Refrigeration Heat Recovery | Commercial | Existing | Hospitals | 32929.7074 | 0.1 | 20 | 0 | 3.5762 | 133131.059 | 44794.8575 | 13481.48 | 133131.059 | 0.10126 | 44794.8575 | 133131.059 | 0.33647 | 13481.48 | 44794.8575 | 0.30096 | 13481.48 | 34.6083
Nonequipment | Water Cooled Refrigeration Heat Recovery | Commercial | Existing | Institutional | 3653.327 | 0.1 | 20 | 0 | 0.24423 | 13100.2317 | 4969.6847 | 1460.2387 | 13100.2317 | 0.11147 | 4969.6847 | 13100.2317 | 0.37936 | 1460.2387 | 4969.6847 | 0.29383 | 1460.2387 | 30.6958
Nonequipment | Water Cooled Refrigeration Heat Recovery | Commercial | Existing | Lodging/Hospitality | 2996.9115 | 0.1 | 20 | 0 | 0.32547 | 21466.3879 | 4076.7512 | 1226.9408 | 21466.3879 | 0.057156 | 4076.7512 | 21466.3879 | 0.18991 | 1226.9408 | 4076.7512 | 0.30096 | 1226.9408 | 61.3161
Nonequipment | Water Cooled Refrigeration Heat Recovery | Commercial | Existing | Miscellaneous | 34829.6652 | 0.1 | 20 | 0 | 2.3284 | 19473.4566 | 47379.4033 | 13921.4548 | 19473.4566 | 0.71489 | 47379.4033 | 19473.4566 | 2.433 | 13921.4548 | 47379.4033 | 0.29383 | 13921.4548 | 4.7861
Nonequipment | Water Cooled Refrigeration Heat Recovery | Commercial | Existing | Offices | 2603.5309 | 0.1 | 20 | 0 | 0.17405 | 10201.2958 | 3541.6286 | 1040.6341 | 10201.2958 | 0.10201 | 3541.6286 | 10201.2958 | 0.34717 | 1040.6341 | 3541.6286 | 0.29383 | 1040.6341 | 33.5414
Nonequipment | Water Cooled Refrigeration Heat Recovery | Commercial | Existing | Restaurants | 1886.5835 | 0.1 | 20 | 0 | 0.20489 | 3225.6662 | 2566.3526 | 772.3706 | 3225.6662 | 0.23945 | 2566.3526 | 3225.6662 | 0.7956 | 772.3706 | 2566.3526 | 0.30096 | 772.3706 | 14.6363
Nonequipment | Water Cooled Refrigeration Heat Recovery | Commercial | Existing | Retail | 824.0137 | 0.1 | 20 | 0 | 0.055087 | 7266.8422 | 1120.9203 | 329.3592 | 7266.8422 | 0.045324 | 1120.9203 | 7266.8422 | 0.15425 | 329.3592 | 1120.9203 | 0.29383 | 329.3592 | 75.4919
Nonequipment | Water Cooled Refrigeration Heat Recovery | Commercial | Existing | Schools K-12 | 3079.4163 | 0.1 | 20 | 0 | 0.33443 | 33058.8757 | 4188.9839 | 1260.7185 | 33058.8757 | 0.038136 | 4188.9839 | 33058.8757 | 0.12671 | 1260.7185 | 4188.9839 | 0.30096 | 1260.7185 | 91.8986
Nonequipment | Water Cooled Refrigeration Heat Recovery | Commercial | Existing | Warehouse | 305.9104 | 0.1 | 20 | 0 | 0.020451 | 10200.6352 | 416.1353 | 122.2727 | 10200.6352 | 0.011987 | 416.1353 | 10200.6352 | 0.040795 | 122.2727 | 416.1353 | 0.29383 | 122.2727 | 285.4448
Nonequipment | Water Cooled Refrigeration Heat Recovery | Commercial | New | Assembly | 752.0072 | 0.1 | 20 | 0 | 0.050273 | 12234.7058 | 1022.9686 | 300.5781 | 12234.7058 | 0.024568 | 1022.9686 | 12234.7058 | 0.083612 | 300.5781 | 1022.9686 | 0.29383 | 300.5781 | 139.271
Nonequipment | Water Cooled Refrigeration Heat Recovery | Commercial | New | College and University | 4491.4422 | 0.1 | 20 | 0 | 0.48778 | 48217.5883 | 6109.7874 | 1838.8043 | 48217.5883 | 0.038136 | 6109.7874 | 48217.5883 | 0.12671 | 1838.8043 | 6109.7874 | 0.30096 | 1838.8043 | 91.8986
Nonequipment | Water Cooled Refrigeration Heat Recovery | Commercial | New | Grocery | 1810.5302 | 0.1 | 20 | 0 | 0.12104 | 2991.9275 | 2462.8959 | 723.6709 | 2991.9275 | 0.24187 | 2462.8959 | 2991.9275 | 0.82318 | 723.6709 | 2462.8959 | 0.29383 | 723.6709 | 14.146
Nonequipment | Water Cooled Refrigeration Heat Recovery | Commercial | New | Healthcare | 3160.2884 | 0.1 | 20 | 0 | 0.34321 | 12776.6861 | 4298.9956 | 1293.8276 | 12776.6861 | 0.10126 | 4298.9956 | 12776.6861 | 0.33647 | 1293.8276 | 4298.9956 | 0.30096 | 1293.8276 | 34.6083
Nonequipment | Water Cooled Refrigeration Heat Recovery | Commercial | New | Hospitals | 32929.7074 | 0.1 | 20 | 0 | 3.5762 | 133131.059 | 44794.8575 | 13481.48 | 133131.059 | 0.10126 | 44794.8575 | 133131.059 | 0.33647 | 13481.48 | 44794.8575 | 0.30096 | 13481.48 | 34.6083
Nonequipment | Water Cooled Refrigeration Heat Recovery | Commercial | New | Institutional | 3653.327 | 0.1 | 20 | 0 | 0.24423 | 13100.2317 | 4969.6847 | 1460.2387 | 13100.2317 | 0.11147 | 4969.6847 | 13100.2317 | 0.37936 | 1460.2387 | 4969.6847 | 0.29383 | 1460.2387 | 30.6958
Nonequipment | Water Cooled Refrigeration Heat Recovery | Commercial | New | Lodging/Hospitality | 2996.9115 | 0.1 | 20 | 0 | 0.32547 | 21466.3879 | 4076.7512 | 1226.9408 | 21466.3879 | 0.057156 | 4076.7512 | 21466.3879 | 0.18991 | 1226.9408 | 4076.7512 | 0.30096 | 1226.9408 | 61.3161
Nonequipment | Water Cooled Refrigeration Heat Recovery | Commercial | New | Miscellaneous | 34829.6652 | 0.1 | 20 | 0 | 2.3284 | 19473.4566 | 47379.4033 | 13921.4548 | 19473.4566 | 0.71489 | 47379.4033 | 19473.4566 | 2.433 | 13921.4548 | 47379.4033 | 0.29383 | 13921.4548 | 4.7861
Nonequipment | Water Cooled Refrigeration Heat Recovery | Commercial | New | Offices | 2603.5309 | 0.1 | 20 | 0 | 0.17405 | 10201.2958 | 3541.6286 | 1040.6341 | 10201.2958 | 0.10201 | 3541.6286 | 10201.2958 | 0.34717 | 1040.6341 | 3541.6286 | 0.29383 | 1040.6341 | 33.5414
Nonequipment | Water Cooled Refrigeration Heat Recovery | Commercial | New | Restaurants | 1886.5835 | 0.1 | 20 | 0 | 0.20489 | 3225.6662 | 2566.3526 | 772.3706 | 3225.6662 | 0.23945 | 2566.3526 | 3225.6662 | 0.7956 | 772.3706 | 2566.3526 | 0.30096 | 772.3706 | 14.6363
Nonequipment | Water Cooled Refrigeration Heat Recovery | Commercial | New | Retail | 824.0137 | 0.1 | 20 | 0 | 0.055087 | 7266.8422 | 1120.9203 | 329.3592 | 7266.8422 | 0.045324 | 1120.9203 | 7266.8422 | 0.15425 | 329.3592 | 1120.9203 | 0.29383 | 329.3592 | 75.4919
Nonequipment | Water Cooled Refrigeration Heat Recovery | Commercial | New | Schools K-12 | 3079.4163 | 0.1 | 20 | 0 | 0.33443 | 33058.8757 | 4188.9839 | 1260.7185 | 33058.8757 | 0.038136 | 4188.9839 | 33058.8757 | 0.12671 | 1260.7185 | 4188.9839 | 0.30096 | 1260.7185 | 91.8986
Nonequipment | Water Cooled Refrigeration Heat Recovery | Commercial | New | Warehouse | 305.9104 | 0.1 | 20 | 0 | 0.020451 | 10200.6352 | 416.1353 | 122.2727 | 10200.6352 | 0.011987 | 416.1353 | 10200.6352 | 0.040795 | 122.2727 | 416.1353 | 0.29383 | 122.2727 | 285.4448
Nonequipment | Waterside Economizer | Commercial | Existing | Assembly | 10220.1104 | 0.055556 | 20 | 4.149 | 0 | 286420.8 | 14185.8677 | 5379.103 | 286420.8 | 0.01878 | 14185.8677 | 286420.8 | 0.049528 | 5379.103 | 14185.8677 | 0.37919 | 5379.103 | 239.9043
Nonequipment | Waterside Economizer | Commercial | Existing | College and University | 11338.3015 | 0.055556 | 20 | 4.6029 | 0 | 286420.8 | 15737.9558 | 5967.6353 | 286420.8 | 0.020835 | 15737.9558 | 286420.8 | 0.054947 | 5967.6353 | 15737.9558 | 0.37919 | 5967.6353 | 216.2448
Nonequipment | Waterside Economizer | Commercial | Existing | Grocery | 5645.6922 | 0.055556 | 20 | 2.2919 | 0 | 286420.8 | 7836.4166 | 2971.4708 | 286420.8 | 0.010374 | 7836.4166 | 286420.8 | 0.02736 | 2971.4708 | 7836.4166 | 0.37919 | 2971.4708 | 434.2866
Nonequipment | Waterside Economizer | Commercial | Existing | Healthcare | 22238.71 | 0.055556 | 20 | 9.0281 | 0 | 286420.8 | 30868.1009 | 11704.7964 | 286420.8 | 0.040866 | 30868.1009 | 286420.8 | 0.10777 | 11704.7964 | 30868.1009 | 0.37919 | 11704.7964 | 110.2514
Nonequipment | Waterside Economizer | Commercial | Existing | Hospitals | 21065.7822 | 0.055556 | 20 | 8.5519 | 0 | 286420.8 | 29240.0365 | 11087.4548 | 286420.8 | 0.03871 | 29240.0365 | 286420.8 | 0.10209 | 11087.4548 | 29240.0365 | 0.37919 | 11087.4548 | 116.3901
Nonequipment | Waterside Economizer | Commercial | Existing | Institutional | 5520.5799 | 0.055556 | 20 | 2.2411 | 0 | 286420.8 | 7662.7564 | 2905.6211 | 286420.8 | 0.010145 | 7662.7564 | 286420.8 | 0.026753 | 2905.6211 | 7662.7564 | 0.37919 | 2905.6211 | 444.1288
Nonequipment | Waterside Economizer | Commercial | Existing | Lodging/Hospitality | 16882.3399 | 0.055556 | 20 | 6.8536 | 0 | 286420.8 | 23433.2735 | 8885.6032 | 286420.8 | 0.031023 | 23433.2735 | 286420.8 | 0.081814 | 8885.6032 | 23433.2735 | 0.37919 | 8885.6032 | 145.2316
Nonequipment | Waterside Economizer | Commercial | Existing | Miscellaneous | 5708.2483 | 0.055556 | 20 | 2.3173 | 0 | 286420.8 | 7923.2467 | 3004.3957 | 286420.8 | 0.010489 | 7923.2467 | 286420.8 | 0.027663 | 3004.3957 | 7923.2467 | 0.37919 | 3004.3957 | 429.5273
Nonequipment | Waterside Economizer | Commercial | Existing | Offices | 11502.5114 | 0.055556 | 20 | 4.6696 | 0 | 286420.8 | 15965.8848 | 6054.0631 | 286420.8 | 0.021137 | 15965.8848 | 286420.8 | 0.055743 | 6054.0631 | 15965.8848 | 0.37919 | 6054.0631 | 213.1577
Nonequipment | Waterside Economizer | Commercial | Existing | Restaurants | 16561.7397 | 0.055556 | 20 | 6.7234 | 0 | 286420.8 | 22988.2692 | 8716.8632 | 286420.8 | 0.030434 | 22988.2692 | 286420.8 | 0.08026 | 8716.8632 | 22988.2692 | 0.37919 | 8716.8632 | 148.0429
Nonequipment | Waterside Economizer | Commercial | Existing | Retail | 12980.4003 | 0.055556 | 20 | 5.2695 | 0 | 286420.8 | 18017.246 | 6831.9135 | 286420.8 | 0.023853 | 18017.246 | 286420.8 | 0.062905 | 6831.9135 | 18017.246 | 0.37919 | 6831.9135 | 188.8885
Nonequipment | Waterside Economizer | Commercial | Existing | Schools K-12 | 11283.5649 | 0.055556 | 20 | 4.5807 | 0 | 286420.8 | 15661.9795 | 5938.826 | 286420.8 | 0.020735 | 15661.9795 | 286420.8 | 0.054682 | 5938.826 | 15661.9795 | 0.37919 | 5938.826 | 217.2938
Nonequipment | Waterside Economizer | Commercial | Existing | Warehouse | 2478.7873 | 0.055556 | 20 | 1.0063 | 0 | 286420.8 | 3440.6428 | 1304.6485 | 286420.8 | 0.004555 | 3440.6428 | 286420.8 | 0.012013 | 1304.6485 | 3440.6428 | 0.37919 | 1304.6485 | 989.1324
Nonequipment | Waterside Economizer | Commercial | New | Assembly | 10220.1104 | 0.055556 | 20 | 4.149 | 0 | 286420.8 | 14185.8677 | 5379.103 | 286420.8 | 0.01878 | 14185.8677 | 286420.8 | 0.049528 | 5379.103 | 14185.8677 | 0.37919 | 5379.103 | 239.9043
Nonequipment | Waterside Economizer | Commercial | New | College and University | 11338.3015 | 0.055556 | 20 | 4.6029 | 0 | 286420.8 | 15737.9558 | 5967.6353 | 286420.8 | 0.020835 | 15737.9558 | 286420.8 | 0.054947 | 5967.6353 | 15737.9558 | 0.37919 | 5967.6353 | 216.2448
Nonequipment | Waterside Economizer | Commercial | New | Grocery | 5645.6922 | 0.055556 | 20 | 2.2919 | 0 | 286420.8 | 7836.4166 | 2971.4708 | 286420.8 | 0.010374 | 7836.4166 | 286420.8 | 0.02736 | 2971.4708 | 7836.4166 | 0.37919 | 2971.4708 | 434.2866
Nonequipment | Waterside Economizer | Commercial | New | Healthcare | 22238.71 | 0.055556 | 20 | 9.0281 | 0 | 286420.8 | 30868.1009 | 11704.7964 | 286420.8 | 0.040866 | 30868.1009 | 286420.8 | 0.10777 | 11704.7964 | 30868.1009 | 0.37919 | 11704.7964 | 110.2514
Nonequipment | Waterside Economizer | Commercial | New | Hospitals | 21065.7822 | 0.055556 | 20 | 8.5519 | 0 | 286420.8 | 29240.0365 | 11087.4548 | 286420.8 | 0.03871 | 29240.0365 | 286420.8 | 0.10209 | 11087.4548 | 29240.0365 | 0.37919 | 11087.4548 | 116.3901
Nonequipment | Waterside Economizer | Commercial | New | Institutional | 5520.5799 | 0.055556 | 20 | 2.2411 | 0 | 286420.8 | 7662.7564 | 2905.6211 | 286420.8 | 0.010145 | 7662.7564 | 286420.8 | 0.026753 | 2905.6211 | 7662.7564 | 0.37919 | 2905.6211 | 444.1288
Nonequipment | Waterside Economizer | Commercial | New | Lodging/Hospitality | 16882.3399 | 0.055556 | 20 | 6.8536 | 0 | 286420.8 | 23433.2735 | 8885.6032 | 286420.8 | 0.031023 | 23433.2735 | 286420.8 | 0.081814 | 8885.6032 | 23433.2735 | 0.37919 | 8885.6032 | 145.2316
Nonequipment | Waterside Economizer | Commercial | New | Miscellaneous | 5708.2483 | 0.055556 | 20 | 2.3173 | 0 | 286420.8 | 7923.2467 | 3004.3957 | 286420.8 | 0.010489 | 7923.2467 | 286420.8 | 0.027663 | 3004.3957 | 7923.2467 | 0.37919 | 3004.3957 | 429.5273
Nonequipment | Waterside Economizer | Commercial | New | Offices | 11502.5114 | 0.055556 | 20 | 4.6696 | 0 | 286420.8 | 15965.8848 | 6054.0631 | 286420.8 | 0.021137 | 15965.8848 | 286420.8 | 0.055743 | 6054.0631 | 15965.8848 | 0.37919 | 6054.0631 | 213.1577
Nonequipment | Waterside Economizer | Commercial | New | Restaurants | 16561.7397 | 0.055556 | 20 | 6.7234 | 0 | 286420.8 | 22988.2692 | 8716.8632 | 286420.8 | 0.030434 | 22988.2692 | 286420.8 | 0.08026 | 8716.8632 | 22988.2692 | 0.37919 | 8716.8632 | 148.0429
Nonequipment | Waterside Economizer | Commercial | New | Retail | 12980.4003 | 0.055556 | 20 | 5.2695 | 0 | 286420.8 | 18017.246 | 6831.9135 | 286420.8 | 0.023853 | 18017.246 | 286420.8 | 0.062905 | 6831.9135 | 18017.246 | 0.37919 | 6831.9135 | 188.8885
Nonequipment | Waterside Economizer | Commercial | New | Schools K-12 | 11283.5649 | 0.055556 | 20 | 4.5807 | 0 | 286420.8 | 15661.9795 | 5938.826 | 286420.8 | 0.020735 | 15661.9795 | 286420.8 | 0.054682 | 5938.826 | 15661.9795 | 0.37919 | 5938.826 | 217.2938
Nonequipment | Waterside Economizer | Commercial | New | Warehouse | 2478.7873 | 0.055556 | 20 | 1.0063 | 0 | 286420.8 | 3440.6428 | 1304.6485 | 286420.8 | 0.004555 | 3440.6428 | 286420.8 | 0.012013 | 1304.6485 | 3440.6428 | 0.37919 | 1304.6485 | 989.1324
Nonequipment | Window Sun Protection | Commercial | Existing | Assembly | 105.7983 | 0.16 | 10 | 0.04043 | -0.010022 | 350 | 97.364 | 36.148 | 350 | 0.10328 | 97.364 | 350 | 0.27818 | 36.148 | 97.364 | 0.37127 | 36.148 | 28.319
Nonequipment | Window Sun Protection | Commercial | Existing | College and University | 105.7983 | 0.16 | 10 | 0.04043 | -0.010022 | 350 | 97.364 | 36.148 | 350 | 0.10328 | 97.364 | 350 | 0.27818 | 36.148 | 97.364 | 0.37127 | 36.148 | 28.319
Nonequipment | Window Sun Protection | Commercial | Existing | Grocery | 105.7983 | 0.16 | 10 | 0.04043 | -0.010022 | 350 | 97.364 | 36.148 | 350 | 0.10328 | 97.364 | 350 | 0.27818 | 36.148 | 97.364 | 0.37127 | 36.148 | 28.319
Nonequipment | Window Sun Protection | Commercial | Existing | Healthcare | 105.7983 | 0.16 | 10 | 0.04043 | -0.010022 | 350 | 97.364 | 36.148 | 350 | 0.10328 | 97.364 | 350 | 0.27818 | 36.148 | 97.364 | 0.37127 | 36.148 | 28.319
Nonequipment | Window Sun Protection | Commercial | Existing | Hospitals | 105.7983 | 0.16 | 10 | 0.04043 | -0.010022 | 350 | 97.364 | 36.148 | 350 | 0.10328 | 97.364 | 350 | 0.27818 | 36.148 | 97.364 | 0.37127 | 36.148 | 28.319
Nonequipment | Window Sun Protection | Commercial | Existing | Institutional | 105.7983 | 0.16 | 10 | 0.04043 | -0.010022 | 350 | 97.364 | 36.148 | 350 | 0.10328 | 97.364 | 350 | 0.27818 | 36.148 | 97.364 | 0.37127 | 36.148 | 28.319
Nonequipment | Window Sun Protection | Commercial | Existing | Lodging/Hospitality | 105.7983 | 0.16 | 10 | 0.047228 | -0.02335 | 350 | 97.6721 | 38.1771 | 350 | 0.10908 | 97.6721 | 350 | 0.27906 | 38.1771 | 97.6721 | 0.39087 | 38.1771 | 28.319
Nonequipment | Window Sun Protection | Commercial | Existing | Miscellaneous | 105.7983 | 0.16 | 10 | 0.055592 | -0.040764 | 350 | 98.0511 | 36.8752 | 350 | 0.10536 | 98.0511 | 350 | 0.28015 | 36.8752 | 98.0511 | 0.37608 | 36.8752 | 28.319
Nonequipment | Window Sun Protection | Commercial | Existing | Offices | 105.7983 | 0.16 | 10 | 0.04043 | -0.010022 | 350 | 97.364 | 36.148 | 350 | 0.10328 | 97.364 | 350 | 0.27818 | 36.148 | 97.364 | 0.37127 | 36.148 | 28.319
Nonequipment | Window Sun Protection | Commercial | Existing | Restaurants | 105.7983 | 0.16 | 10 | 0.04043 | -0.010022 | 350 | 97.364 | 36.148 | 350 | 0.10328 | 97.364 | 350 | 0.27818 | 36.148 | 97.364 | 0.37127 | 36.148 | 28.319
Nonequipment | Window Sun Protection | Commercial | Existing | Retail | 105.7983 | 0.16 | 10 | 0.04043 | -0.010022 | 350 | 97.364 | 36.148 | 350 | 0.10328 | 97.364 | 350 | 0.27818 | 36.148 | 97.364 | 0.37127 | 36.148 | 28.319
Nonequipment | Window Sun Protection | Commercial | Existing | Schools K-12 | 105.7983 | 0.16 | 10 | 0.04043 | -0.010022 | 350 | 97.364 | 36.148 | 350 | 0.10328 | 97.364 | 350 | 0.27818 | 36.148 | 97.364 | 0.37127 | 36.148 | 28.319
Nonequipment | Window Sun Protection | Commercial | Existing | Warehouse | 105.7983 | 0.16 | 10 | 0.055592 | -0.040764 | 350 | 98.0511 | 36.8752 | 350 | 0.10536 | 98.0511 | 350 | 0.28015 | 36.8752 | 98.0511 | 0.37608 | 36.8752 | 28.319
Nonequipment | Window Sun Protection | Commercial | New | Assembly | 63.479 | 0.16 | 10 | 0.024258 | -0.0060129 | 350 | 58.4184 | 21.6888 | 350 | 0.061968 | 58.4184 | 350 | 0.16691 | 21.6888 | 58.4184 | 0.37127 | 21.6888 | 47.1984
Nonequipment | Window Sun Protection | Commercial | New | College and University | 63.479 | 0.16 | 10 | 0.024258 | -0.0060129 | 350 | 58.4184 | 21.6888 | 350 | 0.061968 | 58.4184 | 350 | 0.16691 | 21.6888 | 58.4184 | 0.37127 | 21.6888 | 47.1984
Nonequipment | Window Sun Protection | Commercial | New | Grocery | 63.479 | 0.16 | 10 | 0.024258 | -0.0060129 | 350 | 58.4184 | 21.6888 | 350 | 0.061968 | 58.4184 | 350 | 0.16691 | 21.6888 | 58.4184 | 0.37127 | 21.6888 | 47.1984
Nonequipment | Window Sun Protection | Commercial | New | Healthcare | 63.479 | 0.16 | 10 | 0.024258 | -0.0060129 | 350 | 58.4184 | 21.6888 | 350 | 0.061968 | 58.4184 | 350 | 0.16691 | 21.6888 | 58.4184 | 0.37127 | 21.6888 | 47.1984
Nonequipment | Window Sun Protection | Commercial | New | Hospitals | 63.479 | 0.16 | 10 | 0.024258 | -0.0060129 | 350 | 58.4184 | 21.6888 | 350 | 0.061968 | 58.4184 | 350 | 0.16691 | 21.6888 | 58.4184 | 0.37127 | 21.6888 | 47.1984
Nonequipment | Window Sun Protection | Commercial | New | Institutional | 63.479 | 0.16 | 10 | 0.024258 | -0.0060129 | 350 | 58.4184 | 21.6888 | 350 | 0.061968 | 58.4184 | 350 | 0.16691 | 21.6888 | 58.4184 | 0.37127 | 21.6888 | 47.1984
Nonequipment | Window Sun Protection | Commercial | New | Lodging/Hospitality | 63.479 | 0.16 | 10 | 0.028337 | -0.01401 | 350 | 58.6032 | 22.9063 | 350 | 0.065447 | 58.6032 | 350 | 0.16744 | 22.9063 | 58.6032 | 0.39087 | 22.9063 | 47.1984
Nonequipment | Window Sun Protection | Commercial | New | Miscellaneous | 63.479 | 0.16 | 10 | 0.033355 | -0.024458 | 350 | 58.8307 | 22.1251 | 350 | 0.063215 | 58.8307 | 350 | 0.16809 | 22.1251 | 58.8307 | 0.37608 | 22.1251 | 47.1984
Nonequipment | Window Sun Protection | Commercial | New | Offices | 63.479 | 0.16 | 10 | 0.024258 | -0.0060129 | 350 | 58.4184 | 21.6888 | 350 | 0.061968 | 58.4184 | 350 | 0.16691 | 21.6888 | 58.4184 | 0.37127 | 21.6888 | 47.1984
Nonequipment | Window Sun Protection | Commercial | New | Restaurants | 63.479 | 0.16 | 10 | 0.024258 | -0.0060129 | 350 | 58.4184 | 21.6888 | 350 | 0.061968 | 58.4184 | 350 | 0.16691 | 21.6888 | 58.4184 | 0.37127 | 21.6888 | 47.1984
Nonequipment | Window Sun Protection | Commercial | New | Retail | 63.479 | 0.16 | 10 | 0.024258 | -0.0060129 | 350 | 58.4184 | 21.6888 | 350 | 0.061968 | 58.4184 | 350 | 0.16691 | 21.6888 | 58.4184 | 0.37127 | 21.6888 | 47.1984
Nonequipment | Window Sun Protection | Commercial | New | Schools K-12 | 63.479 | 0.16 | 10 | 0.024258 | -0.0060129 | 350 | 58.4184 | 21.6888 | 350 | 0.061968 | 58.4184 | 350 | 0.16691 | 21.6888 | 58.4184 | 0.37127 | 21.6888 | 47.1984
Nonequipment | Window Sun Protection | Commercial | New | Warehouse | 63.479 | 0.16 | 10 | 0.033355 | -0.024458 | 350 | 58.8307 | 22.1251 | 350 | 0.063215 | 58.8307 | 350 | 0.16809 | 22.1251 | 58.8307 | 0.37608 | 22.1251 | 47.1984
Nonequipment | Bi-Level Lighting Control (Interior) | Commercial | Existing | Assembly | 445.78 | 0.31 | 8 | 0.0012256 | 0 | 373 | 342.3619 | 110.9251 | 373 | 0.29739 | 342.3619 | 373 | 0.91786 | 110.9251 | 342.3619 | 0.324 | 110.9251 | 7.1627
Nonequipment | Bi-Level Lighting Control (Interior) | Commercial | Existing | College and University | 683.24 | 0.31 | 8 | 0.0018785 | 0 | 373 | 524.7327 | 170.0132 | 373 | 0.4558 | 524.7327 | 373 | 1.4068 | 170.0132 | 524.7327 | 0.324 | 170.0132 | 4.6733
Nonequipment | Bi-Level Lighting Control (Interior) | Commercial | Existing | Grocery | 859.32 | 0.31 | 8 | 0.010616 | 0 | 373 | 660.2814 | 214.3442 | 373 | 0.57465 | 660.2814 | 373 | 1.7702 | 214.3442 | 660.2814 | 0.32463 | 214.3442 | 3.7157
Nonequipment | Bi-Level Lighting Control (Interior) | Commercial | Existing | Healthcare | 779.34 | 0.31 | 8 | 0.0021427 | 0 | 373 | 598.5381 | 193.9261 | 373 | 0.51991 | 598.5381 | 373 | 1.6047 | 193.9261 | 598.5381 | 0.324 | 193.9261 | 4.097
Nonequipment | Bi-Level Lighting Control (Interior) | Commercial | Existing | Hospitals | 1054.31 | 0.31 | 8 | 0.0028987 | 0 | 373 | 809.7169 | 262.3479 | 373 | 0.70335 | 809.7169 | 373 | 2.1708 | 262.3479 | 809.7169 | 0.324 | 262.3479 | 3.0285
Nonequipment | Bi-Level Lighting Control (Interior) | Commercial | Existing | Institutional | 511.345 | 0.31 | 8 | 0.0014059 | 0 | 373 | 392.7163 | 127.2399 | 373 | 0.34113 | 392.7163 | 373 | 1.0529 | 127.2399 | 392.7163 | 0.324 | 127.2399 | 6.2443
Nonequipment | Bi-Level Lighting Control (Interior) | Commercial | Existing | Lodging/Hospitality | 581.87 | 0.31 | 8 | 0.0071882 | 0 | 373 | 447.0953 | 145.1386 | 373 | 0.38911 | 447.0953 | 373 | 1.1986 | 145.1386 | 447.0953 | 0.32463 | 145.1386 | 5.4875
Nonequipment | Bi-Level Lighting Control (Interior) | Commercial | Existing | Miscellaneous | 683.24 | 0.31 | 8 | 0.0018785 | 0 | 373 | 524.7327 | 170.0132 | 373 | 0.4558 | 524.7327 | 373 | 1.4068 | 170.0132 | 524.7327 | 0.324 | 170.0132 | 4.6733
Nonequipment | Bi-Level Lighting Control (Interior) | Commercial | Existing | Offices | 504.215 | 0.31 | 8 | 0.0013863 | 0 | 373 | 387.2404 | 125.4657 | 373 | 0.33637 | 387.2404 | 373 | 1.0382 | 125.4657 | 387.2404 | 0.324 | 125.4657 | 6.3326
Nonequipment | Bi-Level Lighting Control (Interior) | Commercial | Existing | Restaurants | 520.335 | 0.31 | 8 | 0.006428 | 0 | 373 | 399.8132 | 129.7896 | 373 | 0.34796 | 399.8132 | 373 | 1.0719 | 129.7896 | 399.8132 | 0.32463 | 129.7896 | 6.1364
Nonequipment | Bi-Level Lighting Control (Interior) | Commercial | Existing | Retail | 772.52 | 0.31 | 8 | 0.0095434 | 0 | 373 | 593.5863 | 192.6933 | 373 | 0.5166 | 593.5863 | 373 | 1.5914 | 192.6933 | 593.5863 | 0.32463 | 192.6933 | 4.1332
Nonequipment | Bi-Level Lighting Control (Interior) | Commercial | Existing | Schools K-12 | 368.745 | 0.31 | 8 | 0.0010138 | 0 | 373 | 283.1985 | 91.7562 | 373 | 0.246 | 283.1985 | 373 | 0.75925 | 91.7562 | 283.1985 | 0.324 | 91.7562 | 8.6591
Nonequipment | Bi-Level Lighting Control (Interior) | Commercial | Existing | Warehouse | 592.72 | 0.31 | 8 | 0.0016296 | 0 | 373 | 455.2128 | 147.4887 | 373 | 0.39541 | 455.2128 | 373 | 1.2204 | 147.4887 | 455.2128 | 0.324 | 147.4887 | 5.387
Nonequipment | Bi-Level Lighting Control (Interior) | Commercial | New | Assembly | 445.78 | 0.31 | 8 | 0.0012256 | 0 | 373 | 342.3619 | 110.9251 | 373 | 0.29739 | 342.3619 | 373 | 0.91786 | 110.9251 | 342.3619 | 0.324 | 110.9251 | 7.1627
Nonequipment | Bi-Level Lighting Control (Interior) | Commercial | New | College and University | 683.24 | 0.31 | 8 | 0.0018785 | 0 | 373 | 524.7327 | 170.0132 | 373 | 0.4558 | 524.7327 | 373 | 1.4068 | 170.0132 | 524.7327 | 0.324 | 170.0132 | 4.6733
Nonequipment | Bi-Level Lighting Control (Interior) | Commercial | New | Grocery | 859.32 | 0.31 | 8 | 0.010616 | 0 | 373 | 660.2814 | 214.3442 | 373 | 0.57465 | 660.2814 | 373 | 1.7702 | 214.3442 | 660.2814 | 0.32463 | 214.3442 | 3.7157
Nonequipment | Bi-Level Lighting Control (Interior) | Commercial | New | Healthcare | 779.34 | 0.31 | 8 | 0.0021427 | 0 | 373 | 598.5381 | 193.9261 | 373 | 0.51991 | 598.5381 | 373 | 1.6047 | 193.9261 | 598.5381 | 0.324 | 193.9261 | 4.097
Nonequipment | Bi-Level Lighting Control (Interior) | Commercial | New | Hospitals | 1054.31 | 0.31 | 8 | 0.0028987 | 0 | 373 | 809.7169 | 262.3479 | 373 | 0.70335 | 809.7169 | 373 | 2.1708 | 262.3479 | 809.7169 | 0.324 | 262.3479 | 3.0285
Nonequipment | Bi-Level Lighting Control (Interior) | Commercial | New | Institutional | 511.345 | 0.31 | 8 | 0.0014059 | 0 | 373 | 392.7163 | 127.2399 | 373 | 0.34113 | 392.7163 | 373 | 1.0529 | 127.2399 | 392.7163 | 0.324 | 127.2399 | 6.2443
Nonequipment | Bi-Level Lighting Control (Interior) | Commercial | New | Lodging/Hospitality | 581.87 | 0.31 | 8 | 0.0071882 | 0 | 373 | 447.0953 | 145.1386 | 373 | 0.38911 | 447.0953 | 373 | 1.1986 | 145.1386 | 447.0953 | 0.32463 | 145.1386 | 5.4875
Nonequipment | Bi-Level Lighting Control (Interior) | Commercial | New | Miscellaneous | 683.24 | 0.31 | 8 | 0.0018785 | 0 | 373 | 524.7327 | 170.0132 | 373 | 0.4558 | 524.7327 | 373 | 1.4068 | 170.0132 | 524.7327 | 0.324 | 170.0132 | 4.6733
Nonequipment | Bi-Level Lighting Control (Interior) | Commercial | New | Offices | 504.215 | 0.31 | 8 | 0.0013863 | 0 | 373 | 387.2404 | 125.4657 | 373 | 0.33637 | 387.2404 | 373 | 1.0382 | 125.4657 | 387.2404 | 0.324 | 125.4657 | 6.3326
Nonequipment | Bi-Level Lighting Control (Interior) | Commercial | New | Restaurants | 520.335 | 0.31 | 8 | 0.006428 | 0 | 373 | 399.8132 | 129.7896 | 373 | 0.34796 | 399.8132 | 373 | 1.0719 | 129.7896 | 399.8132 | 0.32463 | 129.7896 | 6.1364
Nonequipment | Bi-Level Lighting Control (Interior) | Commercial | New | Retail | 772.52 | 0.31 | 8 | 0.0095434 | 0 | 373 | 593.5863 | 192.6933 | 373 | 0.5166 | 593.5863 | 373 | 1.5914 | 192.6933 | 593.5863 | 0.32463 | 192.6933 | 4.1332
Nonequipment | Bi-Level Lighting Control (Interior) | Commercial | New | Schools K-12 | 368.745 | 0.31 | 8 | 0.0010138 | 0 | 373 | 283.1985 | 91.7562 | 373 | 0.246 | 283.1985 | 373 | 0.75925 | 91.7562 | 283.1985 | 0.324 | 91.7562 | 8.6591
Nonequipment | Bi-Level Lighting Control (Interior) | Commercial | New | Warehouse | 592.72 | 0.31 | 8 | 0.0016296 | 0 | 373 | 455.2128 | 147.4887 | 373 | 0.39541 | 455.2128 | 373 | 1.2204 | 147.4887 | 455.2128 | 0.324 | 147.4887 | 5.387
Nonequipment | Interior Lighting Controls | Commercial | Existing | Assembly | 402.64 | 0.28 | 8 | 0 | 0 | 156.3796 | 309.1874 | 100.568 | 156.3796 | 0.6431 | 309.1874 | 156.3796 | 1.9772 | 100.568 | 309.1874 | 0.32527 | 100.568 | 3.3247
Nonequipment | Interior Lighting Controls | Commercial | Existing | College and University | 617.12 | 0.28 | 8 | 0 | 0 | 156.3796 | 473.8867 | 154.139 | 156.3796 | 0.98567 | 473.8867 | 156.3796 | 3.0304 | 154.139 | 473.8867 | 0.32527 | 154.139 | 2.1692
Nonequipment | Interior Lighting Controls | Commercial | Existing | Grocery | 776.16 | 0.28 | 8 | 0 | 0 | 156.3796 | 596.0136 | 193.8626 | 156.3796 | 1.2397 | 596.0136 | 156.3796 | 3.8113 | 193.8626 | 596.0136 | 0.32527 | 193.8626 | 1.7247
Nonequipment | Interior Lighting Controls | Commercial | Existing | Healthcare | 703.92 | 0.28 | 8 | 0 | 0 | 156.3796 | 540.5405 | 175.8192 | 156.3796 | 1.1243 | 540.5405 | 156.3796 | 3.4566 | 175.8192 | 540.5405 | 0.32527 | 175.8192 | 1.9017
Nonequipment | Interior Lighting Controls | Commercial | Existing | Hospitals | 952.28 | 0.28 | 8 | 0 | 0 | 156.3796 | 731.2563 | 237.8524 | 156.3796 | 1.521 | 731.2563 | 156.3796 | 4.6762 | 237.8524 | 731.2563 | 0.32527 | 237.8524 | 1.4057
Nonequipment | Interior Lighting Controls | Commercial | Existing | Institutional | 461.86 | 0.28 | 8 | 0 | 0 | 156.3796 | 354.6625 | 115.3595 | 156.3796 | 0.73769 | 354.6625 | 156.3796 | 2.268 | 115.3595 | 354.6625 | 0.32527 | 115.3595 | 2.8984
Nonequipment | Interior Lighting Controls | Commercial | Existing | Lodging/Hospitality | 525.56 | 0.28 | 8 | 0 | 0 | 156.3796 | 403.5778 | 131.2699 | 156.3796 | 0.83943 | 403.5778 | 156.3796 | 2.5808 | 131.2699 | 403.5778 | 0.32527 | 131.2699 | 2.5471
Nonequipment | Interior Lighting Controls | Commercial | Existing | Miscellaneous | 617.12 | 0.28 | 8 | 0 | 0 | 156.3796 | 473.8867 | 154.139 | 156.3796 | 0.98567 | 473.8867 | 156.3796 | 3.0304 | 154.139 | 473.8867 | 0.32527 | 154.139 | 2.1692
Nonequipment | Interior Lighting Controls | Commercial | Existing | Offices | 455.42 | 0.28 | 8 | 0 | 0 | 156.3796 | 349.7172 | 113.7509 | 156.3796 | 0.7274 | 349.7172 | 156.3796 | 2.2363 | 113.7509 | 349.7172 | 0.32527 | 113.7509 | 2.9394
Nonequipment | Interior Lighting Controls | Commercial | Existing | Restaurants | 469.98 | 0.28 | 8 | 0 | 0 | 156.3796 | 360.8979 | 117.3876 | 156.3796 | 0.75066 | 360.8979 | 156.3796 | 2.3078 | 117.3876 | 360.8979 | 0.32527 | 117.3876 | 2.8483
Nonequipment | Interior Lighting Controls | Commercial | Existing | Retail | 697.76 | 0.28 | 8 | 0 | 0 | 156.3796 | 535.8102 | 174.2806 | 156.3796 | 1.1145 | 535.8102 | 156.3796 | 3.4263 | 174.2806 | 535.8102 | 0.32527 | 174.2806 | 1.9185
Nonequipment | Interior Lighting Controls | Commercial | Existing | Schools K-12 | 333.06 | 0.28 | 8 | 0 | 0 | 156.3796 | 255.7569 | 83.1889 | 156.3796 | 0.53197 | 255.7569 | 156.3796 | 1.6355 | 83.1889 | 255.7569 | 0.32527 | 83.1889 | 4.0193
Nonequipment | Interior Lighting Controls | Commercial | Existing | Warehouse | 535.36 | 0.28 | 8 | 0 | 0 | 156.3796 | 411.1032 | 133.7177 | 156.3796 | 0.85508 | 411.1032 | 156.3796 | 2.6289 | 133.7177 | 411.1032 | 0.32527 | 133.7177 | 2.5005
Nonequipment | Interior Lighting Controls | Commercial | New | Assembly | 402.64 | 0.28 | 8 | 0 | 0 | 156.3796 | 309.1874 | 100.568 | 156.3796 | 0.6431 | 309.1874 | 156.3796 | 1.9772 | 100.568 | 309.1874 | 0.32527 | 100.568 | 3.3247
Nonequipment | Interior Lighting Controls | Commercial | New | College and University | 617.12 | 0.28 | 8 | 0 | 0 | 156.3796 | 473.8867 | 154.139 | 156.3796 | 0.98567 | 473.8867 | 156.3796 | 3.0304 | 154.139 | 473.8867 | 0.32527 | 154.139 | 2.1692
Nonequipment | Interior Lighting Controls | Commercial | New | Grocery | 776.16 | 0.28 | 8 | 0 | 0 | 156.3796 | 596.0136 | 193.8626 | 156.3796 | 1.2397 | 596.0136 | 156.3796 | 3.8113 | 193.8626 | 596.0136 | 0.32527 | 193.8626 | 1.7247
Nonequipment | Interior Lighting Controls | Commercial | New | Healthcare | 703.92 | 0.28 | 8 | 0 | 0 | 156.3796 | 540.5405 | 175.8192 | 156.3796 | 1.1243 | 540.5405 | 156.3796 | 3.4566 | 175.8192 | 540.5405 | 0.32527 | 175.8192 | 1.9017
Nonequipment | Interior Lighting Controls | Commercial | New | Hospitals | 952.28 | 0.28 | 8 | 0 | 0 | 156.3796 | 731.2563 | 237.8524 | 156.3796 | 1.521 | 731.2563 | 156.3796 | 4.6762 | 237.8524 | 731.2563 | 0.32527 | 237.8524 | 1.4057
Nonequipment | Interior Lighting Controls | Commercial | New | Institutional | 461.86 | 0.28 | 8 | 0 | 0 | 156.3796 | 354.6625 | 115.3595 | 156.3796 | 0.73769 | 354.6625 | 156.3796 | 2.268 | 115.3595 | 354.6625 | 0.32527 | 115.3595 | 2.8984
Nonequipment | Interior Lighting Controls | Commercial | New | Lodging/Hospitality | 525.56 | 0.28 | 8 | 0 | 0 | 156.3796 | 403.5778 | 131.2699 | 156.3796 | 0.83943 | 403.5778 | 156.3796 | 2.5808 | 131.2699 | 403.5778 | 0.32527 | 131.2699 | 2.5471
Nonequipment | Interior Lighting Controls | Commercial | New | Miscellaneous | 617.12 | 0.28 | 8 | 0 | 0 | 156.3796 | 473.8867 | 154.139 | 156.3796 | 0.98567 | 473.8867 | 156.3796 | 3.0304 | 154.139 | 473.8867 | 0.32527 | 154.139 | 2.1692
Nonequipment | Interior Lighting Controls | Commercial | New | Offices | 455.42 | 0.28 | 8 | 0 | 0 | 156.3796 | 349.7172 | 113.7509 | 156.3796 | 0.7274 | 349.7172 | 156.3796 | 2.2363 | 113.7509 | 349.7172 | 0.32527 | 113.7509 | 2.9394
Nonequipment | Interior Lighting Controls | Commercial | New | Restaurants | 469.98 | 0.28 | 8 | 0 | 0 | 156.3796 | 360.8979 | 117.3876 | 156.3796 | 0.75066 | 360.8979 | 156.3796 | 2.3078 | 117.3876 | 360.8979 | 0.32527 | 117.3876 | 2.8483
Nonequipment | Interior Lighting Controls | Commercial | New | Retail | 697.76 | 0.28 | 8 | 0 | 0 | 156.3796 | 535.8102 | 174.2806 | 156.3796 | 1.1145 | 535.8102 | 156.3796 | 3.4263 | 174.2806 | 535.8102 | 0.32527 | 174.2806 | 1.9185
Nonequipment | Interior Lighting Controls | Commercial | New | Schools K-12 | 333.06 | 0.28 | 8 | 0 | 0 | 156.3796 | 255.7569 | 83.1889 | 156.3796 | 0.53197 | 255.7569 | 156.3796 | 1.6355 | 83.1889 | 255.7569 | 0.32527 | 83.1889 | 4.0193
Nonequipment | Interior Lighting Controls | Commercial | New | Warehouse | 535.36 | 0.28 | 8 | 0 | 0 | 156.3796 | 411.1032 | 133.7177 | 156.3796 | 0.85508 | 411.1032 | 156.3796 | 2.6289 | 133.7177 | 411.1032 | 0.32527 | 133.7177 | 2.5005
Nonequipment | Efficient Motor Belts | Commercial | Existing | Assembly | 94.8071 | 0.01105 | 10 | 0.012997 | 0.0032092 | 396.51 | 86.1961 | 28.871 | 396.51 | 0.072813 | 86.1961 | 396.51 | 0.21739 | 28.871 | 86.1961 | 0.33495 | 28.871 | 35.8016
Nonequipment | Efficient Motor Belts | Commercial | Existing | College and University | 94.8071 | 0.01105 | 10 | 0.012292 | 0.010296 | 396.51 | 86.1642 | 29.4689 | 396.51 | 0.074321 | 86.1642 | 396.51 | 0.21731 | 29.4689 | 86.1642 | 0.34201 | 29.4689 | 35.8016
Nonequipment | Efficient Motor Belts | Commercial | Existing | Grocery | 94.8071 | 0.01105 | 10 | 0.012997 | 0.0032092 | 396.51 | 86.1961 | 28.871 | 396.51 | 0.072813 | 86.1961 | 396.51 | 0.21739 | 28.871 | 86.1961 | 0.33495 | 28.871 | 35.8016
Nonequipment | Efficient Motor Belts | Commercial | Existing | Healthcare | 94.8071 | 0.01105 | 10 | 0.012292 | 0.010296 | 396.51 | 86.1642 | 29.4689 | 396.51 | 0.074321 | 86.1642 | 396.51 | 0.21731 | 29.4689 | 86.1642 | 0.34201 | 29.4689 | 35.8016
Nonequipment | Efficient Motor Belts | Commercial | Existing | Hospitals | 94.8071 | 0.01105 | 10 | 0.012292 | 0.010296 | 396.51 | 86.1642 | 29.4689 | 396.51 | 0.074321 | 86.1642 | 396.51 | 0.21731 | 29.4689 | 86.1642 | 0.34201 | 29.4689 | 35.8016
Nonequipment | Efficient Motor Belts | Commercial | Existing | Institutional | 94.8071 | 0.01105 | 10 | 0.012997 | 0.0032092 | 396.51 | 86.1961 | 28.871 | 396.51 | 0.072813 | 86.1961 | 396.51 | 0.21739 | 28.871 | 86.1961 | 0.33495 | 28.871 | 35.8016
Nonequipment | Efficient Motor Belts | Commercial | Existing | Lodging/Hospitality | 94.8071 | 0.01105 | 10 | 0.012292 | 0.010296 | 396.51 | 86.1642 | 29.4689 | 396.51 | 0.074321 | 86.1642 | 396.51 | 0.21731 | 29.4689 | 86.1642 | 0.34201 | 29.4689 | 35.8016
Nonequipment | Efficient Motor Belts | Commercial | Existing | Miscellaneous | 94.8071 | 0.01105 | 10 | 0.012997 | 0.0032092 | 396.51 | 86.1961 | 28.871 | 396.51 | 0.072813 | 86.1961 | 396.51 | 0.21739 | 28.871 | 86.1961 | 0.33495 | 28.871 | 35.8016
Nonequipment | Efficient Motor Belts | Commercial | Existing | Offices | 94.8071 | 0.01105 | 10 | 0.012997 | 0.0032092 | 396.51 | 86.1961 | 28.871 | 396.51 | 0.072813 | 86.1961 | 396.51 | 0.21739 | 28.871 | 86.1961 | 0.33495 | 28.871 | 35.8016
Nonequipment | Efficient Motor Belts | Commercial | Existing | Restaurants | 94.8071 | 0.01105 | 10 | 0.012292 | 0.010296 | 396.51 | 86.1642 | 29.4689 | 396.51 | 0.074321 | 86.1642 | 396.51 | 0.21731 | 29.4689 | 86.1642 | 0.34201 | 29.4689 | 35.8016
Nonequipment | Efficient Motor Belts | Commercial | Existing | Retail | 94.8071 | 0.01105 | 10 | 0.012997 | 0.0032092 | 396.51 | 86.1961 | 28.871 | 396.51 | 0.072813 | 86.1961 | 396.51 | 0.21739 | 28.871 | 86.1961 | 0.33495 | 28.871 | 35.8016
Nonequipment | Efficient Motor Belts | Commercial | Existing | Schools K-12 | 94.8071 | 0.01105 | 10 | 0.012292 | 0.010296 | 396.51 | 86.1642 | 29.4689 | 396.51 | 0.074321 | 86.1642 | 396.51 | 0.21731 | 29.4689 | 86.1642 | 0.34201 | 29.4689 | 35.8016
Nonequipment | Efficient Motor Belts | Commercial | Existing | Warehouse | 94.8071 | 0.01105 | 10 | 0.012997 | 0.0032092 | 396.51 | 86.1961 | 28.871 | 396.51 | 0.072813 | 86.1961 | 396.51 | 0.21739 | 28.871 | 86.1961 | 0.33495 | 28.871 | 35.8016
Nonequipment | Efficient Motor Belts | Commercial | New | Assembly | 94.8071 | 0.01105 | 10 | 0.012997 | 0.0032092 | 396.51 | 86.1961 | 28.871 | 396.51 | 0.072813 | 86.1961 | 396.51 | 0.21739 | 28.871 | 86.1961 | 0.33495 | 28.871 | 35.8016
Nonequipment | Efficient Motor Belts | Commercial | New | College and University | 94.8071 | 0.01105 | 10 | 0.012292 | 0.010296 | 396.51 | 86.1642 | 29.4689 | 396.51 | 0.074321 | 86.1642 | 396.51 | 0.21731 | 29.4689 | 86.1642 | 0.34201 | 29.4689 | 35.8016
Nonequipment | Efficient Motor Belts | Commercial | New | Grocery | 94.8071 | 0.01105 | 10 | 0.012997 | 0.0032092 | 396.51 | 86.1961 | 28.871 | 396.51 | 0.072813 | 86.1961 | 396.51 | 0.21739 | 28.871 | 86.1961 | 0.33495 | 28.871 | 35.8016
Nonequipment | Efficient Motor Belts | Commercial | New | Healthcare | 94.8071 | 0.01105 | 10 | 0.012292 | 0.010296 | 396.51 | 86.1642 | 29.4689 | 396.51 | 0.074321 | 86.1642 | 396.51 | 0.21731 | 29.4689 | 86.1642 | 0.34201 | 29.4689 | 35.8016
Nonequipment | Efficient Motor Belts | Commercial | New | Hospitals | 94.8071 | 0.01105 | 10 | 0.012292 | 0.010296 | 396.51 | 86.1642 | 29.4689 | 396.51 | 0.074321 | 86.1642 | 396.51 | 0.21731 | 29.4689 | 86.1642 | 0.34201 | 29.4689 | 35.8016
Nonequipment | Efficient Motor Belts | Commercial | New | Institutional | 94.8071 | 0.01105 | 10 | 0.012997 | 0.0032092 | 396.51 | 86.1961 | 28.871 | 396.51 | 0.072813 | 86.1961 | 396.51 | 0.21739 | 28.871 | 86.1961 | 0.33495 | 28.871 | 35.8016
Nonequipment | Efficient Motor Belts | Commercial | New | Lodging/Hospitality | 94.8071 | 0.01105 | 10 | 0.012292 | 0.010296 | 396.51 | 86.1642 | 29.4689 | 396.51 | 0.074321 | 86.1642 | 396.51 | 0.21731 | 29.4689 | 86.1642 | 0.34201 | 29.4689 | 35.8016
Nonequipment | Efficient Motor Belts | Commercial | New | Miscellaneous | 94.8071 | 0.01105 | 10 | 0.012997 | 0.0032092 | 396.51 | 86.1961 | 28.871 | 396.51 | 0.072813 | 86.1961 | 396.51 | 0.21739 | 28.871 | 86.1961 | 0.33495 | 28.871 | 35.8016
Nonequipment | Efficient Motor Belts | Commercial | New | Offices | 94.8071 | 0.01105 | 10 | 0.012997 | 0.0032092 | 396.51 | 86.1961 | 28.871 | 396.51 | 0.072813 | 86.1961 | 396.51 | 0.21739 | 28.871 | 86.1961 | 0.33495 | 28.871 | 35.8016
Nonequipment | Efficient Motor Belts | Commercial | New | Restaurants | 94.8071 | 0.01105 | 10 | 0.012292 | 0.010296 | 396.51 | 86.1642 | 29.4689 | 396.51 | 0.074321 | 86.1642 | 396.51 | 0.21731 | 29.4689 | 86.1642 | 0.34201 | 29.4689 | 35.8016
Nonequipment | Efficient Motor Belts | Commercial | New | Retail | 94.8071 | 0.01105 | 10 | 0.012997 | 0.0032092 | 396.51 | 86.1961 | 28.871 | 396.51 | 0.072813 | 86.1961 | 396.51 | 0.21739 | 28.871 | 86.1961 | 0.33495 | 28.871 | 35.8016
Nonequipment | Efficient Motor Belts | Commercial | New | Schools K-12 | 94.8071 | 0.01105 | 10 | 0.012292 | 0.010296 | 396.51 | 86.1642 | 29.4689 | 396.51 | 0.074321 | 86.1642 | 396.51 | 0.21731 | 29.4689 | 86.1642 | 0.34201 | 29.4689 | 35.8016
Nonequipment | Efficient Motor Belts | Commercial | New | Warehouse | 94.8071 | 0.01105 | 10 | 0.012997 | 0.0032092 | 396.51 | 86.1961 | 28.871 | 396.51 | 0.072813 | 86.1961 | 396.51 | 0.21739 | 28.871 | 86.1961 | 0.33495 | 28.871 | 35.8016
Nonequipment | Engine Block Timer | Commercial | Existing | Assembly | 259.2 | 0.36 | 5 | 0 | 0 | 78.49 | 136.7344 | 41.4003 | 78.49 | 0.52746 | 136.7344 | 78.49 | 1.7421 | 41.4003 | 136.7344 | 0.30278 | 41.4003 | 2.5922
Nonequipment | Engine Block Timer | Commercial | Existing | College and University | 259.2 | 0.36 | 5 | 0.032279 | 0.032279 | 78.49 | 137.589 | 47.0929 | 78.49 | 0.59999 | 137.589 | 78.49 | 1.7529 | 47.0929 | 137.589 | 0.34227 | 47.0929 | 2.5922
Nonequipment | Engine Block Timer | Commercial | Existing | Grocery | 259.2 | 0.36 | 5 | 0 | 0 | 78.49 | 136.7344 | 41.4003 | 78.49 | 0.52746 | 136.7344 | 78.49 | 1.7421 | 41.4003 | 136.7344 | 0.30278 | 41.4003 | 2.5922
Nonequipment | Engine Block Timer | Commercial | Existing | Healthcare | 259.2 | 0.36 | 5 | 0 | 0 | 78.49 | 136.7344 | 41.4003 | 78.49 | 0.52746 | 136.7344 | 78.49 | 1.7421 | 41.4003 | 136.7344 | 0.30278 | 41.4003 | 2.5922
Nonequipment | Engine Block Timer | Commercial | Existing | Hospitals | 259.2 | 0.36 | 5 | 0.032279 | 0.032279 | 78.49 | 137.589 | 47.0929 | 78.49 | 0.59999 | 137.589 | 78.49 | 1.7529 | 47.0929 | 137.589 | 0.34227 | 47.0929 | 2.5922
Nonequipment | Engine Block Timer | Commercial | Existing | Institutional | 259.2 | 0.36 | 5 | 0.012328 | 0.012951 | 78.49 | 137.0608 | 42.9904 | 78.49 | 0.54772 | 137.0608 | 78.49 | 1.7462 | 42.9904 | 137.0608 | 0.31366 | 42.9904 | 2.5922
Nonequipment | Engine Block Timer | Commercial | Existing | Lodging/Hospitality | 259.2 | 0.36 | 5 | 0 | 0 | 78.49 | 136.7344 | 41.4003 | 78.49 | 0.52746 | 136.7344 | 78.49 | 1.7421 | 41.4003 | 136.7344 | 0.30278 | 41.4003 | 2.5922
Nonequipment | Engine Block Timer | Commercial | Existing | Miscellaneous | 259.2 | 0.36 | 5 | 0.012328 | 0.012951 | 78.49 | 137.0608 | 42.9904 | 78.49 | 0.54772 | 137.0608 | 78.49 | 1.7462 | 42.9904 | 137.0608 | 0.31366 | 42.9904 | 2.5922
Nonequipment | Engine Block Timer | Commercial | Existing | Offices | 259.2 | 0.36 | 5 | 0.012328 | 0.012951 | 78.49 | 137.0608 | 42.9904 | 78.49 | 0.54772 | 137.0608 | 78.49 | 1.7462 | 42.9904 | 137.0608 | 0.31366 | 42.9904 | 2.5922
Nonequipment | Engine Block Timer | Commercial | Existing | Restaurants | 259.2 | 0.36 | 5 | 0.012328 | 0.012951 | 78.49 | 137.0608 | 42.9904 | 78.49 | 0.54772 | 137.0608 | 78.49 | 1.7462 | 42.9904 | 137.0608 | 0.31366 | 42.9904 | 2.5922
Nonequipment | Engine Block Timer | Commercial | Existing | Retail | 259.2 | 0.36 | 5 | 0.012328 | 0.012951 | 78.49 | 137.0608 | 42.9904 | 78.49 | 0.54772 | 137.0608 | 78.49 | 1.7462 | 42.9904 | 137.0608 | 0.31366 | 42.9904 | 2.5922
Nonequipment | Engine Block Timer | Commercial | Existing | Schools K-12 | 259.2 | 0.36 | 5 | 0.012328 | 0.012951 | 78.49 | 137.0608 | 42.9904 | 78.49 | 0.54772 | 137.0608 | 78.49 | 1.7462 | 42.9904 | 137.0608 | 0.31366 | 42.9904 | 2.5922
Nonequipment | Engine Block Timer | Commercial | Existing | Warehouse | 259.2 | 0.36 | 5 | 0.012328 | 0.012951 | 78.49 | 137.0608 | 42.9904 | 78.49 | 0.54772 | 137.0608 | 78.49 | 1.7462 | 42.9904 | 137.0608 | 0.31366 | 42.9904 | 2.5922
Nonequipment | Engine Block Timer | Commercial | New | Assembly | 259.2 | 0.36 | 5 | 0 | 0 | 78.49 | 136.7344 | 41.4003 | 78.49 | 0.52746 | 136.7344 | 78.49 | 1.7421 | 41.4003 | 136.7344 | 0.30278 | 41.4003 | 2.5922
Nonequipment | Engine Block Timer | Commercial | New | College and University | 259.2 | 0.36 | 5 | 0.032279 | 0.032279 | 78.49 | 137.589 | 47.0929 | 78.49 | 0.59999 | 137.589 | 78.49 | 1.7529 | 47.0929 | 137.589 | 0.34227 | 47.0929 | 2.5922
Nonequipment | Engine Block Timer | Commercial | New | Grocery | 259.2 | 0.36 | 5 | 0 | 0 | 78.49 | 136.7344 | 41.4003 | 78.49 | 0.52746 | 136.7344 | 78.49 | 1.7421 | 41.4003 | 136.7344 | 0.30278 | 41.4003 | 2.5922
Nonequipment | Engine Block Timer | Commercial | New | Healthcare | 259.2 | 0.36 | 5 | 0 | 0 | 78.49 | 136.7344 | 41.4003 | 78.49 | 0.52746 | 136.7344 | 78.49 | 1.7421 | 41.4003 | 136.7344 | 0.30278 | 41.4003 | 2.5922
Nonequipment | Engine Block Timer | Commercial | New | Hospitals | 259.2 | 0.36 | 5 | 0.032279 | 0.032279 | 78.49 | 137.589 | 47.0929 | 78.49 | 0.59999 | 137.589 | 78.49 | 1.7529 | 47.0929 | 137.589 | 0.34227 | 47.0929 | 2.5922
Nonequipment | Engine Block Timer | Commercial | New | Institutional | 259.2 | 0.36 | 5 | 0.012328 | 0.012951 | 78.49 | 137.0608 | 42.9904 | 78.49 | 0.54772 | 137.0608 | 78.49 | 1.7462 | 42.9904 | 137.0608 | 0.31366 | 42.9904 | 2.5922
Nonequipment | Engine Block Timer | Commercial | New | Lodging/Hospitality | 259.2 | 0.36 | 5 | 0 | 0 | 78.49 | 136.7344 | 41.4003 | 78.49 | 0.52746 | 136.7344 | 78.49 | 1.7421 | 41.4003 | 136.7344 | 0.30278 | 41.4003 | 2.5922
Nonequipment | Engine Block Timer | Commercial | New | Miscellaneous | 259.2 | 0.36 | 5 | 0.012328 | 0.012951 | 78.49 | 137.0608 | 42.9904 | 78.49 | 0.54772 | 137.0608 | 78.49 | 1.7462 | 42.9904 | 137.0608 | 0.31366 | 42.9904 | 2.5922
Nonequipment | Engine Block Timer | Commercial | New | Offices | 259.2 | 0.36 | 5 | 0.012328 | 0.012951 | 78.49 | 137.0608 | 42.9904 | 78.49 | 0.54772 | 137.0608 | 78.49 | 1.7462 | 42.9904 | 137.0608 | 0.31366 | 42.9904 | 2.5922
Nonequipment | Engine Block Timer | Commercial | New | Restaurants | 259.2 | 0.36 | 5 | 0.012328 | 0.012951 | 78.49 | 137.0608 | 42.9904 | 78.49 | 0.54772 | 137.0608 | 78.49 | 1.7462 | 42.9904 | 137.0608 | 0.31366 | 42.9904 | 2.5922
Nonequipment | Engine Block Timer | Commercial | New | Retail | 259.2 | 0.36 | 5 | 0.012328 | 0.012951 | 78.49 | 137.0608 | 42.9904 | 78.49 | 0.54772 | 137.0608 | 78.49 | 1.7462 | 42.9904 | 137.0608 | 0.31366 | 42.9904 | 2.5922
Nonequipment | Engine Block Timer | Commercial | New | Schools K-12 | 259.2 | 0.36 | 5 | 0.012328 | 0.012951 | 78.49 | 137.0608 | 42.9904 | 78.49 | 0.54772 | 137.0608 | 78.49 | 1.7462 | 42.9904 | 137.0608 | 0.31366 | 42.9904 | 2.5922
Nonequipment | Engine Block Timer | Commercial | New | Warehouse | 259.2 | 0.36 | 5 | 0.012328 | 0.012951 | 78.49 | 137.0608 | 42.9904 | 78.49 | 0.54772 | 137.0608 | 78.49 | 1.7462 | 42.9904 | 137.0608 | 0.31366 | 42.9904 | 2.5922
Nonequipment | Regenerative Drive Elevator Motor | Commercial | Existing | Assembly | 2027.9355 | 0.062105 | 13 | 0.28225 | 0.025857 | 10000 | 2193.2883 | 722.9213 | 10000 | 0.072292 | 2193.2883 | 10000 | 0.21933 | 722.9213 | 2193.2883 | 0.32961 | 722.9213 | 42.2119
Nonequipment | Regenerative Drive Elevator Motor | Commercial | Existing | College and University | 2027.9355 | 0.062105 | 13 | 0.26293 | 0.22024 | 10000 | 2192.2468 | 742.0761 | 10000 | 0.074208 | 2192.2468 | 10000 | 0.21922 | 742.0761 | 2192.2468 | 0.3385 | 742.0761 | 42.2119
Nonequipment | Regenerative Drive Elevator Motor | Commercial | Existing | Grocery | 2027.9355 | 0.062105 | 13 | 0.28225 | 0.025857 | 10000 | 2193.2883 | 722.9213 | 10000 | 0.072292 | 2193.2883 | 10000 | 0.21933 | 722.9213 | 2193.2883 | 0.32961 | 722.9213 | 42.2119
Nonequipment | Regenerative Drive Elevator Motor | Commercial | Existing | Healthcare | 2027.9355 | 0.062105 | 13 | 0.26293 | 0.22024 | 10000 | 2192.2468 | 742.0761 | 10000 | 0.074208 | 2192.2468 | 10000 | 0.21922 | 742.0761 | 2192.2468 | 0.3385 | 742.0761 | 42.2119
Nonequipment | Regenerative Drive Elevator Motor | Commercial | Existing | Hospitals | 2027.9355 | 0.062105 | 13 | 0.26293 | 0.22024 | 10000 | 2192.2468 | 742.0761 | 10000 | 0.074208 | 2192.2468 | 10000 | 0.21922 | 742.0761 | 2192.2468 | 0.3385 | 742.0761 | 42.2119
Nonequipment | Regenerative Drive Elevator Motor | Commercial | Existing | Institutional | 2027.9355 | 0.062105 | 13 | 0.28225 | 0.025857 | 10000 | 2193.2883 | 722.9213 | 10000 | 0.072292 | 2193.2883 | 10000 | 0.21933 | 722.9213 | 2193.2883 | 0.32961 | 722.9213 | 42.2119
Nonequipment | Regenerative Drive Elevator Motor | Commercial | Existing | Lodging/Hospitality | 2027.9355 | 0.062105 | 13 | 0.26293 | 0.22024 | 10000 | 2192.2468 | 742.0761 | 10000 | 0.074208 | 2192.2468 | 10000 | 0.21922 | 742.0761 | 2192.2468 | 0.3385 | 742.0761 | 42.2119
Nonequipment | Regenerative Drive Elevator Motor | Commercial | Existing | Miscellaneous | 2027.9355 | 0.062105 | 13 | 0.28225 | 0.025857 | 10000 | 2193.2883 | 722.9213 | 10000 | 0.072292 | 2193.2883 | 10000 | 0.21933 | 722.9213 | 2193.2883 | 0.32961 | 722.9213 | 42.2119
Nonequipment | Regenerative Drive Elevator Motor | Commercial | Existing | Offices | 2027.9355 | 0.062105 | 13 | 0.28225 | 0.025857 | 10000 | 2193.2883 | 722.9213 | 10000 | 0.072292 | 2193.2883 | 10000 | 0.21933 | 722.9213 | 2193.2883 | 0.32961 | 722.9213 | 42.2119
Nonequipment | Regenerative Drive Elevator Motor | Commercial | Existing | Restaurants | 2027.9355 | 0.062105 | 13 | 0.26293 | 0.22024 | 10000 | 2192.2468 | 742.0761 | 10000 | 0.074208 | 2192.2468 | 10000 | 0.21922 | 742.0761 | 2192.2468 | 0.3385 | 742.0761 | 42.2119
Nonequipment | Regenerative Drive Elevator Motor | Commercial | Existing | Retail | 2027.9355 | 0.062105 | 13 | 0.28225 | 0.025857 | 10000 | 2193.2883 | 722.9213 | 10000 | 0.072292 | 2193.2883 | 10000 | 0.21933 | 722.9213 | 2193.2883 | 0.32961 | 722.9213 | 42.2119
Nonequipment | Regenerative Drive Elevator Motor | Commercial | Existing | Schools K-12 | 2027.9355 | 0.062105 | 13 | 0.26293 | 0.22024 | 10000 | 2192.2468 | 742.0761 | 10000 | 0.074208 | 2192.2468 | 10000 | 0.21922 | 742.0761 | 2192.2468 | 0.3385 | 742.0761 | 42.2119
Nonequipment | Regenerative Drive Elevator Motor | Commercial | Existing | Warehouse | 2027.9355 | 0.062105 | 13 | 0.28225 | 0.025857 | 10000 | 2193.2883 | 722.9213 | 10000 | 0.072292 | 2193.2883 | 10000 | 0.21933 | 722.9213 | 2193.2883 | 0.32961 | 722.9213 | 42.2119
Nonequipment | Regenerative Drive Elevator Motor | Commercial | New | Assembly | 2027.9355 | 0.062105 | 13 | 0.28225 | 0.025857 | 10000 | 2193.2883 | 722.9213 | 10000 | 0.072292 | 2193.2883 | 10000 | 0.21933 | 722.9213 | 2193.2883 | 0.32961 | 722.9213 | 42.2119
Nonequipment | Regenerative Drive Elevator Motor | Commercial | New | College and University | 2027.9355 | 0.062105 | 13 | 0.26293 | 0.22024 | 10000 | 2192.2468 | 742.0761 | 10000 | 0.074208 | 2192.2468 | 10000 | 0.21922 | 742.0761 | 2192.2468 | 0.3385 | 742.0761 | 42.2119
Nonequipment | Regenerative Drive Elevator Motor | Commercial | New | Grocery | 2027.9355 | 0.062105 | 13 | 0.28225 | 0.025857 | 10000 | 2193.2883 | 722.9213 | 10000 | 0.072292 | 2193.2883 | 10000 | 0.21933 | 722.9213 | 2193.2883 | 0.32961 | 722.9213 | 42.2119
Nonequipment | Regenerative Drive Elevator Motor | Commercial | New | Healthcare | 2027.9355 | 0.062105 | 13 | 0.26293 | 0.22024 | 10000 | 2192.2468 | 742.0761 | 10000 | 0.074208 | 2192.2468 | 10000 | 0.21922 | 742.0761 | 2192.2468 | 0.3385 | 742.0761 | 42.2119
Nonequipment | Regenerative Drive Elevator Motor | Commercial | New | Hospitals | 2027.9355 | 0.062105 | 13 | 0.26293 | 0.22024 | 10000 | 2192.2468 | 742.0761 | 10000 | 0.074208 | 2192.2468 | 10000 | 0.21922 | 742.0761 | 2192.2468 | 0.3385 | 742.0761 | 42.2119
Nonequipment | Regenerative Drive Elevator Motor | Commercial | New | Institutional | 2027.9355 | 0.062105 | 13 | 0.28225 | 0.025857 | 10000 | 2193.2883 | 722.9213 | 10000 | 0.072292 | 2193.2883 | 10000 | 0.21933 | 722.9213 | 2193.2883 | 0.32961 | 722.9213 | 42.2119
Nonequipment | Regenerative Drive Elevator Motor | Commercial | New | Lodging/Hospitality | 2027.9355 | 0.062105 | 13 | 0.26293 | 0.22024 | 10000 | 2192.2468 | 742.0761 | 10000 | 0.074208 | 2192.2468 | 10000 | 0.21922 | 742.0761 | 2192.2468 | 0.3385 | 742.0761 | 42.2119
Nonequipment | Regenerative Drive Elevator Motor | Commercial | New | Miscellaneous | 2027.9355 | 0.062105 | 13 | 0.28225 | 0.025857 | 10000 | 2193.2883 | 722.9213 | 10000 | 0.072292 | 2193.2883 | 10000 | 0.21933 | 722.9213 | 2193.2883 | 0.32961 | 722.9213 | 42.2119
Nonequipment | Regenerative Drive Elevator Motor | Commercial | New | Offices | 2027.9355 | 0.062105 | 13 | 0.28225 | 0.025857 | 10000 | 2193.2883 | 722.9213 | 10000 | 0.072292 | 2193.2883 | 10000 | 0.21933 | 722.9213 | 2193.2883 | 0.32961 | 722.9213 | 42.2119
Nonequipment | Regenerative Drive Elevator Motor | Commercial | New | Restaurants | 2027.9355 | 0.062105 | 13 | 0.26293 | 0.22024 | 10000 | 2192.2468 | 742.0761 | 10000 | 0.074208 | 2192.2468 | 10000 | 0.21922 | 742.0761 | 2192.2468 | 0.3385 | 742.0761 | 42.2119
Nonequipment | Regenerative Drive Elevator Motor | Commercial | New | Retail | 2027.9355 | 0.062105 | 13 | 0.28225 | 0.025857 | 10000 | 2193.2883 | 722.9213 | 10000 | 0.072292 | 2193.2883 | 10000 | 0.21933 | 722.9213 | 2193.2883 | 0.32961 | 722.9213 | 42.2119
Nonequipment | Regenerative Drive Elevator Motor | Commercial | New | Schools K-12 | 2027.9355 | 0.062105 | 13 | 0.26293 | 0.22024 | 10000 | 2192.2468 | 742.0761 | 10000 | 0.074208 | 2192.2468 | 10000 | 0.21922 | 742.0761 | 2192.2468 | 0.3385 | 742.0761 | 42.2119
Nonequipment | Regenerative Drive Elevator Motor | Commercial | New | Warehouse | 2027.9355 | 0.062105 | 13 | 0.28225 | 0.025857 | 10000 | 2193.2883 | 722.9213 | 10000 | 0.072292 | 2193.2883 | 10000 | 0.21933 | 722.9213 | 2193.2883 | 0.32961 | 722.9213 | 42.2119
Nonequipment | VSD Controlled Compressor | Commercial | Existing | Assembly | 13160.16 | 0.20787 | 15 | 1.9843 | 0.92875 | 3986 | 15515.985 | 5175.3223 | 3986 | 1.2984 | 15515.985 | 3986 | 3.8926 | 5175.3223 | 15515.985 | 0.33355 | 5175.3223 | 2.5928
Nonequipment | VSD Controlled Compressor | Commercial | Existing | College and University | 13160.16 | 0.20787 | 15 | 1.7063 | 1.4292 | 3986 | 15499.6543 | 5207.0448 | 3986 | 1.3063 | 15499.6543 | 3986 | 3.8885 | 5207.0448 | 15499.6543 | 0.33595 | 5207.0448 | 2.5928
Nonequipment | VSD Controlled Compressor | Commercial | Existing | Grocery | 13160.16 | 0.20787 | 15 | 1.9843 | 0.92875 | 3986 | 15515.985 | 5175.3223 | 3986 | 1.2984 | 15515.985 | 3986 | 3.8926 | 5175.3223 | 15515.985 | 0.33355 | 5175.3223 | 2.5928
Nonequipment | VSD Controlled Compressor | Commercial | Existing | Healthcare | 13160.16 | 0.20787 | 15 | 1.7063 | 1.4292 | 3986 | 15499.6543 | 5207.0448 | 3986 | 1.3063 | 15499.6543 | 3986 | 3.8885 | 5207.0448 | 15499.6543 | 0.33595 | 5207.0448 | 2.5928
Nonequipment | VSD Controlled Compressor | Commercial | Existing | Hospitals | 13160.16 | 0.20787 | 15 | 1.7063 | 1.4292 | 3986 | 15499.6543 | 5207.0448 | 3986 | 1.3063 | 15499.6543 | 3986 | 3.8885 | 5207.0448 | 15499.6543 | 0.33595 | 5207.0448 | 2.5928
Nonequipment | VSD Controlled Compressor | Commercial | Existing | Institutional | 13160.16 | 0.20787 | 15 | 1.9843 | 0.92875 | 3986 | 15515.985 | 5175.3223 | 3986 | 1.2984 | 15515.985 | 3986 | 3.8926 | 5175.3223 | 15515.985 | 0.33355 | 5175.3223 | 2.5928
Nonequipment | VSD Controlled Compressor | Commercial | Existing | Lodging/Hospitality | 13160.16 | 0.20787 | 15 | 1.7063 | 1.4292 | 3986 | 15499.6543 | 5207.0448 | 3986 | 1.3063 | 15499.6543 | 3986 | 3.8885 | 5207.0448 | 15499.6543 | 0.33595 | 5207.0448 | 2.5928
Nonequipment | VSD Controlled Compressor | Commercial | Existing | Miscellaneous | 13160.16 | 0.20787 | 15 | 1.9843 | 0.92875 | 3986 | 15515.985 | 5175.3223 | 3986 | 1.2984 | 15515.985 | 3986 | 3.8926 | 5175.3223 | 15515.985 | 0.33355 | 5175.3223 | 2.5928
Nonequipment | VSD Controlled Compressor | Commercial | Existing | Offices | 13160.16 | 0.20787 | 15 | 1.9843 | 0.92875 | 3986 | 15515.985 | 5175.3223 | 3986 | 1.2984 | 15515.985 | 3986 | 3.8926 | 5175.3223 | 15515.985 | 0.33355 | 5175.3223 | 2.5928
Nonequipment | VSD Controlled Compressor | Commercial | Existing | Restaurants | 13160.16 | 0.20787 | 15 | 1.7063 | 1.4292 | 3986 | 15499.6543 | 5207.0448 | 3986 | 1.3063 | 15499.6543 | 3986 | 3.8885 | 5207.0448 | 15499.6543 | 0.33595 | 5207.0448 | 2.5928
Nonequipment | VSD Controlled Compressor | Commercial | Existing | Retail | 13160.16 | 0.20787 | 15 | 1.9843 | 0.92875 | 3986 | 15515.985 | 5175.3223 | 3986 | 1.2984 | 15515.985 | 3986 | 3.8926 | 5175.3223 | 15515.985 | 0.33355 | 5175.3223 | 2.5928
Nonequipment | VSD Controlled Compressor | Commercial | Existing | Schools K-12 | 13160.16 | 0.20787 | 15 | 1.7063 | 1.4292 | 3986 | 15499.6543 | 5207.0448 | 3986 | 1.3063 | 15499.6543 | 3986 | 3.8885 | 5207.0448 | 15499.6543 | 0.33595 | 5207.0448 | 2.5928
Nonequipment | VSD Controlled Compressor | Commercial | Existing | Warehouse | 13160.16 | 0.20787 | 15 | 1.9843 | 0.92875 | 3986 | 15515.985 | 5175.3223 | 3986 | 1.2984 | 15515.985 | 3986 | 3.8926 | 5175.3223 | 15515.985 | 0.33355 | 5175.3223 | 2.5928
Nonequipment | VSD Controlled Compressor | Commercial | New | Assembly | 13160.16 | 0.20787 | 15 | 1.9843 | 0.92875 | 3986 | 15515.985 | 5175.3223 | 3986 | 1.2984 | 15515.985 | 3986 | 3.8926 | 5175.3223 | 15515.985 | 0.33355 | 5175.3223 | 2.5928
Nonequipment | VSD Controlled Compressor | Commercial | New | College and University | 13160.16 | 0.20787 | 15 | 1.7063 | 1.4292 | 3986 | 15499.6543 | 5207.0448 | 3986 | 1.3063 | 15499.6543 | 3986 | 3.8885 | 5207.0448 | 15499.6543 | 0.33595 | 5207.0448 | 2.5928
Nonequipment | VSD Controlled Compressor | Commercial | New | Grocery | 13160.16 | 0.20787 | 15 | 1.9843 | 0.92875 | 3986 | 15515.985 | 5175.3223 | 3986 | 1.2984 | 15515.985 | 3986 | 3.8926 | 5175.3223 | 15515.985 | 0.33355 | 5175.3223 | 2.5928
Nonequipment | VSD Controlled Compressor | Commercial | New | Healthcare | 13160.16 | 0.20787 | 15 | 1.7063 | 1.4292 | 3986 | 15499.6543 | 5207.0448 | 3986 | 1.3063 | 15499.6543 | 3986 | 3.8885 | 5207.0448 | 15499.6543 | 0.33595 | 5207.0448 | 2.5928
Nonequipment | VSD Controlled Compressor | Commercial | New | Hospitals | 13160.16 | 0.20787 | 15 | 1.7063 | 1.4292 | 3986 | 15499.6543 | 5207.0448 | 3986 | 1.3063 | 15499.6543 | 3986 | 3.8885 | 5207.0448 | 15499.6543 | 0.33595 | 5207.0448 | 2.5928
Nonequipment | VSD Controlled Compressor | Commercial | New | Institutional | 13160.16 | 0.20787 | 15 | 1.9843 | 0.92875 | 3986 | 15515.985 | 5175.3223 | 3986 | 1.2984 | 15515.985 | 3986 | 3.8926 | 5175.3223 | 15515.985 | 0.33355 | 5175.3223 | 2.5928
Nonequipment | VSD Controlled Compressor | Commercial | New | Lodging/Hospitality | 13160.16 | 0.20787 | 15 | 1.7063 | 1.4292 | 3986 | 15499.6543 | 5207.0448 | 3986 | 1.3063 | 15499.6543 | 3986 | 3.8885 | 5207.0448 | 15499.6543 | 0.33595 | 5207.0448 | 2.5928
Nonequipment | VSD Controlled Compressor | Commercial | New | Miscellaneous | 13160.16 | 0.20787 | 15 | 1.9843 | 0.92875 | 3986 | 15515.985 | 5175.3223 | 3986 | 1.2984 | 15515.985 | 3986 | 3.8926 | 5175.3223 | 15515.985 | 0.33355 | 5175.3223 | 2.5928
Nonequipment | VSD Controlled Compressor | Commercial | New | Offices | 13160.16 | 0.20787 | 15 | 1.9843 | 0.92875 | 3986 | 15515.985 | 5175.3223 | 3986 | 1.2984 | 15515.985 | 3986 | 3.8926 | 5175.3223 | 15515.985 | 0.33355 | 5175.3223 | 2.5928
Nonequipment | VSD Controlled Compressor | Commercial | New | Restaurants | 13160.16 | 0.20787 | 15 | 1.7063 | 1.4292 | 3986 | 15499.6543 | 5207.0448 | 3986 | 1.3063 | 15499.6543 | 3986 | 3.8885 | 5207.0448 | 15499.6543 | 0.33595 | 5207.0448 | 2.5928
Nonequipment | VSD Controlled Compressor | Commercial | New | Retail | 13160.16 | 0.20787 | 15 | 1.9843 | 0.92875 | 3986 | 15515.985 | 5175.3223 | 3986 | 1.2984 | 15515.985 | 3986 | 3.8926 | 5175.3223 | 15515.985 | 0.33355 | 5175.3223 | 2.5928
Nonequipment | VSD Controlled Compressor | Commercial | New | Schools K-12 | 13160.16 | 0.20787 | 15 | 1.7063 | 1.4292 | 3986 | 15499.6543 | 5207.0448 | 3986 | 1.3063 | 15499.6543 | 3986 | 3.8885 | 5207.0448 | 15499.6543 | 0.33595 | 5207.0448 | 2.5928
Nonequipment | VSD Controlled Compressor | Commercial | New | Warehouse | 13160.16 | 0.20787 | 15 | 1.9843 | 0.92875 | 3986 | 15515.985 | 5175.3223 | 3986 | 1.2984 | 15515.985 | 3986 | 3.8926 | 5175.3223 | 15515.985 | 0.33355 | 5175.3223 | 2.5928
Nonequipment | Network PC Power Management | Commercial | Existing | Assembly | 2661.0035 | 0.56497 | 5 | 0.39582 | 0 | 638 | 1414.2253 | 509.8887 | 638 | 0.7992 | 1414.2253 | 638 | 2.2167 | 509.8887 | 1414.2253 | 0.36054 | 509.8887 | 2.0524
Nonequipment | Network PC Power Management | Commercial | Existing | College and University | 6992.2928 | 0.56497 | 5 | 0.93955 | 0.81114 | 1653 | 3713.4834 | 1274.8178 | 1653 | 0.77121 | 3713.4834 | 1653 | 2.2465 | 1274.8178 | 3713.4834 | 0.34329 | 1274.8178 | 2.0237
Nonequipment | Network PC Power Management | Commercial | Existing | Grocery | 3386.2106 | 0.56497 | 5 | 0.5037 | 0.3508 | 812 | 1799.6461 | 630.8668 | 812 | 0.77693 | 1799.6461 | 812 | 2.2163 | 630.8668 | 1799.6461 | 0.35055 | 630.8668 | 2.0527
Nonequipment | Network PC Power Management | Commercial | Existing | Healthcare | 4758.9388 | 0.56497 | 5 | 0.70789 | 0.49301 | 1131 | 2529.2005 | 886.6125 | 1131 | 0.78392 | 2529.2005 | 1131 | 2.2363 | 886.6125 | 2529.2005 | 0.35055 | 886.6125 | 2.0344
Nonequipment | Network PC Power Management | Commercial | Existing | Hospitals | 41742.7 | 0.56497 | 5 | 5.6089 | 4.8423 | 9773 | 22168.8119 | 7610.4272 | 9773 | 0.77872 | 22168.8119 | 9773 | 2.2684 | 7610.4272 | 22168.8119 | 0.34329 | 7610.4272 | 2.0042
Nonequipment | Network PC Power Management | Commercial | Existing | Institutional | 4344.3187 | 0.56497 | 5 | 0.64622 | 0 | 1044 | 2308.8452 | 832.4375 | 1044 | 0.79735 | 2308.8452 | 1044 | 2.2115 | 832.4375 | 2308.8452 | 0.36054 | 832.4375 | 2.0572
Nonequipment | Network PC Power Management | Commercial | Existing | Lodging/Hospitality | 3907.5345 | 0.56497 | 5 | 0.58124 | 0.40481 | 928 | 2076.7105 | 727.9919 | 928 | 0.78447 | 2076.7105 | 928 | 2.2378 | 727.9919 | 2076.7105 | 0.35055 | 727.9919 | 2.033
Nonequipment | Network PC Power Management | Commercial | Existing | Miscellaneous | 58330.5263 | 0.56497 | 5 | 8.6767 | 0 | 13659 | 31000.5242 | 11177.0156 | 13659 | 0.81829 | 31000.5242 | 13659 | 2.2696 | 11177.0156 | 31000.5242 | 0.36054 | 11177.0156 | 2.0045
Nonequipment | Network PC Power Management | Commercial | Existing | Offices | 3302.5466 | 0.56497 | 5 | 0.49125 | 0.34213 | 783 | 1755.1817 | 615.2798 | 783 | 0.7858 | 1755.1817 | 783 | 2.2416 | 615.2798 | 1755.1817 | 0.35055 | 615.2798 | 2.0296
Nonequipment | Network PC Power Management | Commercial | Existing | Restaurants | 3183.805 | 0.56497 | 5 | 0.47359 | 0 | 754 | 1692.075 | 610.0654 | 754 | 0.80911 | 1692.075 | 754 | 2.2441 | 610.0654 | 1692.075 | 0.36054 | 610.0654 | 2.0273
Nonequipment | Network PC Power Management | Commercial | Existing | Retail | 1440.5919 | 0.56497 | 5 | 0.21429 | 0.14924 | 348 | 765.6215 | 268.389 | 348 | 0.77123 | 765.6215 | 348 | 2.2001 | 268.389 | 765.6215 | 0.35055 | 268.389 | 2.0679
Nonequipment | Network PC Power Management | Commercial | Existing | Schools K-12 | 4794.046 | 0.56497 | 5 | 0.71311 | 0.49665 | 1131 | 2547.8587 | 893.1531 | 1131 | 0.7897 | 2547.8587 | 1131 | 2.2527 | 893.1531 | 2547.8587 | 0.35055 | 893.1531 | 2.0195
Nonequipment | Network PC Power Management | Commercial | Existing | Warehouse | 391.5584 | 0.56497 | 5 | 0.058244 | 0 | 116 | 208.0989 | 75.0285 | 116 | 0.6468 | 208.0989 | 116 | 1.794 | 75.0285 | 208.0989 | 0.36054 | 75.0285 | 2.536
Nonequipment | Network PC Power Management | Commercial | New | Assembly | 2661.0035 | 0.56497 | 5 | 0.39582 | 0 | 638 | 1414.2253 | 509.8887 | 638 | 0.7992 | 1414.2253 | 638 | 2.2167 | 509.8887 | 1414.2253 | 0.36054 | 509.8887 | 2.0524
Nonequipment | Network PC Power Management | Commercial | New | College and University | 6992.2928 | 0.56497 | 5 | 0.93955 | 0.81114 | 1653 | 3713.4834 | 1274.8178 | 1653 | 0.77121 | 3713.4834 | 1653 | 2.2465 | 1274.8178 | 3713.4834 | 0.34329 | 1274.8178 | 2.0237
Nonequipment | Network PC Power Management | Commercial | New | Grocery | 3386.2106 | 0.56497 | 5 | 0.5037 | 0.3508 | 812 | 1799.6461 | 630.8668 | 812 | 0.77693 | 1799.6461 | 812 | 2.2163 | 630.8668 | 1799.6461 | 0.35055 | 630.8668 | 2.0527
Nonequipment | Network PC Power Management | Commercial | New | Healthcare | 4758.9388 | 0.56497 | 5 | 0.70789 | 0.49301 | 1131 | 2529.2005 | 886.6125 | 1131 | 0.78392 | 2529.2005 | 1131 | 2.2363 | 886.6125 | 2529.2005 | 0.35055 | 886.6125 | 2.0344
Nonequipment | Network PC Power Management | Commercial | New | Hospitals | 41742.7 | 0.56497 | 5 | 5.6089 | 4.8423 | 9773 | 22168.8119 | 7610.4272 | 9773 | 0.77872 | 22168.8119 | 9773 | 2.2684 | 7610.4272 | 22168.8119 | 0.34329 | 7610.4272 | 2.0042
Nonequipment | Network PC Power Management | Commercial | New | Institutional | 4344.3187 | 0.56497 | 5 | 0.64622 | 0 | 1044 | 2308.8452 | 832.4375 | 1044 | 0.79735 | 2308.8452 | 1044 | 2.2115 | 832.4375 | 2308.8452 | 0.36054 | 832.4375 | 2.0572
Nonequipment | Network PC Power Management | Commercial | New | Lodging/Hospitality | 3907.5345 | 0.56497 | 5 | 0.58124 | 0.40481 | 928 | 2076.7105 | 727.9919 | 928 | 0.78447 | 2076.7105 | 928 | 2.2378 | 727.9919 | 2076.7105 | 0.35055 | 727.9919 | 2.033
Nonequipment | Network PC Power Management | Commercial | New | Miscellaneous | 58330.5263 | 0.56497 | 5 | 8.6767 | 0 | 13659 | 31000.5242 | 11177.0156 | 13659 | 0.81829 | 31000.5242 | 13659 | 2.2696 | 11177.0156 | 31000.5242 | 0.36054 | 11177.0156 | 2.0045
Nonequipment | Network PC Power Management | Commercial | New | Offices | 3302.5466 | 0.56497 | 5 | 0.49125 | 0.34213 | 783 | 1755.1817 | 615.2798 | 783 | 0.7858 | 1755.1817 | 783 | 2.2416 | 615.2798 | 1755.1817 | 0.35055 | 615.2798 | 2.0296
Nonequipment | Network PC Power Management | Commercial | New | Restaurants | 3183.805 | 0.56497 | 5 | 0.47359 | 0 | 754 | 1692.075 | 610.0654 | 754 | 0.80911 | 1692.075 | 754 | 2.2441 | 610.0654 | 1692.075 | 0.36054 | 610.0654 | 2.0273
Nonequipment | Network PC Power Management | Commercial | New | Retail | 1440.5919 | 0.56497 | 5 | 0.21429 | 0.14924 | 348 | 765.6215 | 268.389 | 348 | 0.77123 | 765.6215 | 348 | 2.2001 | 268.389 | 765.6215 | 0.35055 | 268.389 | 2.0679
Nonequipment | Network PC Power Management | Commercial | New | Schools K-12 | 4794.046 | 0.56497 | 5 | 0.71311 | 0.49665 | 1131 | 2547.8587 | 893.1531 | 1131 | 0.7897 | 2547.8587 | 1131 | 2.2527 | 893.1531 | 2547.8587 | 0.35055 | 893.1531 | 2.0195
Nonequipment | Network PC Power Management | Commercial | New | Warehouse | 391.5584 | 0.56497 | 5 | 0.058244 | 0 | 116 | 208.0989 | 75.0285 | 116 | 0.6468 | 208.0989 | 116 | 1.794 | 75.0285 | 208.0989 | 0.36054 | 75.0285 | 2.536
Nonequipment | Smart Strip Plug Outlet | Commercial | Existing | Assembly | 55.9044 | 0.011869 | 4 | 0.0083127 | 0 | 10 | 24.5486 | 8.8526 | 10 | 0.88526 | 24.5486 | 10 | 2.4549 | 8.8526 | 24.5486 | 0.36061 | 8.8526 | 1.5312
Nonequipment | Smart Strip Plug Outlet | Commercial | Existing | College and University | 146.8994 | 0.011869 | 4 | 0.021843 | 0.015181 | 20 | 64.506 | 22.6259 | 20 | 1.1313 | 64.506 | 20 | 3.2253 | 22.6259 | 64.506 | 0.35076 | 22.6259 | 1.1655
Nonequipment | Smart Strip Plug Outlet | Commercial | Existing | Grocery | 71.1401 | 0.011869 | 4 | 0.010578 | 0.0073516 | 10 | 31.2388 | 10.9572 | 10 | 1.0957 | 31.2388 | 10 | 3.1239 | 10.9572 | 31.2388 | 0.35076 | 10.9572 | 1.2033
Nonequipment | Smart Strip Plug Outlet | Commercial | Existing | Healthcare | 99.9794 | 0.011869 | 4 | 0.014866 | 0.010332 | 10 | 43.9027 | 15.3991 | 10 | 1.5399 | 43.9027 | 10 | 4.3903 | 15.3991 | 43.9027 | 0.35076 | 15.3991 | 0.85621
Nonequipment | Smart Strip Plug Outlet | Commercial | Existing | Hospitals | 876.9623 | 0.011869 | 4 | 0.1304 | 0.090625 | 80 | 385.089 | 135.0723 | 80 | 1.6884 | 385.089 | 80 | 4.8136 | 135.0723 | 385.089 | 0.35076 | 135.0723 | 0.7809
Nonequipment | Smart Strip Plug Outlet | Commercial | Existing | Institutional | 91.2687 | 0.011869 | 4 | 0.013571 | 0 | 10 | 40.0777 | 14.4526 | 10 | 1.4453 | 40.0777 | 10 | 4.0078 | 14.4526 | 40.0777 | 0.36061 | 14.4526 | 0.93792
Nonequipment | Smart Strip Plug Outlet | Commercial | Existing | Lodging/Hospitality | 82.0924 | 0.011869 | 4 | 0.012207 | 0.0084835 | 10 | 36.0482 | 12.6441 | 10 | 1.2644 | 36.0482 | 10 | 3.6048 | 12.6441 | 36.0482 | 0.35076 | 12.6441 | 1.0428
Nonequipment | Smart Strip Plug Outlet | Commercial | Existing | Miscellaneous | 1225.4519 | 0.011869 | 4 | 0.18222 | 0 | 110 | 538.1168 | 194.0525 | 110 | 1.7641 | 538.1168 | 110 | 4.892 | 194.0525 | 538.1168 | 0.36061 | 194.0525 | 0.7684
Nonequipment | Smart Strip Plug Outlet | Commercial | Existing | Offices | 69.3824 | 0.011869 | 4 | 0.010317 | 0.00717 | 10 | 30.467 | 10.6865 | 10 | 1.0686 | 30.467 | 10 | 3.0467 | 10.6865 | 30.467 | 0.35076 | 10.6865 | 1.2338
Nonequipment | Smart Strip Plug Outlet | Commercial | Existing | Restaurants | 66.8878 | 0.011869 | 4 | 0.0099458 | 0 | 10 | 29.3716 | 10.5918 | 10 | 1.0592 | 29.3716 | 10 | 2.9372 | 10.5918 | 29.3716 | 0.36061 | 10.5918 | 1.2798
Nonequipment | Smart Strip Plug Outlet | Commercial | Existing | Retail | 30.265 | 0.011869 | 4 | 0.0045002 | 0.0031276 | 10 | 13.2899 | 4.6615 | 10 | 0.46615 | 13.2899 | 10 | 1.329 | 4.6615 | 13.2899 | 0.35076 | 4.6615 | 2.8284
Nonequipment | Smart Strip Plug Outlet | Commercial | Existing | Schools K-12 | 100.717 | 0.011869 | 4 | 0.014976 | 0.010408 | 10 | 44.2265 | 15.5127 | 10 | 1.5513 | 44.2265 | 10 | 4.4227 | 15.5127 | 44.2265 | 0.35076 | 15.5127 | 0.84994
Nonequipment | Smart Strip Plug Outlet | Commercial | Existing | Warehouse | 8.2262 | 0.011869 | 4 | 0.0012232 | 0 | 10 | 3.6122 | 1.3026 | 10 | 0.13026 | 3.6122 | 10 | 0.36122 | 1.3026 | 3.6122 | 0.36061 | 1.3026 | 10.4062
Nonequipment | Smart Strip Plug Outlet | Commercial | New | Assembly | 55.9044 | 0.011869 | 4 | 0.0083127 | 0 | 10 | 24.5486 | 8.8526 | 10 | 0.88526 | 24.5486 | 10 | 2.4549 | 8.8526 | 24.5486 | 0.36061 | 8.8526 | 1.5312
Nonequipment | Smart Strip Plug Outlet | Commercial | New | College and University | 146.8994 | 0.011869 | 4 | 0.021843 | 0.015181 | 20 | 64.506 | 22.6259 | 20 | 1.1313 | 64.506 | 20 | 3.2253 | 22.6259 | 64.506 | 0.35076 | 22.6259 | 1.1655
Nonequipment | Smart Strip Plug Outlet | Commercial | New | Grocery | 71.1401 | 0.011869 | 4 | 0.010578 | 0.0073516 | 10 | 31.2388 | 10.9572 | 10 | 1.0957 | 31.2388 | 10 | 3.1239 | 10.9572 | 31.2388 | 0.35076 | 10.9572 | 1.2033
Nonequipment | Smart Strip Plug Outlet | Commercial | New | Healthcare | 99.9794 | 0.011869 | 4 | 0.014866 | 0.010332 | 10 | 43.9027 | 15.3991 | 10 | 1.5399 | 43.9027 | 10 | 4.3903 | 15.3991 | 43.9027 | 0.35076 | 15.3991 | 0.85621
Nonequipment | Smart Strip Plug Outlet | Commercial | New | Hospitals | 876.9623 | 0.011869 | 4 | 0.1304 | 0.090625 | 80 | 385.089 | 135.0723 | 80 | 1.6884 | 385.089 | 80 | 4.8136 | 135.0723 | 385.089 | 0.35076 | 135.0723 | 0.7809
Nonequipment | Smart Strip Plug Outlet | Commercial | New | Institutional | 91.2687 | 0.011869 | 4 | 0.013571 | 0 | 10 | 40.0777 | 14.4526 | 10 | 1.4453 | 40.0777 | 10 | 4.0078 | 14.4526 | 40.0777 | 0.36061 | 14.4526 | 0.93792
Nonequipment | Smart Strip Plug Outlet | Commercial | New | Lodging/Hospitality | 82.0924 | 0.011869 | 4 | 0.012207 | 0.0084835 | 10 | 36.0482 | 12.6441 | 10 | 1.2644 | 36.0482 | 10 | 3.6048 | 12.6441 | 36.0482 | 0.35076 | 12.6441 | 1.0428
Nonequipment | Smart Strip Plug Outlet | Commercial | New | Miscellaneous | 1225.4519 | 0.011869 | 4 | 0.18222 | 0 | 110 | 538.1168 | 194.0525 | 110 | 1.7641 | 538.1168 | 110 | 4.892 | 194.0525 | 538.1168 | 0.36061 | 194.0525 | 0.7684
Nonequipment | Smart Strip Plug Outlet | Commercial | New | Offices | 69.3824 | 0.011869 | 4 | 0.010317 | 0.00717 | 10 | 30.467 | 10.6865 | 10 | 1.0686 | 30.467 | 10 | 3.0467 | 10.6865 | 30.467 | 0.35076 | 10.6865 | 1.2338
Nonequipment | Smart Strip Plug Outlet | Commercial | New | Restaurants | 66.8878 | 0.011869 | 4 | 0.0099458 | 0 | 10 | 29.3716 | 10.5918 | 10 | 1.0592 | 29.3716 | 10 | 2.9372 | 10.5918 | 29.3716 | 0.36061 | 10.5918 | 1.2798
Nonequipment | Smart Strip Plug Outlet | Commercial | New | Retail | 30.265 | 0.011869 | 4 | 0.0045002 | 0.0031276 | 10 | 13.2899 | 4.6615 | 10 | 0.46615 | 13.2899 | 10 | 1.329 | 4.6615 | 13.2899 | 0.35076 | 4.6615 | 2.8284
Nonequipment | Smart Strip Plug Outlet | Commercial | New | Schools K-12 | 100.717 | 0.011869 | 4 | 0.014976 | 0.010408 | 10 | 44.2265 | 15.5127 | 10 | 1.5513 | 44.2265 | 10 | 4.4227 | 15.5127 | 44.2265 | 0.35076 | 15.5127 | 0.84994
Nonequipment | Smart Strip Plug Outlet | Commercial | New | Warehouse | 8.2262 | 0.011869 | 4 | 0.0012232 | 0 | 10 | 3.6122 | 1.3026 | 10 | 0.13026 | 3.6122 | 10 | 0.36122 | 1.3026 | 3.6122 | 0.36061 | 1.3026 | 10.4062
Nonequipment | Anti-Sweat Controls | Commercial | Existing | Assembly | 1022.6336 | 0.85 | 8 | 0.081727 | 0.082167 | 171 | 788.4308 | 254.5186 | 171 | 1.4884 | 788.4308 | 171 | 4.6107 | 254.5186 | 788.4308 | 0.32282 | 254.5186 | 1.4314
Nonequipment | Anti-Sweat Controls | Commercial | Existing | College and University | 1022.6336 | 0.85 | 8 | 0.13259 | 0.11106 | 171 | 790.3911 | 271.7339 | 171 | 1.5891 | 790.3911 | 171 | 4.6222 | 271.7339 | 790.3911 | 0.3438 | 271.7339 | 1.4314
Nonequipment | Anti-Sweat Controls | Commercial | Existing | Grocery | 1022.6336 | 0.85 | 8 | 0.081727 | 0.082167 | 171 | 788.4308 | 254.5186 | 171 | 1.4884 | 788.4308 | 171 | 4.6107 | 254.5186 | 788.4308 | 0.32282 | 254.5186 | 1.4314
Nonequipment | Anti-Sweat Controls | Commercial | Existing | Healthcare | 1022.6336 | 0.85 | 8 | 0.13259 | 0.11106 | 171 | 790.3911 | 271.7339 | 171 | 1.5891 | 790.3911 | 171 | 4.6222 | 271.7339 | 790.3911 | 0.3438 | 271.7339 | 1.4314
Nonequipment | Anti-Sweat Controls | Commercial | Existing | Hospitals | 1022.6336 | 0.85 | 8 | 0.13259 | 0.11106 | 171 | 790.3911 | 271.7339 | 171 | 1.5891 | 790.3911 | 171 | 4.6222 | 271.7339 | 790.3911 | 0.3438 | 271.7339 | 1.4314
Nonequipment | Anti-Sweat Controls | Commercial | Existing | Institutional | 1022.6336 | 0.85 | 8 | 0.081727 | 0.082167 | 171 | 788.4308 | 254.5186 | 171 | 1.4884 | 788.4308 | 171 | 4.6107 | 254.5186 | 788.4308 | 0.32282 | 254.5186 | 1.4314
Nonequipment | Anti-Sweat Controls | Commercial | Existing | Lodging/Hospitality | 1022.6336 | 0.85 | 8 | 0.13259 | 0.11106 | 171 | 790.3911 | 271.7339 | 171 | 1.5891 | 790.3911 | 171 | 4.6222 | 271.7339 | 790.3911 | 0.3438 | 271.7339 | 1.4314
Nonequipment | Anti-Sweat Controls | Commercial | Existing | Miscellaneous | 1022.6336 | 0.85 | 8 | 0.081727 | 0.082167 | 171 | 788.4308 | 254.5186 | 171 | 1.4884 | 788.4308 | 171 | 4.6107 | 254.5186 | 788.4308 | 0.32282 | 254.5186 | 1.4314
Nonequipment | Anti-Sweat Controls | Commercial | Existing | Offices | 1022.6336 | 0.85 | 8 | 0.081727 | 0.082167 | 171 | 788.4308 | 254.5186 | 171 | 1.4884 | 788.4308 | 171 | 4.6107 | 254.5186 | 788.4308 | 0.32282 | 254.5186 | 1.4314
Nonequipment | Anti-Sweat Controls | Commercial | Existing | Restaurants | 1022.6336 | 0.85 | 8 | 0.13259 | 0.11106 | 171 | 790.3911 | 271.7339 | 171 | 1.5891 | 790.3911 | 171 | 4.6222 | 271.7339 | 790.3911 | 0.3438 | 271.7339 | 1.4314
Nonequipment | Anti-Sweat Controls | Commercial | Existing | Retail | 1022.6336 | 0.85 | 8 | 0.081727 | 0.082167 | 171 | 788.4308 | 254.5186 | 171 | 1.4884 | 788.4308 | 171 | 4.6107 | 254.5186 | 788.4308 | 0.32282 | 254.5186 | 1.4314
Nonequipment | Anti-Sweat Controls | Commercial | Existing | Schools K-12 | 1022.6336 | 0.85 | 8 | 0.13259 | 0.11106 | 171 | 790.3911 | 271.7339 | 171 | 1.5891 | 790.3911 | 171 | 4.6222 | 271.7339 | 790.3911 | 0.3438 | 271.7339 | 1.4314
Nonequipment | Anti-Sweat Controls | Commercial | Existing | Warehouse | 1022.6336 | 0.85 | 8 | 0.081727 | 0.082167 | 171 | 788.4308 | 254.5186 | 171 | 1.4884 | 788.4308 | 171 | 4.6107 | 254.5186 | 788.4308 | 0.32282 | 254.5186 | 1.4314
Nonequipment | Anti-Sweat Controls | Commercial | New | Assembly | 1022.6336 | 0.85 | 8 | 0.081727 | 0.082167 | 171 | 788.4308 | 254.5186 | 171 | 1.4884 | 788.4308 | 171 | 4.6107 | 254.5186 | 788.4308 | 0.32282 | 254.5186 | 1.4314
Nonequipment | Anti-Sweat Controls | Commercial | New | College and University | 1022.6336 | 0.85 | 8 | 0.13259 | 0.11106 | 171 | 790.3911 | 271.7339 | 171 | 1.5891 | 790.3911 | 171 | 4.6222 | 271.7339 | 790.3911 | 0.3438 | 271.7339 | 1.4314
Nonequipment | Anti-Sweat Controls | Commercial | New | Grocery | 1022.6336 | 0.85 | 8 | 0.081727 | 0.082167 | 171 | 788.4308 | 254.5186 | 171 | 1.4884 | 788.4308 | 171 | 4.6107 | 254.5186 | 788.4308 | 0.32282 | 254.5186 | 1.4314
Nonequipment | Anti-Sweat Controls | Commercial | New | Healthcare | 1022.6336 | 0.85 | 8 | 0.13259 | 0.11106 | 171 | 790.3911 | 271.7339 | 171 | 1.5891 | 790.3911 | 171 | 4.6222 | 271.7339 | 790.3911 | 0.3438 | 271.7339 | 1.4314
Nonequipment | Anti-Sweat Controls | Commercial | New | Hospitals | 1022.6336 | 0.85 | 8 | 0.13259 | 0.11106 | 171 | 790.3911 | 271.7339 | 171 | 1.5891 | 790.3911 | 171 | 4.6222 | 271.7339 | 790.3911 | 0.3438 | 271.7339 | 1.4314
Nonequipment | Anti-Sweat Controls | Commercial | New | Institutional | 1022.6336 | 0.85 | 8 | 0.081727 | 0.082167 | 171 | 788.4308 | 254.5186 | 171 | 1.4884 | 788.4308 | 171 | 4.6107 | 254.5186 | 788.4308 | 0.32282 | 254.5186 | 1.4314
Nonequipment | Anti-Sweat Controls | Commercial | New | Lodging/Hospitality | 1022.6336 | 0.85 | 8 | 0.13259 | 0.11106 | 171 | 790.3911 | 271.7339 | 171 | 1.5891 | 790.3911 | 171 | 4.6222 | 271.7339 | 790.3911 | 0.3438 | 271.7339 | 1.4314
Nonequipment | Anti-Sweat Controls | Commercial | New | Miscellaneous | 1022.6336 | 0.85 | 8 | 0.081727 | 0.082167 | 171 | 788.4308 | 254.5186 | 171 | 1.4884 | 788.4308 | 171 | 4.6107 | 254.5186 | 788.4308 | 0.32282 | 254.5186 | 1.4314
Nonequipment | Anti-Sweat Controls | Commercial | New | Offices | 1022.6336 | 0.85 | 8 | 0.081727 | 0.082167 | 171 | 788.4308 | 254.5186 | 171 | 1.4884 | 788.4308 | 171 | 4.6107 | 254.5186 | 788.4308 | 0.32282 | 254.5186 | 1.4314
Nonequipment | Anti-Sweat Controls | Commercial | New | Restaurants | 1022.6336 | 0.85 | 8 | 0.13259 | 0.11106 | 171 | 790.3911 | 271.7339 | 171 | 1.5891 | 790.3911 | 171 | 4.6222 | 271.7339 | 790.3911 | 0.3438 | 271.7339 | 1.4314
Nonequipment | Anti-Sweat Controls | Commercial | New | Retail | 1022.6336 | 0.85 | 8 | 0.081727 | 0.082167 | 171 | 788.4308 | 254.5186 | 171 | 1.4884 | 788.4308 | 171 | 4.6107 | 254.5186 | 788.4308 | 0.32282 | 254.5186 | 1.4314
Nonequipment | Anti-Sweat Controls | Commercial | New | Schools K-12 | 1022.6336 | 0.85 | 8 | 0.13259 | 0.11106 | 171 | 790.3911 | 271.7339 | 171 | 1.5891 | 790.3911 | 171 | 4.6222 | 271.7339 | 790.3911 | 0.3438 | 271.7339 | 1.4314
Nonequipment | Anti-Sweat Controls | Commercial | New | Warehouse | 1022.6336 | 0.85 | 8 | 0.081727 | 0.082167 | 171 | 788.4308 | 254.5186 | 171 | 1.4884 | 788.4308 | 171 | 4.6107 | 254.5186 | 788.4308 | 0.32282 | 254.5186 | 1.4314
Nonequipment | Automatic Door Closer for Walk-in Coolers and Freezers | Commercial | Existing | Assembly | 39.0829 | 0.031308 | 8 | 0.0054303 | 0.0012106 | 156.82 | 30.2211 | 10.1505 | 156.82 | 0.064727 | 30.2211 | 156.82 | 0.19271 | 10.1505 | 30.2211 | 0.33587 | 10.1505 | 34.3482
Nonequipment | Automatic Door Closer for Walk-in Coolers and Freezers | Commercial | Existing | College and University | 39.0829 | 0.031308 | 8 | 0.0050673 | 0.0042445 | 156.82 | 30.2071 | 10.3851 | 156.82 | 0.066223 | 30.2071 | 156.82 | 0.19262 | 10.3851 | 30.2071 | 0.3438 | 10.3851 | 34.3482
Nonequipment | Automatic Door Closer for Walk-in Coolers and Freezers | Commercial | Existing | Grocery | 39.0829 | 0.031308 | 8 | 0.0054303 | 0.0012106 | 156.82 | 30.2211 | 10.1505 | 156.82 | 0.064727 | 30.2211 | 156.82 | 0.19271 | 10.1505 | 30.2211 | 0.33587 | 10.1505 | 34.3482
Nonequipment | Automatic Door Closer for Walk-in Coolers and Freezers | Commercial | Existing | Healthcare | 39.0829 | 0.031308 | 8 | 0.0050673 | 0.0042445 | 156.82 | 30.2071 | 10.3851 | 156.82 | 0.066223 | 30.2071 | 156.82 | 0.19262 | 10.3851 | 30.2071 | 0.3438 | 10.3851 | 34.3482
Nonequipment | Automatic Door Closer for Walk-in Coolers and Freezers | Commercial | Existing | Hospitals | 39.0829 | 0.031308 | 8 | 0.0050673 | 0.0042445 | 156.82 | 30.2071 | 10.3851 | 156.82 | 0.066223 | 30.2071 | 156.82 | 0.19262 | 10.3851 | 30.2071 | 0.3438 | 10.3851 | 34.3482
Nonequipment | Automatic Door Closer for Walk-in Coolers and Freezers | Commercial | Existing | Institutional | 39.0829 | 0.031308 | 8 | 0.0054303 | 0.0012106 | 156.82 | 30.2211 | 10.1505 | 156.82 | 0.064727 | 30.2211 | 156.82 | 0.19271 | 10.1505 | 30.2211 | 0.33587 | 10.1505 | 34.3482
Nonequipment | Automatic Door Closer for Walk-in Coolers and Freezers | Commercial | Existing | Lodging/Hospitality | 39.0829 | 0.031308 | 8 | 0.0050673 | 0.0042445 | 156.82 | 30.2071 | 10.3851 | 156.82 | 0.066223 | 30.2071 | 156.82 | 0.19262 | 10.3851 | 30.2071 | 0.3438 | 10.3851 | 34.3482
Nonequipment | Automatic Door Closer for Walk-in Coolers and Freezers | Commercial | Existing | Miscellaneous | 39.0829 | 0.031308 | 8 | 0.0054303 | 0.0012106 | 156.82 | 30.2211 | 10.1505 | 156.82 | 0.064727 | 30.2211 | 156.82 | 0.19271 | 10.1505 | 30.2211 | 0.33587 | 10.1505 | 34.3482
Nonequipment | Automatic Door Closer for Walk-in Coolers and Freezers | Commercial | Existing | Offices | 39.0829 | 0.031308 | 8 | 0.0054303 | 0.0012106 | 156.82 | 30.2211 | 10.1505 | 156.82 | 0.064727 | 30.2211 | 156.82 | 0.19271 | 10.1505 | 30.2211 | 0.33587 | 10.1505 | 34.3482
Nonequipment | Automatic Door Closer for Walk-in Coolers and Freezers | Commercial | Existing | Restaurants | 39.0829 | 0.031308 | 8 | 0.0050673 | 0.0042445 | 156.82 | 30.2071 | 10.3851 | 156.82 | 0.066223 | 30.2071 | 156.82 | 0.19262 | 10.3851 | 30.2071 | 0.3438 | 10.3851 | 34.3482
Nonequipment | Automatic Door Closer for Walk-in Coolers and Freezers | Commercial | Existing | Retail | 39.0829 | 0.031308 | 8 | 0.0054303 | 0.0012106 | 156.82 | 30.2211 | 10.1505 | 156.82 | 0.064727 | 30.2211 | 156.82 | 0.19271 | 10.1505 | 30.2211 | 0.33587 | 10.1505 | 34.3482
Nonequipment | Automatic Door Closer for Walk-in Coolers and Freezers | Commercial | Existing | Schools K-12 | 39.0829 | 0.031308 | 8 | 0.0050673 | 0.0042445 | 156.82 | 30.2071 | 10.3851 | 156.82 | 0.066223 | 30.2071 | 156.82 | 0.19262 | 10.3851 | 30.2071 | 0.3438 | 10.3851 | 34.3482
Nonequipment | Automatic Door Closer for Walk-in Coolers and Freezers | Commercial | Existing | Warehouse | 39.0829 | 0.031308 | 8 | 0.0054303 | 0.0012106 | 156.82 | 30.2211 | 10.1505 | 156.82 | 0.064727 | 30.2211 | 156.82 | 0.19271 | 10.1505 | 30.2211 | 0.33587 | 10.1505 | 34.3482
Nonequipment | Automatic Door Closer for Walk-in Coolers and Freezers | Commercial | New | Assembly | 39.0829 | 0.031308 | 8 | 0.0054303 | 0.0012106 | 156.82 | 30.2211 | 10.1505 | 156.82 | 0.064727 | 30.2211 | 156.82 | 0.19271 | 10.1505 | 30.2211 | 0.33587 | 10.1505 | 34.3482
Nonequipment | Automatic Door Closer for Walk-in Coolers and Freezers | Commercial | New | College and University | 39.0829 | 0.031308 | 8 | 0.0050673 | 0.0042445 | 156.82 | 30.2071 | 10.3851 | 156.82 | 0.066223 | 30.2071 | 156.82 | 0.19262 | 10.3851 | 30.2071 | 0.3438 | 10.3851 | 34.3482
Nonequipment | Automatic Door Closer for Walk-in Coolers and Freezers | Commercial | New | Grocery | 39.0829 | 0.031308 | 8 | 0.0054303 | 0.0012106 | 156.82 | 30.2211 | 10.1505 | 156.82 | 0.064727 | 30.2211 | 156.82 | 0.19271 | 10.1505 | 30.2211 | 0.33587 | 10.1505 | 34.3482
Nonequipment | Automatic Door Closer for Walk-in Coolers and Freezers | Commercial | New | Healthcare | 39.0829 | 0.031308 | 8 | 0.0050673 | 0.0042445 | 156.82 | 30.2071 | 10.3851 | 156.82 | 0.066223 | 30.2071 | 156.82 | 0.19262 | 10.3851 | 30.2071 | 0.3438 | 10.3851 | 34.3482
Nonequipment | Automatic Door Closer for Walk-in Coolers and Freezers | Commercial | New | Hospitals | 39.0829 | 0.031308 | 8 | 0.0050673 | 0.0042445 | 156.82 | 30.2071 | 10.3851 | 156.82 | 0.066223 | 30.2071 | 156.82 | 0.19262 | 10.3851 | 30.2071 | 0.3438 | 10.3851 | 34.3482
Nonequipment | Automatic Door Closer for Walk-in Coolers and Freezers | Commercial | New | Institutional | 39.0829 | 0.031308 | 8 | 0.0054303 | 0.0012106 | 156.82 | 30.2211 | 10.1505 | 156.82 | 0.064727 | 30.2211 | 156.82 | 0.19271 | 10.1505 | 30.2211 | 0.33587 | 10.1505 | 34.3482
Nonequipment | Automatic Door Closer for Walk-in Coolers and Freezers | Commercial | New | Lodging/Hospitality | 39.0829 | 0.031308 | 8 | 0.0050673 | 0.0042445 | 156.82 | 30.2071 | 10.3851 | 156.82 | 0.066223 | 30.2071 | 156.82 | 0.19262 | 10.3851 | 30.2071 | 0.3438 | 10.3851 | 34.3482
Nonequipment | Automatic Door Closer for Walk-in Coolers and Freezers | Commercial | New | Miscellaneous | 39.0829 | 0.031308 | 8 | 0.0054303 | 0.0012106 | 156.82 | 30.2211 | 10.1505 | 156.82 | 0.064727 | 30.2211 | 156.82 | 0.19271 | 10.1505 | 30.2211 | 0.33587 | 10.1505 | 34.3482
Nonequipment | Automatic Door Closer for Walk-in Coolers and Freezers | Commercial | New | Offices | 39.0829 | 0.031308 | 8 | 0.0054303 | 0.0012106 | 156.82 | 30.2211 | 10.1505 | 156.82 | 0.064727 | 30.2211 | 156.82 | 0.19271 | 10.1505 | 30.2211 | 0.33587 | 10.1505 | 34.3482
Nonequipment | Automatic Door Closer for Walk-in Coolers and Freezers | Commercial | New | Restaurants | 39.0829 | 0.031308 | 8 | 0.0050673 | 0.0042445 | 156.82 | 30.2071 | 10.3851 | 156.82 | 0.066223 | 30.2071 | 156.82 | 0.19262 | 10.3851 | 30.2071 | 0.3438 | 10.3851 | 34.3482
Nonequipment | Automatic Door Closer for Walk-in Coolers and Freezers | Commercial | New | Retail | 39.0829 | 0.031308 | 8 | 0.0054303 | 0.0012106 | 156.82 | 30.2211 | 10.1505 | 156.82 | 0.064727 | 30.2211 | 156.82 | 0.19271 | 10.1505 | 30.2211 | 0.33587 | 10.1505 | 34.3482
Nonequipment | Automatic Door Closer for Walk-in Coolers and Freezers | Commercial | New | Schools K-12 | 39.0829 | 0.031308 | 8 | 0.0050673 | 0.0042445 | 156.82 | 30.2071 | 10.3851 | 156.82 | 0.066223 | 30.2071 | 156.82 | 0.19262 | 10.3851 | 30.2071 | 0.3438 | 10.3851 | 34.3482
Nonequipment | Automatic Door Closer for Walk-in Coolers and Freezers | Commercial | New | Warehouse | 39.0829 | 0.031308 | 8 | 0.0054303 | 0.0012106 | 156.82 | 30.2211 | 10.1505 | 156.82 | 0.064727 | 30.2211 | 156.82 | 0.19271 | 10.1505 | 30.2211 | 0.33587 | 10.1505 | 34.3482
Nonequipment | Demand Defrost | Commercial | Existing | Assembly | 394.47 | 0.3 | 10 | 0.054904 | 0.0050296 | 666.68 | 358.6792 | 119.4234 | 666.68 | 0.17913 | 358.6792 | 666.68 | 0.53801 | 119.4234 | 358.6792 | 0.33295 | 119.4234 | 14.4675
Nonequipment | Demand Defrost | Commercial | Existing | College and University | 394.47 | 0.3 | 10 | 0.051145 | 0.04284 | 666.68 | 358.5088 | 122.613 | 666.68 | 0.18392 | 358.5088 | 666.68 | 0.53775 | 122.613 | 358.5088 | 0.34201 | 122.613 | 14.4675
Nonequipment | Demand Defrost | Commercial | Existing | Grocery | 394.47 | 0.3 | 10 | 0.054904 | 0.0050296 | 666.68 | 358.6792 | 119.4234 | 666.68 | 0.17913 | 358.6792 | 666.68 | 0.53801 | 119.4234 | 358.6792 | 0.33295 | 119.4234 | 14.4675
Nonequipment | Demand Defrost | Commercial | Existing | Healthcare | 394.47 | 0.3 | 10 | 0.051145 | 0.04284 | 666.68 | 358.5088 | 122.613 | 666.68 | 0.18392 | 358.5088 | 666.68 | 0.53775 | 122.613 | 358.5088 | 0.34201 | 122.613 | 14.4675
Nonequipment | Demand Defrost | Commercial | Existing | Hospitals | 394.47 | 0.3 | 10 | 0.051145 | 0.04284 | 666.68 | 358.5088 | 122.613 | 666.68 | 0.18392 | 358.5088 | 666.68 | 0.53775 | 122.613 | 358.5088 | 0.34201 | 122.613 | 14.4675
Nonequipment | Demand Defrost | Commercial | Existing | Institutional | 394.47 | 0.3 | 10 | 0.054904 | 0.0050296 | 666.68 | 358.6792 | 119.4234 | 666.68 | 0.17913 | 358.6792 | 666.68 | 0.53801 | 119.4234 | 358.6792 | 0.33295 | 119.4234 | 14.4675
Nonequipment | Demand Defrost | Commercial | Existing | Lodging/Hospitality | 394.47 | 0.3 | 10 | 0.051145 | 0.04284 | 666.68 | 358.5088 | 122.613 | 666.68 | 0.18392 | 358.5088 | 666.68 | 0.53775 | 122.613 | 358.5088 | 0.34201 | 122.613 | 14.4675
Nonequipment | Demand Defrost | Commercial | Existing | Miscellaneous | 394.47 | 0.3 | 10 | 0.054904 | 0.0050296 | 666.68 | 358.6792 | 119.4234 | 666.68 | 0.17913 | 358.6792 | 666.68 | 0.53801 | 119.4234 | 358.6792 | 0.33295 | 119.4234 | 14.4675
Nonequipment | Demand Defrost | Commercial | Existing | Offices | 394.47 | 0.3 | 10 | 0.054904 | 0.0050296 | 666.68 | 358.6792 | 119.4234 | 666.68 | 0.17913 | 358.6792 | 666.68 | 0.53801 | 119.4234 | 358.6792 | 0.33295 | 119.4234 | 14.4675
Nonequipment | Demand Defrost | Commercial | Existing | Restaurants | 394.47 | 0.3 | 10 | 0.051145 | 0.04284 | 666.68 | 358.5088 | 122.613 | 666.68 | 0.18392 | 358.5088 | 666.68 | 0.53775 | 122.613 | 358.5088 | 0.34201 | 122.613 | 14.4675
Nonequipment | Demand Defrost | Commercial | Existing | Retail | 394.47 | 0.3 | 10 | 0.054904 | 0.0050296 | 666.68 | 358.6792 | 119.4234 | 666.68 | 0.17913 | 358.6792 | 666.68 | 0.53801 | 119.4234 | 358.6792 | 0.33295 | 119.4234 | 14.4675
Nonequipment | Demand Defrost | Commercial | Existing | Schools K-12 | 394.47 | 0.3 | 10 | 0.051145 | 0.04284 | 666.68 | 358.5088 | 122.613 | 666.68 | 0.18392 | 358.5088 | 666.68 | 0.53775 | 122.613 | 358.5088 | 0.34201 | 122.613 | 14.4675
Nonequipment | Demand Defrost | Commercial | Existing | Warehouse | 394.47 | 0.3 | 10 | 0.054904 | 0.0050296 | 666.68 | 358.6792 | 119.4234 | 666.68 | 0.17913 | 358.6792 | 666.68 | 0.53801 | 119.4234 | 358.6792 | 0.33295 | 119.4234 | 14.4675
Nonequipment | Demand Defrost | Commercial | New | Assembly | 394.47 | 0.3 | 10 | 0.054904 | 0.0050296 | 666.68 | 358.6792 | 119.4234 | 666.68 | 0.17913 | 358.6792 | 666.68 | 0.53801 | 119.4234 | 358.6792 | 0.33295 | 119.4234 | 14.4675
Nonequipment | Demand Defrost | Commercial | New | College and University | 394.47 | 0.3 | 10 | 0.051145 | 0.04284 | 666.68 | 358.5088 | 122.613 | 666.68 | 0.18392 | 358.5088 | 666.68 | 0.53775 | 122.613 | 358.5088 | 0.34201 | 122.613 | 14.4675
Nonequipment | Demand Defrost | Commercial | New | Grocery | 394.47 | 0.3 | 10 | 0.054904 | 0.0050296 | 666.68 | 358.6792 | 119.4234 | 666.68 | 0.17913 | 358.6792 | 666.68 | 0.53801 | 119.4234 | 358.6792 | 0.33295 | 119.4234 | 14.4675
Nonequipment | Demand Defrost | Commercial | New | Healthcare | 394.47 | 0.3 | 10 | 0.051145 | 0.04284 | 666.68 | 358.5088 | 122.613 | 666.68 | 0.18392 | 358.5088 | 666.68 | 0.53775 | 122.613 | 358.5088 | 0.34201 | 122.613 | 14.4675
Nonequipment | Demand Defrost | Commercial | New | Hospitals | 394.47 | 0.3 | 10 | 0.051145 | 0.04284 | 666.68 | 358.5088 | 122.613 | 666.68 | 0.18392 | 358.5088 | 666.68 | 0.53775 | 122.613 | 358.5088 | 0.34201 | 122.613 | 14.4675
Nonequipment | Demand Defrost | Commercial | New | Institutional | 394.47 | 0.3 | 10 | 0.054904 | 0.0050296 | 666.68 | 358.6792 | 119.4234 | 666.68 | 0.17913 | 358.6792 | 666.68 | 0.53801 | 119.4234 | 358.6792 | 0.33295 | 119.4234 | 14.4675
Nonequipment | Demand Defrost | Commercial | New | Lodging/Hospitality | 394.47 | 0.3 | 10 | 0.051145 | 0.04284 | 666.68 | 358.5088 | 122.613 | 666.68 | 0.18392 | 358.5088 | 666.68 | 0.53775 | 122.613 | 358.5088 | 0.34201 | 122.613 | 14.4675
Nonequipment | Demand Defrost | Commercial | New | Miscellaneous | 394.47 | 0.3 | 10 | 0.054904 | 0.0050296 | 666.68 | 358.6792 | 119.4234 | 666.68 | 0.17913 | 358.6792 | 666.68 | 0.53801 | 119.4234 | 358.6792 | 0.33295 | 119.4234 | 14.4675
Nonequipment | Demand Defrost | Commercial | New | Offices | 394.47 | 0.3 | 10 | 0.054904 | 0.0050296 | 666.68 | 358.6792 | 119.4234 | 666.68 | 0.17913 | 358.6792 | 666.68 | 0.53801 | 119.4234 | 358.6792 | 0.33295 | 119.4234 | 14.4675
Nonequipment | Demand Defrost | Commercial | New | Restaurants | 394.47 | 0.3 | 10 | 0.051145 | 0.04284 | 666.68 | 358.5088 | 122.613 | 666.68 | 0.18392 | 358.5088 | 666.68 | 0.53775 | 122.613 | 358.5088 | 0.34201 | 122.613 | 14.4675
Nonequipment | Demand Defrost | Commercial | New | Retail | 394.47 | 0.3 | 10 | 0.054904 | 0.0050296 | 666.68 | 358.6792 | 119.4234 | 666.68 | 0.17913 | 358.6792 | 666.68 | 0.53801 | 119.4234 | 358.6792 | 0.33295 | 119.4234 | 14.4675
Nonequipment | Demand Defrost | Commercial | New | Schools K-12 | 394.47 | 0.3 | 10 | 0.051145 | 0.04284 | 666.68 | 358.5088 | 122.613 | 666.68 | 0.18392 | 358.5088 | 666.68 | 0.53775 | 122.613 | 358.5088 | 0.34201 | 122.613 | 14.4675
Nonequipment | Demand Defrost | Commercial | New | Warehouse | 394.47 | 0.3 | 10 | 0.054904 | 0.0050296 | 666.68 | 358.6792 | 119.4234 | 666.68 | 0.17913 | 358.6792 | 666.68 | 0.53801 | 119.4234 | 358.6792 | 0.33295 | 119.4234 | 14.4675
Nonequipment | Floating Head Pressure Controls | Commercial | Existing | Assembly | 2523.5714 | 0.060501 | 15 | 0.38051 | 0.1781 | 307 | 2975.3207 | 992.4116 | 307 | 3.2326 | 2975.3207 | 307 | 9.6916 | 992.4116 | 2975.3207 | 0.33355 | 992.4116 | 1.0414
Nonequipment | Floating Head Pressure Controls | Commercial | Existing | College and University | 2523.5714 | 0.060501 | 15 | 0.32719 | 0.27407 | 307 | 2972.1891 | 998.4947 | 307 | 3.2524 | 2972.1891 | 307 | 9.6814 | 998.4947 | 2972.1891 | 0.33595 | 998.4947 | 1.0414
Nonequipment | Floating Head Pressure Controls | Commercial | Existing | Grocery | 2523.5714 | 0.060501 | 15 | 0.38051 | 0.1781 | 307 | 2975.3207 | 992.4116 | 307 | 3.2326 | 2975.3207 | 307 | 9.6916 | 992.4116 | 2975.3207 | 0.33355 | 992.4116 | 1.0414
Nonequipment | Floating Head Pressure Controls | Commercial | Existing | Healthcare | 2523.5714 | 0.060501 | 15 | 0.32719 | 0.27407 | 307 | 2972.1891 | 998.4947 | 307 | 3.2524 | 2972.1891 | 307 | 9.6814 | 998.4947 | 2972.1891 | 0.33595 | 998.4947 | 1.0414
Nonequipment | Floating Head Pressure Controls | Commercial | Existing | Hospitals | 2523.5714 | 0.060501 | 15 | 0.32719 | 0.27407 | 307 | 2972.1891 | 998.4947 | 307 | 3.2524 | 2972.1891 | 307 | 9.6814 | 998.4947 | 2972.1891 | 0.33595 | 998.4947 | 1.0414
Nonequipment | Floating Head Pressure Controls | Commercial | Existing | Institutional | 2523.5714 | 0.060501 | 15 | 0.38051 | 0.1781 | 307 | 2975.3207 | 992.4116 | 307 | 3.2326 | 2975.3207 | 307 | 9.6916 | 992.4116 | 2975.3207 | 0.33355 | 992.4116 | 1.0414
Nonequipment | Floating Head Pressure Controls | Commercial | Existing | Lodging/Hospitality | 2523.5714 | 0.060501 | 15 | 0.32719 | 0.27407 | 307 | 2972.1891 | 998.4947 | 307 | 3.2524 | 2972.1891 | 307 | 9.6814 | 998.4947 | 2972.1891 | 0.33595 | 998.4947 | 1.0414
Nonequipment | Floating Head Pressure Controls | Commercial | Existing | Miscellaneous | 2523.5714 | 0.060501 | 15 | 0.38051 | 0.1781 | 307 | 2975.3207 | 992.4116 | 307 | 3.2326 | 2975.3207 | 307 | 9.6916 | 992.4116 | 2975.3207 | 0.33355 | 992.4116 | 1.0414
Nonequipment | Floating Head Pressure Controls | Commercial | Existing | Offices | 2523.5714 | 0.060501 | 15 | 0.38051 | 0.1781 | 307 | 2975.3207 | 992.4116 | 307 | 3.2326 | 2975.3207 | 307 | 9.6916 | 992.4116 | 2975.3207 | 0.33355 | 992.4116 | 1.0414
Nonequipment | Floating Head Pressure Controls | Commercial | Existing | Restaurants | 2523.5714 | 0.060501 | 15 | 0.32719 | 0.27407 | 307 | 2972.1891 | 998.4947 | 307 | 3.2524 | 2972.1891 | 307 | 9.6814 | 998.4947 | 2972.1891 | 0.33595 | 998.4947 | 1.0414
Nonequipment | Floating Head Pressure Controls | Commercial | Existing | Retail | 2523.5714 | 0.060501 | 15 | 0.38051 | 0.1781 | 307 | 2975.3207 | 992.4116 | 307 | 3.2326 | 2975.3207 | 307 | 9.6916 | 992.4116 | 2975.3207 | 0.33355 | 992.4116 | 1.0414
Nonequipment | Floating Head Pressure Controls | Commercial | Existing | Schools K-12 | 2523.5714 | 0.060501 | 15 | 0.32719 | 0.27407 | 307 | 2972.1891 | 998.4947 | 307 | 3.2524 | 2972.1891 | 307 | 9.6814 | 998.4947 | 2972.1891 | 0.33595 | 998.4947 | 1.0414
Nonequipment | Floating Head Pressure Controls | Commercial | Existing | Warehouse | 2523.5714 | 0.060501 | 15 | 0.38051 | 0.1781 | 307 | 2975.3207 | 992.4116 | 307 | 3.2326 | 2975.3207 | 307 | 9.6916 | 992.4116 | 2975.3207 | 0.33355 | 992.4116 | 1.0414
Nonequipment | Floating Head Pressure Controls | Commercial | New | Assembly | 2523.5714 | 0.060501 | 15 | 0.38051 | 0.1781 | 307 | 2975.3207 | 992.4116 | 307 | 3.2326 | 2975.3207 | 307 | 9.6916 | 992.4116 | 2975.3207 | 0.33355 | 992.4116 | 1.0414
Nonequipment | Floating Head Pressure Controls | Commercial | New | College and University | 2523.5714 | 0.060501 | 15 | 0.32719 | 0.27407 | 307 | 2972.1891 | 998.4947 | 307 | 3.2524 | 2972.1891 | 307 | 9.6814 | 998.4947 | 2972.1891 | 0.33595 | 998.4947 | 1.0414
Nonequipment | Floating Head Pressure Controls | Commercial | New | Grocery | 2523.5714 | 0.060501 | 15 | 0.38051 | 0.1781 | 307 | 2975.3207 | 992.4116 | 307 | 3.2326 | 2975.3207 | 307 | 9.6916 | 992.4116 | 2975.3207 | 0.33355 | 992.4116 | 1.0414
Nonequipment | Floating Head Pressure Controls | Commercial | New | Healthcare | 2523.5714 | 0.060501 | 15 | 0.32719 | 0.27407 | 307 | 2972.1891 | 998.4947 | 307 | 3.2524 | 2972.1891 | 307 | 9.6814 | 998.4947 | 2972.1891 | 0.33595 | 998.4947 | 1.0414
Nonequipment | Floating Head Pressure Controls | Commercial | New | Hospitals | 2523.5714 | 0.060501 | 15 | 0.32719 | 0.27407 | 307 | 2972.1891 | 998.4947 | 307 | 3.2524 | 2972.1891 | 307 | 9.6814 | 998.4947 | 2972.1891 | 0.33595 | 998.4947 | 1.0414
Nonequipment | Floating Head Pressure Controls | Commercial | New | Institutional | 2523.5714 | 0.060501 | 15 | 0.38051 | 0.1781 | 307 | 2975.3207 | 992.4116 | 307 | 3.2326 | 2975.3207 | 307 | 9.6916 | 992.4116 | 2975.3207 | 0.33355 | 992.4116 | 1.0414
Nonequipment | Floating Head Pressure Controls | Commercial | New | Lodging/Hospitality | 2523.5714 | 0.060501 | 15 | 0.32719 | 0.27407 | 307 | 2972.1891 | 998.4947 | 307 | 3.2524 | 2972.1891 | 307 | 9.6814 | 998.4947 | 2972.1891 | 0.33595 | 998.4947 | 1.0414
Nonequipment | Floating Head Pressure Controls | Commercial | New | Miscellaneous | 2523.5714 | 0.060501 | 15 | 0.38051 | 0.1781 | 307 | 2975.3207 | 992.4116 | 307 | 3.2326 | 2975.3207 | 307 | 9.6916 | 992.4116 | 2975.3207 | 0.33355 | 992.4116 | 1.0414
Nonequipment | Floating Head Pressure Controls | Commercial | New | Offices | 2523.5714 | 0.060501 | 15 | 0.38051 | 0.1781 | 307 | 2975.3207 | 992.4116 | 307 | 3.2326 | 2975.3207 | 307 | 9.6916 | 992.4116 | 2975.3207 | 0.33355 | 992.4116 | 1.0414
Nonequipment | Floating Head Pressure Controls | Commercial | New | Restaurants | 2523.5714 | 0.060501 | 15 | 0.32719 | 0.27407 | 307 | 2972.1891 | 998.4947 | 307 | 3.2524 | 2972.1891 | 307 | 9.6814 | 998.4947 | 2972.1891 | 0.33595 | 998.4947 | 1.0414
Nonequipment | Floating Head Pressure Controls | Commercial | New | Retail | 2523.5714 | 0.060501 | 15 | 0.38051 | 0.1781 | 307 | 2975.3207 | 992.4116 | 307 | 3.2326 | 2975.3207 | 307 | 9.6916 | 992.4116 | 2975.3207 | 0.33355 | 992.4116 | 1.0414
Nonequipment | Floating Head Pressure Controls | Commercial | New | Schools K-12 | 2523.5714 | 0.060501 | 15 | 0.32719 | 0.27407 | 307 | 2972.1891 | 998.4947 | 307 | 3.2524 | 2972.1891 | 307 | 9.6814 | 998.4947 | 2972.1891 | 0.33595 | 998.4947 | 1.0414
Nonequipment | Floating Head Pressure Controls | Commercial | New | Warehouse | 2523.5714 | 0.060501 | 15 | 0.38051 | 0.1781 | 307 | 2975.3207 | 992.4116 | 307 | 3.2326 | 2975.3207 | 307 | 9.6916 | 992.4116 | 2975.3207 | 0.33355 | 992.4116 | 1.0414
Nonequipment | Freezer-Cooler Replacement Gaskets | Commercial | Existing | Assembly | 156.3315 | 0.031308 | 4 | 0.022767 | 0.0074125 | 96.8 | 68.6374 | 23.3284 | 96.8 | 0.241 | 68.6374 | 96.8 | 0.70906 | 23.3284 | 68.6374 | 0.33988 | 23.3284 | 5.3005
Nonequipment | Freezer-Cooler Replacement Gaskets | Commercial | Existing | College and University | 156.3315 | 0.031308 | 4 | 0.020269 | 0.016978 | 96.8 | 68.5827 | 23.6614 | 96.8 | 0.24444 | 68.5827 | 96.8 | 0.7085 | 23.6614 | 68.5827 | 0.345 | 23.6614 | 5.3005
Nonequipment | Freezer-Cooler Replacement Gaskets | Commercial | Existing | Grocery | 156.3315 | 0.031308 | 4 | 0.022767 | 0.0074125 | 96.8 | 68.6374 | 23.3284 | 96.8 | 0.241 | 68.6374 | 96.8 | 0.70906 | 23.3284 | 68.6374 | 0.33988 | 23.3284 | 5.3005
Nonequipment | Freezer-Cooler Replacement Gaskets | Commercial | Existing | Healthcare | 156.3315 | 0.031308 | 4 | 0.020269 | 0.016978 | 96.8 | 68.5827 | 23.6614 | 96.8 | 0.24444 | 68.5827 | 96.8 | 0.7085 | 23.6614 | 68.5827 | 0.345 | 23.6614 | 5.3005
Nonequipment | Freezer-Cooler Replacement Gaskets | Commercial | Existing | Hospitals | 156.3315 | 0.031308 | 4 | 0.020269 | 0.016978 | 96.8 | 68.5827 | 23.6614 | 96.8 | 0.24444 | 68.5827 | 96.8 | 0.7085 | 23.6614 | 68.5827 | 0.345 | 23.6614 | 5.3005
Nonequipment | Freezer-Cooler Replacement Gaskets | Commercial | Existing | Institutional | 156.3315 | 0.031308 | 4 | 0.022767 | 0.0074125 | 96.8 | 68.6374 | 23.3284 | 96.8 | 0.241 | 68.6374 | 96.8 | 0.70906 | 23.3284 | 68.6374 | 0.33988 | 23.3284 | 5.3005
Nonequipment | Freezer-Cooler Replacement Gaskets | Commercial | Existing | Lodging/Hospitality | 156.3315 | 0.031308 | 4 | 0.020269 | 0.016978 | 96.8 | 68.5827 | 23.6614 | 96.8 | 0.24444 | 68.5827 | 96.8 | 0.7085 | 23.6614 | 68.5827 | 0.345 | 23.6614 | 5.3005
Nonequipment | Freezer-Cooler Replacement Gaskets | Commercial | Existing | Miscellaneous | 156.3315 | 0.031308 | 4 | 0.022767 | 0.0074125 | 96.8 | 68.6374 | 23.3284 | 96.8 | 0.241 | 68.6374 | 96.8 | 0.70906 | 23.3284 | 68.6374 | 0.33988 | 23.3284 | 5.3005
Nonequipment | Freezer-Cooler Replacement Gaskets | Commercial | Existing | Offices | 156.3315 | 0.031308 | 4 | 0.022767 | 0.0074125 | 96.8 | 68.6374 | 23.3284 | 96.8 | 0.241 | 68.6374 | 96.8 | 0.70906 | 23.3284 | 68.6374 | 0.33988 | 23.3284 | 5.3005
Nonequipment | Freezer-Cooler Replacement Gaskets | Commercial | Existing | Restaurants | 156.3315 | 0.031308 | 4 | 0.020269 | 0.016978 | 96.8 | 68.5827 | 23.6614 | 96.8 | 0.24444 | 68.5827 | 96.8 | 0.7085 | 23.6614 | 68.5827 | 0.345 | 23.6614 | 5.3005
Nonequipment | Freezer-Cooler Replacement Gaskets | Commercial | Existing | Retail | 156.3315 | 0.031308 | 4 | 0.022767 | 0.0074125 | 96.8 | 68.6374 | 23.3284 | 96.8 | 0.241 | 68.6374 | 96.8 | 0.70906 | 23.3284 | 68.6374 | 0.33988 | 23.3284 | 5.3005
Nonequipment | Freezer-Cooler Replacement Gaskets | Commercial | Existing | Schools K-12 | 156.3315 | 0.031308 | 4 | 0.020269 | 0.016978 | 96.8 | 68.5827 | 23.6614 | 96.8 | 0.24444 | 68.5827 | 96.8 | 0.7085 | 23.6614 | 68.5827 | 0.345 | 23.6614 | 5.3005
Nonequipment | Freezer-Cooler Replacement Gaskets | Commercial | Existing | Warehouse | 156.3315 | 0.031308 | 4 | 0.022767 | 0.0074125 | 96.8 | 68.6374 | 23.3284 | 96.8 | 0.241 | 68.6374 | 96.8 | 0.70906 | 23.3284 | 68.6374 | 0.33988 | 23.3284 | 5.3005
Nonequipment | Freezer-Cooler Replacement Gaskets | Commercial | New | Assembly | 0 | 0 | 4 | 0 | 0 | 96.8 | 0 | 0 | 96.8 | 0 | 0 | 96.8 | 0 | 0 | 0 | 0 | 0
Nonequipment | Freezer-Cooler Replacement Gaskets | Commercial | New | College and University | 0 | 0 | 4 | 0 | 0 | 96.8 | 0 | 0 | 96.8 | 0 | 0 | 96.8 | 0 | 0 | 0 | 0 | 0
Nonequipment | Freezer-Cooler Replacement Gaskets | Commercial | New | Grocery | 0 | 0 | 4 | 0 | 0 | 96.8 | 0 | 0 | 96.8 | 0 | 0 | 96.8 | 0 | 0 | 0 | 0 | 0
Nonequipment | Freezer-Cooler Replacement Gaskets | Commercial | New | Healthcare | 0 | 0 | 4 | 0 | 0 | 96.8 | 0 | 0 | 96.8 | 0 | 0 | 96.8 | 0 | 0 | 0 | 0 | 0
Nonequipment | Freezer-Cooler Replacement Gaskets | Commercial | New | Hospitals | 0 | 0 | 4 | 0 | 0 | 96.8 | 0 | 0 | 96.8 | 0 | 0 | 96.8 | 0 | 0 | 0 | 0 | 0
Nonequipment | Freezer-Cooler Replacement Gaskets | Commercial | New | Institutional | 0 | 0 | 4 | 0 | 0 | 96.8 | 0 | 0 | 96.8 | 0 | 0 | 96.8 | 0 | 0 | 0 | 0 | 0
Nonequipment | Freezer-Cooler Replacement Gaskets | Commercial | New | Lodging/Hospitality | 0 | 0 | 4 | 0 | 0 | 96.8 | 0 | 0 | 96.8 | 0 | 0 | 96.8 | 0 | 0 | 0 | 0 | 0
Nonequipment | Freezer-Cooler Replacement Gaskets | Commercial | New | Miscellaneous | 0 | 0 | 4 | 0 | 0 | 96.8 | 0 | 0 | 96.8 | 0 | 0 | 96.8 | 0 | 0 | 0 | 0 | 0
Nonequipment | Freezer-Cooler Replacement Gaskets | Commercial | New | Offices | 0 | 0 | 4 | 0 | 0 | 96.8 | 0 | 0 | 96.8 | 0 | 0 | 96.8 | 0 | 0 | 0 | 0 | 0
Nonequipment | Freezer-Cooler Replacement Gaskets | Commercial | New | Restaurants | 0 | 0 | 4 | 0 | 0 | 96.8 | 0 | 0 | 96.8 | 0 | 0 | 96.8 | 0 | 0 | 0 | 0 | 0
Nonequipment | Freezer-Cooler Replacement Gaskets | Commercial | New | Retail | 0 | 0 | 4 | 0 | 0 | 96.8 | 0 | 0 | 96.8 | 0 | 0 | 96.8 | 0 | 0 | 0 | 0 | 0
Nonequipment | Freezer-Cooler Replacement Gaskets | Commercial | New | Schools K-12 | 0 | 0 | 4 | 0 | 0 | 96.8 | 0 | 0 | 96.8 | 0 | 0 | 96.8 | 0 | 0 | 0 | 0 | 0
Nonequipment | Freezer-Cooler Replacement Gaskets | Commercial | New | Warehouse | 0 | 0 | 4 | 0 | 0 | 96.8 | 0 | 0 | 96.8 | 0 | 0 | 96.8 | 0 | 0 | 0 | 0 | 0
Nonequipment | High Efficiency Refrigeration Compressor | Commercial | Existing | Assembly | 135.5 | 0.069221 | 13 | 0.020431 | 0.0095627 | 221.64 | 146.6331 | 49.2806 | 221.64 | 0.22235 | 146.6331 | 221.64 | 0.66158 | 49.2806 | 146.6331 | 0.33608 | 49.2806 | 14.0023
Nonequipment | High Efficiency Refrigeration Compressor | Commercial | Existing | College and University | 135.5 | 0.069221 | 13 | 0.017568 | 0.014716 | 221.64 | 146.4787 | 49.5831 | 221.64 | 0.22371 | 146.4787 | 221.64 | 0.66089 | 49.5831 | 146.4787 | 0.3385 | 49.5831 | 14.0023
Nonequipment | High Efficiency Refrigeration Compressor | Commercial | Existing | Grocery | 135.5 | 0.069221 | 13 | 0.020431 | 0.0095627 | 221.64 | 146.6331 | 49.2806 | 221.64 | 0.22235 | 146.6331 | 221.64 | 0.66158 | 49.2806 | 146.6331 | 0.33608 | 49.2806 | 14.0023
Nonequipment | High Efficiency Refrigeration Compressor | Commercial | Existing | Healthcare | 135.5 | 0.069221 | 13 | 0.017568 | 0.014716 | 221.64 | 146.4787 | 49.5831 | 221.64 | 0.22371 | 146.4787 | 221.64 | 0.66089 | 49.5831 | 146.4787 | 0.3385 | 49.5831 | 14.0023
Nonequipment | High Efficiency Refrigeration Compressor | Commercial | Existing | Hospitals | 135.5 | 0.069221 | 13 | 0.017568 | 0.014716 | 221.64 | 146.4787 | 49.5831 | 221.64 | 0.22371 | 146.4787 | 221.64 | 0.66089 | 49.5831 | 146.4787 | 0.3385 | 49.5831 | 14.0023
Nonequipment | High Efficiency Refrigeration Compressor | Commercial | Existing | Institutional | 135.5 | 0.069221 | 13 | 0.020431 | 0.0095627 | 221.64 | 146.6331 | 49.2806 | 221.64 | 0.22235 | 146.6331 | 221.64 | 0.66158 | 49.2806 | 146.6331 | 0.33608 | 49.2806 | 14.0023
Nonequipment | High Efficiency Refrigeration Compressor | Commercial | Existing | Lodging/Hospitality | 135.5 | 0.069221 | 13 | 0.017568 | 0.014716 | 221.64 | 146.4787 | 49.5831 | 221.64 | 0.22371 | 146.4787 | 221.64 | 0.66089 | 49.5831 | 146.4787 | 0.3385 | 49.5831 | 14.0023
Nonequipment | High Efficiency Refrigeration Compressor | Commercial | Existing | Miscellaneous | 135.5 | 0.069221 | 13 | 0.020431 | 0.0095627 | 221.64 | 146.6331 | 49.2806 | 221.64 | 0.22235 | 146.6331 | 221.64 | 0.66158 | 49.2806 | 146.6331 | 0.33608 | 49.2806 | 14.0023
Nonequipment | High Efficiency Refrigeration Compressor | Commercial | Existing | Offices | 135.5 | 0.069221 | 13 | 0.020431 | 0.0095627 | 221.64 | 146.6331 | 49.2806 | 221.64 | 0.22235 | 146.6331 | 221.64 | 0.66158 | 49.2806 | 146.6331 | 0.33608 | 49.2806 | 14.0023
Nonequipment | High Efficiency Refrigeration Compressor | Commercial | Existing | Restaurants | 135.5 | 0.069221 | 13 | 0.017568 | 0.014716 | 221.64 | 146.4787 | 49.5831 | 221.64 | 0.22371 | 146.4787 | 221.64 | 0.66089 | 49.5831 | 146.4787 | 0.3385 | 49.5831 | 14.0023
Nonequipment | High Efficiency Refrigeration Compressor | Commercial | Existing | Retail | 135.5 | 0.069221 | 13 | 0.020431 | 0.0095627 | 221.64 | 146.6331 | 49.2806 | 221.64 | 0.22235 | 146.6331 | 221.64 | 0.66158 | 49.2806 | 146.6331 | 0.33608 | 49.2806 | 14.0023
Nonequipment | High Efficiency Refrigeration Compressor | Commercial | Existing | Schools K-12 | 135.5 | 0.069221 | 13 | 0.017568 | 0.014716 | 221.64 | 146.4787 | 49.5831 | 221.64 | 0.22371 | 146.4787 | 221.64 | 0.66089 | 49.5831 | 146.4787 | 0.3385 | 49.5831 | 14.0023
Nonequipment | High Efficiency Refrigeration Compressor | Commercial | Existing | Warehouse | 135.5 | 0.069221 | 13 | 0.020431 | 0.0095627 | 221.64 | 146.6331 | 49.2806 | 221.64 | 0.22235 | 146.6331 | 221.64 | 0.66158 | 49.2806 | 146.6331 | 0.33608 | 49.2806 | 14.0023
Nonequipment | High Efficiency Refrigeration Compressor | Commercial | New | Assembly | 135.5 | 0.069221 | 13 | 0.020431 | 0.0095627 | 221.64 | 146.6331 | 49.2806 | 221.64 | 0.22235 | 146.6331 | 221.64 | 0.66158 | 49.2806 | 146.6331 | 0.33608 | 49.2806 | 14.0023
Nonequipment | High Efficiency Refrigeration Compressor | Commercial | New | College and University | 135.5 | 0.069221 | 13 | 0.017568 | 0.014716 | 221.64 | 146.4787 | 49.5831 | 221.64 | 0.22371 | 146.4787 | 221.64 | 0.66089 | 49.5831 | 146.4787 | 0.3385 | 49.5831 | 14.0023
Nonequipment | High Efficiency Refrigeration Compressor | Commercial | New | Grocery | 135.5 | 0.069221 | 13 | 0.020431 | 0.0095627 | 221.64 | 146.6331 | 49.2806 | 221.64 | 0.22235 | 146.6331 | 221.64 | 0.66158 | 49.2806 | 146.6331 | 0.33608 | 49.2806 | 14.0023
Nonequipment | High Efficiency Refrigeration Compressor | Commercial | New | Healthcare | 135.5 | 0.069221 | 13 | 0.017568 | 0.014716 | 221.64 | 146.4787 | 49.5831 | 221.64 | 0.22371 | 146.4787 | 221.64 | 0.66089 | 49.5831 | 146.4787 | 0.3385 | 49.5831 | 14.0023
Nonequipment | High Efficiency Refrigeration Compressor | Commercial | New | Hospitals | 135.5 | 0.069221 | 13 | 0.017568 | 0.014716 | 221.64 | 146.4787 | 49.5831 | 221.64 | 0.22371 | 146.4787 | 221.64 | 0.66089 | 49.5831 | 146.4787 | 0.3385 | 49.5831 | 14.0023
Nonequipment | High Efficiency Refrigeration Compressor | Commercial | New | Institutional | 135.5 | 0.069221 | 13 | 0.020431 | 0.0095627 | 221.64 | 146.6331 | 49.2806 | 221.64 | 0.22235 | 146.6331 | 221.64 | 0.66158 | 49.2806 | 146.6331 | 0.33608 | 49.2806 | 14.0023
Nonequipment | High Efficiency Refrigeration Compressor | Commercial | New | Lodging/Hospitality | 135.5 | 0.069221 | 13 | 0.017568 | 0.014716 | 221.64 | 146.4787 | 49.5831 | 221.64 | 0.22371 | 146.4787 | 221.64 | 0.66089 | 49.5831 | 146.4787 | 0.3385 | 49.5831 | 14.0023
Nonequipment | High Efficiency Refrigeration Compressor | Commercial | New | Miscellaneous | 135.5 | 0.069221 | 13 | 0.020431 | 0.0095627 | 221.64 | 146.6331 | 49.2806 | 221.64 | 0.22235 | 146.6331 | 221.64 | 0.66158 | 49.2806 | 146.6331 | 0.33608 | 49.2806 | 14.0023
Nonequipment | High Efficiency Refrigeration Compressor | Commercial | New | Offices | 135.5 | 0.069221 | 13 | 0.020431 | 0.0095627 | 221.64 | 146.6331 | 49.2806 | 221.64 | 0.22235 | 146.6331 | 221.64 | 0.66158 | 49.2806 | 146.6331 | 0.33608 | 49.2806 | 14.0023
Nonequipment | High Efficiency Refrigeration Compressor | Commercial | New | Restaurants | 135.5 | 0.069221 | 13 | 0.017568 | 0.014716 | 221.64 | 146.4787 | 49.5831 | 221.64 | 0.22371 | 146.4787 | 221.64 | 0.66089 | 49.5831 | 146.4787 | 0.3385 | 49.5831 | 14.0023
Nonequipment | High Efficiency Refrigeration Compressor | Commercial | New | Retail | 135.5 | 0.069221 | 13 | 0.020431 | 0.0095627 | 221.64 | 146.6331 | 49.2806 | 221.64 | 0.22235 | 146.6331 | 221.64 | 0.66158 | 49.2806 | 146.6331 | 0.33608 | 49.2806 | 14.0023
Nonequipment | High Efficiency Refrigeration Compressor | Commercial | New | Schools K-12 | 135.5 | 0.069221 | 13 | 0.017568 | 0.014716 | 221.64 | 146.4787 | 49.5831 | 221.64 | 0.22371 | 146.4787 | 221.64 | 0.66089 | 49.5831 | 146.4787 | 0.3385 | 49.5831 | 14.0023
Nonequipment | High Efficiency Refrigeration Compressor | Commercial | New | Warehouse | 135.5 | 0.069221 | 13 | 0.020431 | 0.0095627 | 221.64 | 146.6331 | 49.2806 | 221.64 | 0.22235 | 146.6331 | 221.64 | 0.66158 | 49.2806 | 146.6331 | 0.33608 | 49.2806 | 14.0023
Nonequipment | High R-Value Glass Doors | Commercial | Existing | Assembly | 175 | 0.2381 | 12 | 0.025557 | 0.0087903 | 394 | 179.9568 | 60.277 | 394 | 0.15299 | 179.9568 | 394 | 0.45674 | 60.277 | 179.9568 | 0.33495 | 60.277 | 19.2729
Nonequipment | High R-Value Glass Doors | Commercial | Existing | College and University | 175 | 0.2381 | 12 | 0.02269 | 0.019005 | 394 | 179.8099 | 61.0839 | 394 | 0.15504 | 179.8099 | 394 | 0.45637 | 61.0839 | 179.8099 | 0.33971 | 61.0839 | 19.2729
Nonequipment | High R-Value Glass Doors | Commercial | Existing | Grocery | 175 | 0.2381 | 12 | 0.025557 | 0.0087903 | 394 | 179.9568 | 60.277 | 394 | 0.15299 | 179.9568 | 394 | 0.45674 | 60.277 | 179.9568 | 0.33495 | 60.277 | 19.2729
Nonequipment | High R-Value Glass Doors | Commercial | Existing | Healthcare | 175 | 0.2381 | 12 | 0.02269 | 0.019005 | 394 | 179.8099 | 61.0839 | 394 | 0.15504 | 179.8099 | 394 | 0.45637 | 61.0839 | 179.8099 | 0.33971 | 61.0839 | 19.2729
Nonequipment | High R-Value Glass Doors | Commercial | Existing | Hospitals | 175 | 0.2381 | 12 | 0.02269 | 0.019005 | 394 | 179.8099 | 61.0839 | 394 | 0.15504 | 179.8099 | 394 | 0.45637 | 61.0839 | 179.8099 | 0.33971 | 61.0839 | 19.2729
Nonequipment | High R-Value Glass Doors | Commercial | Existing | Institutional | 175 | 0.2381 | 12 | 0.025557 | 0.0087903 | 394 | 179.9568 | 60.277 | 394 | 0.15299 | 179.9568 | 394 | 0.45674 | 60.277 | 179.9568 | 0.33495 | 60.277 | 19.2729
Nonequipment | High R-Value Glass Doors | Commercial | Existing | Lodging/Hospitality | 175 | 0.2381 | 12 | 0.02269 | 0.019005 | 394 | 179.8099 | 61.0839 | 394 | 0.15504 | 179.8099 | 394 | 0.45637 | 61.0839 | 179.8099 | 0.33971 | 61.0839 | 19.2729
Nonequipment | High R-Value Glass Doors | Commercial | Existing | Miscellaneous | 175 | 0.2381 | 12 | 0.025557 | 0.0087903 | 394 | 179.9568 | 60.277 | 394 | 0.15299 | 179.9568 | 394 | 0.45674 | 60.277 | 179.9568 | 0.33495 | 60.277 | 19.2729
Nonequipment | High R-Value Glass Doors | Commercial | Existing | Offices | 175 | 0.2381 | 12 | 0.025557 | 0.0087903 | 394 | 179.9568 | 60.277 | 394 | 0.15299 | 179.9568 | 394 | 0.45674 | 60.277 | 179.9568 | 0.33495 | 60.277 | 19.2729
Nonequipment | High R-Value Glass Doors | Commercial | Existing | Restaurants | 175 | 0.2381 | 12 | 0.02269 | 0.019005 | 394 | 179.8099 | 61.0839 | 394 | 0.15504 | 179.8099 | 394 | 0.45637 | 61.0839 | 179.8099 | 0.33971 | 61.0839 | 19.2729
Nonequipment | High R-Value Glass Doors | Commercial | Existing | Retail | 175 | 0.2381 | 12 | 0.025557 | 0.0087903 | 394 | 179.9568 | 60.277 | 394 | 0.15299 | 179.9568 | 394 | 0.45674 | 60.277 | 179.9568 | 0.33495 | 60.277 | 19.2729
Nonequipment | High R-Value Glass Doors | Commercial | Existing | Schools K-12 | 175 | 0.2381 | 12 | 0.02269 | 0.019005 | 394 | 179.8099 | 61.0839 | 394 | 0.15504 | 179.8099 | 394 | 0.45637 | 61.0839 | 179.8099 | 0.33971 | 61.0839 | 19.2729
Nonequipment | High R-Value Glass Doors | Commercial | Existing | Warehouse | 175 | 0.2381 | 12 | 0.025557 | 0.0087903 | 394 | 179.9568 | 60.277 | 394 | 0.15299 | 179.9568 | 394 | 0.45674 | 60.277 | 179.9568 | 0.33495 | 60.277 | 19.2729
Nonequipment | High R-Value Glass Doors | Commercial | New | Assembly | 0 | 0 | 12 | 0 | 0 | 394 | 0 | 0 | 394 | 0 | 0 | 394 | 0 | 0 | 0 | 0 | 0
Nonequipment | High R-Value Glass Doors | Commercial | New | College and University | 0 | 0 | 12 | 0 | 0 | 394 | 0 | 0 | 394 | 0 | 0 | 394 | 0 | 0 | 0 | 0 | 0
Nonequipment | High R-Value Glass Doors | Commercial | New | Grocery | 0 | 0 | 12 | 0 | 0 | 394 | 0 | 0 | 394 | 0 | 0 | 394 | 0 | 0 | 0 | 0 | 0
Nonequipment | High R-Value Glass Doors | Commercial | New | Healthcare | 0 | 0 | 12 | 0 | 0 | 394 | 0 | 0 | 394 | 0 | 0 | 394 | 0 | 0 | 0 | 0 | 0
Nonequipment | High R-Value Glass Doors | Commercial | New | Hospitals | 0 | 0 | 12 | 0 | 0 | 394 | 0 | 0 | 394 | 0 | 0 | 394 | 0 | 0 | 0 | 0 | 0
Nonequipment | High R-Value Glass Doors | Commercial | New | Institutional | 0 | 0 | 12 | 0 | 0 | 394 | 0 | 0 | 394 | 0 | 0 | 394 | 0 | 0 | 0 | 0 | 0
Nonequipment | High R-Value Glass Doors | Commercial | New | Lodging/Hospitality | 0 | 0 | 12 | 0 | 0 | 394 | 0 | 0 | 394 | 0 | 0 | 394 | 0 | 0 | 0 | 0 | 0
Nonequipment | High R-Value Glass Doors | Commercial | New | Miscellaneous | 0 | 0 | 12 | 0 | 0 | 394 | 0 | 0 | 394 | 0 | 0 | 394 | 0 | 0 | 0 | 0 | 0
Nonequipment | High R-Value Glass Doors | Commercial | New | Offices | 0 | 0 | 12 | 0 | 0 | 394 | 0 | 0 | 394 | 0 | 0 | 394 | 0 | 0 | 0 | 0 | 0
Nonequipment | High R-Value Glass Doors | Commercial | New | Restaurants | 0 | 0 | 12 | 0 | 0 | 394 | 0 | 0 | 394 | 0 | 0 | 394 | 0 | 0 | 0 | 0 | 0
Nonequipment | High R-Value Glass Doors | Commercial | New | Retail | 0 | 0 | 12 | 0 | 0 | 394 | 0 | 0 | 394 | 0 | 0 | 394 | 0 | 0 | 0 | 0 | 0
Nonequipment | High R-Value Glass Doors | Commercial | New | Schools K-12 | 0 | 0 | 12 | 0 | 0 | 394 | 0 | 0 | 394 | 0 | 0 | 394 | 0 | 0 | 0 | 0 | 0
Nonequipment | High R-Value Glass Doors | Commercial | New | Warehouse | 0 | 0 | 12 | 0 | 0 | 394 | 0 | 0 | 394 | 0 | 0 | 394 | 0 | 0 | 0 | 0 | 0
Nonequipment | Night Covers for Display Cases | Commercial | Existing | Assembly | 103.3118 | 0.018765 | 5 | 0.015518 | 0.0069353 | 714 | 54.9104 | 18.778 | 714 | 0.0263 | 54.9104 | 714 | 0.076905 | 18.778 | 54.9104 | 0.34198 | 18.778 | 59.1612
Nonequipment | Night Covers for Display Cases | Commercial | Existing | College and University | 103.3118 | 0.018765 | 5 | 0.015518 | 0.0069353 | 714 | 54.9104 | 18.778 | 714 | 0.0263 | 54.9104 | 714 | 0.076905 | 18.778 | 54.9104 | 0.34198 | 18.778 | 59.1612
Nonequipment | Night Covers for Display Cases | Commercial | Existing | Grocery | 103.3118 | 0.018765 | 5 | 0.015518 | 0.0069353 | 714 | 54.9104 | 18.778 | 714 | 0.0263 | 54.9104 | 714 | 0.076905 | 18.778 | 54.9104 | 0.34198 | 18.778 | 59.1612
Nonequipment | Night Covers for Display Cases | Commercial | Existing | Healthcare | 103.3118 | 0.018765 | 5 | 0.015518 | 0.0069353 | 714 | 54.9104 | 18.778 | 714 | 0.0263 | 54.9104 | 714 | 0.076905 | 18.778 | 54.9104 | 0.34198 | 18.778 | 59.1612
Nonequipment | Night Covers for Display Cases | Commercial | Existing | Hospitals | 103.3118 | 0.018765 | 5 | 0.015518 | 0.0069353 | 714 | 54.9104 | 18.778 | 714 | 0.0263 | 54.9104 | 714 | 0.076905 | 18.778 | 54.9104 | 0.34198 | 18.778 | 59.1612
Nonequipment | Night Covers for Display Cases | Commercial | Existing | Institutional | 103.3118 | 0.018765 | 5 | 0.015518 | 0.0069353 | 714 | 54.9104 | 18.778 | 714 | 0.0263 | 54.9104 | 714 | 0.076905 | 18.778 | 54.9104 | 0.34198 | 18.778 | 59.1612
Nonequipment | Night Covers for Display Cases | Commercial | Existing | Lodging/Hospitality | 103.3118 | 0.018765 | 5 | 0.015518 | 0.0069353 | 714 | 54.9104 | 18.778 | 714 | 0.0263 | 54.9104 | 714 | 0.076905 | 18.778 | 54.9104 | 0.34198 | 18.778 | 59.1612
Nonequipment | Night Covers for Display Cases | Commercial | Existing | Miscellaneous | 103.3118 | 0.018765 | 5 | 0.015518 | 0.0069353 | 714 | 54.9104 | 18.778 | 714 | 0.0263 | 54.9104 | 714 | 0.076905 | 18.778 | 54.9104 | 0.34198 | 18.778 | 59.1612
Nonequipment | Night Covers for Display Cases | Commercial | Existing | Offices | 103.3118 | 0.018765 | 5 | 0.015518 | 0.0069353 | 714 | 54.9104 | 18.778 | 714 | 0.0263 | 54.9104 | 714 | 0.076905 | 18.778 | 54.9104 | 0.34198 | 18.778 | 59.1612
Nonequipment | Night Covers for Display Cases | Commercial | Existing | Restaurants | 103.3118 | 0.018765 | 5 | 0.015518 | 0.0069353 | 714 | 54.9104 | 18.778 | 714 | 0.0263 | 54.9104 | 714 | 0.076905 | 18.778 | 54.9104 | 0.34198 | 18.778 | 59.1612
Nonequipment | Night Covers for Display Cases | Commercial | Existing | Retail | 103.3118 | 0.018765 | 5 | 0.015518 | 0.0069353 | 714 | 54.9104 | 18.778 | 714 | 0.0263 | 54.9104 | 714 | 0.076905 | 18.778 | 54.9104 | 0.34198 | 18.778 | 59.1612
Nonequipment | Night Covers for Display Cases | Commercial | Existing | Schools K-12 | 103.3118 | 0.018765 | 5 | 0.015518 | 0.0069353 | 714 | 54.9104 | 18.778 | 714 | 0.0263 | 54.9104 | 714 | 0.076905 | 18.778 | 54.9104 | 0.34198 | 18.778 | 59.1612
Nonequipment | Night Covers for Display Cases | Commercial | Existing | Warehouse | 103.3118 | 0.018765 | 5 | 0.015518 | 0.0069353 | 714 | 54.9104 | 18.778 | 714 | 0.0263 | 54.9104 | 714 | 0.076905 | 18.778 | 54.9104 | 0.34198 | 18.778 | 59.1612
Nonequipment | Night Covers for Display Cases | Commercial | New | Assembly | 103.3118 | 0.018765 | 5 | 0.015518 | 0.0069353 | 714 | 54.9104 | 18.778 | 714 | 0.0263 | 54.9104 | 714 | 0.076905 | 18.778 | 54.9104 | 0.34198 | 18.778 | 59.1612
Nonequipment | Night Covers for Display Cases | Commercial | New | College and University | 103.3118 | 0.018765 | 5 | 0.015518 | 0.0069353 | 714 | 54.9104 | 18.778 | 714 | 0.0263 | 54.9104 | 714 | 0.076905 | 18.778 | 54.9104 | 0.34198 | 18.778 | 59.1612
Nonequipment | Night Covers for Display Cases | Commercial | New | Grocery | 103.3118 | 0.018765 | 5 | 0.015518 | 0.0069353 | 714 | 54.9104 | 18.778 | 714 | 0.0263 | 54.9104 | 714 | 0.076905 | 18.778 | 54.9104 | 0.34198 | 18.778 | 59.1612
Nonequipment | Night Covers for Display Cases | Commercial | New | Healthcare | 103.3118 | 0.018765 | 5 | 0.015518 | 0.0069353 | 714 | 54.9104 | 18.778 | 714 | 0.0263 | 54.9104 | 714 | 0.076905 | 18.778 | 54.9104 | 0.34198 | 18.778 | 59.1612
Nonequipment | Night Covers for Display Cases | Commercial | New | Hospitals | 103.3118 | 0.018765 | 5 | 0.015518 | 0.0069353 | 714 | 54.9104 | 18.778 | 714 | 0.0263 | 54.9104 | 714 | 0.076905 | 18.778 | 54.9104 | 0.34198 | 18.778 | 59.1612
Nonequipment | Night Covers for Display Cases | Commercial | New | Institutional | 103.3118 | 0.018765 | 5 | 0.015518 | 0.0069353 | 714 | 54.9104 | 18.778 | 714 | 0.0263 | 54.9104 | 714 | 0.076905 | 18.778 | 54.9104 | 0.34198 | 18.778 | 59.1612
Nonequipment | Night Covers for Display Cases | Commercial | New | Lodging/Hospitality | 103.3118 | 0.018765 | 5 | 0.015518 | 0.0069353 | 714 | 54.9104 | 18.778 | 714 | 0.0263 | 54.9104 | 714 | 0.076905 | 18.778 | 54.9104 | 0.34198 | 18.778 | 59.1612
Nonequipment | Night Covers for Display Cases | Commercial | New | Miscellaneous | 103.3118 | 0.018765 | 5 | 0.015518 | 0.0069353 | 714 | 54.9104 | 18.778 | 714 | 0.0263 | 54.9104 | 714 | 0.076905 | 18.778 | 54.9104 | 0.34198 | 18.778 | 59.1612
Nonequipment | Night Covers for Display Cases | Commercial | New | Offices | 103.3118 | 0.018765 | 5 | 0.015518 | 0.0069353 | 714 | 54.9104 | 18.778 | 714 | 0.0263 | 54.9104 | 714 | 0.076905 | 18.778 | 54.9104 | 0.34198 | 18.778 | 59.1612
Nonequipment | Night Covers for Display Cases | Commercial | New | Restaurants | 103.3118 | 0.018765 | 5 | 0.015518 | 0.0069353 | 714 | 54.9104 | 18.778 | 714 | 0.0263 | 54.9104 | 714 | 0.076905 | 18.778 | 54.9104 | 0.34198 | 18.778 | 59.1612
Nonequipment | Night Covers for Display Cases | Commercial | New | Retail | 103.3118 | 0.018765 | 5 | 0.015518 | 0.0069353 | 714 | 54.9104 | 18.778 | 714 | 0.0263 | 54.9104 | 714 | 0.076905 | 18.778 | 54.9104 | 0.34198 | 18.778 | 59.1612
Nonequipment | Night Covers for Display Cases | Commercial | New | Schools K-12 | 103.3118 | 0.018765 | 5 | 0.015518 | 0.0069353 | 714 | 54.9104 | 18.778 | 714 | 0.0263 | 54.9104 | 714 | 0.076905 | 18.778 | 54.9104 | 0.34198 | 18.778 | 59.1612
Nonequipment | Night Covers for Display Cases | Commercial | New | Warehouse | 103.3118 | 0.018765 | 5 | 0.015518 | 0.0069353 | 714 | 54.9104 | 18.778 | 714 | 0.0263 | 54.9104 | 714 | 0.076905 | 18.778 | 54.9104 | 0.34198 | 18.778 | 59.1612
Nonequipment | PSC to ECM Evaporator Fan Motor (Reach-In) | Commercial | Existing | Assembly | 503.9324 | 0.375 | 15 | 0.070139 | 0.0064253 | 177 | 593.7989 | 194.2633 | 177 | 1.0975 | 593.7989 | 177 | 3.3548 | 194.2633 | 593.7989 | 0.32715 | 194.2633 | 3.0067
Nonequipment | PSC to ECM Evaporator Fan Motor (Reach-In) | Commercial | Existing | College and University | 503.9324 | 0.375 | 15 | 0.065337 | 0.054728 | 177 | 593.517 | 199.3896 | 177 | 1.1265 | 593.517 | 177 | 3.3532 | 199.3896 | 593.517 | 0.33595 | 199.3896 | 3.0067
Nonequipment | PSC to ECM Evaporator Fan Motor (Reach-In) | Commercial | Existing | Grocery | 503.9324 | 0.375 | 15 | 0.070139 | 0.0064253 | 177 | 593.7989 | 194.2633 | 177 | 1.0975 | 593.7989 | 177 | 3.3548 | 194.2633 | 593.7989 | 0.32715 | 194.2633 | 3.0067
Nonequipment | PSC to ECM Evaporator Fan Motor (Reach-In) | Commercial | Existing | Healthcare | 503.9324 | 0.375 | 15 | 0.065337 | 0.054728 | 177 | 593.517 | 199.3896 | 177 | 1.1265 | 593.517 | 177 | 3.3532 | 199.3896 | 593.517 | 0.33595 | 199.3896 | 3.0067
Nonequipment | PSC to ECM Evaporator Fan Motor (Reach-In) | Commercial | Existing | Hospitals | 503.9324 | 0.375 | 15 | 0.065337 | 0.054728 | 177 | 593.517 | 199.3896 | 177 | 1.1265 | 593.517 | 177 | 3.3532 | 199.3896 | 593.517 | 0.33595 | 199.3896 | 3.0067
Nonequipment | PSC to ECM Evaporator Fan Motor (Reach-In) | Commercial | Existing | Institutional | 503.9324 | 0.375 | 15 | 0.070139 | 0.0064253 | 177 | 593.7989 | 194.2633 | 177 | 1.0975 | 593.7989 | 177 | 3.3548 | 194.2633 | 593.7989 | 0.32715 | 194.2633 | 3.0067
Nonequipment | PSC to ECM Evaporator Fan Motor (Reach-In) | Commercial | Existing | Lodging/Hospitality | 503.9324 | 0.375 | 15 | 0.065337 | 0.054728 | 177 | 593.517 | 199.3896 | 177 | 1.1265 | 593.517 | 177 | 3.3532 | 199.3896 | 593.517 | 0.33595 | 199.3896 | 3.0067
Nonequipment | PSC to ECM Evaporator Fan Motor (Reach-In) | Commercial | Existing | Miscellaneous | 503.9324 | 0.375 | 15 | 0.070139 | 0.0064253 | 177 | 593.7989 | 194.2633 | 177 | 1.0975 | 593.7989 | 177 | 3.3548 | 194.2633 | 593.7989 | 0.32715 | 194.2633 | 3.0067
Nonequipment | PSC to ECM Evaporator Fan Motor (Reach-In) | Commercial | Existing | Offices | 503.9324 | 0.375 | 15 | 0.070139 | 0.0064253 | 177 | 593.7989 | 194.2633 | 177 | 1.0975 | 593.7989 | 177 | 3.3548 | 194.2633 | 593.7989 | 0.32715 | 194.2633 | 3.0067
Nonequipment | PSC to ECM Evaporator Fan Motor (Reach-In) | Commercial | Existing | Restaurants | 503.9324 | 0.375 | 15 | 0.065337 | 0.054728 | 177 | 593.517 | 199.3896 | 177 | 1.1265 | 593.517 | 177 | 3.3532 | 199.3896 | 593.517 | 0.33595 | 199.3896 | 3.0067
Nonequipment | PSC to ECM Evaporator Fan Motor (Reach-In) | Commercial | Existing | Retail | 503.9324 | 0.375 | 15 | 0.070139 | 0.0064253 | 177 | 593.7989 | 194.2633 | 177 | 1.0975 | 593.7989 | 177 | 3.3548 | 194.2633 | 593.7989 | 0.32715 | 194.2633 | 3.0067
Nonequipment | PSC to ECM Evaporator Fan Motor (Reach-In) | Commercial | Existing | Schools K-12 | 503.9324 | 0.375 | 15 | 0.065337 | 0.054728 | 177 | 593.517 | 199.3896 | 177 | 1.1265 | 593.517 | 177 | 3.3532 | 199.3896 | 593.517 | 0.33595 | 199.3896 | 3.0067
Nonequipment | PSC to ECM Evaporator Fan Motor (Reach-In) | Commercial | Existing | Warehouse | 503.9324 | 0.375 | 15 | 0.070139 | 0.0064253 | 177 | 593.7989 | 194.2633 | 177 | 1.0975 | 593.7989 | 177 | 3.3548 | 194.2633 | 593.7989 | 0.32715 | 194.2633 | 3.0067
Nonequipment | PSC to ECM Evaporator Fan Motor (Reach-In) | Commercial | New | Assembly | 503.9324 | 0.375 | 15 | 0.070139 | 0.0064253 | 177 | 593.7989 | 194.2633 | 177 | 1.0975 | 593.7989 | 177 | 3.3548 | 194.2633 | 593.7989 | 0.32715 | 194.2633 | 3.0067
Nonequipment | PSC to ECM Evaporator Fan Motor (Reach-In) | Commercial | New | College and University | 503.9324 | 0.375 | 15 | 0.065337 | 0.054728 | 177 | 593.517 | 199.3896 | 177 | 1.1265 | 593.517 | 177 | 3.3532 | 199.3896 | 593.517 | 0.33595 | 199.3896 | 3.0067
Nonequipment | PSC to ECM Evaporator Fan Motor (Reach-In) | Commercial | New | Grocery | 503.9324 | 0.375 | 15 | 0.070139 | 0.0064253 | 177 | 593.7989 | 194.2633 | 177 | 1.0975 | 593.7989 | 177 | 3.3548 | 194.2633 | 593.7989 | 0.32715 | 194.2633 | 3.0067
Nonequipment | PSC to ECM Evaporator Fan Motor (Reach-In) | Commercial | New | Healthcare | 503.9324 | 0.375 | 15 | 0.065337 | 0.054728 | 177 | 593.517 | 199.3896 | 177 | 1.1265 | 593.517 | 177 | 3.3532 | 199.3896 | 593.517 | 0.33595 | 199.3896 | 3.0067
Nonequipment | PSC to ECM Evaporator Fan Motor (Reach-In) | Commercial | New | Hospitals | 503.9324 | 0.375 | 15 | 0.065337 | 0.054728 | 177 | 593.517 | 199.3896 | 177 | 1.1265 | 593.517 | 177 | 3.3532 | 199.3896 | 593.517 | 0.33595 | 199.3896 | 3.0067
Nonequipment | PSC to ECM Evaporator Fan Motor (Reach-In) | Commercial | New | Institutional | 503.9324 | 0.375 | 15 | 0.070139 | 0.0064253 | 177 | 593.7989 | 194.2633 | 177 | 1.0975 | 593.7989 | 177 | 3.3548 | 194.2633 | 593.7989 | 0.32715 | 194.2633 | 3.0067
Nonequipment | PSC to ECM Evaporator Fan Motor (Reach-In) | Commercial | New | Lodging/Hospitality | 503.9324 | 0.375 | 15 | 0.065337 | 0.054728 | 177 | 593.517 | 199.3896 | 177 | 1.1265 | 593.517 | 177 | 3.3532 | 199.3896 | 593.517 | 0.33595 | 199.3896 | 3.0067
Nonequipment | PSC to ECM Evaporator Fan Motor (Reach-In) | Commercial | New | Miscellaneous | 503.9324 | 0.375 | 15 | 0.070139 | 0.0064253 | 177 | 593.7989 | 194.2633 | 177 | 1.0975 | 593.7989 | 177 | 3.3548 | 194.2633 | 593.7989 | 0.32715 | 194.2633 | 3.0067
Nonequipment | PSC to ECM Evaporator Fan Motor (Reach-In) | Commercial | New | Offices | 503.9324 | 0.375 | 15 | 0.070139 | 0.0064253 | 177 | 593.7989 | 194.2633 | 177 | 1.0975 | 593.7989 | 177 | 3.3548 | 194.2633 | 593.7989 | 0.32715 | 194.2633 | 3.0067
Nonequipment | PSC to ECM Evaporator Fan Motor (Reach-In) | Commercial | New | Restaurants | 503.9324 | 0.375 | 15 | 0.065337 | 0.054728 | 177 | 593.517 | 199.3896 | 177 | 1.1265 | 593.517 | 177 | 3.3532 | 199.3896 | 593.517 | 0.33595 | 199.3896 | 3.0067
Nonequipment | PSC to ECM Evaporator Fan Motor (Reach-In) | Commercial | New | Retail | 503.9324 | 0.375 | 15 | 0.070139 | 0.0064253 | 177 | 593.7989 | 194.2633 | 177 | 1.0975 | 593.7989 | 177 | 3.3548 | 194.2633 | 593.7989 | 0.32715 | 194.2633 | 3.0067
Nonequipment | PSC to ECM Evaporator Fan Motor (Reach-In) | Commercial | New | Schools K-12 | 503.9324 | 0.375 | 15 | 0.065337 | 0.054728 | 177 | 593.517 | 199.3896 | 177 | 1.1265 | 593.517 | 177 | 3.3532 | 199.3896 | 593.517 | 0.33595 | 199.3896 | 3.0067
Nonequipment | PSC to ECM Evaporator Fan Motor (Reach-In) | Commercial | New | Warehouse | 503.9324 | 0.375 | 15 | 0.070139 | 0.0064253 | 177 | 593.7989 | 194.2633 | 177 | 1.0975 | 593.7989 | 177 | 3.3548 | 194.2633 | 593.7989 | 0.32715 | 194.2633 | 3.0067
Nonequipment | PSC to ECM Evaporator Fan Motor (Walk-In, Refrigerator) | Commercial | Existing | Assembly | 327.0516 | 0.375 | 15 | 0.04552 | 0.00417 | 177 | 385.3749 | 126.0767 | 177 | 0.7123 | 385.3749 | 177 | 2.1773 | 126.0767 | 385.3749 | 0.32715 | 126.0767 | 4.6328
Nonequipment | PSC to ECM Evaporator Fan Motor (Walk-In, Refrigerator) | Commercial | Existing | College and University | 327.0516 | 0.375 | 15 | 0.042404 | 0.035519 | 177 | 385.1919 | 129.4036 | 177 | 0.73109 | 385.1919 | 177 | 2.1762 | 129.4036 | 385.1919 | 0.33595 | 129.4036 | 4.6328
Nonequipment | PSC to ECM Evaporator Fan Motor (Walk-In, Refrigerator) | Commercial | Existing | Grocery | 327.0516 | 0.375 | 15 | 0.04552 | 0.00417 | 177 | 385.3749 | 126.0767 | 177 | 0.7123 | 385.3749 | 177 | 2.1773 | 126.0767 | 385.3749 | 0.32715 | 126.0767 | 4.6328
Nonequipment | PSC to ECM Evaporator Fan Motor (Walk-In, Refrigerator) | Commercial | Existing | Healthcare | 327.0516 | 0.375 | 15 | 0.042404 | 0.035519 | 177 | 385.1919 | 129.4036 | 177 | 0.73109 | 385.1919 | 177 | 2.1762 | 129.4036 | 385.1919 | 0.33595 | 129.4036 | 4.6328
Nonequipment | PSC to ECM Evaporator Fan Motor (Walk-In, Refrigerator) | Commercial | Existing | Hospitals | 327.0516 | 0.375 | 15 | 0.042404 | 0.035519 | 177 | 385.1919 | 129.4036 | 177 | 0.73109 | 385.1919 | 177 | 2.1762 | 129.4036 | 385.1919 | 0.33595 | 129.4036 | 4.6328
Nonequipment | PSC to ECM Evaporator Fan Motor (Walk-In, Refrigerator) | Commercial | Existing | Institutional | 327.0516 | 0.375 | 15 | 0.04552 | 0.00417 | 177 | 385.3749 | 126.0767 | 177 | 0.7123 | 385.3749 | 177 | 2.1773 | 126.0767 | 385.3749 | 0.32715 | 126.0767 | 4.6328
Nonequipment | PSC to ECM Evaporator Fan Motor (Walk-In, Refrigerator) | Commercial | Existing | Lodging/Hospitality | 327.0516 | 0.375 | 15 | 0.042404 | 0.035519 | 177 | 385.1919 | 129.4036 | 177 | 0.73109 | 385.1919 | 177 | 2.1762 | 129.4036 | 385.1919 | 0.33595 | 129.4036 | 4.6328
Nonequipment | PSC to ECM Evaporator Fan Motor (Walk-In, Refrigerator) | Commercial | Existing | Miscellaneous | 327.0516 | 0.375 | 15 | 0.04552 | 0.00417 | 177 | 385.3749 | 126.0767 | 177 | 0.7123 | 385.3749 | 177 | 2.1773 | 126.0767 | 385.3749 | 0.32715 | 126.0767 | 4.6328
Nonequipment | PSC to ECM Evaporator Fan Motor (Walk-In, Refrigerator) | Commercial | Existing | Offices | 327.0516 | 0.375 | 15 | 0.04552 | 0.00417 | 177 | 385.3749 | 126.0767 | 177 | 0.7123 | 385.3749 | 177 | 2.1773 | 126.0767 | 385.3749 | 0.32715 | 126.0767 | 4.6328
Nonequipment | PSC to ECM Evaporator Fan Motor (Walk-In, Refrigerator) | Commercial | Existing | Restaurants | 327.0516 | 0.375 | 15 | 0.042404 | 0.035519 | 177 | 385.1919 | 129.4036 | 177 | 0.73109 | 385.1919 | 177 | 2.1762 | 129.4036 | 385.1919 | 0.33595 | 129.4036 | 4.6328
Nonequipment | PSC to ECM Evaporator Fan Motor (Walk-In, Refrigerator) | Commercial | Existing | Retail | 327.0516 | 0.375 | 15 | 0.04552 | 0.00417 | 177 | 385.3749 | 126.0767 | 177 | 0.7123 | 385.3749 | 177 | 2.1773 | 126.0767 | 385.3749 | 0.32715 | 126.0767 | 4.6328
Nonequipment | PSC to ECM Evaporator Fan Motor (Walk-In, Refrigerator) | Commercial | Existing | Schools K-12 | 327.0516 | 0.375 | 15 | 0.042404 | 0.035519 | 177 | 385.1919 | 129.4036 | 177 | 0.73109 | 385.1919 | 177 | 2.1762 | 129.4036 | 385.1919 | 0.33595 | 129.4036 | 4.6328
Nonequipment | PSC to ECM Evaporator Fan Motor (Walk-In, Refrigerator) | Commercial | Existing | Warehouse | 327.0516 | 0.375 | 15 | 0.04552 | 0.00417 | 177 | 385.3749 | 126.0767 | 177 | 0.7123 | 385.3749 | 177 | 2.1773 | 126.0767 | 385.3749 | 0.32715 | 126.0767 | 4.6328
Nonequipment | PSC to ECM Evaporator Fan Motor (Walk-In, Refrigerator) | Commercial | New | Assembly | 327.0516 | 0.375 | 15 | 0.04552 | 0.00417 | 177 | 385.3749 | 126.0767 | 177 | 0.7123 | 385.3749 | 177 | 2.1773 | 126.0767 | 385.3749 | 0.32715 | 126.0767 | 4.6328
Nonequipment | PSC to ECM Evaporator Fan Motor (Walk-In, Refrigerator) | Commercial | New | College and University | 327.0516 | 0.375 | 15 | 0.042404 | 0.035519 | 177 | 385.1919 | 129.4036 | 177 | 0.73109 | 385.1919 | 177 | 2.1762 | 129.4036 | 385.1919 | 0.33595 | 129.4036 | 4.6328
Nonequipment | PSC to ECM Evaporator Fan Motor (Walk-In, Refrigerator) | Commercial | New | Grocery | 327.0516 | 0.375 | 15 | 0.04552 | 0.00417 | 177 | 385.3749 | 126.0767 | 177 | 0.7123 | 385.3749 | 177 | 2.1773 | 126.0767 | 385.3749 | 0.32715 | 126.0767 | 4.6328
Nonequipment | PSC to ECM Evaporator Fan Motor (Walk-In, Refrigerator) | Commercial | New | Healthcare | 327.0516 | 0.375 | 15 | 0.042404 | 0.035519 | 177 | 385.1919 | 129.4036 | 177 | 0.73109 | 385.1919 | 177 | 2.1762 | 129.4036 | 385.1919 | 0.33595 | 129.4036 | 4.6328
Nonequipment | PSC to ECM Evaporator Fan Motor (Walk-In, Refrigerator) | Commercial | New | Hospitals | 327.0516 | 0.375 | 15 | 0.042404 | 0.035519 | 177 | 385.1919 | 129.4036 | 177 | 0.73109 | 385.1919 | 177 | 2.1762 | 129.4036 | 385.1919 | 0.33595 | 129.4036 | 4.6328
Nonequipment | PSC to ECM Evaporator Fan Motor (Walk-In, Refrigerator) | Commercial | New | Institutional | 327.0516 | 0.375 | 15 | 0.04552 | 0.00417 | 177 | 385.3749 | 126.0767 | 177 | 0.7123 | 385.3749 | 177 | 2.1773 | 126.0767 | 385.3749 | 0.32715 | 126.0767 | 4.6328
Nonequipment | PSC to ECM Evaporator Fan Motor (Walk-In, Refrigerator) | Commercial | New | Lodging/Hospitality | 327.0516 | 0.375 | 15 | 0.042404 | 0.035519 | 177 | 385.1919 | 129.4036 | 177 | 0.73109 | 385.1919 | 177 | 2.1762 | 129.4036 | 385.1919 | 0.33595 | 129.4036 | 4.6328
Nonequipment | PSC to ECM Evaporator Fan Motor (Walk-In, Refrigerator) | Commercial | New | Miscellaneous | 327.0516 | 0.375 | 15 | 0.04552 | 0.00417 | 177 | 385.3749 | 126.0767 | 177 | 0.7123 | 385.3749 | 177 | 2.1773 | 126.0767 | 385.3749 | 0.32715 | 126.0767 | 4.6328
Nonequipment | PSC to ECM Evaporator Fan Motor (Walk-In, Refrigerator) | Commercial | New | Offices | 327.0516 | 0.375 | 15 | 0.04552 | 0.00417 | 177 | 385.3749 | 126.0767 | 177 | 0.7123 | 385.3749 | 177 | 2.1773 | 126.0767 | 385.3749 | 0.32715 | 126.0767 | 4.6328
Nonequipment | PSC to ECM Evaporator Fan Motor (Walk-In, Refrigerator) | Commercial | New | Restaurants | 327.0516 | 0.375 | 15 | 0.042404 | 0.035519 | 177 | 385.1919 | 129.4036 | 177 | 0.73109 | 385.1919 | 177 | 2.1762 | 129.4036 | 385.1919 | 0.33595 | 129.4036 | 4.6328
Nonequipment | PSC to ECM Evaporator Fan Motor (Walk-In, Refrigerator) | Commercial | New | Retail | 327.0516 | 0.375 | 15 | 0.04552 | 0.00417 | 177 | 385.3749 | 126.0767 | 177 | 0.7123 | 385.3749 | 177 | 2.1773 | 126.0767 | 385.3749 | 0.32715 | 126.0767 | 4.6328
Nonequipment | PSC to ECM Evaporator Fan Motor (Walk-In, Refrigerator) | Commercial | New | Schools K-12 | 327.0516 | 0.375 | 15 | 0.042404 | 0.035519 | 177 | 385.1919 | 129.4036 | 177 | 0.73109 | 385.1919 | 177 | 2.1762 | 129.4036 | 385.1919 | 0.33595 | 129.4036 | 4.6328
Nonequipment | PSC to ECM Evaporator Fan Motor (Walk-In, Refrigerator) | Commercial | New | Warehouse | 327.0516 | 0.375 | 15 | 0.04552 | 0.00417 | 177 | 385.3749 | 126.0767 | 177 | 0.7123 | 385.3749 | 177 | 2.1773 | 126.0767 | 385.3749 | 0.32715 | 126.0767 | 4.6328
Nonequipment | Refrigerated Display Case Lighting Controls | Commercial | Existing | Assembly | 61.4361 | 0.025235 | 8 | 0.0084392 | 0.0078859 | 104.14 | 47.502 | 16.4568 | 104.14 | 0.15803 | 47.502 | 104.14 | 0.45614 | 16.4568 | 47.502 | 0.34645 | 16.4568 | 14.5105
Nonequipment | Refrigerated Display Case Lighting Controls | Commercial | Existing | College and University | 61.4361 | 0.025235 | 8 | 0.0084392 | 0.0078859 | 104.14 | 47.502 | 16.4568 | 104.14 | 0.15803 | 47.502 | 104.14 | 0.45614 | 16.4568 | 47.502 | 0.34645 | 16.4568 | 14.5105
Nonequipment | Refrigerated Display Case Lighting Controls | Commercial | Existing | Grocery | 61.4361 | 0.025235 | 8 | 0.0084392 | 0.0078859 | 104.14 | 47.502 | 16.4568 | 104.14 | 0.15803 | 47.502 | 104.14 | 0.45614 | 16.4568 | 47.502 | 0.34645 | 16.4568 | 14.5105
Nonequipment | Refrigerated Display Case Lighting Controls | Commercial | Existing | Healthcare | 61.4361 | 0.025235 | 8 | 0.0084392 | 0.0078859 | 104.14 | 47.502 | 16.4568 | 104.14 | 0.15803 | 47.502 | 104.14 | 0.45614 | 16.4568 | 47.502 | 0.34645 | 16.4568 | 14.5105
Nonequipment | Refrigerated Display Case Lighting Controls | Commercial | Existing | Hospitals | 61.4361 | 0.025235 | 8 | 0.0084392 | 0.0078859 | 104.14 | 47.502 | 16.4568 | 104.14 | 0.15803 | 47.502 | 104.14 | 0.45614 | 16.4568 | 47.502 | 0.34645 | 16.4568 | 14.5105
Nonequipment | Refrigerated Display Case Lighting Controls | Commercial | Existing | Institutional | 61.4361 | 0.025235 | 8 | 0.0084392 | 0.0078859 | 104.14 | 47.502 | 16.4568 | 104.14 | 0.15803 | 47.502 | 104.14 | 0.45614 | 16.4568 | 47.502 | 0.34645 | 16.4568 | 14.5105
Nonequipment | Refrigerated Display Case Lighting Controls | Commercial | Existing | Lodging/Hospitality | 61.4361 | 0.025235 | 8 | 0.0084392 | 0.0078859 | 104.14 | 47.502 | 16.4568 | 104.14 | 0.15803 | 47.502 | 104.14 | 0.45614 | 16.4568 | 47.502 | 0.34645 | 16.4568 | 14.5105
Nonequipment | Refrigerated Display Case Lighting Controls | Commercial | Existing | Miscellaneous | 61.4361 | 0.025235 | 8 | 0.0084392 | 0.0078859 | 104.14 | 47.502 | 16.4568 | 104.14 | 0.15803 | 47.502 | 104.14 | 0.45614 | 16.4568 | 47.502 | 0.34645 | 16.4568 | 14.5105
Nonequipment | Refrigerated Display Case Lighting Controls | Commercial | Existing | Offices | 61.4361 | 0.025235 | 8 | 0.0084392 | 0.0078859 | 104.14 | 47.502 | 16.4568 | 104.14 | 0.15803 | 47.502 | 104.14 | 0.45614 | 16.4568 | 47.502 | 0.34645 | 16.4568 | 14.5105
Nonequipment | Refrigerated Display Case Lighting Controls | Commercial | Existing | Restaurants | 61.4361 | 0.025235 | 8 | 0.0084392 | 0.0078859 | 104.14 | 47.502 | 16.4568 | 104.14 | 0.15803 | 47.502 | 104.14 | 0.45614 | 16.4568 | 47.502 | 0.34645 | 16.4568 | 14.5105
Nonequipment | Refrigerated Display Case Lighting Controls | Commercial | Existing | Retail | 61.4361 | 0.025235 | 8 | 0.0084392 | 0.0078859 | 104.14 | 47.502 | 16.4568 | 104.14 | 0.15803 | 47.502 | 104.14 | 0.45614 | 16.4568 | 47.502 | 0.34645 | 16.4568 | 14.5105
Nonequipment | Refrigerated Display Case Lighting Controls | Commercial | Existing | Schools K-12 | 61.4361 | 0.025235 | 8 | 0.0084392 | 0.0078859 | 104.14 | 47.502 | 16.4568 | 104.14 | 0.15803 | 47.502 | 104.14 | 0.45614 | 16.4568 | 47.502 | 0.34645 | 16.4568 | 14.5105
Nonequipment | Refrigerated Display Case Lighting Controls | Commercial | Existing | Warehouse | 61.4361 | 0.025235 | 8 | 0.0084392 | 0.0078859 | 104.14 | 47.502 | 16.4568 | 104.14 | 0.15803 | 47.502 | 104.14 | 0.45614 | 16.4568 | 47.502 | 0.34645 | 16.4568 | 14.5105
Nonequipment | Refrigerated Display Case Lighting Controls | Commercial | New | Assembly | 22.7985 | 0.0093646 | 8 | 0.0031317 | 0.0029264 | 104.14 | 17.6277 | 6.107 | 104.14 | 0.058643 | 17.6277 | 104.14 | 0.16927 | 6.107 | 17.6277 | 0.34645 | 6.107 | 39.1021
Nonequipment | Refrigerated Display Case Lighting Controls | Commercial | New | College and University | 22.7985 | 0.0093646 | 8 | 0.0031317 | 0.0029264 | 104.14 | 17.6277 | 6.107 | 104.14 | 0.058643 | 17.6277 | 104.14 | 0.16927 | 6.107 | 17.6277 | 0.34645 | 6.107 | 39.1021
Nonequipment | Refrigerated Display Case Lighting Controls | Commercial | New | Grocery | 22.7985 | 0.0093646 | 8 | 0.0031317 | 0.0029264 | 104.14 | 17.6277 | 6.107 | 104.14 | 0.058643 | 17.6277 | 104.14 | 0.16927 | 6.107 | 17.6277 | 0.34645 | 6.107 | 39.1021
Nonequipment | Refrigerated Display Case Lighting Controls | Commercial | New | Healthcare | 22.7985 | 0.0093646 | 8 | 0.0031317 | 0.0029264 | 104.14 | 17.6277 | 6.107 | 104.14 | 0.058643 | 17.6277 | 104.14 | 0.16927 | 6.107 | 17.6277 | 0.34645 | 6.107 | 39.1021
Nonequipment | Refrigerated Display Case Lighting Controls | Commercial | New | Hospitals | 22.7985 | 0.0093646 | 8 | 0.0031317 | 0.0029264 | 104.14 | 17.6277 | 6.107 | 104.14 | 0.058643 | 17.6277 | 104.14 | 0.16927 | 6.107 | 17.6277 | 0.34645 | 6.107 | 39.1021
Nonequipment | Refrigerated Display Case Lighting Controls | Commercial | New | Institutional | 22.7985 | 0.0093646 | 8 | 0.0031317 | 0.0029264 | 104.14 | 17.6277 | 6.107 | 104.14 | 0.058643 | 17.6277 | 104.14 | 0.16927 | 6.107 | 17.6277 | 0.34645 | 6.107 | 39.1021
Nonequipment | Refrigerated Display Case Lighting Controls | Commercial | New | Lodging/Hospitality | 22.7985 | 0.0093646 | 8 | 0.0031317 | 0.0029264 | 104.14 | 17.6277 | 6.107 | 104.14 | 0.058643 | 17.6277 | 104.14 | 0.16927 | 6.107 | 17.6277 | 0.34645 | 6.107 | 39.1021
Nonequipment | Refrigerated Display Case Lighting Controls | Commercial | New | Miscellaneous | 22.7985 | 0.0093646 | 8 | 0.0031317 | 0.0029264 | 104.14 | 17.6277 | 6.107 | 104.14 | 0.058643 | 17.6277 | 104.14 | 0.16927 | 6.107 | 17.6277 | 0.34645 | 6.107 | 39.1021
Nonequipment | Refrigerated Display Case Lighting Controls | Commercial | New | Offices | 22.7985 | 0.0093646 | 8 | 0.0031317 | 0.0029264 | 104.14 | 17.6277 | 6.107 | 104.14 | 0.058643 | 17.6277 | 104.14 | 0.16927 | 6.107 | 17.6277 | 0.34645 | 6.107 | 39.1021
Nonequipment | Refrigerated Display Case Lighting Controls | Commercial | New | Restaurants | 22.7985 | 0.0093646 | 8 | 0.0031317 | 0.0029264 | 104.14 | 17.6277 | 6.107 | 104.14 | 0.058643 | 17.6277 | 104.14 | 0.16927 | 6.107 | 17.6277 | 0.34645 | 6.107 | 39.1021
Nonequipment | Refrigerated Display Case Lighting Controls | Commercial | New | Retail | 22.7985 | 0.0093646 | 8 | 0.0031317 | 0.0029264 | 104.14 | 17.6277 | 6.107 | 104.14 | 0.058643 | 17.6277 | 104.14 | 0.16927 | 6.107 | 17.6277 | 0.34645 | 6.107 | 39.1021
Nonequipment | Refrigerated Display Case Lighting Controls | Commercial | New | Schools K-12 | 22.7985 | 0.0093646 | 8 | 0.0031317 | 0.0029264 | 104.14 | 17.6277 | 6.107 | 104.14 | 0.058643 | 17.6277 | 104.14 | 0.16927 | 6.107 | 17.6277 | 0.34645 | 6.107 | 39.1021
Nonequipment | Refrigerated Display Case Lighting Controls | Commercial | New | Warehouse | 22.7985 | 0.0093646 | 8 | 0.0031317 | 0.0029264 | 104.14 | 17.6277 | 6.107 | 104.14 | 0.058643 | 17.6277 | 104.14 | 0.16927 | 6.107 | 17.6277 | 0.34645 | 6.107 | 39.1021
Nonequipment | Strip Curtains for Walk-ins | Commercial | Existing | Assembly | 420 | 0.021154 | 4 | 0.060723 | 0.016724 | 214.62 | 184.3913 | 62.5068 | 214.62 | 0.29124 | 184.3913 | 214.62 | 0.85915 | 62.5068 | 184.3913 | 0.33899 | 62.5068 | 4.3743
Nonequipment | Strip Curtains for Walk-ins | Commercial | Existing | College and University | 420 | 0.021154 | 4 | 0.054455 | 0.045613 | 214.62 | 184.2542 | 63.5686 | 214.62 | 0.29619 | 184.2542 | 214.62 | 0.85851 | 63.5686 | 184.2542 | 0.345 | 63.5686 | 4.3743
Nonequipment | Strip Curtains for Walk-ins | Commercial | Existing | Grocery | 420 | 0.021154 | 4 | 0.060723 | 0.016724 | 214.62 | 184.3913 | 62.5068 | 214.62 | 0.29124 | 184.3913 | 214.62 | 0.85915 | 62.5068 | 184.3913 | 0.33899 | 62.5068 | 4.3743
Nonequipment | Strip Curtains for Walk-ins | Commercial | Existing | Healthcare | 420 | 0.021154 | 4 | 0.054455 | 0.045613 | 214.62 | 184.2542 | 63.5686 | 214.62 | 0.29619 | 184.2542 | 214.62 | 0.85851 | 63.5686 | 184.2542 | 0.345 | 63.5686 | 4.3743
Nonequipment | Strip Curtains for Walk-ins | Commercial | Existing | Hospitals | 420 | 0.021154 | 4 | 0.054455 | 0.045613 | 214.62 | 184.2542 | 63.5686 | 214.62 | 0.29619 | 184.2542 | 214.62 | 0.85851 | 63.5686 | 184.2542 | 0.345 | 63.5686 | 4.3743
Nonequipment | Strip Curtains for Walk-ins | Commercial | Existing | Institutional | 420 | 0.021154 | 4 | 0.060723 | 0.016724 | 214.62 | 184.3913 | 62.5068 | 214.62 | 0.29124 | 184.3913 | 214.62 | 0.85915 | 62.5068 | 184.3913 | 0.33899 | 62.5068 | 4.3743
Nonequipment | Strip Curtains for Walk-ins | Commercial | Existing | Lodging/Hospitality | 420 | 0.021154 | 4 | 0.054455 | 0.045613 | 214.62 | 184.2542 | 63.5686 | 214.62 | 0.29619 | 184.2542 | 214.62 | 0.85851 | 63.5686 | 184.2542 | 0.345 | 63.5686 | 4.3743
Nonequipment | Strip Curtains for Walk-ins | Commercial | Existing | Miscellaneous | 420 | 0.021154 | 4 | 0.060723 | 0.016724 | 214.62 | 184.3913 | 62.5068 | 214.62 | 0.29124 | 184.3913 | 214.62 | 0.85915 | 62.5068 | 184.3913 | 0.33899 | 62.5068 | 4.3743
Nonequipment | Strip Curtains for Walk-ins | Commercial | Existing | Offices | 420 | 0.021154 | 4 | 0.060723 | 0.016724 | 214.62 | 184.3913 | 62.5068 | 214.62 | 0.29124 | 184.3913 | 214.62 | 0.85915 | 62.5068 | 184.3913 | 0.33899 | 62.5068 | 4.3743
Nonequipment | Strip Curtains for Walk-ins | Commercial | Existing | Restaurants | 420 | 0.021154 | 4 | 0.054455 | 0.045613 | 214.62 | 184.2542 | 63.5686 | 214.62 | 0.29619 | 184.2542 | 214.62 | 0.85851 | 63.5686 | 184.2542 | 0.345 | 63.5686 | 4.3743
Nonequipment | Strip Curtains for Walk-ins | Commercial | Existing | Retail | 420 | 0.021154 | 4 | 0.060723 | 0.016724 | 214.62 | 184.3913 | 62.5068 | 214.62 | 0.29124 | 184.3913 | 214.62 | 0.85915 | 62.5068 | 184.3913 | 0.33899 | 62.5068 | 4.3743
Nonequipment | Strip Curtains for Walk-ins | Commercial | Existing | Schools K-12 | 420 | 0.021154 | 4 | 0.054455 | 0.045613 | 214.62 | 184.2542 | 63.5686 | 214.62 | 0.29619 | 184.2542 | 214.62 | 0.85851 | 63.5686 | 184.2542 | 0.345 | 63.5686 | 4.3743
Nonequipment | Strip Curtains for Walk-ins | Commercial | Existing | Warehouse | 420 | 0.021154 | 4 | 0.060723 | 0.016724 | 214.62 | 184.3913 | 62.5068 | 214.62 | 0.29124 | 184.3913 | 214.62 | 0.85915 | 62.5068 | 184.3913 | 0.33899 | 62.5068 | 4.3743
Nonequipment | Strip Curtains for Walk-ins | Commercial | New | Assembly | 420 | 0.021154 | 4 | 0.060723 | 0.016724 | 214.62 | 184.3913 | 62.5068 | 214.62 | 0.29124 | 184.3913 | 214.62 | 0.85915 | 62.5068 | 184.3913 | 0.33899 | 62.5068 | 4.3743
Nonequipment | Strip Curtains for Walk-ins | Commercial | New | College and University | 420 | 0.021154 | 4 | 0.054455 | 0.045613 | 214.62 | 184.2542 | 63.5686 | 214.62 | 0.29619 | 184.2542 | 214.62 | 0.85851 | 63.5686 | 184.2542 | 0.345 | 63.5686 | 4.3743
Nonequipment | Strip Curtains for Walk-ins | Commercial | New | Grocery | 420 | 0.021154 | 4 | 0.060723 | 0.016724 | 214.62 | 184.3913 | 62.5068 | 214.62 | 0.29124 | 184.3913 | 214.62 | 0.85915 | 62.5068 | 184.3913 | 0.33899 | 62.5068 | 4.3743
Nonequipment | Strip Curtains for Walk-ins | Commercial | New | Healthcare | 420 | 0.021154 | 4 | 0.054455 | 0.045613 | 214.62 | 184.2542 | 63.5686 | 214.62 | 0.29619 | 184.2542 | 214.62 | 0.85851 | 63.5686 | 184.2542 | 0.345 | 63.5686 | 4.3743
Nonequipment | Strip Curtains for Walk-ins | Commercial | New | Hospitals | 420 | 0.021154 | 4 | 0.054455 | 0.045613 | 214.62 | 184.2542 | 63.5686 | 214.62 | 0.29619 | 184.2542 | 214.62 | 0.85851 | 63.5686 | 184.2542 | 0.345 | 63.5686 | 4.3743
Nonequipment | Strip Curtains for Walk-ins | Commercial | New | Institutional | 420 | 0.021154 | 4 | 0.060723 | 0.016724 | 214.62 | 184.3913 | 62.5068 | 214.62 | 0.29124 | 184.3913 | 214.62 | 0.85915 | 62.5068 | 184.3913 | 0.33899 | 62.5068 | 4.3743
Nonequipment | Strip Curtains for Walk-ins | Commercial | New | Lodging/Hospitality | 420 | 0.021154 | 4 | 0.054455 | 0.045613 | 214.62 | 184.2542 | 63.5686 | 214.62 | 0.29619 | 184.2542 | 214.62 | 0.85851 | 63.5686 | 184.2542 | 0.345 | 63.5686 | 4.3743
Nonequipment | Strip Curtains for Walk-ins | Commercial | New | Miscellaneous | 420 | 0.021154 | 4 | 0.060723 | 0.016724 | 214.62 | 184.3913 | 62.5068 | 214.62 | 0.29124 | 184.3913 | 214.62 | 0.85915 | 62.5068 | 184.3913 | 0.33899 | 62.5068 | 4.3743
Nonequipment | Strip Curtains for Walk-ins | Commercial | New | Offices | 420 | 0.021154 | 4 | 0.060723 | 0.016724 | 214.62 | 184.3913 | 62.5068 | 214.62 | 0.29124 | 184.3913 | 214.62 | 0.85915 | 62.5068 | 184.3913 | 0.33899 | 62.5068 | 4.3743
Nonequipment | Strip Curtains for Walk-ins | Commercial | New | Restaurants | 420 | 0.021154 | 4 | 0.054455 | 0.045613 | 214.62 | 184.2542 | 63.5686 | 214.62 | 0.29619 | 184.2542 | 214.62 | 0.85851 | 63.5686 | 184.2542 | 0.345 | 63.5686 | 4.3743
Nonequipment | Strip Curtains for Walk-ins | Commercial | New | Retail | 420 | 0.021154 | 4 | 0.060723 | 0.016724 | 214.62 | 184.3913 | 62.5068 | 214.62 | 0.29124 | 184.3913 | 214.62 | 0.85915 | 62.5068 | 184.3913 | 0.33899 | 62.5068 | 4.3743
Nonequipment | Strip Curtains for Walk-ins | Commercial | New | Schools K-12 | 420 | 0.021154 | 4 | 0.054455 | 0.045613 | 214.62 | 184.2542 | 63.5686 | 214.62 | 0.29619 | 184.2542 | 214.62 | 0.85851 | 63.5686 | 184.2542 | 0.345 | 63.5686 | 4.3743
Nonequipment | Strip Curtains for Walk-ins | Commercial | New | Warehouse | 420 | 0.021154 | 4 | 0.060723 | 0.016724 | 214.62 | 184.3913 | 62.5068 | 214.62 | 0.29124 | 184.3913 | 214.62 | 0.85915 | 62.5068 | 184.3913 | 0.33899 | 62.5068 | 4.3743
Nonequipment | CO Sensors for Parking Garage Exhaust | Commercial | Existing | Assembly | 4980.032 | 0.33 | 15 | 0.20046 | 0.20046 | 607 | 5839.1887 | 1798.1766 | 607 | 2.9624 | 5839.1887 | 607 | 9.6198 | 1798.1766 | 5839.1887 | 0.30795 | 1798.1766 | 1.0434
Nonequipment | CO Sensors for Parking Garage Exhaust | Commercial | Existing | College and University | 4980.032 | 0.33 | 15 | 0.20046 | 0.20046 | 607 | 5839.1887 | 1798.1766 | 607 | 2.9624 | 5839.1887 | 607 | 9.6198 | 1798.1766 | 5839.1887 | 0.30795 | 1798.1766 | 1.0434
Nonequipment | CO Sensors for Parking Garage Exhaust | Commercial | Existing | Grocery | 4980.032 | 0.33 | 15 | 0.20046 | 0.20046 | 607 | 5839.1887 | 1798.1766 | 607 | 2.9624 | 5839.1887 | 607 | 9.6198 | 1798.1766 | 5839.1887 | 0.30795 | 1798.1766 | 1.0434
Nonequipment | CO Sensors for Parking Garage Exhaust | Commercial | Existing | Healthcare | 4980.032 | 0.33 | 15 | 0.20046 | 0.20046 | 607 | 5839.1887 | 1798.1766 | 607 | 2.9624 | 5839.1887 | 607 | 9.6198 | 1798.1766 | 5839.1887 | 0.30795 | 1798.1766 | 1.0434
Nonequipment | CO Sensors for Parking Garage Exhaust | Commercial | Existing | Hospitals | 4980.032 | 0.33 | 15 | 0.20046 | 0.20046 | 607 | 5839.1887 | 1798.1766 | 607 | 2.9624 | 5839.1887 | 607 | 9.6198 | 1798.1766 | 5839.1887 | 0.30795 | 1798.1766 | 1.0434
Nonequipment | CO Sensors for Parking Garage Exhaust | Commercial | Existing | Institutional | 4980.032 | 0.33 | 15 | 0.20046 | 0.20046 | 607 | 5839.1887 | 1798.1766 | 607 | 2.9624 | 5839.1887 | 607 | 9.6198 | 1798.1766 | 5839.1887 | 0.30795 | 1798.1766 | 1.0434
Nonequipment | CO Sensors for Parking Garage Exhaust | Commercial | Existing | Lodging/Hospitality | 4980.032 | 0.33 | 15 | 0.20046 | 0.20046 | 607 | 5839.1887 | 1798.1766 | 607 | 2.9624 | 5839.1887 | 607 | 9.6198 | 1798.1766 | 5839.1887 | 0.30795 | 1798.1766 | 1.0434
Nonequipment | CO Sensors for Parking Garage Exhaust | Commercial | Existing | Miscellaneous | 4980.032 | 0.33 | 15 | 0.20046 | 0.20046 | 607 | 5839.1887 | 1798.1766 | 607 | 2.9624 | 5839.1887 | 607 | 9.6198 | 1798.1766 | 5839.1887 | 0.30795 | 1798.1766 | 1.0434
Nonequipment | CO Sensors for Parking Garage Exhaust | Commercial | Existing | Offices | 4980.032 | 0.33 | 15 | 0.20046 | 0.20046 | 607 | 5839.1887 | 1798.1766 | 607 | 2.9624 | 5839.1887 | 607 | 9.6198 | 1798.1766 | 5839.1887 | 0.30795 | 1798.1766 | 1.0434
Nonequipment | CO Sensors for Parking Garage Exhaust | Commercial | Existing | Restaurants | 4980.032 | 0.33 | 15 | 0.20046 | 0.20046 | 607 | 5839.1887 | 1798.1766 | 607 | 2.9624 | 5839.1887 | 607 | 9.6198 | 1798.1766 | 5839.1887 | 0.30795 | 1798.1766 | 1.0434
Nonequipment | CO Sensors for Parking Garage Exhaust | Commercial | Existing | Retail | 4980.032 | 0.33 | 15 | 0.20046 | 0.20046 | 607 | 5839.1887 | 1798.1766 | 607 | 2.9624 | 5839.1887 | 607 | 9.6198 | 1798.1766 | 5839.1887 | 0.30795 | 1798.1766 | 1.0434
Nonequipment | CO Sensors for Parking Garage Exhaust | Commercial | Existing | Schools K-12 | 4980.032 | 0.33 | 15 | 0.20046 | 0.20046 | 607 | 5839.1887 | 1798.1766 | 607 | 2.9624 | 5839.1887 | 607 | 9.6198 | 1798.1766 | 5839.1887 | 0.30795 | 1798.1766 | 1.0434
Nonequipment | CO Sensors for Parking Garage Exhaust | Commercial | Existing | Warehouse | 4980.032 | 0.33 | 15 | 0.20046 | 0.20046 | 607 | 5839.1887 | 1798.1766 | 607 | 2.9624 | 5839.1887 | 607 | 9.6198 | 1798.1766 | 5839.1887 | 0.30795 | 1798.1766 | 1.0434
Nonequipment | CO Sensors for Parking Garage Exhaust | Commercial | New | Assembly | 4980.032 | 0.33 | 15 | 0.20046 | 0.20046 | 607 | 5839.1887 | 1798.1766 | 607 | 2.9624 | 5839.1887 | 607 | 9.6198 | 1798.1766 | 5839.1887 | 0.30795 | 1798.1766 | 1.0434
Nonequipment | CO Sensors for Parking Garage Exhaust | Commercial | New | College and University | 4980.032 | 0.33 | 15 | 0.20046 | 0.20046 | 607 | 5839.1887 | 1798.1766 | 607 | 2.9624 | 5839.1887 | 607 | 9.6198 | 1798.1766 | 5839.1887 | 0.30795 | 1798.1766 | 1.0434
Nonequipment | CO Sensors for Parking Garage Exhaust | Commercial | New | Grocery | 4980.032 | 0.33 | 15 | 0.20046 | 0.20046 | 607 | 5839.1887 | 1798.1766 | 607 | 2.9624 | 5839.1887 | 607 | 9.6198 | 1798.1766 | 5839.1887 | 0.30795 | 1798.1766 | 1.0434
Nonequipment | CO Sensors for Parking Garage Exhaust | Commercial | New | Healthcare | 4980.032 | 0.33 | 15 | 0.20046 | 0.20046 | 607 | 5839.1887 | 1798.1766 | 607 | 2.9624 | 5839.1887 | 607 | 9.6198 | 1798.1766 | 5839.1887 | 0.30795 | 1798.1766 | 1.0434
Nonequipment | CO Sensors for Parking Garage Exhaust | Commercial | New | Hospitals | 4980.032 | 0.33 | 15 | 0.20046 | 0.20046 | 607 | 5839.1887 | 1798.1766 | 607 | 2.9624 | 5839.1887 | 607 | 9.6198 | 1798.1766 | 5839.1887 | 0.30795 | 1798.1766 | 1.0434
Nonequipment | CO Sensors for Parking Garage Exhaust | Commercial | New | Institutional | 4980.032 | 0.33 | 15 | 0.20046 | 0.20046 | 607 | 5839.1887 | 1798.1766 | 607 | 2.9624 | 5839.1887 | 607 | 9.6198 | 1798.1766 | 5839.1887 | 0.30795 | 1798.1766 | 1.0434
Nonequipment | CO Sensors for Parking Garage Exhaust | Commercial | New | Lodging/Hospitality | 4980.032 | 0.33 | 15 | 0.20046 | 0.20046 | 607 | 5839.1887 | 1798.1766 | 607 | 2.9624 | 5839.1887 | 607 | 9.6198 | 1798.1766 | 5839.1887 | 0.30795 | 1798.1766 | 1.0434
Nonequipment | CO Sensors for Parking Garage Exhaust | Commercial | New | Miscellaneous | 4980.032 | 0.33 | 15 | 0.20046 | 0.20046 | 607 | 5839.1887 | 1798.1766 | 607 | 2.9624 | 5839.1887 | 607 | 9.6198 | 1798.1766 | 5839.1887 | 0.30795 | 1798.1766 | 1.0434
Nonequipment | CO Sensors for Parking Garage Exhaust | Commercial | New | Offices | 4980.032 | 0.33 | 15 | 0.20046 | 0.20046 | 607 | 5839.1887 | 1798.1766 | 607 | 2.9624 | 5839.1887 | 607 | 9.6198 | 1798.1766 | 5839.1887 | 0.30795 | 1798.1766 | 1.0434
Nonequipment | CO Sensors for Parking Garage Exhaust | Commercial | New | Restaurants | 4980.032 | 0.33 | 15 | 0.20046 | 0.20046 | 607 | 5839.1887 | 1798.1766 | 607 | 2.9624 | 5839.1887 | 607 | 9.6198 | 1798.1766 | 5839.1887 | 0.30795 | 1798.1766 | 1.0434
Nonequipment | CO Sensors for Parking Garage Exhaust | Commercial | New | Retail | 4980.032 | 0.33 | 15 | 0.20046 | 0.20046 | 607 | 5839.1887 | 1798.1766 | 607 | 2.9624 | 5839.1887 | 607 | 9.6198 | 1798.1766 | 5839.1887 | 0.30795 | 1798.1766 | 1.0434
Nonequipment | CO Sensors for Parking Garage Exhaust | Commercial | New | Schools K-12 | 4980.032 | 0.33 | 15 | 0.20046 | 0.20046 | 607 | 5839.1887 | 1798.1766 | 607 | 2.9624 | 5839.1887 | 607 | 9.6198 | 1798.1766 | 5839.1887 | 0.30795 | 1798.1766 | 1.0434
Nonequipment | CO Sensors for Parking Garage Exhaust | Commercial | New | Warehouse | 4980.032 | 0.33 | 15 | 0.20046 | 0.20046 | 607 | 5839.1887 | 1798.1766 | 607 | 2.9624 | 5839.1887 | 607 | 9.6198 | 1798.1766 | 5839.1887 | 0.30795 | 1798.1766 | 1.0434
Nonequipment | Demand Controlled Ventilation | Commercial | Existing | Assembly | 4678.5352 | 0.5 | 10 | 0.4871 | 2.7424 | 1500 | 4246.6092 | 1472.2112 | 1500 | 0.98147 | 4246.6092 | 1500 | 2.8311 | 1472.2112 | 4246.6092 | 0.34668 | 1472.2112 | 2.7445
Nonequipment | Demand Controlled Ventilation | Commercial | Existing | College and University | 27943.0441 | 0.5 | 10 | 2.9093 | 16.3792 | 4500 | 25363.3207 | 8792.9363 | 4500 | 1.954 | 25363.3207 | 4500 | 5.6363 | 8792.9363 | 25363.3207 | 0.34668 | 8792.9363 | 1.3786
Nonequipment | Demand Controlled Ventilation | Commercial | Existing | Grocery | 2125.2697 | 0.094339 | 10 | 0.22127 | 1.2458 | 1500 | 1929.0632 | 668.7661 | 1500 | 0.44584 | 1929.0632 | 1500 | 1.286 | 668.7661 | 1929.0632 | 0.34668 | 668.7661 | 6.0418
Nonequipment | Demand Controlled Ventilation | Commercial | Existing | Healthcare | 9075.7228 | 0.2308 | 10 | 0.94492 | 5.3199 | 1500 | 8237.8451 | 2855.8897 | 1500 | 1.9039 | 8237.8451 | 1500 | 5.4919 | 2855.8897 | 8237.8451 | 0.34668 | 2855.8897 | 1.4148
Nonequipment | Demand Controlled Ventilation | Commercial | Existing | Hospitals | 94567.6036 | 0.2308 | 10 | 9.8459 | 55.4323 | 10500 | 85837.0496 | 29757.9217 | 10500 | 2.8341 | 85837.0496 | 10500 | 8.175 | 29757.9217 | 85837.0496 | 0.34668 | 29757.9217 | 0.95046
Nonequipment | Demand Controlled Ventilation | Commercial | Existing | Institutional | 9305.5485 | 0.20471 | 10 | 0.96884 | 5.4546 | 1500 | 8446.4531 | 2928.2098 | 1500 | 1.9521 | 8446.4531 | 1500 | 5.631 | 2928.2098 | 8446.4531 | 0.34668 | 2928.2098 | 1.3799
Nonequipment | Demand Controlled Ventilation | Commercial | Existing | Lodging/Hospitality | 15248.3191 | 0.40891 | 10 | 1.5876 | 8.938 | 3000 | 13840.5825 | 4798.2424 | 3000 | 1.5994 | 13840.5825 | 3000 | 4.6135 | 4798.2424 | 13840.5825 | 0.34668 | 4798.2424 | 1.6842
Nonequipment | Demand Controlled Ventilation | Commercial | Existing | Miscellaneous | 13832.6709 | 0.031918 | 10 | 1.4402 | 8.1082 | 3000 | 12555.6281 | 4352.7754 | 3000 | 1.4509 | 12555.6281 | 3000 | 4.1852 | 4352.7754 | 12555.6281 | 0.34668 | 4352.7754 | 1.8565
Nonequipment | Demand Controlled Ventilation | Commercial | Existing | Offices | 7246.3338 | 0.22369 | 10 | 0.75445 | 4.2476 | 1500 | 6577.3467 | 2280.2295 | 1500 | 1.5202 | 6577.3467 | 1500 | 4.3849 | 2280.2295 | 6577.3467 | 0.34668 | 2280.2295 | 1.772
Nonequipment | Demand Controlled Ventilation | Commercial | Existing | Restaurants | 2291.3025 | 0.097609 | 10 | 0.23856 | 1.3431 | 1500 | 2079.7677 | 721.0122 | 1500 | 0.48067 | 2079.7677 | 1500 | 1.3865 | 721.0122 | 2079.7677 | 0.34668 | 721.0122 | 5.604
Nonequipment | Demand Controlled Ventilation | Commercial | Existing | Retail | 5126.5164 | 0.5 | 10 | 0.53375 | 3.005 | 1500 | 4653.2325 | 1613.179 | 1500 | 1.0755 | 4653.2325 | 1500 | 3.1022 | 1613.179 | 4653.2325 | 0.34668 | 1613.179 | 2.5047
Nonequipment | Demand Controlled Ventilation | Commercial | Existing | Schools K-12 | 19158.2709 | 0.5 | 10 | 1.9947 | 11.2299 | 3000 | 17389.5646 | 6028.6007 | 3000 | 2.0095 | 17389.5646 | 3000 | 5.7965 | 6028.6007 | 17389.5646 | 0.34668 | 6028.6007 | 1.3405
Nonequipment | Demand Controlled Ventilation | Commercial | Existing | Warehouse | 1903.19 | 0.5 | 10 | 0.19815 | 1.1156 | 1500 | 1727.486 | 598.8835 | 1500 | 0.39926 | 1727.486 | 1500 | 1.1517 | 598.8835 | 1727.486 | 0.34668 | 598.8835 | 6.7468
Nonequipment | Demand Controlled Ventilation | Commercial | New | Assembly | 4678.5352 | 0.5 | 10 | 0.4871 | 2.7424 | 1500 | 4246.6092 | 1472.2112 | 1500 | 0.98147 | 4246.6092 | 1500 | 2.8311 | 1472.2112 | 4246.6092 | 0.34668 | 1472.2112 | 2.7445
Nonequipment | Demand Controlled Ventilation | Commercial | New | College and University | 27943.0441 | 0.5 | 10 | 2.9093 | 16.3792 | 4500 | 25363.3207 | 8792.9363 | 4500 | 1.954 | 25363.3207 | 4500 | 5.6363 | 8792.9363 | 25363.3207 | 0.34668 | 8792.9363 | 1.3786
Nonequipment | Demand Controlled Ventilation | Commercial | New | Grocery | 2125.2697 | 0.094339 | 10 | 0.22127 | 1.2458 | 1500 | 1929.0632 | 668.7661 | 1500 | 0.44584 | 1929.0632 | 1500 | 1.286 | 668.7661 | 1929.0632 | 0.34668 | 668.7661 | 6.0418
Nonequipment | Demand Controlled Ventilation | Commercial | New | Healthcare | 9075.7228 | 0.2308 | 10 | 0.94492 | 5.3199 | 1500 | 8237.8451 | 2855.8897 | 1500 | 1.9039 | 8237.8451 | 1500 | 5.4919 | 2855.8897 | 8237.8451 | 0.34668 | 2855.8897 | 1.4148
Nonequipment | Demand Controlled Ventilation | Commercial | New | Hospitals | 94567.6036 | 0.2308 | 10 | 9.8459 | 55.4323 | 10500 | 85837.0496 | 29757.9217 | 10500 | 2.8341 | 85837.0496 | 10500 | 8.175 | 29757.9217 | 85837.0496 | 0.34668 | 29757.9217 | 0.95046
Nonequipment | Demand Controlled Ventilation | Commercial | New | Institutional | 9305.5485 | 0.20471 | 10 | 0.96884 | 5.4546 | 1500 | 8446.4531 | 2928.2098 | 1500 | 1.9521 | 8446.4531 | 1500 | 5.631 | 2928.2098 | 8446.4531 | 0.34668 | 2928.2098 | 1.3799
Nonequipment | Demand Controlled Ventilation | Commercial | New | Lodging/Hospitality | 15248.3191 | 0.40891 | 10 | 1.5876 | 8.938 | 3000 | 13840.5825 | 4798.2424 | 3000 | 1.5994 | 13840.5825 | 3000 | 4.6135 | 4798.2424 | 13840.5825 | 0.34668 | 4798.2424 | 1.6842
Nonequipment | Demand Controlled Ventilation | Commercial | New | Miscellaneous | 13832.6709 | 0.031918 | 10 | 1.4402 | 8.1082 | 3000 | 12555.6281 | 4352.7754 | 3000 | 1.4509 | 12555.6281 | 3000 | 4.1852 | 4352.7754 | 12555.6281 | 0.34668 | 4352.7754 | 1.8565
Nonequipment | Demand Controlled Ventilation | Commercial | New | Offices | 7246.3338 | 0.22369 | 10 | 0.75445 | 4.2476 | 1500 | 6577.3467 | 2280.2295 | 1500 | 1.5202 | 6577.3467 | 1500 | 4.3849 | 2280.2295 | 6577.3467 | 0.34668 | 2280.2295 | 1.772
Nonequipment | Demand Controlled Ventilation | Commercial | New | Restaurants | 2291.3025 | 0.097609 | 10 | 0.23856 | 1.3431 | 1500 | 2079.7677 | 721.0122 | 1500 | 0.48067 | 2079.7677 | 1500 | 1.3865 | 721.0122 | 2079.7677 | 0.34668 | 721.0122 | 5.604
Nonequipment | Demand Controlled Ventilation | Commercial | New | Retail | 5126.5164 | 0.5 | 10 | 0.53375 | 3.005 | 1500 | 4653.2325 | 1613.179 | 1500 | 1.0755 | 4653.2325 | 1500 | 3.1022 | 1613.179 | 4653.2325 | 0.34668 | 1613.179 | 2.5047
Nonequipment | Demand Controlled Ventilation | Commercial | New | Schools K-12 | 19158.2709 | 0.5 | 10 | 1.9947 | 11.2299 | 3000 | 17389.5646 | 6028.6007 | 3000 | 2.0095 | 17389.5646 | 3000 | 5.7965 | 6028.6007 | 17389.5646 | 0.34668 | 6028.6007 | 1.3405
Nonequipment | Demand Controlled Ventilation | Commercial | New | Warehouse | 1903.19 | 0.5 | 10 | 0.19815 | 1.1156 | 1500 | 1727.486 | 598.8835 | 1500 | 0.39926 | 1727.486 | 1500 | 1.1517 | 598.8835 | 1727.486 | 0.34668 | 598.8835 | 6.7468
Nonequipment | VAV System | Commercial | Existing | Assembly | 69747.4569 | 0.3 | 10 | 19.8511 | 20.1456 | 5039.4571 | 63878.8721 | 23849.5013 | 5039.4571 | 4.7326 | 63878.8721 | 5039.4571 | 12.6757 | 23849.5013 | 63878.8721 | 0.37336 | 23849.5013 | 0.61851
Nonequipment | VAV System | Commercial | Existing | College and University | 274878.2198 | 0.3 | 10 | 78.2342 | 79.3948 | 19860.7529 | 251749.8331 | 93992.0787 | 19860.7529 | 4.7326 | 251749.8331 | 19860.7529 | 12.6757 | 93992.0787 | 251749.8331 | 0.37336 | 93992.0787 | 0.61851
Nonequipment | VAV System | Commercial | Existing | Grocery | 17056.3424 | 0.3 | 10 | 4.8545 | 4.9265 | 1232.3705 | 15621.2134 | 5832.2594 | 1232.3705 | 4.7326 | 15621.2134 | 1232.3705 | 12.6757 | 5832.2594 | 15621.2134 | 0.37336 | 5832.2594 | 0.61851
Nonequipment | VAV System | Commercial | Existing | Healthcare | 72837.1712 | 0.3 | 10 | 20.7305 | 21.038 | 5262.698 | 66708.6163 | 24906.0007 | 5262.698 | 4.7326 | 66708.6163 | 5262.698 | 12.6757 | 24906.0007 | 66708.6163 | 0.37336 | 24906.0007 | 0.61851
Nonequipment | VAV System | Commercial | Existing | Hospitals | 758951.8639 | 0.3 | 10 | 216.0084 | 219.2128 | 54836.4852 | 695093.2859 | 259516.6084 | 54836.4852 | 4.7326 | 695093.2859 | 54836.4852 | 12.6757 | 259516.6084 | 695093.2859 | 0.37336 | 259516.6084 | 0.61851
Nonequipment | VAV System | Commercial | Existing | Institutional | 74681.6361 | 0.3 | 10 | 21.2554 | 21.5708 | 5395.966 | 68397.887 | 25536.6985 | 5395.966 | 4.7326 | 68397.887 | 5395.966 | 12.6757 | 25536.6985 | 68397.887 | 0.37336 | 25536.6985 | 0.61851
Nonequipment | VAV System | Commercial | Existing | Lodging/Hospitality | 122375.3139 | 0.3 | 10 | 34.8297 | 35.3464 | 8841.9733 | 112078.5957 | 41845.1129 | 8841.9733 | 4.7326 | 112078.5957 | 8841.9733 | 12.6757 | 41845.1129 | 112078.5957 | 0.37336 | 41845.1129 | 0.61851
Nonequipment | VAV System | Commercial | Existing | Miscellaneous | 111014.0362 | 0.3 | 10 | 31.5962 | 32.0649 | 8021.0878 | 101673.2613 | 37960.2285 | 8021.0878 | 4.7326 | 101673.2613 | 8021.0878 | 12.6757 | 37960.2285 | 101673.2613 | 0.37336 | 37960.2285 | 0.61851
Nonequipment | VAV System | Commercial | Existing | Offices | 58155.4186 | 0.3 | 10 | 16.5519 | 16.7974 | 4201.8986 | 53262.1934 | 19885.7104 | 4201.8986 | 4.7326 | 53262.1934 | 4201.8986 | 12.6757 | 19885.7104 | 53262.1934 | 0.37336 | 19885.7104 | 0.61851
Nonequipment | VAV System | Commercial | Existing | Restaurants | 18388.8374 | 0.3 | 10 | 5.2337 | 5.3114 | 1328.6471 | 16841.5917 | 6287.8938 | 1328.6471 | 4.7326 | 16841.5917 | 1328.6471 | 12.6757 | 6287.8938 | 16841.5917 | 0.37336 | 6287.8938 | 0.61851
Nonequipment | VAV System | Commercial | Existing | Retail | 41426.7224 | 0.3 | 10 | 11.7906 | 11.9655 | 2993.2015 | 37941.0578 | 14165.4866 | 2993.2015 | 4.7326 | 37941.0578 | 2993.2015 | 12.6757 | 14165.4866 | 37941.0578 | 0.37336 | 14165.4866 | 0.61851
Nonequipment | VAV System | Commercial | Existing | Schools K-12 | 188461.6219 | 0.3 | 10 | 53.6388 | 54.4345 | 13616.9017 | 172604.3696 | 64442.718 | 13616.9017 | 4.7326 | 172604.3696 | 13616.9017 | 12.6757 | 64442.718 | 172604.3696 | 0.37336 | 64442.718 | 0.61851
Nonequipment | VAV System | Commercial | Existing | Warehouse | 58151.6527 | 0.3 | 10 | 16.5508 | 16.7963 | 4201.6265 | 53258.7444 | 19884.4227 | 4201.6265 | 4.7326 | 53258.7444 | 4201.6265 | 12.6757 | 19884.4227 | 53258.7444 | 0.37336 | 19884.4227 | 0.61851
Nonequipment | VAV System | Commercial | New | Assembly | 69747.4569 | 0.3 | 10 | 19.8511 | 20.1456 | 5039.4571 | 63878.8721 | 23849.5013 | 5039.4571 | 4.7326 | 63878.8721 | 5039.4571 | 12.6757 | 23849.5013 | 63878.8721 | 0.37336 | 23849.5013 | 0.61851
Nonequipment | VAV System | Commercial | New | College and University | 274878.2198 | 0.3 | 10 | 78.2342 | 79.3948 | 19860.7529 | 251749.8331 | 93992.0787 | 19860.7529 | 4.7326 | 251749.8331 | 19860.7529 | 12.6757 | 93992.0787 | 251749.8331 | 0.37336 | 93992.0787 | 0.61851
Nonequipment | VAV System | Commercial | New | Grocery | 17056.3424 | 0.3 | 10 | 4.8545 | 4.9265 | 1232.3705 | 15621.2134 | 5832.2594 | 1232.3705 | 4.7326 | 15621.2134 | 1232.3705 | 12.6757 | 5832.2594 | 15621.2134 | 0.37336 | 5832.2594 | 0.61851
Nonequipment | VAV System | Commercial | New | Healthcare | 72837.1712 | 0.3 | 10 | 20.7305 | 21.038 | 5262.698 | 66708.6163 | 24906.0007 | 5262.698 | 4.7326 | 66708.6163 | 5262.698 | 12.6757 | 24906.0007 | 66708.6163 | 0.37336 | 24906.0007 | 0.61851
Nonequipment | VAV System | Commercial | New | Hospitals | 758951.8639 | 0.3 | 10 | 216.0084 | 219.2128 | 54836.4852 | 695093.2859 | 259516.6084 | 54836.4852 | 4.7326 | 695093.2859 | 54836.4852 | 12.6757 | 259516.6084 | 695093.2859 | 0.37336 | 259516.6084 | 0.61851
Nonequipment | VAV System | Commercial | New | Institutional | 74681.6361 | 0.3 | 10 | 21.2554 | 21.5708 | 5395.966 | 68397.887 | 25536.6985 | 5395.966 | 4.7326 | 68397.887 | 5395.966 | 12.6757 | 25536.6985 | 68397.887 | 0.37336 | 25536.6985 | 0.61851
Nonequipment | VAV System | Commercial | New | Lodging/Hospitality | 122375.3139 | 0.3 | 10 | 34.8297 | 35.3464 | 8841.9733 | 112078.5957 | 41845.1129 | 8841.9733 | 4.7326 | 112078.5957 | 8841.9733 | 12.6757 | 41845.1129 | 112078.5957 | 0.37336 | 41845.1129 | 0.61851
Nonequipment | VAV System | Commercial | New | Miscellaneous | 111014.0362 | 0.3 | 10 | 31.5962 | 32.0649 | 8021.0878 | 101673.2613 | 37960.2285 | 8021.0878 | 4.7326 | 101673.2613 | 8021.0878 | 12.6757 | 37960.2285 | 101673.2613 | 0.37336 | 37960.2285 | 0.61851
Nonequipment | VAV System | Commercial | New | Offices | 58155.4186 | 0.3 | 10 | 16.5519 | 16.7974 | 4201.8986 | 53262.1934 | 19885.7104 | 4201.8986 | 4.7326 | 53262.1934 | 4201.8986 | 12.6757 | 19885.7104 | 53262.1934 | 0.37336 | 19885.7104 | 0.61851
Nonequipment | VAV System | Commercial | New | Restaurants | 18388.8374 | 0.3 | 10 | 5.2337 | 5.3114 | 1328.6471 | 16841.5917 | 6287.8938 | 1328.6471 | 4.7326 | 16841.5917 | 1328.6471 | 12.6757 | 6287.8938 | 16841.5917 | 0.37336 | 6287.8938 | 0.61851
Nonequipment | VAV System | Commercial | New | Retail | 41426.7224 | 0.3 | 10 | 11.7906 | 11.9655 | 2993.2015 | 37941.0578 | 14165.4866 | 2993.2015 | 4.7326 | 37941.0578 | 2993.2015 | 12.6757 | 14165.4866 | 37941.0578 | 0.37336 | 14165.4866 | 0.61851
Nonequipment | VAV System | Commercial | New | Schools K-12 | 188461.6219 | 0.3 | 10 | 53.6388 | 54.4345 | 13616.9017 | 172604.3696 | 64442.718 | 13616.9017 | 4.7326 | 172604.3696 | 13616.9017 | 12.6757 | 64442.718 | 172604.3696 | 0.37336 | 64442.718 | 0.61851
Nonequipment | VAV System | Commercial | New | Warehouse | 58151.6527 | 0.3 | 10 | 16.5508 | 16.7963 | 4201.6265 | 53258.7444 | 19884.4227 | 4201.6265 | 4.7326 | 53258.7444 | 4201.6265 | 12.6757 | 19884.4227 | 53258.7444 | 0.37336 | 19884.4227 | 0.61851
Nonequipment | Retro-Commissioning | Commercial | Existing | Assembly | 19406.44 | 0.16 | 5 | 3.2444 | 10.0589 | 5780.176 | 10323.2782 | 3755.9458 | 5780.176 | 0.6498 | 10323.2782 | 5780.176 | 1.786 | 3755.9458 | 10323.2782 | 0.36383 | 3755.9458 | 2.5497
Nonequipment | Retro-Commissioning | Commercial | Existing | College and University | 115907.03 | 0.16 | 5 | 48.8723 | 0.56148 | 22779.963 | 62437.808 | 24963.3158 | 22779.963 | 1.0958 | 62437.808 | 22779.963 | 2.7409 | 24963.3158 | 62437.808 | 0.39981 | 24963.3158 | 1.6824
Nonequipment | Retro-Commissioning | Commercial | Existing | Grocery | 46722.91 | 0.16 | 5 | 14.4255 | 27.951 | 1413.509 | 25029.4323 | 9976.9952 | 1413.509 | 7.0583 | 25029.4323 | 1413.509 | 17.7073 | 9976.9952 | 25029.4323 | 0.39861 | 9976.9952 | 0.25897
Nonequipment | Retro-Commissioning | Commercial | Existing | Healthcare | 81555.02 | 0.16 | 5 | 13.6345 | 42.2724 | 6036.2297 | 43383.287 | 15784.2569 | 6036.2297 | 2.6149 | 43383.287 | 6036.2297 | 7.1871 | 15784.2569 | 43383.287 | 0.36383 | 15784.2569 | 0.63358
Nonequipment | Retro-Commissioning | Commercial | Existing | Hospitals | 849790.53 | 0.16 | 5 | 358.3151 | 4.1166 | 62896.5633 | 457772.5612 | 183022.4565 | 62896.5633 | 2.9099 | 457772.5612 | 62896.5633 | 7.2782 | 183022.4565 | 457772.5612 | 0.39981 | 183022.4565 | 0.63358
Nonequipment | Retro-Commissioning | Commercial | Existing | Institutional | 94278.48 | 0.16 | 5 | 15.7616 | 48.8673 | 6189.0859 | 50151.5463 | 18246.7707 | 6189.0859 | 2.9482 | 50151.5463 | 6189.0859 | 8.1032 | 18246.7707 | 50151.5463 | 0.36383 | 18246.7707 | 0.56196
Nonequipment | Retro-Commissioning | Commercial | Existing | Lodging/Hospitality | 77338.89 | 0.16 | 5 | 23.8781 | 46.2663 | 10141.6006 | 41430.3928 | 16514.5907 | 10141.6006 | 1.6284 | 41430.3928 | 10141.6006 | 4.0852 | 16514.5907 | 41430.3928 | 0.39861 | 16514.5907 | 1.1225
Nonequipment | Retro-Commissioning | Commercial | Existing | Miscellaneous | 898821.23 | 0.16 | 5 | 150.2665 | 465.8856 | 86393.6779 | 478128.9909 | 173958.9449 | 86393.6779 | 2.0136 | 478128.9909 | 86393.6779 | 5.5343 | 173958.9449 | 478128.9909 | 0.36383 | 173958.9449 | 0.82281
Nonequipment | Retro-Commissioning | Commercial | Existing | Offices | 67187.23 | 0.16 | 5 | 11.2325 | 34.8251 | 4819.5098 | 35740.3246 | 13003.4975 | 4819.5098 | 2.6981 | 35740.3246 | 4819.5098 | 7.4158 | 13003.4975 | 35740.3246 | 0.36383 | 13003.4975 | 0.61405
Nonequipment | Retro-Commissioning | Commercial | Existing | Restaurants | 48685.54 | 0.16 | 5 | 15.0315 | 29.1251 | 1523.9368 | 26080.8119 | 10396.0862 | 1523.9368 | 6.8219 | 26080.8119 | 1523.9368 | 17.1141 | 10396.0862 | 26080.8119 | 0.39861 | 10396.0862 | 0.26795
Nonequipment | Retro-Commissioning | Commercial | Existing | Retail | 21264.66 | 0.16 | 5 | 6.5654 | 12.7211 | 3433.1538 | 11391.4644 | 4540.7576 | 3433.1538 | 1.3226 | 11391.4644 | 3433.1538 | 3.3181 | 4540.7576 | 11391.4644 | 0.39861 | 4540.7576 | 1.3821
Nonequipment | Retro-Commissioning | Commercial | Existing | Schools K-12 | 79468.03 | 0.16 | 5 | 13.2856 | 41.1906 | 15618.3665 | 42273.1103 | 15380.3384 | 15618.3665 | 0.98476 | 42273.1103 | 15618.3665 | 2.7066 | 15380.3384 | 42273.1103 | 0.36383 | 15380.3384 | 1.6824
Nonequipment | Retro-Commissioning | Commercial | Existing | Warehouse | 7894.4 | 0.16 | 5 | 1.3198 | 4.0919 | 4819.1977 | 4199.4352 | 1527.8917 | 4819.1977 | 0.31704 | 4199.4352 | 4819.1977 | 0.8714 | 1527.8917 | 4199.4352 | 0.36383 | 1527.8917 | 5.2257
Nonequipment | Retro-Commissioning | Commercial | New | Assembly | 19406.44 | 0.16 | 5 | 3.2444 | 10.0589 | 5780.176 | 10323.2782 | 3755.9458 | 5780.176 | 0.6498 | 10323.2782 | 5780.176 | 1.786 | 3755.9458 | 10323.2782 | 0.36383 | 3755.9458 | 2.5497
Nonequipment | Retro-Commissioning | Commercial | New | College and University | 115907.03 | 0.16 | 5 | 48.8723 | 0.56148 | 22779.963 | 62437.808 | 24963.3158 | 22779.963 | 1.0958 | 62437.808 | 22779.963 | 2.7409 | 24963.3158 | 62437.808 | 0.39981 | 24963.3158 | 1.6824
Nonequipment | Retro-Commissioning | Commercial | New | Grocery | 46722.91 | 0.16 | 5 | 14.4255 | 27.951 | 1413.509 | 25029.4323 | 9976.9952 | 1413.509 | 7.0583 | 25029.4323 | 1413.509 | 17.7073 | 9976.9952 | 25029.4323 | 0.39861 | 9976.9952 | 0.25897
Nonequipment | Retro-Commissioning | Commercial | New | Healthcare | 81555.02 | 0.16 | 5 | 13.6345 | 42.2724 | 6036.2297 | 43383.287 | 15784.2569 | 6036.2297 | 2.6149 | 43383.287 | 6036.2297 | 7.1871 | 15784.2569 | 43383.287 | 0.36383 | 15784.2569 | 0.63358
Nonequipment | Retro-Commissioning | Commercial | New | Hospitals | 849790.53 | 0.16 | 5 | 358.3151 | 4.1166 | 62896.5633 | 457772.5612 | 183022.4565 | 62896.5633 | 2.9099 | 457772.5612 | 62896.5633 | 7.2782 | 183022.4565 | 457772.5612 | 0.39981 | 183022.4565 | 0.63358
Nonequipment | Retro-Commissioning | Commercial | New | Institutional | 94278.48 | 0.16 | 5 | 15.7616 | 48.8673 | 6189.0859 | 50151.5463 | 18246.7707 | 6189.0859 | 2.9482 | 50151.5463 | 6189.0859 | 8.1032 | 18246.7707 | 50151.5463 | 0.36383 | 18246.7707 | 0.56196
Nonequipment | Retro-Commissioning | Commercial | New | Lodging/Hospitality | 77338.89 | 0.16 | 5 | 23.8781 | 46.2663 | 10141.6006 | 41430.3928 | 16514.5907 | 10141.6006 | 1.6284 | 41430.3928 | 10141.6006 | 4.0852 | 16514.5907 | 41430.3928 | 0.39861 | 16514.5907 | 1.1225
Nonequipment | Retro-Commissioning | Commercial | New | Miscellaneous | 898821.23 | 0.16 | 5 | 150.2665 | 465.8856 | 86393.6779 | 478128.9909 | 173958.9449 | 86393.6779 | 2.0136 | 478128.9909 | 86393.6779 | 5.5343 | 173958.9449 | 478128.9909 | 0.36383 | 173958.9449 | 0.82281
Nonequipment | Retro-Commissioning | Commercial | New | Offices | 67187.23 | 0.16 | 5 | 11.2325 | 34.8251 | 4819.5098 | 35740.3246 | 13003.4975 | 4819.5098 | 2.6981 | 35740.3246 | 4819.5098 | 7.4158 | 13003.4975 | 35740.3246 | 0.36383 | 13003.4975 | 0.61405
Nonequipment | Retro-Commissioning | Commercial | New | Restaurants | 48685.54 | 0.16 | 5 | 15.0315 | 29.1251 | 1523.9368 | 26080.8119 | 10396.0862 | 1523.9368 | 6.8219 | 26080.8119 | 1523.9368 | 17.1141 | 10396.0862 | 26080.8119 | 0.39861 | 10396.0862 | 0.26795
Nonequipment | Retro-Commissioning | Commercial | New | Retail | 21264.66 | 0.16 | 5 | 6.5654 | 12.7211 | 3433.1538 | 11391.4644 | 4540.7576 | 3433.1538 | 1.3226 | 11391.4644 | 3433.1538 | 3.3181 | 4540.7576 | 11391.4644 | 0.39861 | 4540.7576 | 1.3821
Nonequipment | Retro-Commissioning | Commercial | New | Schools K-12 | 79468.03 | 0.16 | 5 | 13.2856 | 41.1906 | 15618.3665 | 42273.1103 | 15380.3384 | 15618.3665 | 0.98476 | 42273.1103 | 15618.3665 | 2.7066 | 15380.3384 | 42273.1103 | 0.36383 | 15380.3384 | 1.6824
Nonequipment | Retro-Commissioning | Commercial | New | Warehouse | 7894.4 | 0.16 | 5 | 1.3198 | 4.0919 | 4819.1977 | 4199.4352 | 1527.8917 | 4819.1977 | 0.31704 | 4199.4352 | 4819.1977 | 0.8714 | 1527.8917 | 4199.4352 | 0.36383 | 1527.8917 | 5.2257