## Sheet1
Technical Potential – Measure Savings
Customer | Measure | Segment | Vintage | Measure | Summer | Winter | Annual
Class | Type |  |  | Name | Peak (MW) | Peak (MW) | Energy (GWh)
Residential | Energy Efficiency | Single Family | Turnover | Energy Star Clothes Dryer | 0.022953 | 0.013331 | 145.9522
Residential | Energy Efficiency | Multi-Family | Turnover | Energy Star Clothes Dryer | 0.022953 | 0.013331 | 145.9522
Residential | Energy Efficiency | Manufactured Home | Turnover | Energy Star Clothes Dryer | 0.022953 | 0.013331 | 145.9522
Residential | Energy Efficiency | Single Family | New | Energy Star Clothes Dryer | 0.022953 | 0.013331 | 145.9522
Residential | Energy Efficiency | Multi-Family | New | Energy Star Clothes Dryer | 0.022953 | 0.013331 | 145.9522
Residential | Energy Efficiency | Manufactured Home | New | Energy Star Clothes Dryer | 0.022953 | 0.013331 | 145.9522
Residential | Energy Efficiency | Single Family | Turnover | Energy Star Clothes Washer | 0.085635 | 0.049737 | 544.539
Residential | Energy Efficiency | Multi-Family | Turnover | Energy Star Clothes Washer | 0.085635 | 0.049737 | 544.539
Residential | Energy Efficiency | Manufactured Home | Turnover | Energy Star Clothes Washer | 0.085635 | 0.049737 | 544.539
Residential | Energy Efficiency | Single Family | New | Energy Star Clothes Washer | 0.085635 | 0.049737 | 544.539
Residential | Energy Efficiency | Multi-Family | New | Energy Star Clothes Washer | 0.085635 | 0.049737 | 544.539
Residential | Energy Efficiency | Manufactured Home | New | Energy Star Clothes Washer | 0.085635 | 0.049737 | 544.539
Residential | Energy Efficiency | Single Family | Turnover | Energy Star Dishwasher | 0.0044126 | 0.0047969 | 40.303
Residential | Energy Efficiency | Multi-Family | Turnover | Energy Star Dishwasher | 0.0044126 | 0.0047969 | 40.303
Residential | Energy Efficiency | Manufactured Home | Turnover | Energy Star Dishwasher | 0.0044126 | 0.0047969 | 40.303
Residential | Energy Efficiency | Single Family | New | Energy Star Dishwasher | 0.0044126 | 0.0047969 | 40.303
Residential | Energy Efficiency | Multi-Family | New | Energy Star Dishwasher | 0.0044126 | 0.0047969 | 40.303
Residential | Energy Efficiency | Manufactured Home | New | Energy Star Dishwasher | 0.0044126 | 0.0047969 | 40.303
Residential | Energy Efficiency | Single Family | Turnover | Energy Star Freezer | 0.0085251 | 0.0058997 | 65.6
Residential | Energy Efficiency | Multi-Family | Turnover | Energy Star Freezer | 0.0085251 | 0.0058997 | 65.6
Residential | Energy Efficiency | Manufactured Home | Turnover | Energy Star Freezer | 0.0085251 | 0.0058997 | 65.6
Residential | Energy Efficiency | Single Family | New | Energy Star Freezer | 0.0085251 | 0.0058997 | 65.6
Residential | Energy Efficiency | Multi-Family | New | Energy Star Freezer | 0.0085251 | 0.0058997 | 65.6
Residential | Energy Efficiency | Manufactured Home | New | Energy Star Freezer | 0.0085251 | 0.0058997 | 65.6
Residential | Energy Efficiency | Single Family | Turnover | Energy Star Refrigerator | 0.013935 | 0.0046429 | 133.5
Residential | Energy Efficiency | Multi-Family | Turnover | Energy Star Refrigerator | 0.013935 | 0.0046429 | 133.5
Residential | Energy Efficiency | Manufactured Home | Turnover | Energy Star Refrigerator | 0.013935 | 0.0046429 | 133.5
Residential | Energy Efficiency | Single Family | New | Energy Star Refrigerator | 0.013935 | 0.0046429 | 133.5
Residential | Energy Efficiency | Multi-Family | New | Energy Star Refrigerator | 0.013935 | 0.0046429 | 133.5
Residential | Energy Efficiency | Manufactured Home | New | Energy Star Refrigerator | 0.013935 | 0.0046429 | 133.5
Residential | Energy Efficiency | Single Family | Turnover | Heat Pump Clothes Dryer | 0.033979 | 0.019735 | 216.0685
Residential | Energy Efficiency | Multi-Family | Turnover | Heat Pump Clothes Dryer | 0.033979 | 0.019735 | 216.0685
Residential | Energy Efficiency | Manufactured Home | Turnover | Heat Pump Clothes Dryer | 0.033979 | 0.019735 | 216.0685
Residential | Energy Efficiency | Single Family | New | Heat Pump Clothes Dryer | 0.033979 | 0.019735 | 216.0685
Residential | Energy Efficiency | Multi-Family | New | Heat Pump Clothes Dryer | 0.033979 | 0.019735 | 216.0685
Residential | Energy Efficiency | Manufactured Home | New | Heat Pump Clothes Dryer | 0.033979 | 0.019735 | 216.0685
Residential | Energy Efficiency | Single Family | Turnover | High Efficiency Convection Oven | 0.020919 | 0.0068781 | 84.3
Residential | Energy Efficiency | Multi-Family | Turnover | High Efficiency Convection Oven | 0.020919 | 0.0068781 | 84.3
Residential | Energy Efficiency | Manufactured Home | Turnover | High Efficiency Convection Oven | 0.020919 | 0.0068781 | 84.3
Residential | Energy Efficiency | Single Family | New | High Efficiency Convection Oven | 0.020919 | 0.0068781 | 84.3
Residential | Energy Efficiency | Multi-Family | New | High Efficiency Convection Oven | 0.020919 | 0.0068781 | 84.3
Residential | Energy Efficiency | Manufactured Home | New | High Efficiency Convection Oven | 0.020919 | 0.0068781 | 84.3
Residential | Energy Efficiency | Single Family | Turnover | High Efficiency Induction Cooktop | 0.12662 | 0.03038 | 533.952
Residential | Energy Efficiency | Multi-Family | Turnover | High Efficiency Induction Cooktop | 0.12662 | 0.03038 | 533.952
Residential | Energy Efficiency | Manufactured Home | Turnover | High Efficiency Induction Cooktop | 0.12662 | 0.03038 | 533.952
Residential | Energy Efficiency | Single Family | New | High Efficiency Induction Cooktop | 0.12662 | 0.03038 | 533.952
Residential | Energy Efficiency | Multi-Family | New | High Efficiency Induction Cooktop | 0.12662 | 0.03038 | 533.952
Residential | Energy Efficiency | Manufactured Home | New | High Efficiency Induction Cooktop | 0.12662 | 0.03038 | 533.952
Residential | Energy Efficiency | Single Family | Turnover | Heat Pump Water Heater | 0.09812 | 0.36651 | 1459.2984
Residential | Energy Efficiency | Multi-Family | Turnover | Heat Pump Water Heater | 0.077129 | 0.2881 | 1147.105
Residential | Energy Efficiency | Manufactured Home | Turnover | Heat Pump Water Heater | 0.076514 | 0.2858 | 1137.9603
Residential | Energy Efficiency | Single Family | New | Heat Pump Water Heater | 0.09812 | 0.36651 | 1459.2984
Residential | Energy Efficiency | Multi-Family | New | Heat Pump Water Heater | 0.077129 | 0.2881 | 1147.105
Residential | Energy Efficiency | Manufactured Home | New | Heat Pump Water Heater | 0.076514 | 0.2858 | 1137.9603
Residential | Energy Efficiency | Single Family | Turnover | Instantaneous Hot Water System | -0.0032502 | 0.03864 | 140.2982
Residential | Energy Efficiency | Multi-Family | Turnover | Instantaneous Hot Water System | -0.0025549 | 0.030373 | 110.2837
Residential | Energy Efficiency | Manufactured Home | Turnover | Instantaneous Hot Water System | -0.0025345 | 0.030131 | 109.4045
Residential | Energy Efficiency | Single Family | New | Instantaneous Hot Water System | -0.0032502 | 0.03864 | 140.2982
Residential | Energy Efficiency | Multi-Family | New | Instantaneous Hot Water System | -0.0025549 | 0.030373 | 110.2837
Residential | Energy Efficiency | Manufactured Home | New | Instantaneous Hot Water System | -0.0025345 | 0.030131 | 109.4045
Residential | Energy Efficiency | Single Family | Turnover | Solar Water Heater | 0.13377 | 0.01878 | 1789.7485
Residential | Energy Efficiency | Multi-Family | Turnover | Solar Water Heater | 0.10515 | 0.014763 | 1406.8606
Residential | Energy Efficiency | Manufactured Home | Turnover | Solar Water Heater | 0.10431 | 0.014645 | 1395.6451
Residential | Energy Efficiency | Single Family | New | Solar Water Heater | 0.13377 | 0.01878 | 1789.7485
Residential | Energy Efficiency | Multi-Family | New | Solar Water Heater | 0.10515 | 0.014763 | 1406.8606
Residential | Energy Efficiency | Manufactured Home | New | Solar Water Heater | 0.10431 | 0.014645 | 1395.6451
Residential | Energy Efficiency | Single Family | Turnover | Energy Star Air Purifier | 0.085069 | 0.061385 | 641.9636
Residential | Energy Efficiency | Multi-Family | Turnover | Energy Star Air Purifier | 0.085069 | 0.061385 | 641.9636
Residential | Energy Efficiency | Manufactured Home | Turnover | Energy Star Air Purifier | 0.085069 | 0.061385 | 641.9636
Residential | Energy Efficiency | Single Family | New | Energy Star Air Purifier | 0.085069 | 0.061385 | 641.9636
Residential | Energy Efficiency | Multi-Family | New | Energy Star Air Purifier | 0.085069 | 0.061385 | 641.9636
Residential | Energy Efficiency | Manufactured Home | New | Energy Star Air Purifier | 0.085069 | 0.061385 | 641.9636
Residential | Energy Efficiency | Single Family | Turnover | Energy Star Audio-Video Equipment | 0 | 0 | 80.2955
Residential | Energy Efficiency | Multi-Family | Turnover | Energy Star Audio-Video Equipment | 0 | 0 | 80.2955
Residential | Energy Efficiency | Manufactured Home | Turnover | Energy Star Audio-Video Equipment | 0 | 0 | 80.2955
Residential | Energy Efficiency | Single Family | New | Energy Star Audio-Video Equipment | 0 | 0 | 80.2955
Residential | Energy Efficiency | Multi-Family | New | Energy Star Audio-Video Equipment | 0 | 0 | 80.2955
Residential | Energy Efficiency | Manufactured Home | New | Energy Star Audio-Video Equipment | 0 | 0 | 80.2955
Residential | Energy Efficiency | Single Family | Turnover | Energy Star Imaging Equipment | 0.011573 | 0.0067571 | 127.645
Residential | Energy Efficiency | Multi-Family | Turnover | Energy Star Imaging Equipment | 0.011573 | 0.0067571 | 127.645
Residential | Energy Efficiency | Manufactured Home | Turnover | Energy Star Imaging Equipment | 0.011573 | 0.0067571 | 127.645
Residential | Energy Efficiency | Single Family | New | Energy Star Imaging Equipment | 0.011573 | 0.0067571 | 127.645
Residential | Energy Efficiency | Multi-Family | New | Energy Star Imaging Equipment | 0.011573 | 0.0067571 | 127.645
Residential | Energy Efficiency | Manufactured Home | New | Energy Star Imaging Equipment | 0.011573 | 0.0067571 | 127.645
Residential | Energy Efficiency | Single Family | Turnover | Energy Star Personal Computer | 0.018954 | 0.0040635 | 119.5512
Residential | Energy Efficiency | Multi-Family | Turnover | Energy Star Personal Computer | 0.018954 | 0.0040635 | 119.5512
Residential | Energy Efficiency | Manufactured Home | Turnover | Energy Star Personal Computer | 0.018954 | 0.0040635 | 119.5512
Residential | Energy Efficiency | Single Family | New | Energy Star Personal Computer | 0.018954 | 0.0040635 | 119.5512
Residential | Energy Efficiency | Multi-Family | New | Energy Star Personal Computer | 0.018954 | 0.0040635 | 119.5512
Residential | Energy Efficiency | Manufactured Home | New | Energy Star Personal Computer | 0.018954 | 0.0040635 | 119.5512
Residential | Energy Efficiency | Single Family | Turnover | Energy Star TV | 0.0076643 | 0.0045849 | 38.325
Residential | Energy Efficiency | Multi-Family | Turnover | Energy Star TV | 0.0076643 | 0.0045849 | 38.325
Residential | Energy Efficiency | Manufactured Home | Turnover | Energy Star TV | 0.0076643 | 0.0045849 | 38.325
Residential | Energy Efficiency | Single Family | New | Energy Star TV | 0.0076643 | 0.0045849 | 38.325
Residential | Energy Efficiency | Multi-Family | New | Energy Star TV | 0.0076643 | 0.0045849 | 38.325
Residential | Energy Efficiency | Manufactured Home | New | Energy Star TV | 0.0076643 | 0.0045849 | 38.325
Residential | Energy Efficiency | Single Family | Turnover | 14 SEER ASHP from base electric resistance heating | 0 | 1.5463 | 5482.4104
Residential | Energy Efficiency | Multi-Family | Turnover | 14 SEER ASHP from base electric resistance heating | 0 | 1.0309 | 3654.9403
Residential | Energy Efficiency | Manufactured Home | Turnover | 14 SEER ASHP from base electric resistance heating | 0 | 1.5463 | 5482.4104
Residential | Energy Efficiency | Single Family | New | 14 SEER ASHP from base electric resistance heating | 0 | 1.5463 | 5482.4104
Residential | Energy Efficiency | Multi-Family | New | 14 SEER ASHP from base electric resistance heating | 0 | 1.0309 | 3654.9403
Residential | Energy Efficiency | Manufactured Home | New | 14 SEER ASHP from base electric resistance heating | 0 | 1.5463 | 5482.4104
Residential | Energy Efficiency | Single Family | Turnover | 15 SEER Air Source Heat Pump | 0.1045 | 0.11103 | 393.6521
Residential | Energy Efficiency | Multi-Family | Turnover | 15 SEER Air Source Heat Pump | 0.069666 | 0.074019 | 262.4347
Residential | Energy Efficiency | Manufactured Home | Turnover | 15 SEER Air Source Heat Pump | 0.1045 | 0.11103 | 393.6521
Residential | Energy Efficiency | Single Family | New | 15 SEER Air Source Heat Pump | 0.1045 | 0.11103 | 393.6521
Residential | Energy Efficiency | Multi-Family | New | 15 SEER Air Source Heat Pump | 0.069666 | 0.074019 | 262.4347
Residential | Energy Efficiency | Manufactured Home | New | 15 SEER Air Source Heat Pump | 0.1045 | 0.11103 | 393.6521
Residential | Energy Efficiency | Single Family | Turnover | 15 SEER Central AC | 0.15798 | 0 | 255.9017
Residential | Energy Efficiency | Multi-Family | Turnover | 15 SEER Central AC | 0.10532 | 0 | 170.6011
Residential | Energy Efficiency | Manufactured Home | Turnover | 15 SEER Central AC | 0.15798 | 0 | 255.9017
Residential | Energy Efficiency | Single Family | New | 15 SEER Central AC | 0.15798 | 0 | 255.9017
Residential | Energy Efficiency | Multi-Family | New | 15 SEER Central AC | 0.10532 | 0 | 170.6011
Residential | Energy Efficiency | Manufactured Home | New | 15 SEER Central AC | 0.15798 | 0 | 255.9017
Residential | Energy Efficiency | Single Family | Turnover | 16 SEER Air Source Heat Pump | 0.21947 | 0.23318 | 826.7425
Residential | Energy Efficiency | Multi-Family | Turnover | 16 SEER Air Source Heat Pump | 0.14631 | 0.15545 | 551.1617
Residential | Energy Efficiency | Manufactured Home | Turnover | 16 SEER Air Source Heat Pump | 0.21947 | 0.23318 | 826.7425
Residential | Energy Efficiency | Single Family | New | 16 SEER Air Source Heat Pump | 0.21947 | 0.23318 | 826.7425
Residential | Energy Efficiency | Multi-Family | New | 16 SEER Air Source Heat Pump | 0.14631 | 0.15545 | 551.1617
Residential | Energy Efficiency | Manufactured Home | New | 16 SEER Air Source Heat Pump | 0.21947 | 0.23318 | 826.7425
Residential | Energy Efficiency | Single Family | Turnover | 16 SEER Central AC | 0.29621 | 0 | 479.8157
Residential | Energy Efficiency | Multi-Family | Turnover | 16 SEER Central AC | 0.19747 | 0 | 319.8771
Residential | Energy Efficiency | Manufactured Home | Turnover | 16 SEER Central AC | 0.29621 | 0 | 479.8157
Residential | Energy Efficiency | Single Family | New | 16 SEER Central AC | 0.29621 | 0 | 479.8157
Residential | Energy Efficiency | Multi-Family | New | 16 SEER Central AC | 0.19747 | 0 | 319.8771
Residential | Energy Efficiency | Manufactured Home | New | 16 SEER Central AC | 0.29621 | 0 | 479.8157
Residential | Energy Efficiency | Single Family | Turnover | 17 SEER Air Source Heat Pump | 0.3216 | 0.34169 | 1211.4716
Residential | Energy Efficiency | Multi-Family | Turnover | 17 SEER Air Source Heat Pump | 0.2144 | 0.22779 | 807.6477
Residential | Energy Efficiency | Manufactured Home | Turnover | 17 SEER Air Source Heat Pump | 0.3216 | 0.34169 | 1211.4716
Residential | Energy Efficiency | Single Family | New | 17 SEER Air Source Heat Pump | 0.3216 | 0.34169 | 1211.4716
Residential | Energy Efficiency | Multi-Family | New | 17 SEER Air Source Heat Pump | 0.2144 | 0.22779 | 807.6477
Residential | Energy Efficiency | Manufactured Home | New | 17 SEER Air Source Heat Pump | 0.3216 | 0.34169 | 1211.4716
Residential | Energy Efficiency | Single Family | Turnover | 17 SEER Central AC | 0.41818 | 0 | 677.3869
Residential | Energy Efficiency | Multi-Family | Turnover | 17 SEER Central AC | 0.27879 | 0 | 451.5913
Residential | Energy Efficiency | Manufactured Home | Turnover | 17 SEER Central AC | 0.41818 | 0 | 677.3869
Residential | Energy Efficiency | Single Family | New | 17 SEER Central AC | 0.41818 | 0 | 677.3869
Residential | Energy Efficiency | Multi-Family | New | 17 SEER Central AC | 0.27879 | 0 | 451.5913
Residential | Energy Efficiency | Manufactured Home | New | 17 SEER Central AC | 0.41818 | 0 | 677.3869
Residential | Energy Efficiency | Single Family | Turnover | 18 SEER Air Source Heat Pump | 0.36822 | 0.39122 | 1387.0904
Residential | Energy Efficiency | Multi-Family | Turnover | 18 SEER Air Source Heat Pump | 0.24548 | 0.26082 | 924.727
Residential | Energy Efficiency | Manufactured Home | Turnover | 18 SEER Air Source Heat Pump | 0.36822 | 0.39122 | 1387.0904
Residential | Energy Efficiency | Single Family | New | 18 SEER Air Source Heat Pump | 0.36822 | 0.39122 | 1387.0904
Residential | Energy Efficiency | Multi-Family | New | 18 SEER Air Source Heat Pump | 0.24548 | 0.26082 | 924.727
Residential | Energy Efficiency | Manufactured Home | New | 18 SEER Air Source Heat Pump | 0.36822 | 0.39122 | 1387.0904
Residential | Energy Efficiency | Single Family | Turnover | 18 SEER Central AC | 0.5266 | 0 | 853.0057
Residential | Energy Efficiency | Multi-Family | Turnover | 18 SEER Central AC | 0.35106 | 0 | 568.6705
Residential | Energy Efficiency | Manufactured Home | Turnover | 18 SEER Central AC | 0.5266 | 0 | 853.0057
Residential | Energy Efficiency | Single Family | New | 18 SEER Central AC | 0.5266 | 0 | 853.0057
Residential | Energy Efficiency | Multi-Family | New | 18 SEER Central AC | 0.35106 | 0 | 568.6705
Residential | Energy Efficiency | Manufactured Home | New | 18 SEER Central AC | 0.5266 | 0 | 853.0057
Residential | Energy Efficiency | Single Family | Turnover | 21 SEER Air Source Heat Pump | 0.54544 | 0.54465 | 1982.0354
Residential | Energy Efficiency | Multi-Family | Turnover | 21 SEER Air Source Heat Pump | 0.36362 | 0.3631 | 1321.3569
Residential | Energy Efficiency | Manufactured Home | Turnover | 21 SEER Air Source Heat Pump | 0.54544 | 0.54465 | 1982.0354
Residential | Energy Efficiency | Single Family | New | 21 SEER Air Source Heat Pump | 0.54544 | 0.54465 | 1982.0354
Residential | Energy Efficiency | Multi-Family | New | 21 SEER Air Source Heat Pump | 0.36362 | 0.3631 | 1321.3569
Residential | Energy Efficiency | Manufactured Home | New | 21 SEER Air Source Heat Pump | 0.54544 | 0.54465 | 1982.0354
Residential | Energy Efficiency | Single Family | Turnover | 21 SEER ASHP from base electric resistance heating | 0.54544 | 2.0512 | 7464.4458
Residential | Energy Efficiency | Multi-Family | Turnover | 21 SEER ASHP from base electric resistance heating | 0.36362 | 1.3674 | 4976.2972
Residential | Energy Efficiency | Manufactured Home | Turnover | 21 SEER ASHP from base electric resistance heating | 0.54544 | 2.0512 | 7464.4458
Residential | Energy Efficiency | Single Family | New | 21 SEER ASHP from base electric resistance heating | 0.54544 | 2.0512 | 7464.4458
Residential | Energy Efficiency | Multi-Family | New | 21 SEER ASHP from base electric resistance heating | 0.36362 | 1.3674 | 4976.2972
Residential | Energy Efficiency | Manufactured Home | New | 21 SEER ASHP from base electric resistance heating | 0.54544 | 2.0512 | 7464.4458
Residential | Energy Efficiency | Single Family | Turnover | 21 SEER Central AC | 0.78989 | 0 | 1279.5086
Residential | Energy Efficiency | Multi-Family | Turnover | 21 SEER Central AC | 0.5266 | 0 | 853.0057
Residential | Energy Efficiency | Manufactured Home | Turnover | 21 SEER Central AC | 0.78989 | 0 | 1279.5086
Residential | Energy Efficiency | Single Family | New | 21 SEER Central AC | 0.78989 | 0 | 1279.5086
Residential | Energy Efficiency | Multi-Family | New | 21 SEER Central AC | 0.5266 | 0 | 853.0057
Residential | Energy Efficiency | Manufactured Home | New | 21 SEER Central AC | 0.78989 | 0 | 1279.5086
Residential | Energy Efficiency | Single Family | Turnover | Energy Star Room AC | 0.093 | 0 | 150.6455
Residential | Energy Efficiency | Multi-Family | Turnover | Energy Star Room AC | 0.093 | 0 | 150.6455
Residential | Energy Efficiency | Manufactured Home | Turnover | Energy Star Room AC | 0.093 | 0 | 150.6455
Residential | Energy Efficiency | Single Family | New | Energy Star Room AC | 0.093 | 0 | 150.6455
Residential | Energy Efficiency | Multi-Family | New | Energy Star Room AC | 0.093 | 0 | 150.6455
Residential | Energy Efficiency | Manufactured Home | New | Energy Star Room AC | 0.093 | 0 | 150.6455
Residential | Energy Efficiency | Single Family | Turnover | Ground Source Heat Pump | 0.39241 | 1.2172 | 2068.1269
Residential | Energy Efficiency | Multi-Family | Turnover | Ground Source Heat Pump | 0.39241 | 1.2172 | 2068.1269
Residential | Energy Efficiency | Manufactured Home | Turnover | Ground Source Heat Pump | 0.39241 | 1.2172 | 2068.1269
Residential | Energy Efficiency | Single Family | New | Ground Source Heat Pump | 0.39241 | 1.2172 | 2068.1269
Residential | Energy Efficiency | Multi-Family | New | Ground Source Heat Pump | 0.39241 | 1.2172 | 2068.1269
Residential | Energy Efficiency | Manufactured Home | New | Ground Source Heat Pump | 0.39241 | 1.2172 | 2068.1269
Residential | Energy Efficiency | Single Family | Turnover | Variable Refrigerant Flow (VRF) HVAC Systems | 0.093523 | 0.19093 | 1708.5902
Residential | Energy Efficiency | Multi-Family | Turnover | Variable Refrigerant Flow (VRF) HVAC Systems | 0.062348 | 0.12728 | 1139.0602
Residential | Energy Efficiency | Manufactured Home | Turnover | Variable Refrigerant Flow (VRF) HVAC Systems | 0.093523 | 0.19093 | 1708.5902
Residential | Energy Efficiency | Single Family | New | Variable Refrigerant Flow (VRF) HVAC Systems | 0.093523 | 0.19093 | 1708.5902
Residential | Energy Efficiency | Multi-Family | New | Variable Refrigerant Flow (VRF) HVAC Systems | 0.062348 | 0.12728 | 1139.0602
Residential | Energy Efficiency | Manufactured Home | New | Variable Refrigerant Flow (VRF) HVAC Systems | 0.093523 | 0.19093 | 1708.5902
Residential | Energy Efficiency | Single Family | Turnover | CFL - 15W Flood (Exterior) | 0 | 0 | 47.45
Residential | Energy Efficiency | Multi-Family | Turnover | CFL - 15W Flood (Exterior) | 0 | 0 | 47.45
Residential | Energy Efficiency | Manufactured Home | Turnover | CFL - 15W Flood (Exterior) | 0 | 0 | 47.45
Residential | Energy Efficiency | Single Family | New | CFL - 15W Flood (Exterior) | 0 | 0 | 47.45
Residential | Energy Efficiency | Multi-Family | New | CFL - 15W Flood (Exterior) | 0 | 0 | 47.45
Residential | Energy Efficiency | Manufactured Home | New | CFL - 15W Flood (Exterior) | 0 | 0 | 47.45
Residential | Energy Efficiency | Single Family | Turnover | CFL - 15W Flood | 0.00041875 | 0.00043966 | 4.7606
Residential | Energy Efficiency | Multi-Family | Turnover | CFL - 15W Flood | 0.00041875 | 0.00043966 | 4.7606
Residential | Energy Efficiency | Manufactured Home | Turnover | CFL - 15W Flood | 0.00041875 | 0.00043966 | 4.7606
Residential | Energy Efficiency | Single Family | New | CFL - 15W Flood | 0.00041875 | 0.00043966 | 4.7606
Residential | Energy Efficiency | Multi-Family | New | CFL - 15W Flood | 0.00041875 | 0.00043966 | 4.7606
Residential | Energy Efficiency | Manufactured Home | New | CFL - 15W Flood | 0.00041875 | 0.00043966 | 4.7606
Residential | Energy Efficiency | Single Family | Turnover | CFL-13W | 0.00046528 | 0.00048851 | 5.2896
Residential | Energy Efficiency | Multi-Family | Turnover | CFL-13W | 0.00046528 | 0.00048851 | 5.2896
Residential | Energy Efficiency | Manufactured Home | Turnover | CFL-13W | 0.00046528 | 0.00048851 | 5.2896
Residential | Energy Efficiency | Single Family | New | CFL-13W | 0.00046528 | 0.00048851 | 5.2896
Residential | Energy Efficiency | Multi-Family | New | CFL-13W | 0.00046528 | 0.00048851 | 5.2896
Residential | Energy Efficiency | Manufactured Home | New | CFL-13W | 0.00046528 | 0.00048851 | 5.2896
Residential | Energy Efficiency | Single Family | Turnover | CFL-23W | 0.00065139 | 0.00068392 | 7.4054
Residential | Energy Efficiency | Multi-Family | Turnover | CFL-23W | 0.00065139 | 0.00068392 | 7.4054
Residential | Energy Efficiency | Manufactured Home | Turnover | CFL-23W | 0.00065139 | 0.00068392 | 7.4054
Residential | Energy Efficiency | Single Family | New | CFL-23W | 0.00065139 | 0.00068392 | 7.4054
Residential | Energy Efficiency | Multi-Family | New | CFL-23W | 0.00065139 | 0.00068392 | 7.4054
Residential | Energy Efficiency | Manufactured Home | New | CFL-23W | 0.00065139 | 0.00068392 | 7.4054
Residential | Energy Efficiency | Single Family | Turnover | LED - 14W | 0.0014889 | 0.0015632 | 16.9267
Residential | Energy Efficiency | Multi-Family | Turnover | LED - 14W | 0.0014889 | 0.0015632 | 16.9267
Residential | Energy Efficiency | Manufactured Home | Turnover | LED - 14W | 0.0014889 | 0.0015632 | 16.9267
Residential | Energy Efficiency | Single Family | New | LED - 14W | 0.0014889 | 0.0015632 | 16.9267
Residential | Energy Efficiency | Multi-Family | New | LED - 14W | 0.0014889 | 0.0015632 | 16.9267
Residential | Energy Efficiency | Manufactured Home | New | LED - 14W | 0.0014889 | 0.0015632 | 16.9267
Residential | Energy Efficiency | Single Family | Turnover | LED - 9W Flood (Exterior) | 0 | 0 | 53.144
Residential | Energy Efficiency | Multi-Family | Turnover | LED - 9W Flood (Exterior) | 0 | 0 | 53.144
Residential | Energy Efficiency | Manufactured Home | Turnover | LED - 9W Flood (Exterior) | 0 | 0 | 53.144
Residential | Energy Efficiency | Single Family | New | LED - 9W Flood (Exterior) | 0 | 0 | 53.144
Residential | Energy Efficiency | Multi-Family | New | LED - 9W Flood (Exterior) | 0 | 0 | 53.144
Residential | Energy Efficiency | Manufactured Home | New | LED - 9W Flood (Exterior) | 0 | 0 | 53.144
Residential | Energy Efficiency | Single Family | Turnover | LED - 9W Flood | 0.00097708 | 0.0010259 | 11.1081
Residential | Energy Efficiency | Multi-Family | Turnover | LED - 9W Flood | 0.00097708 | 0.0010259 | 11.1081
Residential | Energy Efficiency | Manufactured Home | Turnover | LED - 9W Flood | 0.00097708 | 0.0010259 | 11.1081
Residential | Energy Efficiency | Single Family | New | LED - 9W Flood | 0.00097708 | 0.0010259 | 11.1081
Residential | Energy Efficiency | Multi-Family | New | LED - 9W Flood | 0.00097708 | 0.0010259 | 11.1081
Residential | Energy Efficiency | Manufactured Home | New | LED - 9W Flood | 0.00097708 | 0.0010259 | 11.1081
Residential | Energy Efficiency | Single Family | Turnover | LED - 9W | 0.0008375 | 0.00087932 | 9.5213
Residential | Energy Efficiency | Multi-Family | Turnover | LED - 9W | 0.0008375 | 0.00087932 | 9.5213
Residential | Energy Efficiency | Manufactured Home | Turnover | LED - 9W | 0.0008375 | 0.00087932 | 9.5213
Residential | Energy Efficiency | Single Family | New | LED - 9W | 0.0008375 | 0.00087932 | 9.5213
Residential | Energy Efficiency | Multi-Family | New | LED - 9W | 0.0008375 | 0.00087932 | 9.5213
Residential | Energy Efficiency | Manufactured Home | New | LED - 9W | 0.0008375 | 0.00087932 | 9.5213
Residential | Energy Efficiency | Single Family | Turnover | LED Specialty Lamps-5W Chandelier | 0.00065139 | 0.00068392 | 7.4054
Residential | Energy Efficiency | Multi-Family | Turnover | LED Specialty Lamps-5W Chandelier | 0.00065139 | 0.00068392 | 7.4054
Residential | Energy Efficiency | Manufactured Home | Turnover | LED Specialty Lamps-5W Chandelier | 0.00065139 | 0.00068392 | 7.4054
Residential | Energy Efficiency | Single Family | New | LED Specialty Lamps-5W Chandelier | 0.00065139 | 0.00068392 | 7.4054
Residential | Energy Efficiency | Multi-Family | New | LED Specialty Lamps-5W Chandelier | 0.00065139 | 0.00068392 | 7.4054
Residential | Energy Efficiency | Manufactured Home | New | LED Specialty Lamps-5W Chandelier | 0.00065139 | 0.00068392 | 7.4054
Residential | Energy Efficiency | Single Family | Turnover | Linear LED | 0 | 8.6271e-10 | 14.8108
Residential | Energy Efficiency | Multi-Family | Turnover | Linear LED | 0 | 8.6271e-10 | 14.8108
Residential | Energy Efficiency | Manufactured Home | Turnover | Linear LED | 0 | 8.6271e-10 | 14.8108
Residential | Energy Efficiency | Single Family | New | Linear LED | 0 | 8.6271e-10 | 14.8108
Residential | Energy Efficiency | Multi-Family | New | Linear LED | 0 | 8.6271e-10 | 14.8108
Residential | Energy Efficiency | Manufactured Home | New | Linear LED | 0 | 8.6271e-10 | 14.8108
Residential | Energy Efficiency | Single Family | Turnover | Low Wattage T8 Fixture | 0 | 1.191e-09 | 6.3475
Residential | Energy Efficiency | Multi-Family | Turnover | Low Wattage T8 Fixture | 0 | 1.191e-09 | 6.3475
Residential | Energy Efficiency | Manufactured Home | Turnover | Low Wattage T8 Fixture | 0 | 1.191e-09 | 6.3475
Residential | Energy Efficiency | Single Family | New | Low Wattage T8 Fixture | 0 | 1.191e-09 | 6.3475
Residential | Energy Efficiency | Multi-Family | New | Low Wattage T8 Fixture | 0 | 1.191e-09 | 6.3475
Residential | Energy Efficiency | Manufactured Home | New | Low Wattage T8 Fixture | 0 | 1.191e-09 | 6.3475
Residential | Energy Efficiency | Single Family | Turnover | Energy Star Bathroom Ventilating Fan | 0.00020675 | 0.00082699 | 5.9063
Residential | Energy Efficiency | Multi-Family | Turnover | Energy Star Bathroom Ventilating Fan | 0.00020675 | 0.00082699 | 5.9063
Residential | Energy Efficiency | Manufactured Home | Turnover | Energy Star Bathroom Ventilating Fan | 0.00020675 | 0.00082699 | 5.9063
Residential | Energy Efficiency | Single Family | New | Energy Star Bathroom Ventilating Fan | 0.00020675 | 0.00082699 | 5.9063
Residential | Energy Efficiency | Multi-Family | New | Energy Star Bathroom Ventilating Fan | 0.00020675 | 0.00082699 | 5.9063
Residential | Energy Efficiency | Manufactured Home | New | Energy Star Bathroom Ventilating Fan | 0.00020675 | 0.00082699 | 5.9063
Residential | Energy Efficiency | Single Family | Turnover | Energy Star Ceiling Fan | 0 | 2.4186e-06 | 21.4818
Residential | Energy Efficiency | Multi-Family | Turnover | Energy Star Ceiling Fan | 0 | 2.4186e-06 | 21.4818
Residential | Energy Efficiency | Manufactured Home | Turnover | Energy Star Ceiling Fan | 0 | 2.4186e-06 | 21.4818
Residential | Energy Efficiency | Single Family | New | Energy Star Ceiling Fan | 0 | 4.4863e-06 | 21.4818
Residential | Energy Efficiency | Multi-Family | New | Energy Star Ceiling Fan | 0 | 4.4863e-06 | 21.4818
Residential | Energy Efficiency | Manufactured Home | New | Energy Star Ceiling Fan | 0 | 4.4863e-06 | 21.4818
Residential | Energy Efficiency | Single Family | Turnover | Energy Star Dehumidifier | 0.035168 | 0.0066615 | 214.4267
Residential | Energy Efficiency | Multi-Family | Turnover | Energy Star Dehumidifier | 0.035168 | 0.0066615 | 214.4267
Residential | Energy Efficiency | Manufactured Home | Turnover | Energy Star Dehumidifier | 0.035168 | 0.0066615 | 214.4267
Residential | Energy Efficiency | Single Family | New | Energy Star Dehumidifier | 0.035168 | 0.0066615 | 214.4267
Residential | Energy Efficiency | Multi-Family | New | Energy Star Dehumidifier | 0.035168 | 0.0066615 | 214.4267
Residential | Energy Efficiency | Manufactured Home | New | Energy Star Dehumidifier | 0.035168 | 0.0066615 | 214.4267
Residential | Energy Efficiency | Single Family | Turnover | Heat Pump Pool Heater | 0 | 0 | 9411.7647
Residential | Energy Efficiency | Multi-Family | Turnover | Heat Pump Pool Heater | 0 | 0 | 9411.7647
Residential | Energy Efficiency | Manufactured Home | Turnover | Heat Pump Pool Heater | 0 | 0 | 9411.7647
Residential | Energy Efficiency | Single Family | New | Heat Pump Pool Heater | 0 | 0 | 9411.7647
Residential | Energy Efficiency | Multi-Family | New | Heat Pump Pool Heater | 0 | 0 | 9411.7647
Residential | Energy Efficiency | Manufactured Home | New | Heat Pump Pool Heater | 0 | 0 | 9411.7647
Residential | Energy Efficiency | Single Family | Turnover | Solar Pool Heater | 0 | 0 | 10130.719
Residential | Energy Efficiency | Multi-Family | Turnover | Solar Pool Heater | 0 | 0 | 10130.719
Residential | Energy Efficiency | Manufactured Home | Turnover | Solar Pool Heater | 0 | 0 | 10130.719
Residential | Energy Efficiency | Single Family | New | Solar Pool Heater | 0 | 0 | 10130.719
Residential | Energy Efficiency | Multi-Family | New | Solar Pool Heater | 0 | 0 | 10130.719
Residential | Energy Efficiency | Manufactured Home | New | Solar Pool Heater | 0 | 0 | 10130.719
Residential | Energy Efficiency | Single Family | Turnover | Solar Powered Pool Pumps | 1.1866 | 0 | 2183.33
Residential | Energy Efficiency | Multi-Family | Turnover | Solar Powered Pool Pumps | 1.1866 | 0 | 2183.33
Residential | Energy Efficiency | Manufactured Home | Turnover | Solar Powered Pool Pumps | 1.1866 | 0 | 2183.33
Residential | Energy Efficiency | Single Family | New | Solar Powered Pool Pumps | 1.1866 | 0 | 2183.33
Residential | Energy Efficiency | Multi-Family | New | Solar Powered Pool Pumps | 1.1866 | 0 | 2183.33
Residential | Energy Efficiency | Manufactured Home | New | Solar Powered Pool Pumps | 1.1866 | 0 | 2183.33
Residential | Energy Efficiency | Single Family | Turnover | Two Speed Pool Pump | 0.56852 | 0 | 1046.07
Residential | Energy Efficiency | Multi-Family | Turnover | Two Speed Pool Pump | 0.56852 | 0 | 1046.07
Residential | Energy Efficiency | Manufactured Home | Turnover | Two Speed Pool Pump | 0.56852 | 0 | 1046.07
Residential | Energy Efficiency | Single Family | New | Two Speed Pool Pump | 0.56852 | 0 | 1046.07
Residential | Energy Efficiency | Multi-Family | New | Two Speed Pool Pump | 0.56852 | 0 | 1046.07
Residential | Energy Efficiency | Manufactured Home | New | Two Speed Pool Pump | 0.56852 | 0 | 1046.07
Residential | Energy Efficiency | Single Family | Turnover | Variable Speed Pool Pump | 1.7184 | 0 | 3161.84
Residential | Energy Efficiency | Multi-Family | Turnover | Variable Speed Pool Pump | 1.7184 | 0 | 3161.84
Residential | Energy Efficiency | Manufactured Home | Turnover | Variable Speed Pool Pump | 1.7184 | 0 | 3161.84
Residential | Energy Efficiency | Single Family | New | Variable Speed Pool Pump | 1.7184 | 0 | 3161.84
Residential | Energy Efficiency | Multi-Family | New | Variable Speed Pool Pump | 1.7184 | 0 | 3161.84
Residential | Energy Efficiency | Manufactured Home | New | Variable Speed Pool Pump | 1.7184 | 0 | 3161.84
Residential | Energy Efficiency | Single Family | Existing | Removal of 2nd Refrigerator-Freezer | 0.10987 | 0.036607 | 1052.5805
Residential | Energy Efficiency | Multi-Family | Existing | Removal of 2nd Refrigerator-Freezer | 0.10987 | 0.036607 | 1052.5805
Residential | Energy Efficiency | Manufactured Home | Existing | Removal of 2nd Refrigerator-Freezer | 0.10987 | 0.036607 | 1052.5805
Residential | Energy Efficiency | Single Family | New | Removal of 2nd Refrigerator-Freezer | 0.10987 | 0.036607 | 1052.5805
Residential | Energy Efficiency | Multi-Family | New | Removal of 2nd Refrigerator-Freezer | 0.10987 | 0.036607 | 1052.5805
Residential | Energy Efficiency | Manufactured Home | New | Removal of 2nd Refrigerator-Freezer | 0.10987 | 0.036607 | 1052.5805
Residential | Energy Efficiency | Single Family | Existing | Drain Water Heat Recovery | 0.021393 | 0.046051 | 237.513
Residential | Energy Efficiency | Multi-Family | Existing | Drain Water Heat Recovery | 0.018324 | 0.039445 | 203.442
Residential | Energy Efficiency | Manufactured Home | Existing | Drain Water Heat Recovery | 0.027132 | 0.058404 | 301.227
Residential | Energy Efficiency | Single Family | New | Drain Water Heat Recovery | 0.021393 | 0.046051 | 237.513
Residential | Energy Efficiency | Multi-Family | New | Drain Water Heat Recovery | 0.018324 | 0.039445 | 203.442
Residential | Energy Efficiency | Manufactured Home | New | Drain Water Heat Recovery | 0.027132 | 0.058404 | 301.227
Residential | Energy Efficiency | Single Family | Existing | Faucet Aerator | 0.0051787 | 0.011148 | 57.4956
Residential | Energy Efficiency | Multi-Family | Existing | Faucet Aerator | 0.0040708 | 0.0087628 | 45.1953
Residential | Energy Efficiency | Manufactured Home | Existing | Faucet Aerator | 0.0040383 | 0.0086929 | 44.835
Residential | Energy Efficiency | Single Family | New | Faucet Aerator | 0.0021578 | 0.0046448 | 23.9565
Residential | Energy Efficiency | Multi-Family | New | Faucet Aerator | 0.0016962 | 0.0036512 | 18.8314
Residential | Energy Efficiency | Manufactured Home | New | Faucet Aerator | 0.0016826 | 0.003622 | 18.6813
Residential | Energy Efficiency | Single Family | Existing | Heat Trap | 0.011535 | 0.02483 | 128.0645
Residential | Energy Efficiency | Multi-Family | Existing | Heat Trap | 0.0090672 | 0.019518 | 100.6672
Residential | Energy Efficiency | Manufactured Home | Existing | Heat Trap | 0.0089949 | 0.019362 | 99.8647
Residential | Energy Efficiency | Single Family | New | Heat Trap | 0.011535 | 0.02483 | 128.0645
Residential | Energy Efficiency | Multi-Family | New | Heat Trap | 0.0090672 | 0.019518 | 100.6672
Residential | Energy Efficiency | Manufactured Home | New | Heat Trap | 0.0089949 | 0.019362 | 99.8647
Residential | Energy Efficiency | Single Family | Existing | Hot Water Pipe Insulation | 0.01332 | 0.028672 | 147.8828
Residential | Energy Efficiency | Multi-Family | Existing | Hot Water Pipe Insulation | 0.011413 | 0.024567 | 126.7083
Residential | Energy Efficiency | Manufactured Home | Existing | Hot Water Pipe Insulation | 0.016888 | 0.036353 | 187.4977
Residential | Energy Efficiency | Single Family | New | Hot Water Pipe Insulation | 0.01332 | 0.028672 | 147.8828
Residential | Energy Efficiency | Multi-Family | New | Hot Water Pipe Insulation | 0.011413 | 0.024567 | 126.7083
Residential | Energy Efficiency | Manufactured Home | New | Hot Water Pipe Insulation | 0.016888 | 0.036353 | 187.4977
Residential | Energy Efficiency | Single Family | Existing | Low Flow Showerhead | 0.023651 | 0.050912 | 262.5868
Residential | Energy Efficiency | Multi-Family | Existing | Low Flow Showerhead | 0.018592 | 0.04002 | 206.4106
Residential | Energy Efficiency | Manufactured Home | Existing | Low Flow Showerhead | 0.018443 | 0.039701 | 204.7651
Residential | Energy Efficiency | Single Family | New | Low Flow Showerhead | 0.023651 | 0.050912 | 262.5868
Residential | Energy Efficiency | Multi-Family | New | Low Flow Showerhead | 0.018592 | 0.04002 | 206.4106
Residential | Energy Efficiency | Manufactured Home | New | Low Flow Showerhead | 0.018443 | 0.039701 | 204.7651
Residential | Energy Efficiency | Single Family | Existing | Thermostatic Shower Restriction Valve | 0.0074274 | 0.015988 | 82.4616
Residential | Energy Efficiency | Multi-Family | Existing | Thermostatic Shower Restriction Valve | 0.0058384 | 0.012568 | 64.8203
Residential | Energy Efficiency | Manufactured Home | Existing | Thermostatic Shower Restriction Valve | 0.0057919 | 0.012468 | 64.3035
Residential | Energy Efficiency | Single Family | New | Thermostatic Shower Restriction Valve | 0.0074274 | 0.015988 | 82.4616
Residential | Energy Efficiency | Multi-Family | New | Thermostatic Shower Restriction Valve | 0.0058384 | 0.012568 | 64.8203
Residential | Energy Efficiency | Manufactured Home | New | Thermostatic Shower Restriction Valve | 0.0057919 | 0.012468 | 64.3035
Residential | Energy Efficiency | Single Family | Existing | Water Heater Blanket | 0.023774 | 0.051176 | 263.9459
Residential | Energy Efficiency | Multi-Family | Existing | Water Heater Blanket | 0.023774 | 0.051176 | 263.9459
Residential | Energy Efficiency | Manufactured Home | Existing | Water Heater Blanket | 0.023774 | 0.051176 | 263.9459
Residential | Energy Efficiency | Single Family | New | Water Heater Blanket | 0.022742 | 0.048955 | 252.4943
Residential | Energy Efficiency | Multi-Family | New | Water Heater Blanket | 0.022742 | 0.048955 | 252.4943
Residential | Energy Efficiency | Manufactured Home | New | Water Heater Blanket | 0.022742 | 0.048955 | 252.4943
Residential | Energy Efficiency | Single Family | Existing | Water Heater Thermostat Setback | 0.003295 | 0.0070929 | 36.5826
Residential | Energy Efficiency | Multi-Family | Existing | Water Heater Thermostat Setback | 0.003295 | 0.0070929 | 36.5826
Residential | Energy Efficiency | Manufactured Home | Existing | Water Heater Thermostat Setback | 0.003295 | 0.0070929 | 36.5826
Residential | Energy Efficiency | Single Family | New | Water Heater Thermostat Setback | 0.003295 | 0.0070929 | 36.5826
Residential | Energy Efficiency | Multi-Family | New | Water Heater Thermostat Setback | 0.003295 | 0.0070929 | 36.5826
Residential | Energy Efficiency | Manufactured Home | New | Water Heater Thermostat Setback | 0.003295 | 0.0070929 | 36.5826
Residential | Energy Efficiency | Single Family | Existing | Water Heater Timeclock | 0 | 0 | 96.55
Residential | Energy Efficiency | Multi-Family | Existing | Water Heater Timeclock | 0 | 0 | 82.7
Residential | Energy Efficiency | Manufactured Home | Existing | Water Heater Timeclock | 0 | 0 | 122.45
Residential | Energy Efficiency | Single Family | New | Water Heater Timeclock | 0 | 0 | 96.55
Residential | Energy Efficiency | Multi-Family | New | Water Heater Timeclock | 0 | 0 | 82.7
Residential | Energy Efficiency | Manufactured Home | New | Water Heater Timeclock | 0 | 0 | 122.45
Residential | Energy Efficiency | Single Family | Existing | Smart Power Strip | 0.0059262 | 0.0046242 | 53.801
Residential | Energy Efficiency | Multi-Family | Existing | Smart Power Strip | 0.0059262 | 0.0046242 | 53.801
Residential | Energy Efficiency | Manufactured Home | Existing | Smart Power Strip | 0.0059262 | 0.0046242 | 53.801
Residential | Energy Efficiency | Single Family | New | Smart Power Strip | 0.0059262 | 0.0046242 | 53.801
Residential | Energy Efficiency | Multi-Family | New | Smart Power Strip | 0.0059262 | 0.0046242 | 53.801
Residential | Energy Efficiency | Manufactured Home | New | Smart Power Strip | 0.0059262 | 0.0046242 | 53.801
Residential | Energy Efficiency | Single Family | Existing | Air Sealing-Infiltration Control | 0.20819 | 0.23002 | 595.5471
Residential | Energy Efficiency | Multi-Family | Existing | Air Sealing-Infiltration Control | 0.10084 | 0.1994 | 387.27
Residential | Energy Efficiency | Manufactured Home | Existing | Air Sealing-Infiltration Control | 0.13851 | 0.31897 | 582.57
Residential | Energy Efficiency | Single Family | New | Air Sealing-Infiltration Control | 0 | 0 | 0
Residential | Energy Efficiency | Multi-Family | New | Air Sealing-Infiltration Control | 0 | 0 | 0
Residential | Energy Efficiency | Manufactured Home | New | Air Sealing-Infiltration Control | 0 | 0 | 0
Residential | Energy Efficiency | Single Family | Existing | Ceiling Insulation(R12 to R38) | 0.2849 | 0.39813 | 843
Residential | Energy Efficiency | Multi-Family | Existing | Ceiling Insulation(R12 to R38) | 0.17642 | 0.24653 | 522
Residential | Energy Efficiency | Manufactured Home | Existing | Ceiling Insulation(R12 to R38) | 0.1748 | 0.24426 | 517.2
Residential | Energy Efficiency | Single Family | New | Ceiling Insulation(R12 to R38) | 0.2849 | 0.39813 | 843
Residential | Energy Efficiency | Multi-Family | New | Ceiling Insulation(R12 to R38) | 0.17642 | 0.24653 | 522
Residential | Energy Efficiency | Manufactured Home | New | Ceiling Insulation(R12 to R38) | 0.1748 | 0.24426 | 517.2
Residential | Energy Efficiency | Single Family | Existing | Ceiling Insulation(R19 to R38) | 0.14644 | 0.20845 | 426
Residential | Energy Efficiency | Multi-Family | Existing | Ceiling Insulation(R19 to R38) | 0.091093 | 0.12967 | 265
Residential | Energy Efficiency | Manufactured Home | Existing | Ceiling Insulation(R19 to R38) | 0.087453 | 0.12449 | 254.41
Residential | Energy Efficiency | Single Family | New | Ceiling Insulation(R19 to R38) | 0.14644 | 0.20845 | 426
Residential | Energy Efficiency | Multi-Family | New | Ceiling Insulation(R19 to R38) | 0.091093 | 0.12967 | 265
Residential | Energy Efficiency | Manufactured Home | New | Ceiling Insulation(R19 to R38) | 0.087453 | 0.12449 | 254.41
Residential | Energy Efficiency | Single Family | Existing | Ceiling Insulation(R2 to R38) | 0.81093 | 1.4913 | 3236
Residential | Energy Efficiency | Multi-Family | Existing | Ceiling Insulation(R2 to R38) | 0.48841 | 0.89818 | 1949
Residential | Energy Efficiency | Manufactured Home | Existing | Ceiling Insulation(R2 to R38) | 0.5031 | 0.92519 | 2007.61
Residential | Energy Efficiency | Single Family | New | Ceiling Insulation(R2 to R38) | 0.81093 | 1.4913 | 3236
Residential | Energy Efficiency | Multi-Family | New | Ceiling Insulation(R2 to R38) | 0.48841 | 0.89818 | 1949
Residential | Energy Efficiency | Manufactured Home | New | Ceiling Insulation(R2 to R38) | 0.5031 | 0.92519 | 2007.61
Residential | Energy Efficiency | Single Family | Existing | Ceiling Insulation(R30 to R38) | 0.042129 | 0.061582 | 123
Residential | Energy Efficiency | Multi-Family | Existing | Ceiling Insulation(R30 to R38) | 0.025689 | 0.03755 | 75
Residential | Energy Efficiency | Manufactured Home | Existing | Ceiling Insulation(R30 to R38) | 0.024558 | 0.035898 | 71.7
Residential | Energy Efficiency | Single Family | New | Ceiling Insulation(R30 to R38) | 0.042129 | 0.061582 | 123
Residential | Energy Efficiency | Multi-Family | New | Ceiling Insulation(R30 to R38) | 0.025689 | 0.03755 | 75
Residential | Energy Efficiency | Manufactured Home | New | Ceiling Insulation(R30 to R38) | 0.024558 | 0.035898 | 71.7
Residential | Energy Efficiency | Single Family | Existing | Central AC Tune Up | 0.11566 | 0 | 187.352
Residential | Energy Efficiency | Multi-Family | Existing | Central AC Tune Up | 0.056024 | 0 | 90.75
Residential | Energy Efficiency | Manufactured Home | Existing | Central AC Tune Up | 0.076952 | 0 | 124.65
Residential | Energy Efficiency | Single Family | New | Central AC Tune Up | 0 | 0 | 0
Residential | Energy Efficiency | Multi-Family | New | Central AC Tune Up | 0 | 0 | 0
Residential | Energy Efficiency | Manufactured Home | New | Central AC Tune Up | 0 | 0 | 0
Residential | Energy Efficiency | Single Family | Existing | Duct Insulation | 0.047311 | 0.052273 | 135.3381
Residential | Energy Efficiency | Multi-Family | Existing | Duct Insulation | 0.022916 | 0.045313 | 88.0071
Residential | Energy Efficiency | Manufactured Home | Existing | Duct Insulation | 0.031477 | 0.072486 | 132.389
Residential | Energy Efficiency | Single Family | New | Duct Insulation | 0 | 0 | 0
Residential | Energy Efficiency | Multi-Family | New | Duct Insulation | 0 | 0 | 0
Residential | Energy Efficiency | Manufactured Home | New | Duct Insulation | 0 | 0 | 0
Residential | Energy Efficiency | Single Family | Existing | Duct Repair | 0.27758 | 0.3067 | 794.0628
Residential | Energy Efficiency | Multi-Family | Existing | Duct Repair | 0.13446 | 0.26586 | 516.36
Residential | Energy Efficiency | Manufactured Home | Existing | Duct Repair | 0.18468 | 0.4253 | 776.76
Residential | Energy Efficiency | Single Family | New | Duct Repair | 0 | 0 | 0
Residential | Energy Efficiency | Multi-Family | New | Duct Repair | 0 | 0 | 0
Residential | Energy Efficiency | Manufactured Home | New | Duct Repair | 0 | 0 | 0
Residential | Energy Efficiency | Single Family | Existing | Energy Star Certified Roof Products | 0.28915 | 0.31948 | 827.1488
Residential | Energy Efficiency | Multi-Family | Existing | Energy Star Certified Roof Products | 0.14006 | 0.27694 | 537.875
Residential | Energy Efficiency | Manufactured Home | Existing | Energy Star Certified Roof Products | 0.19238 | 0.44302 | 809.125
Residential | Energy Efficiency | Single Family | New | Energy Star Certified Roof Products | 0.28915 | 0.31948 | 827.1488
Residential | Energy Efficiency | Multi-Family | New | Energy Star Certified Roof Products | 0.14006 | 0.27694 | 537.875
Residential | Energy Efficiency | Manufactured Home | New | Energy Star Certified Roof Products | 0.19238 | 0.44302 | 809.125
Residential | Energy Efficiency | Single Family | Existing | Energy Star Door | 0.019521 | 0.079089 | 136.1115
Residential | Energy Efficiency | Multi-Family | Existing | Energy Star Door | 0.019521 | 0.079089 | 136.1115
Residential | Energy Efficiency | Manufactured Home | Existing | Energy Star Door | 0.019521 | 0.079089 | 136.1115
Residential | Energy Efficiency | Single Family | New | Energy Star Door | 0.013854 | 0.056128 | 96.5953
Residential | Energy Efficiency | Multi-Family | New | Energy Star Door | 0.013854 | 0.056128 | 96.5953
Residential | Energy Efficiency | Manufactured Home | New | Energy Star Door | 0.013854 | 0.056128 | 96.5953
Residential | Energy Efficiency | Single Family | Existing | Energy Star Windows | 0.072717 | 0.18568 | 577.4358
Residential | Energy Efficiency | Multi-Family | Existing | Energy Star Windows | 0.072717 | 0.18568 | 577.4358
Residential | Energy Efficiency | Manufactured Home | Existing | Energy Star Windows | 0.072717 | 0.18568 | 577.4358
Residential | Energy Efficiency | Single Family | New | Energy Star Windows | 0 | 0.039997 | 197.5438
Residential | Energy Efficiency | Multi-Family | New | Energy Star Windows | 0 | 0.039997 | 197.5438
Residential | Energy Efficiency | Manufactured Home | New | Energy Star Windows | 0 | 0.039997 | 197.5438
Residential | Energy Efficiency | Single Family | Existing | Floor Insulation | 0 | 0.04491 | 73
Residential | Energy Efficiency | Multi-Family | Existing | Floor Insulation | 0 | 0.018456 | 30
Residential | Energy Efficiency | Manufactured Home | Existing | Floor Insulation | 0 | 0.036297 | 59
Residential | Energy Efficiency | Single Family | New | Floor Insulation | 0 | 0 | 0
Residential | Energy Efficiency | Multi-Family | New | Floor Insulation | 0 | 0 | 0
Residential | Energy Efficiency | Manufactured Home | New | Floor Insulation | 0 | 0 | 0
Residential | Energy Efficiency | Single Family | Existing | Green Roof | 0.33897 | 0.37453 | 969.6678
Residential | Energy Efficiency | Multi-Family | Existing | Green Roof | 0.16419 | 0.32466 | 630.5517
Residential | Energy Efficiency | Manufactured Home | Existing | Green Roof | 0.22553 | 0.51935 | 948.5385
Residential | Energy Efficiency | Single Family | New | Green Roof | 0.33897 | 0.37453 | 969.6678
Residential | Energy Efficiency | Multi-Family | New | Green Roof | 0.16419 | 0.32466 | 630.5517
Residential | Energy Efficiency | Manufactured Home | New | Green Roof | 0.22553 | 0.51935 | 948.5385
Residential | Energy Efficiency | Single Family | Existing | Heat Pump Tune Up | 0.11566 | 0.12779 | 330.8595
Residential | Energy Efficiency | Multi-Family | Existing | Heat Pump Tune Up | 0.056024 | 0.11078 | 215.15
Residential | Energy Efficiency | Manufactured Home | Existing | Heat Pump Tune Up | 0.076952 | 0.17721 | 323.65
Residential | Energy Efficiency | Single Family | New | Heat Pump Tune Up | 0 | 0 | 0
Residential | Energy Efficiency | Multi-Family | New | Heat Pump Tune Up | 0 | 0 | 0
Residential | Energy Efficiency | Manufactured Home | New | Heat Pump Tune Up | 0 | 0 | 0
Residential | Energy Efficiency | Single Family | Existing | Home Energy Management System | 0.10672 | 0.057972 | 697.3117
Residential | Energy Efficiency | Multi-Family | Existing | Home Energy Management System | 0.076897 | 0.04177 | 502.428
Residential | Energy Efficiency | Manufactured Home | Existing | Home Energy Management System | 0.11854 | 0.064389 | 774.5016
Residential | Energy Efficiency | Single Family | New | Home Energy Management System | 0.10627 | 0.067088 | 697.3117
Residential | Energy Efficiency | Multi-Family | New | Home Energy Management System | 0.076568 | 0.048338 | 502.428
Residential | Energy Efficiency | Manufactured Home | New | Home Energy Management System | 0.11803 | 0.074515 | 774.5016
Residential | Energy Efficiency | Single Family | Existing | HVAC ECM Motor | 0.0082352 | 0.016593 | 48.0178
Residential | Energy Efficiency | Multi-Family | Existing | HVAC ECM Motor | 0.0082352 | 0.016593 | 48.0178
Residential | Energy Efficiency | Manufactured Home | Existing | HVAC ECM Motor | 0.0082352 | 0.016593 | 48.0178
Residential | Energy Efficiency | Single Family | New | HVAC ECM Motor | 0.0082352 | 0.016593 | 48.0178
Residential | Energy Efficiency | Multi-Family | New | HVAC ECM Motor | 0.0082352 | 0.016593 | 48.0178
Residential | Energy Efficiency | Manufactured Home | New | HVAC ECM Motor | 0.0082352 | 0.016593 | 48.0178
Residential | Energy Efficiency | Single Family | Existing | Programmable Thermostat | 0.078623 | 0 | 113.8157
Residential | Energy Efficiency | Multi-Family | Existing | Programmable Thermostat | 0.051127 | 0 | 74.0116
Residential | Energy Efficiency | Manufactured Home | Existing | Programmable Thermostat | 0.07691 | 0 | 111.3356
Residential | Energy Efficiency | Single Family | New | Programmable Thermostat | 0.1026 | 0 | 113.8157
Residential | Energy Efficiency | Multi-Family | New | Programmable Thermostat | 0.066717 | 0 | 74.0116
Residential | Energy Efficiency | Manufactured Home | New | Programmable Thermostat | 0.10036 | 0 | 111.3356
Residential | Energy Efficiency | Single Family | Existing | Radiant Barrier | 0.22755 | 0.31839 | 661.719
Residential | Energy Efficiency | Multi-Family | Existing | Radiant Barrier | 0.14797 | 0.20704 | 430.3
Residential | Energy Efficiency | Manufactured Home | Existing | Radiant Barrier | 0.22259 | 0.31145 | 647.3
Residential | Energy Efficiency | Single Family | New | Radiant Barrier | 0.22755 | 0.31839 | 661.719
Residential | Energy Efficiency | Multi-Family | New | Radiant Barrier | 0.14797 | 0.20704 | 430.3
Residential | Energy Efficiency | Manufactured Home | New | Radiant Barrier | 0.22259 | 0.31145 | 647.3
Residential | Energy Efficiency | Single Family | Existing | Sealed crawlspace | 0.016469 | 0.10118 | 162.06
Residential | Energy Efficiency | Multi-Family | Existing | Sealed crawlspace | 0.0067683 | 0.041583 | 66.6
Residential | Energy Efficiency | Manufactured Home | Existing | Sealed crawlspace | 0.013311 | 0.081779 | 130.98
Residential | Energy Efficiency | Single Family | New | Sealed crawlspace | 0 | 0 | 0
Residential | Energy Efficiency | Multi-Family | New | Sealed crawlspace | 0 | 0 | 0
Residential | Energy Efficiency | Manufactured Home | New | Sealed crawlspace | 0 | 0 | 0
Residential | Energy Efficiency | Single Family | Existing | Smart Thermostat | 0.18285 | 0 | 264.6876
Residential | Energy Efficiency | Multi-Family | Existing | Smart Thermostat | 0.1189 | 0 | 172.12
Residential | Energy Efficiency | Manufactured Home | Existing | Smart Thermostat | 0.17886 | 0 | 258.92
Residential | Energy Efficiency | Single Family | New | Smart Thermostat | 0.2386 | 0 | 264.6876
Residential | Energy Efficiency | Multi-Family | New | Smart Thermostat | 0.15516 | 0 | 172.12
Residential | Energy Efficiency | Manufactured Home | New | Smart Thermostat | 0.2334 | 0 | 258.92
Residential | Energy Efficiency | Single Family | Existing | Spray Foam Insulation(Base R12) | 0.31324 | 0.57605 | 1250
Residential | Energy Efficiency | Multi-Family | Existing | Spray Foam Insulation(Base R12) | 0.209 | 0.38434 | 834
Residential | Energy Efficiency | Manufactured Home | Existing | Spray Foam Insulation(Base R12) | 0.2595 | 0.47723 | 1035.55
Residential | Energy Efficiency | Single Family | New | Spray Foam Insulation(Base R12) | 0.31324 | 0.57605 | 1250
Residential | Energy Efficiency | Multi-Family | New | Spray Foam Insulation(Base R12) | 0.209 | 0.38434 | 834
Residential | Energy Efficiency | Manufactured Home | New | Spray Foam Insulation(Base R12) | 0.2595 | 0.47723 | 1035.55
Residential | Energy Efficiency | Single Family | Existing | Spray Foam Insulation(Base R19) | 0.3025 | 0.4306 | 880
Residential | Energy Efficiency | Multi-Family | Existing | Spray Foam Insulation(Base R19) | 0.20728 | 0.29506 | 603
Residential | Energy Efficiency | Manufactured Home | Existing | Spray Foam Insulation(Base R19) | 0.27376 | 0.3897 | 796.41
Residential | Energy Efficiency | Single Family | New | Spray Foam Insulation(Base R19) | 0.3025 | 0.4306 | 880
Residential | Energy Efficiency | Multi-Family | New | Spray Foam Insulation(Base R19) | 0.20728 | 0.29506 | 603
Residential | Energy Efficiency | Manufactured Home | New | Spray Foam Insulation(Base R19) | 0.27376 | 0.3897 | 796.41
Residential | Energy Efficiency | Single Family | Existing | Spray Foam Insulation(Base R2) | 1.1778 | 1.6459 | 3485
Residential | Energy Efficiency | Multi-Family | Existing | Spray Foam Insulation(Base R2) | 0.72865 | 1.0182 | 2156
Residential | Energy Efficiency | Manufactured Home | Existing | Spray Foam Insulation(Base R2) | 0.82602 | 1.1543 | 2444.11
Residential | Energy Efficiency | Single Family | New | Spray Foam Insulation(Base R2) | 1.1778 | 1.6459 | 3485
Residential | Energy Efficiency | Multi-Family | New | Spray Foam Insulation(Base R2) | 0.72865 | 1.0182 | 2156
Residential | Energy Efficiency | Manufactured Home | New | Spray Foam Insulation(Base R2) | 0.82602 | 1.1543 | 2444.11
Residential | Energy Efficiency | Single Family | Existing | Spray Foam Insulation(Base R30) | 0.21168 | 0.30941 | 618
Residential | Energy Efficiency | Multi-Family | Existing | Spray Foam Insulation(Base R30) | 0.14694 | 0.21479 | 429
Residential | Energy Efficiency | Manufactured Home | Existing | Spray Foam Insulation(Base R30) | 0.21764 | 0.31813 | 635.42
Residential | Energy Efficiency | Single Family | New | Spray Foam Insulation(Base R30) | 0.21168 | 0.30941 | 618
Residential | Energy Efficiency | Multi-Family | New | Spray Foam Insulation(Base R30) | 0.14694 | 0.21479 | 429
Residential | Energy Efficiency | Manufactured Home | New | Spray Foam Insulation(Base R30) | 0.21764 | 0.31813 | 635.42
Residential | Energy Efficiency | Single Family | Existing | Storm Door | 0.019659 | 0.068006 | 117.0852
Residential | Energy Efficiency | Multi-Family | Existing | Storm Door | 0.019659 | 0.068006 | 117.0852
Residential | Energy Efficiency | Manufactured Home | Existing | Storm Door | 0.019659 | 0.068006 | 117.0852
Residential | Energy Efficiency | Single Family | New | Storm Door | 0.013024 | 0.045054 | 77.5689
Residential | Energy Efficiency | Multi-Family | New | Storm Door | 0.013024 | 0.045054 | 77.5689
Residential | Energy Efficiency | Manufactured Home | New | Storm Door | 0.013024 | 0.045054 | 77.5689
Residential | Energy Efficiency | Single Family | Existing | Wall Insulation | 0.15001 | 0.77472 | 1113
Residential | Energy Efficiency | Multi-Family | Existing | Wall Insulation | 0.034571 | 0.29831 | 391
Residential | Energy Efficiency | Manufactured Home | Existing | Wall Insulation | 0.10063 | 0.61978 | 859
Residential | Energy Efficiency | Single Family | New | Wall Insulation | 0 | 0 | 0
Residential | Energy Efficiency | Multi-Family | New | Wall Insulation | 0 | 0 | 0
Residential | Energy Efficiency | Manufactured Home | New | Wall Insulation | 0 | 0 | 0
Residential | Energy Efficiency | Single Family | Existing | Window Sun Protection | 0.13817 | -0.063238 | 91.8622
Residential | Energy Efficiency | Multi-Family | Existing | Window Sun Protection | 0.11514 | -0.052699 | 76.5518
Residential | Energy Efficiency | Manufactured Home | Existing | Window Sun Protection | 0.092115 | -0.042159 | 61.2414
Residential | Energy Efficiency | Single Family | New | Window Sun Protection | 0.13817 | -0.063238 | 91.8622
Residential | Energy Efficiency | Multi-Family | New | Window Sun Protection | 0.11514 | -0.052699 | 76.5518
Residential | Energy Efficiency | Manufactured Home | New | Window Sun Protection | 0.092115 | -0.042159 | 61.2414
Residential | Energy Efficiency | Single Family | Existing | Exterior Lighting Controls | 0 | 0 | 56.94
Residential | Energy Efficiency | Multi-Family | Existing | Exterior Lighting Controls | 0 | 0 | 56.94
Residential | Energy Efficiency | Manufactured Home | Existing | Exterior Lighting Controls | 0 | 0 | 56.94
Residential | Energy Efficiency | Single Family | New | Exterior Lighting Controls | 0 | 0 | 56.94
Residential | Energy Efficiency | Multi-Family | New | Exterior Lighting Controls | 0 | 0 | 56.94
Residential | Energy Efficiency | Manufactured Home | New | Exterior Lighting Controls | 0 | 0 | 56.94
Residential | Energy Efficiency | Single Family | Existing | Interior Lighting Controls | 0.0049193 | 0.0037144 | 36.2714
Residential | Energy Efficiency | Multi-Family | Existing | Interior Lighting Controls | 0.0049193 | 0.0037144 | 36.2714
Residential | Energy Efficiency | Manufactured Home | Existing | Interior Lighting Controls | 0.0049193 | 0.0037144 | 36.2714
Residential | Energy Efficiency | Single Family | New | Interior Lighting Controls | 0.0049193 | 0.0037144 | 36.2714
Residential | Energy Efficiency | Multi-Family | New | Interior Lighting Controls | 0.0049193 | 0.0037144 | 36.2714
Residential | Energy Efficiency | Manufactured Home | New | Interior Lighting Controls | 0.0049193 | 0.0037144 | 36.2714
Residential | Energy Efficiency | Single Family | Existing | Solar Attic Fan | 0.077312 | 0 | 224.8224
Residential | Energy Efficiency | Multi-Family | Existing | Solar Attic Fan | 0.037449 | 0 | 108.9
Residential | Energy Efficiency | Manufactured Home | Existing | Solar Attic Fan | 0.051438 | 0 | 149.58
Residential | Energy Efficiency | Single Family | New | Solar Attic Fan | 0.077312 | 0 | 224.8224
Residential | Energy Efficiency | Multi-Family | New | Solar Attic Fan | 0.037449 | 0 | 108.9
Residential | Energy Efficiency | Manufactured Home | New | Solar Attic Fan | 0.051438 | 0 | 149.58
Residential | Energy Efficiency | Single Family | Existing | ENERGY STAR Certified Home | 2.2884 | 0.69402 | 6215.787
Residential | Energy Efficiency | Multi-Family | Existing | ENERGY STAR Certified Home | 1.3343 | 0.40467 | 3624.3
Residential | Energy Efficiency | Manufactured Home | Existing | ENERGY STAR Certified Home | 1.9801 | 0.60051 | 5378.2595
Residential | Energy Efficiency | Single Family | New | ENERGY STAR Certified Home | 2.2884 | 0.69402 | 6215.787
Residential | Energy Efficiency | Multi-Family | New | ENERGY STAR Certified Home | 1.3343 | 0.40467 | 3624.3
Residential | Energy Efficiency | Manufactured Home | New | ENERGY STAR Certified Home | 1.9801 | 0.60051 | 5378.2595
Commercial | Energy Efficiency | Assembly | Turnover | Efficient Exhaust Hood | 1.7635 | 0.69217 | 8066.5
Commercial | Energy Efficiency | College and University | Turnover | Efficient Exhaust Hood | 1.7635 | 0.69217 | 8066.5
Commercial | Energy Efficiency | Grocery | Turnover | Efficient Exhaust Hood | 1.7635 | 0.69217 | 8066.5
Commercial | Energy Efficiency | Healthcare | Turnover | Efficient Exhaust Hood | 1.7635 | 0.69217 | 8066.5
Commercial | Energy Efficiency | Hospitals | Turnover | Efficient Exhaust Hood | 1.7635 | 0.69217 | 8066.5
Commercial | Energy Efficiency | Institutional | Turnover | Efficient Exhaust Hood | 1.7635 | 0.69217 | 8066.5
Commercial | Energy Efficiency | Lodging/Hospitality | Turnover | Efficient Exhaust Hood | 1.7635 | 0.69217 | 8066.5
Commercial | Energy Efficiency | Miscellaneous | Turnover | Efficient Exhaust Hood | 1.7635 | 0.69217 | 8066.5
Commercial | Energy Efficiency | Offices | Turnover | Efficient Exhaust Hood | 1.7635 | 0.69217 | 8066.5
Commercial | Energy Efficiency | Restaurants | Turnover | Efficient Exhaust Hood | 1.7635 | 0.69217 | 8066.5
Commercial | Energy Efficiency | Retail | Turnover | Efficient Exhaust Hood | 1.7635 | 0.69217 | 8066.5
Commercial | Energy Efficiency | Schools K-12 | Turnover | Efficient Exhaust Hood | 1.7635 | 0.69217 | 8066.5
Commercial | Energy Efficiency | Warehouse | Turnover | Efficient Exhaust Hood | 1.7635 | 0.69217 | 8066.5
Commercial | Energy Efficiency | Assembly | New | Efficient Exhaust Hood | 1.7635 | 0.69217 | 8066.5
Commercial | Energy Efficiency | College and University | New | Efficient Exhaust Hood | 1.7635 | 0.69217 | 8066.5
Commercial | Energy Efficiency | Grocery | New | Efficient Exhaust Hood | 1.7635 | 0.69217 | 8066.5
Commercial | Energy Efficiency | Healthcare | New | Efficient Exhaust Hood | 1.7635 | 0.69217 | 8066.5
Commercial | Energy Efficiency | Hospitals | New | Efficient Exhaust Hood | 1.7635 | 0.69217 | 8066.5
Commercial | Energy Efficiency | Institutional | New | Efficient Exhaust Hood | 1.7635 | 0.69217 | 8066.5
Commercial | Energy Efficiency | Lodging/Hospitality | New | Efficient Exhaust Hood | 1.7635 | 0.69217 | 8066.5
Commercial | Energy Efficiency | Miscellaneous | New | Efficient Exhaust Hood | 1.7635 | 0.69217 | 8066.5
Commercial | Energy Efficiency | Offices | New | Efficient Exhaust Hood | 1.7635 | 0.69217 | 8066.5
Commercial | Energy Efficiency | Restaurants | New | Efficient Exhaust Hood | 1.7635 | 0.69217 | 8066.5
Commercial | Energy Efficiency | Retail | New | Efficient Exhaust Hood | 1.7635 | 0.69217 | 8066.5
Commercial | Energy Efficiency | Schools K-12 | New | Efficient Exhaust Hood | 1.7635 | 0.69217 | 8066.5
Commercial | Energy Efficiency | Warehouse | New | Efficient Exhaust Hood | 1.7635 | 0.69217 | 8066.5
Commercial | Energy Efficiency | Assembly | Turnover | Energy Star Commercial Oven | 1.0341 | 0.54113 | 6368
Commercial | Energy Efficiency | College and University | Turnover | Energy Star Commercial Oven | 1.0341 | 0.54113 | 6368
Commercial | Energy Efficiency | Grocery | Turnover | Energy Star Commercial Oven | 1.0341 | 0.54113 | 6368
Commercial | Energy Efficiency | Healthcare | Turnover | Energy Star Commercial Oven | 1.0341 | 0.54113 | 6368
Commercial | Energy Efficiency | Hospitals | Turnover | Energy Star Commercial Oven | 1.0341 | 0.54113 | 6368
Commercial | Energy Efficiency | Institutional | Turnover | Energy Star Commercial Oven | 1.0341 | 0.54113 | 6368
Commercial | Energy Efficiency | Lodging/Hospitality | Turnover | Energy Star Commercial Oven | 1.0341 | 0.54113 | 6368
Commercial | Energy Efficiency | Miscellaneous | Turnover | Energy Star Commercial Oven | 1.0341 | 0.54113 | 6368
Commercial | Energy Efficiency | Offices | Turnover | Energy Star Commercial Oven | 1.0341 | 0.54113 | 6368
Commercial | Energy Efficiency | Restaurants | Turnover | Energy Star Commercial Oven | 1.0341 | 0.54113 | 6368
Commercial | Energy Efficiency | Retail | Turnover | Energy Star Commercial Oven | 1.0341 | 0.54113 | 6368
Commercial | Energy Efficiency | Schools K-12 | Turnover | Energy Star Commercial Oven | 1.0341 | 0.54113 | 6368
Commercial | Energy Efficiency | Warehouse | Turnover | Energy Star Commercial Oven | 1.0341 | 0.54113 | 6368
Commercial | Energy Efficiency | Assembly | New | Energy Star Commercial Oven | 1.0341 | 0.54113 | 6368
Commercial | Energy Efficiency | College and University | New | Energy Star Commercial Oven | 1.0341 | 0.54113 | 6368
Commercial | Energy Efficiency | Grocery | New | Energy Star Commercial Oven | 1.0341 | 0.54113 | 6368
Commercial | Energy Efficiency | Healthcare | New | Energy Star Commercial Oven | 1.0341 | 0.54113 | 6368
Commercial | Energy Efficiency | Hospitals | New | Energy Star Commercial Oven | 1.0341 | 0.54113 | 6368
Commercial | Energy Efficiency | Institutional | New | Energy Star Commercial Oven | 1.0341 | 0.54113 | 6368
Commercial | Energy Efficiency | Lodging/Hospitality | New | Energy Star Commercial Oven | 1.0341 | 0.54113 | 6368
Commercial | Energy Efficiency | Miscellaneous | New | Energy Star Commercial Oven | 1.0341 | 0.54113 | 6368
Commercial | Energy Efficiency | Offices | New | Energy Star Commercial Oven | 1.0341 | 0.54113 | 6368
Commercial | Energy Efficiency | Restaurants | New | Energy Star Commercial Oven | 1.0341 | 0.54113 | 6368
Commercial | Energy Efficiency | Retail | New | Energy Star Commercial Oven | 1.0341 | 0.54113 | 6368
Commercial | Energy Efficiency | Schools K-12 | New | Energy Star Commercial Oven | 1.0341 | 0.54113 | 6368
Commercial | Energy Efficiency | Warehouse | New | Energy Star Commercial Oven | 1.0341 | 0.54113 | 6368
Commercial | Energy Efficiency | Assembly | Turnover | Energy Star Fryer | 0.14651 | 0.045305 | 903.8223
Commercial | Energy Efficiency | College and University | Turnover | Energy Star Fryer | 0.14651 | 0.045305 | 903.8223
Commercial | Energy Efficiency | Grocery | Turnover | Energy Star Fryer | 0.14651 | 0.045305 | 903.8223
Commercial | Energy Efficiency | Healthcare | Turnover | Energy Star Fryer | 0.14651 | 0.045305 | 903.8223
Commercial | Energy Efficiency | Hospitals | Turnover | Energy Star Fryer | 0.14651 | 0.045305 | 903.8223
Commercial | Energy Efficiency | Institutional | Turnover | Energy Star Fryer | 0.14651 | 0.045305 | 903.8223
Commercial | Energy Efficiency | Lodging/Hospitality | Turnover | Energy Star Fryer | 0.14651 | 0.045305 | 903.8223
Commercial | Energy Efficiency | Miscellaneous | Turnover | Energy Star Fryer | 0.14651 | 0.045305 | 903.8223
Commercial | Energy Efficiency | Offices | Turnover | Energy Star Fryer | 0.14651 | 0.045305 | 903.8223
Commercial | Energy Efficiency | Restaurants | Turnover | Energy Star Fryer | 0.14651 | 0.045305 | 903.8223
Commercial | Energy Efficiency | Retail | Turnover | Energy Star Fryer | 0.14651 | 0.045305 | 903.8223
Commercial | Energy Efficiency | Schools K-12 | Turnover | Energy Star Fryer | 0.14651 | 0.045305 | 903.8223
Commercial | Energy Efficiency | Warehouse | Turnover | Energy Star Fryer | 0.14651 | 0.045305 | 903.8223
Commercial | Energy Efficiency | Assembly | New | Energy Star Fryer | 0.14651 | 0.045305 | 903.8223
Commercial | Energy Efficiency | College and University | New | Energy Star Fryer | 0.14651 | 0.045305 | 903.8223
Commercial | Energy Efficiency | Grocery | New | Energy Star Fryer | 0.14651 | 0.045305 | 903.8223
Commercial | Energy Efficiency | Healthcare | New | Energy Star Fryer | 0.14651 | 0.045305 | 903.8223
Commercial | Energy Efficiency | Hospitals | New | Energy Star Fryer | 0.14651 | 0.045305 | 903.8223
Commercial | Energy Efficiency | Institutional | New | Energy Star Fryer | 0.14651 | 0.045305 | 903.8223
Commercial | Energy Efficiency | Lodging/Hospitality | New | Energy Star Fryer | 0.14651 | 0.045305 | 903.8223
Commercial | Energy Efficiency | Miscellaneous | New | Energy Star Fryer | 0.14651 | 0.045305 | 903.8223
Commercial | Energy Efficiency | Offices | New | Energy Star Fryer | 0.14651 | 0.045305 | 903.8223
Commercial | Energy Efficiency | Restaurants | New | Energy Star Fryer | 0.14651 | 0.045305 | 903.8223
Commercial | Energy Efficiency | Retail | New | Energy Star Fryer | 0.14651 | 0.045305 | 903.8223
Commercial | Energy Efficiency | Schools K-12 | New | Energy Star Fryer | 0.14651 | 0.045305 | 903.8223
Commercial | Energy Efficiency | Warehouse | New | Energy Star Fryer | 0.14651 | 0.045305 | 903.8223
Commercial | Energy Efficiency | Assembly | Turnover | Energy Star Griddle | 0.3156 | 0.080771 | 1910
Commercial | Energy Efficiency | College and University | Turnover | Energy Star Griddle | 0.3156 | 0.080771 | 1910
Commercial | Energy Efficiency | Grocery | Turnover | Energy Star Griddle | 0.3156 | 0.080771 | 1910
Commercial | Energy Efficiency | Healthcare | Turnover | Energy Star Griddle | 0.3156 | 0.080771 | 1910
Commercial | Energy Efficiency | Hospitals | Turnover | Energy Star Griddle | 0.3156 | 0.080771 | 1910
Commercial | Energy Efficiency | Institutional | Turnover | Energy Star Griddle | 0.3156 | 0.080771 | 1910
Commercial | Energy Efficiency | Lodging/Hospitality | Turnover | Energy Star Griddle | 0.3156 | 0.080771 | 1910
Commercial | Energy Efficiency | Miscellaneous | Turnover | Energy Star Griddle | 0.3156 | 0.080771 | 1910
Commercial | Energy Efficiency | Offices | Turnover | Energy Star Griddle | 0.3156 | 0.080771 | 1910
Commercial | Energy Efficiency | Restaurants | Turnover | Energy Star Griddle | 0.3156 | 0.080771 | 1910
Commercial | Energy Efficiency | Retail | Turnover | Energy Star Griddle | 0.3156 | 0.080771 | 1910
Commercial | Energy Efficiency | Schools K-12 | Turnover | Energy Star Griddle | 0.3156 | 0.080771 | 1910
Commercial | Energy Efficiency | Warehouse | Turnover | Energy Star Griddle | 0.3156 | 0.080771 | 1910
Commercial | Energy Efficiency | Assembly | New | Energy Star Griddle | 0.3156 | 0.080771 | 1910
Commercial | Energy Efficiency | College and University | New | Energy Star Griddle | 0.3156 | 0.080771 | 1910
Commercial | Energy Efficiency | Grocery | New | Energy Star Griddle | 0.3156 | 0.080771 | 1910
Commercial | Energy Efficiency | Healthcare | New | Energy Star Griddle | 0.3156 | 0.080771 | 1910
Commercial | Energy Efficiency | Hospitals | New | Energy Star Griddle | 0.3156 | 0.080771 | 1910
Commercial | Energy Efficiency | Institutional | New | Energy Star Griddle | 0.3156 | 0.080771 | 1910
Commercial | Energy Efficiency | Lodging/Hospitality | New | Energy Star Griddle | 0.3156 | 0.080771 | 1910
Commercial | Energy Efficiency | Miscellaneous | New | Energy Star Griddle | 0.3156 | 0.080771 | 1910
Commercial | Energy Efficiency | Offices | New | Energy Star Griddle | 0.3156 | 0.080771 | 1910
Commercial | Energy Efficiency | Restaurants | New | Energy Star Griddle | 0.3156 | 0.080771 | 1910
Commercial | Energy Efficiency | Retail | New | Energy Star Griddle | 0.3156 | 0.080771 | 1910
Commercial | Energy Efficiency | Schools K-12 | New | Energy Star Griddle | 0.3156 | 0.080771 | 1910
Commercial | Energy Efficiency | Warehouse | New | Energy Star Griddle | 0.3156 | 0.080771 | 1910
Commercial | Energy Efficiency | Assembly | Turnover | Energy Star Hot Food Holding Cabinet | 0.31862 | 0.15417 | 1730.1
Commercial | Energy Efficiency | College and University | Turnover | Energy Star Hot Food Holding Cabinet | 0.31862 | 0.15417 | 1730.1
Commercial | Energy Efficiency | Grocery | Turnover | Energy Star Hot Food Holding Cabinet | 0.31862 | 0.15417 | 1730.1
Commercial | Energy Efficiency | Healthcare | Turnover | Energy Star Hot Food Holding Cabinet | 0.31862 | 0.15417 | 1730.1
Commercial | Energy Efficiency | Hospitals | Turnover | Energy Star Hot Food Holding Cabinet | 0.31862 | 0.15417 | 1730.1
Commercial | Energy Efficiency | Institutional | Turnover | Energy Star Hot Food Holding Cabinet | 0.31862 | 0.15417 | 1730.1
Commercial | Energy Efficiency | Lodging/Hospitality | Turnover | Energy Star Hot Food Holding Cabinet | 0.31862 | 0.15417 | 1730.1
Commercial | Energy Efficiency | Miscellaneous | Turnover | Energy Star Hot Food Holding Cabinet | 0.31862 | 0.15417 | 1730.1
Commercial | Energy Efficiency | Offices | Turnover | Energy Star Hot Food Holding Cabinet | 0.31862 | 0.15417 | 1730.1
Commercial | Energy Efficiency | Restaurants | Turnover | Energy Star Hot Food Holding Cabinet | 0.31862 | 0.15417 | 1730.1
Commercial | Energy Efficiency | Retail | Turnover | Energy Star Hot Food Holding Cabinet | 0.31862 | 0.15417 | 1730.1
Commercial | Energy Efficiency | Schools K-12 | Turnover | Energy Star Hot Food Holding Cabinet | 0.31862 | 0.15417 | 1730.1
Commercial | Energy Efficiency | Warehouse | Turnover | Energy Star Hot Food Holding Cabinet | 0.31862 | 0.15417 | 1730.1
Commercial | Energy Efficiency | Assembly | New | Energy Star Hot Food Holding Cabinet | 0.31862 | 0.15417 | 1730.1
Commercial | Energy Efficiency | College and University | New | Energy Star Hot Food Holding Cabinet | 0.31862 | 0.15417 | 1730.1
Commercial | Energy Efficiency | Grocery | New | Energy Star Hot Food Holding Cabinet | 0.31862 | 0.15417 | 1730.1
Commercial | Energy Efficiency | Healthcare | New | Energy Star Hot Food Holding Cabinet | 0.31862 | 0.15417 | 1730.1
Commercial | Energy Efficiency | Hospitals | New | Energy Star Hot Food Holding Cabinet | 0.31862 | 0.15417 | 1730.1
Commercial | Energy Efficiency | Institutional | New | Energy Star Hot Food Holding Cabinet | 0.31862 | 0.15417 | 1730.1
Commercial | Energy Efficiency | Lodging/Hospitality | New | Energy Star Hot Food Holding Cabinet | 0.31862 | 0.15417 | 1730.1
Commercial | Energy Efficiency | Miscellaneous | New | Energy Star Hot Food Holding Cabinet | 0.31862 | 0.15417 | 1730.1
Commercial | Energy Efficiency | Offices | New | Energy Star Hot Food Holding Cabinet | 0.31862 | 0.15417 | 1730.1
Commercial | Energy Efficiency | Restaurants | New | Energy Star Hot Food Holding Cabinet | 0.31862 | 0.15417 | 1730.1
Commercial | Energy Efficiency | Retail | New | Energy Star Hot Food Holding Cabinet | 0.31862 | 0.15417 | 1730.1
Commercial | Energy Efficiency | Schools K-12 | New | Energy Star Hot Food Holding Cabinet | 0.31862 | 0.15417 | 1730.1
Commercial | Energy Efficiency | Warehouse | New | Energy Star Hot Food Holding Cabinet | 0.31862 | 0.15417 | 1730.1
Commercial | Energy Efficiency | Assembly | Turnover | Energy Star Steamer | 1.4645 | 0.85037 | 9967
Commercial | Energy Efficiency | College and University | Turnover | Energy Star Steamer | 1.4645 | 0.85037 | 9967
Commercial | Energy Efficiency | Grocery | Turnover | Energy Star Steamer | 1.4645 | 0.85037 | 9967
Commercial | Energy Efficiency | Healthcare | Turnover | Energy Star Steamer | 1.4645 | 0.85037 | 9967
Commercial | Energy Efficiency | Hospitals | Turnover | Energy Star Steamer | 1.4645 | 0.85037 | 9967
Commercial | Energy Efficiency | Institutional | Turnover | Energy Star Steamer | 1.4645 | 0.85037 | 9967
Commercial | Energy Efficiency | Lodging/Hospitality | Turnover | Energy Star Steamer | 1.4645 | 0.85037 | 9967
Commercial | Energy Efficiency | Miscellaneous | Turnover | Energy Star Steamer | 1.4645 | 0.85037 | 9967
Commercial | Energy Efficiency | Offices | Turnover | Energy Star Steamer | 1.4645 | 0.85037 | 9967
Commercial | Energy Efficiency | Restaurants | Turnover | Energy Star Steamer | 1.4645 | 0.85037 | 9967
Commercial | Energy Efficiency | Retail | Turnover | Energy Star Steamer | 1.4645 | 0.85037 | 9967
Commercial | Energy Efficiency | Schools K-12 | Turnover | Energy Star Steamer | 1.4645 | 0.85037 | 9967
Commercial | Energy Efficiency | Warehouse | Turnover | Energy Star Steamer | 1.4645 | 0.85037 | 9967
Commercial | Energy Efficiency | Assembly | New | Energy Star Steamer | 1.4645 | 0.85037 | 9967
Commercial | Energy Efficiency | College and University | New | Energy Star Steamer | 1.4645 | 0.85037 | 9967
Commercial | Energy Efficiency | Grocery | New | Energy Star Steamer | 1.4645 | 0.85037 | 9967
Commercial | Energy Efficiency | Healthcare | New | Energy Star Steamer | 1.4645 | 0.85037 | 9967
Commercial | Energy Efficiency | Hospitals | New | Energy Star Steamer | 1.4645 | 0.85037 | 9967
Commercial | Energy Efficiency | Institutional | New | Energy Star Steamer | 1.4645 | 0.85037 | 9967
Commercial | Energy Efficiency | Lodging/Hospitality | New | Energy Star Steamer | 1.4645 | 0.85037 | 9967
Commercial | Energy Efficiency | Miscellaneous | New | Energy Star Steamer | 1.4645 | 0.85037 | 9967
Commercial | Energy Efficiency | Offices | New | Energy Star Steamer | 1.4645 | 0.85037 | 9967
Commercial | Energy Efficiency | Restaurants | New | Energy Star Steamer | 1.4645 | 0.85037 | 9967
Commercial | Energy Efficiency | Retail | New | Energy Star Steamer | 1.4645 | 0.85037 | 9967
Commercial | Energy Efficiency | Schools K-12 | New | Energy Star Steamer | 1.4645 | 0.85037 | 9967
Commercial | Energy Efficiency | Warehouse | New | Energy Star Steamer | 1.4645 | 0.85037 | 9967
Commercial | Energy Efficiency | Assembly | Turnover | Induction Cooktops | 0.4257 | 0.17529 | 1974.24
Commercial | Energy Efficiency | College and University | Turnover | Induction Cooktops | 0.4257 | 0.17529 | 1974.24
Commercial | Energy Efficiency | Grocery | Turnover | Induction Cooktops | 0.4257 | 0.17529 | 1974.24
Commercial | Energy Efficiency | Healthcare | Turnover | Induction Cooktops | 0.4257 | 0.17529 | 1974.24
Commercial | Energy Efficiency | Hospitals | Turnover | Induction Cooktops | 0.4257 | 0.17529 | 1974.24
Commercial | Energy Efficiency | Institutional | Turnover | Induction Cooktops | 0.4257 | 0.17529 | 1974.24
Commercial | Energy Efficiency | Lodging/Hospitality | Turnover | Induction Cooktops | 0.4257 | 0.17529 | 1974.24
Commercial | Energy Efficiency | Miscellaneous | Turnover | Induction Cooktops | 0.4257 | 0.17529 | 1974.24
Commercial | Energy Efficiency | Offices | Turnover | Induction Cooktops | 0.4257 | 0.17529 | 1974.24
Commercial | Energy Efficiency | Restaurants | Turnover | Induction Cooktops | 0.4257 | 0.17529 | 1974.24
Commercial | Energy Efficiency | Retail | Turnover | Induction Cooktops | 0.4257 | 0.17529 | 1974.24
Commercial | Energy Efficiency | Schools K-12 | Turnover | Induction Cooktops | 0.4257 | 0.17529 | 1974.24
Commercial | Energy Efficiency | Warehouse | Turnover | Induction Cooktops | 0.4257 | 0.17529 | 1974.24
Commercial | Energy Efficiency | Assembly | New | Induction Cooktops | 0.4257 | 0.17529 | 1974.24
Commercial | Energy Efficiency | College and University | New | Induction Cooktops | 0.4257 | 0.17529 | 1974.24
Commercial | Energy Efficiency | Grocery | New | Induction Cooktops | 0.4257 | 0.17529 | 1974.24
Commercial | Energy Efficiency | Healthcare | New | Induction Cooktops | 0.4257 | 0.17529 | 1974.24
Commercial | Energy Efficiency | Hospitals | New | Induction Cooktops | 0.4257 | 0.17529 | 1974.24
Commercial | Energy Efficiency | Institutional | New | Induction Cooktops | 0.4257 | 0.17529 | 1974.24
Commercial | Energy Efficiency | Lodging/Hospitality | New | Induction Cooktops | 0.4257 | 0.17529 | 1974.24
Commercial | Energy Efficiency | Miscellaneous | New | Induction Cooktops | 0.4257 | 0.17529 | 1974.24
Commercial | Energy Efficiency | Offices | New | Induction Cooktops | 0.4257 | 0.17529 | 1974.24
Commercial | Energy Efficiency | Restaurants | New | Induction Cooktops | 0.4257 | 0.17529 | 1974.24
Commercial | Energy Efficiency | Retail | New | Induction Cooktops | 0.4257 | 0.17529 | 1974.24
Commercial | Energy Efficiency | Schools K-12 | New | Induction Cooktops | 0.4257 | 0.17529 | 1974.24
Commercial | Energy Efficiency | Warehouse | New | Induction Cooktops | 0.4257 | 0.17529 | 1974.24
Commercial | Energy Efficiency | Assembly | Turnover | Energy Star Commercial Dishwasher | 1.3584 | -0.00014452 | 18720.0898
Commercial | Energy Efficiency | College and University | Turnover | Energy Star Commercial Dishwasher | 1.3584 | -0.00014452 | 18720.0898
Commercial | Energy Efficiency | Grocery | Turnover | Energy Star Commercial Dishwasher | 1.3584 | -0.00014452 | 18720.0898
Commercial | Energy Efficiency | Healthcare | Turnover | Energy Star Commercial Dishwasher | 1.3584 | -0.00014452 | 18720.0898
Commercial | Energy Efficiency | Hospitals | Turnover | Energy Star Commercial Dishwasher | 1.3584 | -0.00014452 | 18720.0898
Commercial | Energy Efficiency | Institutional | Turnover | Energy Star Commercial Dishwasher | 1.3584 | -0.00014452 | 18720.0898
Commercial | Energy Efficiency | Lodging/Hospitality | Turnover | Energy Star Commercial Dishwasher | 1.3584 | -0.00014452 | 18720.0898
Commercial | Energy Efficiency | Miscellaneous | Turnover | Energy Star Commercial Dishwasher | 1.3584 | -0.00014452 | 18720.0898
Commercial | Energy Efficiency | Offices | Turnover | Energy Star Commercial Dishwasher | 1.3584 | -0.00014452 | 18720.0898
Commercial | Energy Efficiency | Restaurants | Turnover | Energy Star Commercial Dishwasher | 1.3584 | -0.00014452 | 18720.0898
Commercial | Energy Efficiency | Retail | Turnover | Energy Star Commercial Dishwasher | 1.3584 | -0.00014452 | 18720.0898
Commercial | Energy Efficiency | Schools K-12 | Turnover | Energy Star Commercial Dishwasher | 1.3584 | -0.00014452 | 18720.0898
Commercial | Energy Efficiency | Warehouse | Turnover | Energy Star Commercial Dishwasher | 1.3584 | -0.00014452 | 18720.0898
Commercial | Energy Efficiency | Assembly | New | Energy Star Commercial Dishwasher | 1.3584 | -0.00014452 | 18720.0898
Commercial | Energy Efficiency | College and University | New | Energy Star Commercial Dishwasher | 1.3584 | -0.00014452 | 18720.0898
Commercial | Energy Efficiency | Grocery | New | Energy Star Commercial Dishwasher | 1.3584 | -0.00014452 | 18720.0898
Commercial | Energy Efficiency | Healthcare | New | Energy Star Commercial Dishwasher | 1.3584 | -0.00014452 | 18720.0898
Commercial | Energy Efficiency | Hospitals | New | Energy Star Commercial Dishwasher | 1.3584 | -0.00014452 | 18720.0898
Commercial | Energy Efficiency | Institutional | New | Energy Star Commercial Dishwasher | 1.3584 | -0.00014452 | 18720.0898
Commercial | Energy Efficiency | Lodging/Hospitality | New | Energy Star Commercial Dishwasher | 1.3584 | -0.00014452 | 18720.0898
Commercial | Energy Efficiency | Miscellaneous | New | Energy Star Commercial Dishwasher | 1.3584 | -0.00014452 | 18720.0898
Commercial | Energy Efficiency | Offices | New | Energy Star Commercial Dishwasher | 1.3584 | -0.00014452 | 18720.0898
Commercial | Energy Efficiency | Restaurants | New | Energy Star Commercial Dishwasher | 1.3584 | -0.00014452 | 18720.0898
Commercial | Energy Efficiency | Retail | New | Energy Star Commercial Dishwasher | 1.3584 | -0.00014452 | 18720.0898
Commercial | Energy Efficiency | Schools K-12 | New | Energy Star Commercial Dishwasher | 1.3584 | -0.00014452 | 18720.0898
Commercial | Energy Efficiency | Warehouse | New | Energy Star Commercial Dishwasher | 1.3584 | -0.00014452 | 18720.0898
Commercial | Energy Efficiency | Assembly | Turnover | Heat Pump Water Heater | 0.74275 | 0.49402 | 4395.1625
Commercial | Energy Efficiency | College and University | Turnover | Heat Pump Water Heater | 5.3769 | 29.0863 | 101088.7385
Commercial | Energy Efficiency | Grocery | Turnover | Heat Pump Water Heater | 0.61672 | 3.2355 | 8790.3251
Commercial | Energy Efficiency | Healthcare | Turnover | Heat Pump Water Heater | 0.99034 | 0.65869 | 5860.2167
Commercial | Energy Efficiency | Hospitals | Turnover | Heat Pump Water Heater | 9.4291 | 51.0065 | 177271.556
Commercial | Energy Efficiency | Institutional | Turnover | Heat Pump Water Heater | 59.4203 | 39.5217 | 351613.0036
Commercial | Energy Efficiency | Lodging/Hospitality | Turnover | Heat Pump Water Heater | 2.9603 | 15.5303 | 42193.5604
Commercial | Energy Efficiency | Miscellaneous | Turnover | Heat Pump Water Heater | 44.5652 | 29.6412 | 263709.7527
Commercial | Energy Efficiency | Offices | Turnover | Heat Pump Water Heater | 6.1896 | 4.1168 | 36626.3545
Commercial | Energy Efficiency | Restaurants | Turnover | Heat Pump Water Heater | 1.0279 | 5.3925 | 14650.5418
Commercial | Energy Efficiency | Retail | Turnover | Heat Pump Water Heater | 1.8317 | 9.6094 | 26107.2655
Commercial | Energy Efficiency | Schools K-12 | Turnover | Heat Pump Water Heater | 0.30949 | 0.20585 | 1831.3579
Commercial | Energy Efficiency | Warehouse | Turnover | Heat Pump Water Heater | 1.4855 | 0.98804 | 8790.3251
Commercial | Energy Efficiency | Assembly | New | Heat Pump Water Heater | 0.74275 | 0.49402 | 4395.1625
Commercial | Energy Efficiency | College and University | New | Heat Pump Water Heater | 5.3769 | 29.0863 | 101088.7385
Commercial | Energy Efficiency | Grocery | New | Heat Pump Water Heater | 0.61672 | 3.2355 | 8790.3251
Commercial | Energy Efficiency | Healthcare | New | Heat Pump Water Heater | 0.99034 | 0.65869 | 5860.2167
Commercial | Energy Efficiency | Hospitals | New | Heat Pump Water Heater | 9.4291 | 51.0065 | 177271.556
Commercial | Energy Efficiency | Institutional | New | Heat Pump Water Heater | 59.4203 | 39.5217 | 351613.0036
Commercial | Energy Efficiency | Lodging/Hospitality | New | Heat Pump Water Heater | 2.9603 | 15.5303 | 42193.5604
Commercial | Energy Efficiency | Miscellaneous | New | Heat Pump Water Heater | 44.5652 | 29.6412 | 263709.7527
Commercial | Energy Efficiency | Offices | New | Heat Pump Water Heater | 6.1896 | 4.1168 | 36626.3545
Commercial | Energy Efficiency | Restaurants | New | Heat Pump Water Heater | 1.0279 | 5.3925 | 14650.5418
Commercial | Energy Efficiency | Retail | New | Heat Pump Water Heater | 1.8317 | 9.6094 | 26107.2655
Commercial | Energy Efficiency | Schools K-12 | New | Heat Pump Water Heater | 0.30949 | 0.20585 | 1831.3579
Commercial | Energy Efficiency | Warehouse | New | Heat Pump Water Heater | 1.4855 | 0.98804 | 8790.3251
Commercial | Energy Efficiency | Assembly | Turnover | Instantaneous Hot Water System | 0.039006 | 0.044946 | 352.1017
Commercial | Energy Efficiency | College and University | Turnover | Instantaneous Hot Water System | 0.76527 | 1.8458 | 8098.3397
Commercial | Energy Efficiency | Grocery | Turnover | Instantaneous Hot Water System | 0.078341 | 0.081744 | 704.2034
Commercial | Energy Efficiency | Healthcare | Turnover | Instantaneous Hot Water System | 0.052008 | 0.059928 | 469.469
Commercial | Energy Efficiency | Hospitals | Turnover | Instantaneous Hot Water System | 1.342 | 3.2369 | 14201.4362
Commercial | Energy Efficiency | Institutional | Turnover | Instantaneous Hot Water System | 3.1205 | 3.5957 | 28168.138
Commercial | Energy Efficiency | Lodging/Hospitality | Turnover | Instantaneous Hot Water System | 0.37604 | 0.39237 | 3380.1766
Commercial | Energy Efficiency | Miscellaneous | Turnover | Instantaneous Hot Water System | 2.3404 | 2.6968 | 21126.1035
Commercial | Energy Efficiency | Offices | Turnover | Instantaneous Hot Water System | 0.32505 | 0.37455 | 2934.181
Commercial | Energy Efficiency | Restaurants | Turnover | Instantaneous Hot Water System | 0.13057 | 0.13624 | 1173.6724
Commercial | Energy Efficiency | Retail | Turnover | Instantaneous Hot Water System | 0.23267 | 0.24278 | 2091.4842
Commercial | Energy Efficiency | Schools K-12 | Turnover | Instantaneous Hot Water System | 0.016253 | 0.018728 | 146.7123
Commercial | Energy Efficiency | Warehouse | Turnover | Instantaneous Hot Water System | 0.078013 | 0.089892 | 704.2034
Commercial | Energy Efficiency | Assembly | New | Instantaneous Hot Water System | 0.039006 | 0.044946 | 352.1017
Commercial | Energy Efficiency | College and University | New | Instantaneous Hot Water System | 0.76527 | 1.8458 | 8098.3397
Commercial | Energy Efficiency | Grocery | New | Instantaneous Hot Water System | 0.078341 | 0.081744 | 704.2034
Commercial | Energy Efficiency | Healthcare | New | Instantaneous Hot Water System | 0.052008 | 0.059928 | 469.469
Commercial | Energy Efficiency | Hospitals | New | Instantaneous Hot Water System | 1.342 | 3.2369 | 14201.4362
Commercial | Energy Efficiency | Institutional | New | Instantaneous Hot Water System | 3.1205 | 3.5957 | 28168.138
Commercial | Energy Efficiency | Lodging/Hospitality | New | Instantaneous Hot Water System | 0.37604 | 0.39237 | 3380.1766
Commercial | Energy Efficiency | Miscellaneous | New | Instantaneous Hot Water System | 2.3404 | 2.6968 | 21126.1035
Commercial | Energy Efficiency | Offices | New | Instantaneous Hot Water System | 0.32505 | 0.37455 | 2934.181
Commercial | Energy Efficiency | Restaurants | New | Instantaneous Hot Water System | 0.13057 | 0.13624 | 1173.6724
Commercial | Energy Efficiency | Retail | New | Instantaneous Hot Water System | 0.23267 | 0.24278 | 2091.4842
Commercial | Energy Efficiency | Schools K-12 | New | Instantaneous Hot Water System | 0.016253 | 0.018728 | 146.7123
Commercial | Energy Efficiency | Warehouse | New | Instantaneous Hot Water System | 0.078013 | 0.089892 | 704.2034
Commercial | Energy Efficiency | Assembly | Turnover | Solar Water Heater | 0.38556 | 0.05413 | 5158.5545
Commercial | Energy Efficiency | College and University | Turnover | Solar Water Heater | 8.8679 | 1.245 | 118646.7544
Commercial | Energy Efficiency | Grocery | Turnover | Solar Water Heater | 0.77112 | 0.10826 | 10317.1091
Commercial | Energy Efficiency | Healthcare | Turnover | Solar Water Heater | 0.51408 | 0.072174 | 6878.0727
Commercial | Energy Efficiency | Hospitals | Turnover | Solar Water Heater | 15.5509 | 2.1833 | 208061.6998
Commercial | Energy Efficiency | Institutional | Turnover | Solar Water Heater | 30.8448 | 4.3304 | 412684.3632
Commercial | Energy Efficiency | Lodging/Hospitality | Turnover | Solar Water Heater | 3.7014 | 0.51965 | 49522.1236
Commercial | Energy Efficiency | Miscellaneous | Turnover | Solar Water Heater | 23.1336 | 3.2478 | 309513.2724
Commercial | Energy Efficiency | Offices | Turnover | Solar Water Heater | 3.213 | 0.45109 | 42987.9545
Commercial | Energy Efficiency | Restaurants | Turnover | Solar Water Heater | 1.2852 | 0.18043 | 17195.1818
Commercial | Energy Efficiency | Retail | Turnover | Solar Water Heater | 2.2902 | 0.32153 | 30641.814
Commercial | Energy Efficiency | Schools K-12 | Turnover | Solar Water Heater | 0.16065 | 0.022555 | 2149.4448
Commercial | Energy Efficiency | Warehouse | Turnover | Solar Water Heater | 0.77112 | 0.10826 | 10317.1091
Commercial | Energy Efficiency | Assembly | New | Solar Water Heater | 0.38556 | 0.05413 | 5158.5545
Commercial | Energy Efficiency | College and University | New | Solar Water Heater | 8.8679 | 1.245 | 118646.7544
Commercial | Energy Efficiency | Grocery | New | Solar Water Heater | 0.77112 | 0.10826 | 10317.1091
Commercial | Energy Efficiency | Healthcare | New | Solar Water Heater | 0.51408 | 0.072174 | 6878.0727
Commercial | Energy Efficiency | Hospitals | New | Solar Water Heater | 15.5509 | 2.1833 | 208061.6998
Commercial | Energy Efficiency | Institutional | New | Solar Water Heater | 30.8448 | 4.3304 | 412684.3632
Commercial | Energy Efficiency | Lodging/Hospitality | New | Solar Water Heater | 3.7014 | 0.51965 | 49522.1236
Commercial | Energy Efficiency | Miscellaneous | New | Solar Water Heater | 23.1336 | 3.2478 | 309513.2724
Commercial | Energy Efficiency | Offices | New | Solar Water Heater | 3.213 | 0.45109 | 42987.9545
Commercial | Energy Efficiency | Restaurants | New | Solar Water Heater | 1.2852 | 0.18043 | 17195.1818
Commercial | Energy Efficiency | Retail | New | Solar Water Heater | 2.2902 | 0.32153 | 30641.814
Commercial | Energy Efficiency | Schools K-12 | New | Solar Water Heater | 0.16065 | 0.022555 | 2149.4448
Commercial | Energy Efficiency | Warehouse | New | Solar Water Heater | 0.77112 | 0.10826 | 10317.1091
Commercial | Energy Efficiency | Assembly | Turnover | CFL - 15W Flood | 0 | 0 | 200.9
Commercial | Energy Efficiency | College and University | Turnover | CFL - 15W Flood | 0 | 0 | 200.9
Commercial | Energy Efficiency | Grocery | Turnover | CFL - 15W Flood | 0 | 0 | 200.9
Commercial | Energy Efficiency | Healthcare | Turnover | CFL - 15W Flood | 0 | 0 | 200.9
Commercial | Energy Efficiency | Hospitals | Turnover | CFL - 15W Flood | 0 | 0 | 200.9
Commercial | Energy Efficiency | Institutional | Turnover | CFL - 15W Flood | 0 | 0 | 200.9
Commercial | Energy Efficiency | Lodging/Hospitality | Turnover | CFL - 15W Flood | 0 | 0 | 200.9
Commercial | Energy Efficiency | Miscellaneous | Turnover | CFL - 15W Flood | 0 | 0 | 200.9
Commercial | Energy Efficiency | Offices | Turnover | CFL - 15W Flood | 0 | 0 | 200.9
Commercial | Energy Efficiency | Restaurants | Turnover | CFL - 15W Flood | 0 | 0 | 200.9
Commercial | Energy Efficiency | Retail | Turnover | CFL - 15W Flood | 0 | 0 | 200.9
Commercial | Energy Efficiency | Schools K-12 | Turnover | CFL - 15W Flood | 0 | 0 | 200.9
Commercial | Energy Efficiency | Warehouse | Turnover | CFL - 15W Flood | 0 | 0 | 200.9
Commercial | Energy Efficiency | Assembly | New | CFL - 15W Flood | 0 | 0 | 200.9
Commercial | Energy Efficiency | College and University | New | CFL - 15W Flood | 0 | 0 | 200.9
Commercial | Energy Efficiency | Grocery | New | CFL - 15W Flood | 0 | 0 | 200.9
Commercial | Energy Efficiency | Healthcare | New | CFL - 15W Flood | 0 | 0 | 200.9
Commercial | Energy Efficiency | Hospitals | New | CFL - 15W Flood | 0 | 0 | 200.9
Commercial | Energy Efficiency | Institutional | New | CFL - 15W Flood | 0 | 0 | 200.9
Commercial | Energy Efficiency | Lodging/Hospitality | New | CFL - 15W Flood | 0 | 0 | 200.9
Commercial | Energy Efficiency | Miscellaneous | New | CFL - 15W Flood | 0 | 0 | 200.9
Commercial | Energy Efficiency | Offices | New | CFL - 15W Flood | 0 | 0 | 200.9
Commercial | Energy Efficiency | Restaurants | New | CFL - 15W Flood | 0 | 0 | 200.9
Commercial | Energy Efficiency | Retail | New | CFL - 15W Flood | 0 | 0 | 200.9
Commercial | Energy Efficiency | Schools K-12 | New | CFL - 15W Flood | 0 | 0 | 200.9
Commercial | Energy Efficiency | Warehouse | New | CFL - 15W Flood | 0 | 0 | 200.9
Commercial | Energy Efficiency | Assembly | Turnover | High Efficiency HID Lighting | 0 | 0 | 484.169
Commercial | Energy Efficiency | College and University | Turnover | High Efficiency HID Lighting | 0 | 0 | 484.169
Commercial | Energy Efficiency | Grocery | Turnover | High Efficiency HID Lighting | 0 | 0 | 484.169
Commercial | Energy Efficiency | Healthcare | Turnover | High Efficiency HID Lighting | 0 | 0 | 484.169
Commercial | Energy Efficiency | Hospitals | Turnover | High Efficiency HID Lighting | 0 | 0 | 484.169
Commercial | Energy Efficiency | Institutional | Turnover | High Efficiency HID Lighting | 0 | 0 | 484.169
Commercial | Energy Efficiency | Lodging/Hospitality | Turnover | High Efficiency HID Lighting | 0 | 0 | 484.169
Commercial | Energy Efficiency | Miscellaneous | Turnover | High Efficiency HID Lighting | 0 | 0 | 484.169
Commercial | Energy Efficiency | Offices | Turnover | High Efficiency HID Lighting | 0 | 0 | 484.169
Commercial | Energy Efficiency | Restaurants | Turnover | High Efficiency HID Lighting | 0 | 0 | 484.169
Commercial | Energy Efficiency | Retail | Turnover | High Efficiency HID Lighting | 0 | 0 | 484.169
Commercial | Energy Efficiency | Schools K-12 | Turnover | High Efficiency HID Lighting | 0 | 0 | 484.169
Commercial | Energy Efficiency | Warehouse | Turnover | High Efficiency HID Lighting | 0 | 0 | 484.169
Commercial | Energy Efficiency | Assembly | New | High Efficiency HID Lighting | 0 | 0 | 484.169
Commercial | Energy Efficiency | College and University | New | High Efficiency HID Lighting | 0 | 0 | 484.169
Commercial | Energy Efficiency | Grocery | New | High Efficiency HID Lighting | 0 | 0 | 484.169
Commercial | Energy Efficiency | Healthcare | New | High Efficiency HID Lighting | 0 | 0 | 484.169
Commercial | Energy Efficiency | Hospitals | New | High Efficiency HID Lighting | 0 | 0 | 484.169
Commercial | Energy Efficiency | Institutional | New | High Efficiency HID Lighting | 0 | 0 | 484.169
Commercial | Energy Efficiency | Lodging/Hospitality | New | High Efficiency HID Lighting | 0 | 0 | 484.169
Commercial | Energy Efficiency | Miscellaneous | New | High Efficiency HID Lighting | 0 | 0 | 484.169
Commercial | Energy Efficiency | Offices | New | High Efficiency HID Lighting | 0 | 0 | 484.169
Commercial | Energy Efficiency | Restaurants | New | High Efficiency HID Lighting | 0 | 0 | 484.169
Commercial | Energy Efficiency | Retail | New | High Efficiency HID Lighting | 0 | 0 | 484.169
Commercial | Energy Efficiency | Schools K-12 | New | High Efficiency HID Lighting | 0 | 0 | 484.169
Commercial | Energy Efficiency | Warehouse | New | High Efficiency HID Lighting | 0 | 0 | 484.169
Commercial | Energy Efficiency | Assembly | Turnover | LED - 9W Flood | 0 | 0 | 225.008
Commercial | Energy Efficiency | College and University | Turnover | LED - 9W Flood | 0 | 0 | 225.008
Commercial | Energy Efficiency | Grocery | Turnover | LED - 9W Flood | 0 | 0 | 225.008
Commercial | Energy Efficiency | Healthcare | Turnover | LED - 9W Flood | 0 | 0 | 225.008
Commercial | Energy Efficiency | Hospitals | Turnover | LED - 9W Flood | 0 | 0 | 225.008
Commercial | Energy Efficiency | Institutional | Turnover | LED - 9W Flood | 0 | 0 | 225.008
Commercial | Energy Efficiency | Lodging/Hospitality | Turnover | LED - 9W Flood | 0 | 0 | 225.008
Commercial | Energy Efficiency | Miscellaneous | Turnover | LED - 9W Flood | 0 | 0 | 225.008
Commercial | Energy Efficiency | Offices | Turnover | LED - 9W Flood | 0 | 0 | 225.008
Commercial | Energy Efficiency | Restaurants | Turnover | LED - 9W Flood | 0 | 0 | 225.008
Commercial | Energy Efficiency | Retail | Turnover | LED - 9W Flood | 0 | 0 | 225.008
Commercial | Energy Efficiency | Schools K-12 | Turnover | LED - 9W Flood | 0 | 0 | 225.008
Commercial | Energy Efficiency | Warehouse | Turnover | LED - 9W Flood | 0 | 0 | 225.008
Commercial | Energy Efficiency | Assembly | New | LED - 9W Flood | 0 | 0 | 225.008
Commercial | Energy Efficiency | College and University | New | LED - 9W Flood | 0 | 0 | 225.008
Commercial | Energy Efficiency | Grocery | New | LED - 9W Flood | 0 | 0 | 225.008
Commercial | Energy Efficiency | Healthcare | New | LED - 9W Flood | 0 | 0 | 225.008
Commercial | Energy Efficiency | Hospitals | New | LED - 9W Flood | 0 | 0 | 225.008
Commercial | Energy Efficiency | Institutional | New | LED - 9W Flood | 0 | 0 | 225.008
Commercial | Energy Efficiency | Lodging/Hospitality | New | LED - 9W Flood | 0 | 0 | 225.008
Commercial | Energy Efficiency | Miscellaneous | New | LED - 9W Flood | 0 | 0 | 225.008
Commercial | Energy Efficiency | Offices | New | LED - 9W Flood | 0 | 0 | 225.008
Commercial | Energy Efficiency | Restaurants | New | LED - 9W Flood | 0 | 0 | 225.008
Commercial | Energy Efficiency | Retail | New | LED - 9W Flood | 0 | 0 | 225.008
Commercial | Energy Efficiency | Schools K-12 | New | LED - 9W Flood | 0 | 0 | 225.008
Commercial | Energy Efficiency | Warehouse | New | LED - 9W Flood | 0 | 0 | 225.008
Commercial | Energy Efficiency | Assembly | Turnover | LED Display Lighting (Exterior) | 0 | 0 | 377.692
Commercial | Energy Efficiency | College and University | Turnover | LED Display Lighting (Exterior) | 0 | 0 | 377.692
Commercial | Energy Efficiency | Grocery | Turnover | LED Display Lighting (Exterior) | 0 | 0 | 377.692
Commercial | Energy Efficiency | Healthcare | Turnover | LED Display Lighting (Exterior) | 0 | 0 | 377.692
Commercial | Energy Efficiency | Hospitals | Turnover | LED Display Lighting (Exterior) | 0 | 0 | 377.692
Commercial | Energy Efficiency | Institutional | Turnover | LED Display Lighting (Exterior) | 0 | 0 | 377.692
Commercial | Energy Efficiency | Lodging/Hospitality | Turnover | LED Display Lighting (Exterior) | 0 | 0 | 377.692
Commercial | Energy Efficiency | Miscellaneous | Turnover | LED Display Lighting (Exterior) | 0 | 0 | 377.692
Commercial | Energy Efficiency | Offices | Turnover | LED Display Lighting (Exterior) | 0 | 0 | 377.692
Commercial | Energy Efficiency | Restaurants | Turnover | LED Display Lighting (Exterior) | 0 | 0 | 377.692
Commercial | Energy Efficiency | Retail | Turnover | LED Display Lighting (Exterior) | 0 | 0 | 377.692
Commercial | Energy Efficiency | Schools K-12 | Turnover | LED Display Lighting (Exterior) | 0 | 0 | 377.692
Commercial | Energy Efficiency | Warehouse | Turnover | LED Display Lighting (Exterior) | 0 | 0 | 377.692
Commercial | Energy Efficiency | Assembly | New | LED Display Lighting (Exterior) | 0 | 0 | 377.692
Commercial | Energy Efficiency | College and University | New | LED Display Lighting (Exterior) | 0 | 0 | 377.692
Commercial | Energy Efficiency | Grocery | New | LED Display Lighting (Exterior) | 0 | 0 | 377.692
Commercial | Energy Efficiency | Healthcare | New | LED Display Lighting (Exterior) | 0 | 0 | 377.692
Commercial | Energy Efficiency | Hospitals | New | LED Display Lighting (Exterior) | 0 | 0 | 377.692
Commercial | Energy Efficiency | Institutional | New | LED Display Lighting (Exterior) | 0 | 0 | 377.692
Commercial | Energy Efficiency | Lodging/Hospitality | New | LED Display Lighting (Exterior) | 0 | 0 | 377.692
Commercial | Energy Efficiency | Miscellaneous | New | LED Display Lighting (Exterior) | 0 | 0 | 377.692
Commercial | Energy Efficiency | Offices | New | LED Display Lighting (Exterior) | 0 | 0 | 377.692
Commercial | Energy Efficiency | Restaurants | New | LED Display Lighting (Exterior) | 0 | 0 | 377.692
Commercial | Energy Efficiency | Retail | New | LED Display Lighting (Exterior) | 0 | 0 | 377.692
Commercial | Energy Efficiency | Schools K-12 | New | LED Display Lighting (Exterior) | 0 | 0 | 377.692
Commercial | Energy Efficiency | Warehouse | New | LED Display Lighting (Exterior) | 0 | 0 | 377.692
Commercial | Energy Efficiency | Assembly | Turnover | LED Exterior Lighting | 0 | 0 | 763.42
Commercial | Energy Efficiency | College and University | Turnover | LED Exterior Lighting | 0 | 0 | 763.42
Commercial | Energy Efficiency | Grocery | Turnover | LED Exterior Lighting | 0 | 0 | 763.42
Commercial | Energy Efficiency | Healthcare | Turnover | LED Exterior Lighting | 0 | 0 | 763.42
Commercial | Energy Efficiency | Hospitals | Turnover | LED Exterior Lighting | 0 | 0 | 763.42
Commercial | Energy Efficiency | Institutional | Turnover | LED Exterior Lighting | 0 | 0 | 763.42
Commercial | Energy Efficiency | Lodging/Hospitality | Turnover | LED Exterior Lighting | 0 | 0 | 763.42
Commercial | Energy Efficiency | Miscellaneous | Turnover | LED Exterior Lighting | 0 | 0 | 763.42
Commercial | Energy Efficiency | Offices | Turnover | LED Exterior Lighting | 0 | 0 | 763.42
Commercial | Energy Efficiency | Restaurants | Turnover | LED Exterior Lighting | 0 | 0 | 763.42
Commercial | Energy Efficiency | Retail | Turnover | LED Exterior Lighting | 0 | 0 | 763.42
Commercial | Energy Efficiency | Schools K-12 | Turnover | LED Exterior Lighting | 0 | 0 | 763.42
Commercial | Energy Efficiency | Warehouse | Turnover | LED Exterior Lighting | 0 | 0 | 763.42
Commercial | Energy Efficiency | Assembly | New | LED Exterior Lighting | 0 | 0 | 763.42
Commercial | Energy Efficiency | College and University | New | LED Exterior Lighting | 0 | 0 | 763.42
Commercial | Energy Efficiency | Grocery | New | LED Exterior Lighting | 0 | 0 | 763.42
Commercial | Energy Efficiency | Healthcare | New | LED Exterior Lighting | 0 | 0 | 763.42
Commercial | Energy Efficiency | Hospitals | New | LED Exterior Lighting | 0 | 0 | 763.42
Commercial | Energy Efficiency | Institutional | New | LED Exterior Lighting | 0 | 0 | 763.42
Commercial | Energy Efficiency | Lodging/Hospitality | New | LED Exterior Lighting | 0 | 0 | 763.42
Commercial | Energy Efficiency | Miscellaneous | New | LED Exterior Lighting | 0 | 0 | 763.42
Commercial | Energy Efficiency | Offices | New | LED Exterior Lighting | 0 | 0 | 763.42
Commercial | Energy Efficiency | Restaurants | New | LED Exterior Lighting | 0 | 0 | 763.42
Commercial | Energy Efficiency | Retail | New | LED Exterior Lighting | 0 | 0 | 763.42
Commercial | Energy Efficiency | Schools K-12 | New | LED Exterior Lighting | 0 | 0 | 763.42
Commercial | Energy Efficiency | Warehouse | New | LED Exterior Lighting | 0 | 0 | 763.42
Commercial | Energy Efficiency | Assembly | Turnover | LED Parking Lighting | 0 | 0 | 3375.12
Commercial | Energy Efficiency | College and University | Turnover | LED Parking Lighting | 0 | 0 | 3375.12
Commercial | Energy Efficiency | Grocery | Turnover | LED Parking Lighting | 0 | 0 | 3375.12
Commercial | Energy Efficiency | Healthcare | Turnover | LED Parking Lighting | 0 | 0 | 3375.12
Commercial | Energy Efficiency | Hospitals | Turnover | LED Parking Lighting | 0 | 0 | 3375.12
Commercial | Energy Efficiency | Institutional | Turnover | LED Parking Lighting | 0 | 0 | 3375.12
Commercial | Energy Efficiency | Lodging/Hospitality | Turnover | LED Parking Lighting | 0 | 0 | 3375.12
Commercial | Energy Efficiency | Miscellaneous | Turnover | LED Parking Lighting | 0 | 0 | 3375.12
Commercial | Energy Efficiency | Offices | Turnover | LED Parking Lighting | 0 | 0 | 3375.12
Commercial | Energy Efficiency | Restaurants | Turnover | LED Parking Lighting | 0 | 0 | 3375.12
Commercial | Energy Efficiency | Retail | Turnover | LED Parking Lighting | 0 | 0 | 3375.12
Commercial | Energy Efficiency | Schools K-12 | Turnover | LED Parking Lighting | 0 | 0 | 3375.12
Commercial | Energy Efficiency | Warehouse | Turnover | LED Parking Lighting | 0 | 0 | 3375.12
Commercial | Energy Efficiency | Assembly | New | LED Parking Lighting | 0 | 0 | 3375.12
Commercial | Energy Efficiency | College and University | New | LED Parking Lighting | 0 | 0 | 3375.12
Commercial | Energy Efficiency | Grocery | New | LED Parking Lighting | 0 | 0 | 3375.12
Commercial | Energy Efficiency | Healthcare | New | LED Parking Lighting | 0 | 0 | 3375.12
Commercial | Energy Efficiency | Hospitals | New | LED Parking Lighting | 0 | 0 | 3375.12
Commercial | Energy Efficiency | Institutional | New | LED Parking Lighting | 0 | 0 | 3375.12
Commercial | Energy Efficiency | Lodging/Hospitality | New | LED Parking Lighting | 0 | 0 | 3375.12
Commercial | Energy Efficiency | Miscellaneous | New | LED Parking Lighting | 0 | 0 | 3375.12
Commercial | Energy Efficiency | Offices | New | LED Parking Lighting | 0 | 0 | 3375.12
Commercial | Energy Efficiency | Restaurants | New | LED Parking Lighting | 0 | 0 | 3375.12
Commercial | Energy Efficiency | Retail | New | LED Parking Lighting | 0 | 0 | 3375.12
Commercial | Energy Efficiency | Schools K-12 | New | LED Parking Lighting | 0 | 0 | 3375.12
Commercial | Energy Efficiency | Warehouse | New | LED Parking Lighting | 0 | 0 | 3375.12
Commercial | Energy Efficiency | Assembly | Turnover | LED Street Lights | 0 | 0 | 1691.1226
Commercial | Energy Efficiency | College and University | Turnover | LED Street Lights | 0 | 0 | 1691.1226
Commercial | Energy Efficiency | Grocery | Turnover | LED Street Lights | 0 | 0 | 1691.1226
Commercial | Energy Efficiency | Healthcare | Turnover | LED Street Lights | 0 | 0 | 1691.1226
Commercial | Energy Efficiency | Hospitals | Turnover | LED Street Lights | 0 | 0 | 1691.1226
Commercial | Energy Efficiency | Institutional | Turnover | LED Street Lights | 0 | 0 | 1691.1226
Commercial | Energy Efficiency | Lodging/Hospitality | Turnover | LED Street Lights | 0 | 0 | 1691.1226
Commercial | Energy Efficiency | Miscellaneous | Turnover | LED Street Lights | 0 | 0 | 1691.1226
Commercial | Energy Efficiency | Offices | Turnover | LED Street Lights | 0 | 0 | 1691.1226
Commercial | Energy Efficiency | Restaurants | Turnover | LED Street Lights | 0 | 0 | 1691.1226
Commercial | Energy Efficiency | Retail | Turnover | LED Street Lights | 0 | 0 | 1691.1226
Commercial | Energy Efficiency | Schools K-12 | Turnover | LED Street Lights | 0 | 0 | 1691.1226
Commercial | Energy Efficiency | Warehouse | Turnover | LED Street Lights | 0 | 0 | 1691.1226
Commercial | Energy Efficiency | Assembly | New | LED Street Lights | 0 | 0 | 1691.1226
Commercial | Energy Efficiency | College and University | New | LED Street Lights | 0 | 0 | 1691.1226
Commercial | Energy Efficiency | Grocery | New | LED Street Lights | 0 | 0 | 1691.1226
Commercial | Energy Efficiency | Healthcare | New | LED Street Lights | 0 | 0 | 1691.1226
Commercial | Energy Efficiency | Hospitals | New | LED Street Lights | 0 | 0 | 1691.1226
Commercial | Energy Efficiency | Institutional | New | LED Street Lights | 0 | 0 | 1691.1226
Commercial | Energy Efficiency | Lodging/Hospitality | New | LED Street Lights | 0 | 0 | 1691.1226
Commercial | Energy Efficiency | Miscellaneous | New | LED Street Lights | 0 | 0 | 1691.1226
Commercial | Energy Efficiency | Offices | New | LED Street Lights | 0 | 0 | 1691.1226
Commercial | Energy Efficiency | Restaurants | New | LED Street Lights | 0 | 0 | 1691.1226
Commercial | Energy Efficiency | Retail | New | LED Street Lights | 0 | 0 | 1691.1226
Commercial | Energy Efficiency | Schools K-12 | New | LED Street Lights | 0 | 0 | 1691.1226
Commercial | Energy Efficiency | Warehouse | New | LED Street Lights | 0 | 0 | 1691.1226
Commercial | Energy Efficiency | Assembly | Turnover | LED Traffic and Crosswalk Lighting | 0 | 0 | 37.96
Commercial | Energy Efficiency | College and University | Turnover | LED Traffic and Crosswalk Lighting | 0 | 0 | 37.96
Commercial | Energy Efficiency | Grocery | Turnover | LED Traffic and Crosswalk Lighting | 0 | 0 | 37.96
Commercial | Energy Efficiency | Healthcare | Turnover | LED Traffic and Crosswalk Lighting | 0 | 0 | 37.96
Commercial | Energy Efficiency | Hospitals | Turnover | LED Traffic and Crosswalk Lighting | 0 | 0 | 37.96
Commercial | Energy Efficiency | Institutional | Turnover | LED Traffic and Crosswalk Lighting | 0 | 0 | 37.96
Commercial | Energy Efficiency | Lodging/Hospitality | Turnover | LED Traffic and Crosswalk Lighting | 0 | 0 | 37.96
Commercial | Energy Efficiency | Miscellaneous | Turnover | LED Traffic and Crosswalk Lighting | 0 | 0 | 37.96
Commercial | Energy Efficiency | Offices | Turnover | LED Traffic and Crosswalk Lighting | 0 | 0 | 37.96
Commercial | Energy Efficiency | Restaurants | Turnover | LED Traffic and Crosswalk Lighting | 0 | 0 | 37.96
Commercial | Energy Efficiency | Retail | Turnover | LED Traffic and Crosswalk Lighting | 0 | 0 | 37.96
Commercial | Energy Efficiency | Schools K-12 | Turnover | LED Traffic and Crosswalk Lighting | 0 | 0 | 37.96
Commercial | Energy Efficiency | Warehouse | Turnover | LED Traffic and Crosswalk Lighting | 0 | 0 | 37.96
Commercial | Energy Efficiency | Assembly | New | LED Traffic and Crosswalk Lighting | 0 | 0 | 37.96
Commercial | Energy Efficiency | College and University | New | LED Traffic and Crosswalk Lighting | 0 | 0 | 37.96
Commercial | Energy Efficiency | Grocery | New | LED Traffic and Crosswalk Lighting | 0 | 0 | 37.96
Commercial | Energy Efficiency | Healthcare | New | LED Traffic and Crosswalk Lighting | 0 | 0 | 37.96
Commercial | Energy Efficiency | Hospitals | New | LED Traffic and Crosswalk Lighting | 0 | 0 | 37.96
Commercial | Energy Efficiency | Institutional | New | LED Traffic and Crosswalk Lighting | 0 | 0 | 37.96
Commercial | Energy Efficiency | Lodging/Hospitality | New | LED Traffic and Crosswalk Lighting | 0 | 0 | 37.96
Commercial | Energy Efficiency | Miscellaneous | New | LED Traffic and Crosswalk Lighting | 0 | 0 | 37.96
Commercial | Energy Efficiency | Offices | New | LED Traffic and Crosswalk Lighting | 0 | 0 | 37.96
Commercial | Energy Efficiency | Restaurants | New | LED Traffic and Crosswalk Lighting | 0 | 0 | 37.96
Commercial | Energy Efficiency | Retail | New | LED Traffic and Crosswalk Lighting | 0 | 0 | 37.96
Commercial | Energy Efficiency | Schools K-12 | New | LED Traffic and Crosswalk Lighting | 0 | 0 | 37.96
Commercial | Energy Efficiency | Warehouse | New | LED Traffic and Crosswalk Lighting | 0 | 0 | 37.96
Commercial | Energy Efficiency | Assembly | Turnover | Geothermal Heat Pump | 1.2656 | 0.97205 | 2942.8501
Commercial | Energy Efficiency | College and University | Turnover | Geothermal Heat Pump | 0.57368 | 0.53685 | 3263.0656
Commercial | Energy Efficiency | Grocery | Turnover | Geothermal Heat Pump | 0.7072 | 0.54319 | 1644.4881
Commercial | Energy Efficiency | Healthcare | Turnover | Geothermal Heat Pump | 2.7496 | 2.1119 | 6393.7659
Commercial | Energy Efficiency | Hospitals | Turnover | Geothermal Heat Pump | 1.0656 | 0.99723 | 6061.3587
Commercial | Energy Efficiency | Institutional | Turnover | Geothermal Heat Pump | 0.68592 | 0.52684 | 1594.9854
Commercial | Energy Efficiency | Lodging/Hospitality | Turnover | Geothermal Heat Pump | 2.0864 | 1.6025 | 4851.6104
Commercial | Energy Efficiency | Miscellaneous | Turnover | Geothermal Heat Pump | 0.70681 | 0.54289 | 1643.5677
Commercial | Energy Efficiency | Offices | Turnover | Geothermal Heat Pump | 1.4206 | 1.0911 | 3303.382
Commercial | Energy Efficiency | Restaurants | Turnover | Geothermal Heat Pump | 2.0652 | 1.5862 | 4802.2426
Commercial | Energy Efficiency | Retail | Turnover | Geothermal Heat Pump | 1.6146 | 1.2401 | 3754.4687
Commercial | Energy Efficiency | Schools K-12 | Turnover | Geothermal Heat Pump | 1.4043 | 1.0787 | 3265.5803
Commercial | Energy Efficiency | Warehouse | Turnover | Geothermal Heat Pump | 0.30909 | 0.23741 | 718.7496
Commercial | Energy Efficiency | Assembly | New | Geothermal Heat Pump | 1.2656 | 0.97205 | 2942.8501
Commercial | Energy Efficiency | College and University | New | Geothermal Heat Pump | 0.57368 | 0.53685 | 3263.0656
Commercial | Energy Efficiency | Grocery | New | Geothermal Heat Pump | 0.7072 | 0.54319 | 1644.4881
Commercial | Energy Efficiency | Healthcare | New | Geothermal Heat Pump | 2.7496 | 2.1119 | 6393.7659
Commercial | Energy Efficiency | Hospitals | New | Geothermal Heat Pump | 1.0656 | 0.99723 | 6061.3587
Commercial | Energy Efficiency | Institutional | New | Geothermal Heat Pump | 0.68592 | 0.52684 | 1594.9854
Commercial | Energy Efficiency | Lodging/Hospitality | New | Geothermal Heat Pump | 2.0864 | 1.6025 | 4851.6104
Commercial | Energy Efficiency | Miscellaneous | New | Geothermal Heat Pump | 0.70681 | 0.54289 | 1643.5677
Commercial | Energy Efficiency | Offices | New | Geothermal Heat Pump | 1.4206 | 1.0911 | 3303.382
Commercial | Energy Efficiency | Restaurants | New | Geothermal Heat Pump | 2.0652 | 1.5862 | 4802.2426
Commercial | Energy Efficiency | Retail | New | Geothermal Heat Pump | 1.6146 | 1.2401 | 3754.4687
Commercial | Energy Efficiency | Schools K-12 | New | Geothermal Heat Pump | 1.4043 | 1.0787 | 3265.5803
Commercial | Energy Efficiency | Warehouse | New | Geothermal Heat Pump | 0.30909 | 0.23741 | 718.7496
Commercial | Energy Efficiency | Assembly | Turnover | High Efficiency Chiller (Air Cooled, 50 tons) | 3.6935 | 3.7483 | 12977.2822
Commercial | Energy Efficiency | College and University | Turnover | High Efficiency Chiller (Air Cooled, 50 tons) | 4.0976 | 4.1584 | 14397.1378
Commercial | Energy Efficiency | Grocery | Turnover | High Efficiency Chiller (Air Cooled, 50 tons) | 2.0403 | 2.0706 | 7168.7817
Commercial | Energy Efficiency | Healthcare | Turnover | High Efficiency Chiller (Air Cooled, 50 tons) | 8.037 | 8.1562 | 28238.2483
Commercial | Energy Efficiency | Hospitals | Turnover | High Efficiency Chiller (Air Cooled, 50 tons) | 7.6131 | 7.726 | 26748.8892
Commercial | Energy Efficiency | Institutional | Turnover | High Efficiency Chiller (Air Cooled, 50 tons) | 1.9951 | 2.0247 | 7009.9168
Commercial | Energy Efficiency | Lodging/Hospitality | Turnover | High Efficiency Chiller (Air Cooled, 50 tons) | 6.1012 | 6.1917 | 21436.8418
Commercial | Energy Efficiency | Miscellaneous | Turnover | High Efficiency Chiller (Air Cooled, 50 tons) | 2.0629 | 2.0935 | 7248.2142
Commercial | Energy Efficiency | Offices | Turnover | High Efficiency Chiller (Air Cooled, 50 tons) | 4.157 | 4.2186 | 14605.6481
Commercial | Energy Efficiency | Restaurants | Turnover | High Efficiency Chiller (Air Cooled, 50 tons) | 5.9854 | 6.0742 | 21029.7503
Commercial | Energy Efficiency | Retail | Turnover | High Efficiency Chiller (Air Cooled, 50 tons) | 4.6911 | 4.7607 | 16482.2406
Commercial | Energy Efficiency | Schools K-12 | Turnover | High Efficiency Chiller (Air Cooled, 50 tons) | 4.0778 | 4.1383 | 14327.6344
Commercial | Energy Efficiency | Warehouse | Turnover | High Efficiency Chiller (Air Cooled, 50 tons) | 0.89583 | 0.90912 | 3147.5122
Commercial | Energy Efficiency | Assembly | New | High Efficiency Chiller (Air Cooled, 50 tons) | 3.6935 | 3.7483 | 12977.2822
Commercial | Energy Efficiency | College and University | New | High Efficiency Chiller (Air Cooled, 50 tons) | 4.0976 | 4.1584 | 14397.1378
Commercial | Energy Efficiency | Grocery | New | High Efficiency Chiller (Air Cooled, 50 tons) | 2.0403 | 2.0706 | 7168.7817
Commercial | Energy Efficiency | Healthcare | New | High Efficiency Chiller (Air Cooled, 50 tons) | 8.037 | 8.1562 | 28238.2483
Commercial | Energy Efficiency | Hospitals | New | High Efficiency Chiller (Air Cooled, 50 tons) | 7.6131 | 7.726 | 26748.8892
Commercial | Energy Efficiency | Institutional | New | High Efficiency Chiller (Air Cooled, 50 tons) | 1.9951 | 2.0247 | 7009.9168
Commercial | Energy Efficiency | Lodging/Hospitality | New | High Efficiency Chiller (Air Cooled, 50 tons) | 6.1012 | 6.1917 | 21436.8418
Commercial | Energy Efficiency | Miscellaneous | New | High Efficiency Chiller (Air Cooled, 50 tons) | 2.0629 | 2.0935 | 7248.2142
Commercial | Energy Efficiency | Offices | New | High Efficiency Chiller (Air Cooled, 50 tons) | 4.157 | 4.2186 | 14605.6481
Commercial | Energy Efficiency | Restaurants | New | High Efficiency Chiller (Air Cooled, 50 tons) | 5.9854 | 6.0742 | 21029.7503
Commercial | Energy Efficiency | Retail | New | High Efficiency Chiller (Air Cooled, 50 tons) | 4.6911 | 4.7607 | 16482.2406
Commercial | Energy Efficiency | Schools K-12 | New | High Efficiency Chiller (Air Cooled, 50 tons) | 4.0778 | 4.1383 | 14327.6344
Commercial | Energy Efficiency | Warehouse | New | High Efficiency Chiller (Air Cooled, 50 tons) | 0.89583 | 0.90912 | 3147.5122
Commercial | Energy Efficiency | Assembly | Turnover | High Efficiency Chiller (Water cooled-centrifugal, 200 tons) | 6.3192 | 0.27371 | 16050.3747
Commercial | Energy Efficiency | College and University | Turnover | High Efficiency Chiller (Water cooled-centrifugal, 200 tons) | 7.0105 | 0.30366 | 17806.4601
Commercial | Energy Efficiency | Grocery | Turnover | High Efficiency Chiller (Water cooled-centrifugal, 200 tons) | 3.4908 | 0.1512 | 8866.3891
Commercial | Energy Efficiency | Healthcare | Turnover | High Efficiency Chiller (Water cooled-centrifugal, 200 tons) | 13.7503 | 0.59559 | 34925.2223
Commercial | Energy Efficiency | Hospitals | Turnover | High Efficiency Chiller (Water cooled-centrifugal, 200 tons) | 13.0251 | 0.56417 | 33083.1747
Commercial | Energy Efficiency | Institutional | Turnover | High Efficiency Chiller (Water cooled-centrifugal, 200 tons) | 3.4134 | 0.14785 | 8669.904
Commercial | Energy Efficiency | Lodging/Hospitality | Turnover | High Efficiency Chiller (Water cooled-centrifugal, 200 tons) | 10.4385 | 0.45213 | 26513.205
Commercial | Energy Efficiency | Miscellaneous | Turnover | High Efficiency Chiller (Water cooled-centrifugal, 200 tons) | 3.5294 | 0.15288 | 8964.6316
Commercial | Energy Efficiency | Offices | Turnover | High Efficiency Chiller (Water cooled-centrifugal, 200 tons) | 7.1121 | 0.30805 | 18064.3467
Commercial | Energy Efficiency | Restaurants | Turnover | High Efficiency Chiller (Water cooled-centrifugal, 200 tons) | 10.2402 | 0.44355 | 26009.712
Commercial | Energy Efficiency | Retail | Turnover | High Efficiency Chiller (Water cooled-centrifugal, 200 tons) | 8.0259 | 0.34763 | 20385.3267
Commercial | Energy Efficiency | Schools K-12 | Turnover | High Efficiency Chiller (Water cooled-centrifugal, 200 tons) | 6.9767 | 0.30219 | 17720.4978
Commercial | Energy Efficiency | Warehouse | Turnover | High Efficiency Chiller (Water cooled-centrifugal, 200 tons) | 1.5327 | 0.066386 | 3892.8606
Commercial | Energy Efficiency | Assembly | New | High Efficiency Chiller (Water cooled-centrifugal, 200 tons) | 6.3192 | 0.27371 | 16050.3747
Commercial | Energy Efficiency | College and University | New | High Efficiency Chiller (Water cooled-centrifugal, 200 tons) | 7.0105 | 0.30366 | 17806.4601
Commercial | Energy Efficiency | Grocery | New | High Efficiency Chiller (Water cooled-centrifugal, 200 tons) | 3.4908 | 0.1512 | 8866.3891
Commercial | Energy Efficiency | Healthcare | New | High Efficiency Chiller (Water cooled-centrifugal, 200 tons) | 13.7503 | 0.59559 | 34925.2223
Commercial | Energy Efficiency | Hospitals | New | High Efficiency Chiller (Water cooled-centrifugal, 200 tons) | 13.0251 | 0.56417 | 33083.1747
Commercial | Energy Efficiency | Institutional | New | High Efficiency Chiller (Water cooled-centrifugal, 200 tons) | 3.4134 | 0.14785 | 8669.904
Commercial | Energy Efficiency | Lodging/Hospitality | New | High Efficiency Chiller (Water cooled-centrifugal, 200 tons) | 10.4385 | 0.45213 | 26513.205
Commercial | Energy Efficiency | Miscellaneous | New | High Efficiency Chiller (Water cooled-centrifugal, 200 tons) | 3.5294 | 0.15288 | 8964.6316
Commercial | Energy Efficiency | Offices | New | High Efficiency Chiller (Water cooled-centrifugal, 200 tons) | 7.1121 | 0.30805 | 18064.3467
Commercial | Energy Efficiency | Restaurants | New | High Efficiency Chiller (Water cooled-centrifugal, 200 tons) | 10.2402 | 0.44355 | 26009.712
Commercial | Energy Efficiency | Retail | New | High Efficiency Chiller (Water cooled-centrifugal, 200 tons) | 8.0259 | 0.34763 | 20385.3267
Commercial | Energy Efficiency | Schools K-12 | New | High Efficiency Chiller (Water cooled-centrifugal, 200 tons) | 6.9767 | 0.30219 | 17720.4978
Commercial | Energy Efficiency | Warehouse | New | High Efficiency Chiller (Water cooled-centrifugal, 200 tons) | 1.5327 | 0.066386 | 3892.8606
Commercial | Energy Efficiency | Assembly | Turnover | High Efficiency Chiller (Water cooled-positive displacement, 100 tons) | 2.0051 | 0.08685 | 5092.9074
Commercial | Energy Efficiency | College and University | Turnover | High Efficiency Chiller (Water cooled-positive displacement, 100 tons) | 2.2245 | 0.096353 | 5650.1267
Commercial | Energy Efficiency | Grocery | Turnover | High Efficiency Chiller (Water cooled-positive displacement, 100 tons) | 1.1076 | 0.047977 | 2813.3735
Commercial | Energy Efficiency | Healthcare | Turnover | High Efficiency Chiller (Water cooled-positive displacement, 100 tons) | 4.3631 | 0.18898 | 11082.0417
Commercial | Energy Efficiency | Hospitals | Turnover | High Efficiency Chiller (Water cooled-positive displacement, 100 tons) | 4.133 | 0.17902 | 10497.5458
Commercial | Energy Efficiency | Institutional | Turnover | High Efficiency Chiller (Water cooled-positive displacement, 100 tons) | 1.0831 | 0.046914 | 2751.0272
Commercial | Energy Efficiency | Lodging/Hospitality | Turnover | High Efficiency Chiller (Water cooled-positive displacement, 100 tons) | 3.3122 | 0.14347 | 8412.8439
Commercial | Energy Efficiency | Miscellaneous | Turnover | High Efficiency Chiller (Water cooled-positive displacement, 100 tons) | 1.1199 | 0.048509 | 2844.5466
Commercial | Energy Efficiency | Offices | Turnover | High Efficiency Chiller (Water cooled-positive displacement, 100 tons) | 2.2567 | 0.097748 | 5731.9562
Commercial | Energy Efficiency | Restaurants | Turnover | High Efficiency Chiller (Water cooled-positive displacement, 100 tons) | 3.2493 | 0.14074 | 8253.0817
Commercial | Energy Efficiency | Retail | Turnover | High Efficiency Chiller (Water cooled-positive displacement, 100 tons) | 2.5467 | 0.11031 | 6468.421
Commercial | Energy Efficiency | Schools K-12 | Turnover | High Efficiency Chiller (Water cooled-positive displacement, 100 tons) | 2.2138 | 0.095887 | 5622.8503
Commercial | Energy Efficiency | Warehouse | Turnover | High Efficiency Chiller (Water cooled-positive displacement, 100 tons) | 0.48632 | 0.021065 | 1235.2346
Commercial | Energy Efficiency | Assembly | New | High Efficiency Chiller (Water cooled-positive displacement, 100 tons) | 2.0051 | 0.08685 | 5092.9074
Commercial | Energy Efficiency | College and University | New | High Efficiency Chiller (Water cooled-positive displacement, 100 tons) | 2.2245 | 0.096353 | 5650.1267
Commercial | Energy Efficiency | Grocery | New | High Efficiency Chiller (Water cooled-positive displacement, 100 tons) | 1.1076 | 0.047977 | 2813.3735
Commercial | Energy Efficiency | Healthcare | New | High Efficiency Chiller (Water cooled-positive displacement, 100 tons) | 4.3631 | 0.18898 | 11082.0417
Commercial | Energy Efficiency | Hospitals | New | High Efficiency Chiller (Water cooled-positive displacement, 100 tons) | 4.133 | 0.17902 | 10497.5458
Commercial | Energy Efficiency | Institutional | New | High Efficiency Chiller (Water cooled-positive displacement, 100 tons) | 1.0831 | 0.046914 | 2751.0272
Commercial | Energy Efficiency | Lodging/Hospitality | New | High Efficiency Chiller (Water cooled-positive displacement, 100 tons) | 3.3122 | 0.14347 | 8412.8439
Commercial | Energy Efficiency | Miscellaneous | New | High Efficiency Chiller (Water cooled-positive displacement, 100 tons) | 1.1199 | 0.048509 | 2844.5466
Commercial | Energy Efficiency | Offices | New | High Efficiency Chiller (Water cooled-positive displacement, 100 tons) | 2.2567 | 0.097748 | 5731.9562
Commercial | Energy Efficiency | Restaurants | New | High Efficiency Chiller (Water cooled-positive displacement, 100 tons) | 3.2493 | 0.14074 | 8253.0817
Commercial | Energy Efficiency | Retail | New | High Efficiency Chiller (Water cooled-positive displacement, 100 tons) | 2.5467 | 0.11031 | 6468.421
Commercial | Energy Efficiency | Schools K-12 | New | High Efficiency Chiller (Water cooled-positive displacement, 100 tons) | 2.2138 | 0.095887 | 5622.8503
Commercial | Energy Efficiency | Warehouse | New | High Efficiency Chiller (Water cooled-positive displacement, 100 tons) | 0.48632 | 0.021065 | 1235.2346
Commercial | Energy Efficiency | Assembly | Turnover | High Efficiency Data Center Cooling | 29.7567 | 17.1868 | 129796.7956
Commercial | Energy Efficiency | College and University | Turnover | High Efficiency Data Center Cooling | 29.7567 | 17.1868 | 129796.7956
Commercial | Energy Efficiency | Grocery | Turnover | High Efficiency Data Center Cooling | 29.7567 | 17.1868 | 129796.7956
Commercial | Energy Efficiency | Healthcare | Turnover | High Efficiency Data Center Cooling | 29.7567 | 17.1868 | 129796.7956
Commercial | Energy Efficiency | Hospitals | Turnover | High Efficiency Data Center Cooling | 29.7567 | 17.1868 | 129796.7956
Commercial | Energy Efficiency | Institutional | Turnover | High Efficiency Data Center Cooling | 29.7567 | 17.1868 | 129796.7956
Commercial | Energy Efficiency | Lodging/Hospitality | Turnover | High Efficiency Data Center Cooling | 29.7567 | 17.1868 | 129796.7956
Commercial | Energy Efficiency | Miscellaneous | Turnover | High Efficiency Data Center Cooling | 29.7567 | 17.1868 | 129796.7956
Commercial | Energy Efficiency | Offices | Turnover | High Efficiency Data Center Cooling | 29.7567 | 17.1868 | 129796.7956
Commercial | Energy Efficiency | Restaurants | Turnover | High Efficiency Data Center Cooling | 29.7567 | 17.1868 | 129796.7956
Commercial | Energy Efficiency | Retail | Turnover | High Efficiency Data Center Cooling | 29.7567 | 17.1868 | 129796.7956
Commercial | Energy Efficiency | Schools K-12 | Turnover | High Efficiency Data Center Cooling | 29.7567 | 17.1868 | 129796.7956
Commercial | Energy Efficiency | Warehouse | Turnover | High Efficiency Data Center Cooling | 29.7567 | 17.1868 | 129796.7956
Commercial | Energy Efficiency | Assembly | New | High Efficiency Data Center Cooling | 29.7567 | 17.1868 | 129796.7956
Commercial | Energy Efficiency | College and University | New | High Efficiency Data Center Cooling | 29.7567 | 17.1868 | 129796.7956
Commercial | Energy Efficiency | Grocery | New | High Efficiency Data Center Cooling | 29.7567 | 17.1868 | 129796.7956
Commercial | Energy Efficiency | Healthcare | New | High Efficiency Data Center Cooling | 29.7567 | 17.1868 | 129796.7956
Commercial | Energy Efficiency | Hospitals | New | High Efficiency Data Center Cooling | 29.7567 | 17.1868 | 129796.7956
Commercial | Energy Efficiency | Institutional | New | High Efficiency Data Center Cooling | 29.7567 | 17.1868 | 129796.7956
Commercial | Energy Efficiency | Lodging/Hospitality | New | High Efficiency Data Center Cooling | 29.7567 | 17.1868 | 129796.7956
Commercial | Energy Efficiency | Miscellaneous | New | High Efficiency Data Center Cooling | 29.7567 | 17.1868 | 129796.7956
Commercial | Energy Efficiency | Offices | New | High Efficiency Data Center Cooling | 29.7567 | 17.1868 | 129796.7956
Commercial | Energy Efficiency | Restaurants | New | High Efficiency Data Center Cooling | 29.7567 | 17.1868 | 129796.7956
Commercial | Energy Efficiency | Retail | New | High Efficiency Data Center Cooling | 29.7567 | 17.1868 | 129796.7956
Commercial | Energy Efficiency | Schools K-12 | New | High Efficiency Data Center Cooling | 29.7567 | 17.1868 | 129796.7956
Commercial | Energy Efficiency | Warehouse | New | High Efficiency Data Center Cooling | 29.7567 | 17.1868 | 129796.7956
Commercial | Energy Efficiency | Assembly | Turnover | High Efficiency DX 135k- less than 240k BTU | 0.77286 | 0 | 1868.9985
Commercial | Energy Efficiency | College and University | Turnover | High Efficiency DX 135k- less than 240k BTU | 0.85742 | 0 | 2073.4872
Commercial | Energy Efficiency | Grocery | Turnover | High Efficiency DX 135k- less than 240k BTU | 0.42693 | 0 | 1032.4536
Commercial | Energy Efficiency | Healthcare | Turnover | High Efficiency DX 135k- less than 240k BTU | 1.6817 | 0 | 4066.8949
Commercial | Energy Efficiency | Hospitals | Turnover | High Efficiency DX 135k- less than 240k BTU | 1.593 | 0 | 3852.3962
Commercial | Energy Efficiency | Institutional | Turnover | High Efficiency DX 135k- less than 240k BTU | 0.41747 | 0 | 1009.5738
Commercial | Energy Efficiency | Lodging/Hospitality | Turnover | High Efficiency DX 135k- less than 240k BTU | 1.2767 | 0 | 3087.3509
Commercial | Energy Efficiency | Miscellaneous | Turnover | High Efficiency DX 135k- less than 240k BTU | 0.43166 | 0 | 1043.8936
Commercial | Energy Efficiency | Offices | Turnover | High Efficiency DX 135k- less than 240k BTU | 0.86983 | 0 | 2103.517
Commercial | Energy Efficiency | Restaurants | Turnover | High Efficiency DX 135k- less than 240k BTU | 1.2524 | 0 | 3028.7213
Commercial | Energy Efficiency | Retail | Turnover | High Efficiency DX 135k- less than 240k BTU | 0.98159 | 0 | 2373.7853
Commercial | Energy Efficiency | Schools K-12 | Turnover | High Efficiency DX 135k- less than 240k BTU | 0.85328 | 0 | 2063.4773
Commercial | Energy Efficiency | Warehouse | Turnover | High Efficiency DX 135k- less than 240k BTU | 0.18745 | 0 | 453.3072
Commercial | Energy Efficiency | Assembly | New | High Efficiency DX 135k- less than 240k BTU | 0.77286 | 0 | 1868.9985
Commercial | Energy Efficiency | College and University | New | High Efficiency DX 135k- less than 240k BTU | 0.85742 | 0 | 2073.4872
Commercial | Energy Efficiency | Grocery | New | High Efficiency DX 135k- less than 240k BTU | 0.42693 | 0 | 1032.4536
Commercial | Energy Efficiency | Healthcare | New | High Efficiency DX 135k- less than 240k BTU | 1.6817 | 0 | 4066.8949
Commercial | Energy Efficiency | Hospitals | New | High Efficiency DX 135k- less than 240k BTU | 1.593 | 0 | 3852.3962
Commercial | Energy Efficiency | Institutional | New | High Efficiency DX 135k- less than 240k BTU | 0.41747 | 0 | 1009.5738
Commercial | Energy Efficiency | Lodging/Hospitality | New | High Efficiency DX 135k- less than 240k BTU | 1.2767 | 0 | 3087.3509
Commercial | Energy Efficiency | Miscellaneous | New | High Efficiency DX 135k- less than 240k BTU | 0.43166 | 0 | 1043.8936
Commercial | Energy Efficiency | Offices | New | High Efficiency DX 135k- less than 240k BTU | 0.86983 | 0 | 2103.517
Commercial | Energy Efficiency | Restaurants | New | High Efficiency DX 135k- less than 240k BTU | 1.2524 | 0 | 3028.7213
Commercial | Energy Efficiency | Retail | New | High Efficiency DX 135k- less than 240k BTU | 0.98159 | 0 | 2373.7853
Commercial | Energy Efficiency | Schools K-12 | New | High Efficiency DX 135k- less than 240k BTU | 0.85328 | 0 | 2063.4773
Commercial | Energy Efficiency | Warehouse | New | High Efficiency DX 135k- less than 240k BTU | 0.18745 | 0 | 453.3072
Commercial | Energy Efficiency | Assembly | Turnover | High Efficiency PTAC | 0.38889 | 0 | 781.6741
Commercial | Energy Efficiency | College and University | Turnover | High Efficiency PTAC | 0.24769 | 0 | 867.1977
Commercial | Energy Efficiency | Grocery | Turnover | High Efficiency PTAC | 0.21483 | 0 | 431.8047
Commercial | Energy Efficiency | Healthcare | Turnover | High Efficiency PTAC | 0.84622 | 0 | 1700.9037
Commercial | Energy Efficiency | Hospitals | Turnover | High Efficiency PTAC | 0.4602 | 0 | 1611.1936
Commercial | Energy Efficiency | Institutional | Turnover | High Efficiency PTAC | 0.21007 | 0 | 422.2356
Commercial | Energy Efficiency | Lodging/Hospitality | Turnover | High Efficiency PTAC | 0.6424 | 0 | 1291.2275
Commercial | Energy Efficiency | Miscellaneous | Turnover | High Efficiency PTAC | 0.18074 | 0 | 436.5892
Commercial | Energy Efficiency | Offices | Turnover | High Efficiency PTAC | 0.36421 | 0 | 879.7571
Commercial | Energy Efficiency | Restaurants | Turnover | High Efficiency PTAC | 0.6302 | 0 | 1266.7068
Commercial | Energy Efficiency | Retail | Turnover | High Efficiency PTAC | 0.49393 | 0 | 992.7919
Commercial | Energy Efficiency | Schools K-12 | Turnover | High Efficiency PTAC | 0.42936 | 0 | 863.0113
Commercial | Energy Efficiency | Warehouse | Turnover | High Efficiency PTAC | 0.094322 | 0 | 189.5874
Commercial | Energy Efficiency | Assembly | New | High Efficiency PTAC | 0.38889 | 0 | 781.6741
Commercial | Energy Efficiency | College and University | New | High Efficiency PTAC | 0.24769 | 0 | 867.1977
Commercial | Energy Efficiency | Grocery | New | High Efficiency PTAC | 0.21483 | 0 | 431.8047
Commercial | Energy Efficiency | Healthcare | New | High Efficiency PTAC | 0.84622 | 0 | 1700.9037
Commercial | Energy Efficiency | Hospitals | New | High Efficiency PTAC | 0.4602 | 0 | 1611.1936
Commercial | Energy Efficiency | Institutional | New | High Efficiency PTAC | 0.21007 | 0 | 422.2356
Commercial | Energy Efficiency | Lodging/Hospitality | New | High Efficiency PTAC | 0.6424 | 0 | 1291.2275
Commercial | Energy Efficiency | Miscellaneous | New | High Efficiency PTAC | 0.18074 | 0 | 436.5892
Commercial | Energy Efficiency | Offices | New | High Efficiency PTAC | 0.36421 | 0 | 879.7571
Commercial | Energy Efficiency | Restaurants | New | High Efficiency PTAC | 0.6302 | 0 | 1266.7068
Commercial | Energy Efficiency | Retail | New | High Efficiency PTAC | 0.49393 | 0 | 992.7919
Commercial | Energy Efficiency | Schools K-12 | New | High Efficiency PTAC | 0.42936 | 0 | 863.0113
Commercial | Energy Efficiency | Warehouse | New | High Efficiency PTAC | 0.094322 | 0 | 189.5874
Commercial | Energy Efficiency | Assembly | Turnover | High Efficiency PTHP | 0.39314 | 0.00014395 | 790.4475
Commercial | Energy Efficiency | College and University | Turnover | High Efficiency PTHP | 0.24922 | 0.075355 | 875.9712
Commercial | Energy Efficiency | Grocery | Turnover | High Efficiency PTHP | 0.22227 | 8.1383e-05 | 446.895
Commercial | Energy Efficiency | Healthcare | Turnover | High Efficiency PTHP | 0.85282 | 0.00031225 | 1714.6605
Commercial | Energy Efficiency | Hospitals | Turnover | High Efficiency PTHP | 0.46284 | 0.13995 | 1626.8454
Commercial | Energy Efficiency | Institutional | Turnover | High Efficiency PTHP | 0.21381 | 7.8285e-05 | 429.886
Commercial | Energy Efficiency | Lodging/Hospitality | Turnover | High Efficiency PTHP | 0.64682 | 0.00023683 | 1300.4923
Commercial | Energy Efficiency | Miscellaneous | Turnover | High Efficiency PTHP | 0.21955 | 8.0388e-05 | 441.4321
Commercial | Energy Efficiency | Offices | Turnover | High Efficiency PTHP | 0.44011 | 0.00016114 | 884.8808
Commercial | Energy Efficiency | Restaurants | Turnover | High Efficiency PTHP | 0.64611 | 0.00023657 | 1299.0632
Commercial | Energy Efficiency | Retail | Turnover | High Efficiency PTHP | 0.50387 | 0.00018449 | 1013.0761
Commercial | Energy Efficiency | Schools K-12 | Turnover | High Efficiency PTHP | 0.43852 | 0.00016056 | 881.6812
Commercial | Energy Efficiency | Warehouse | Turnover | High Efficiency PTHP | 0.096704 | 3.5407e-05 | 194.4303
Commercial | Energy Efficiency | Assembly | New | High Efficiency PTHP | 0.39314 | 0.00014395 | 790.4475
Commercial | Energy Efficiency | College and University | New | High Efficiency PTHP | 0.24922 | 0.075355 | 875.9712
Commercial | Energy Efficiency | Grocery | New | High Efficiency PTHP | 0.22227 | 8.1383e-05 | 446.895
Commercial | Energy Efficiency | Healthcare | New | High Efficiency PTHP | 0.85282 | 0.00031225 | 1714.6605
Commercial | Energy Efficiency | Hospitals | New | High Efficiency PTHP | 0.46284 | 0.13995 | 1626.8454
Commercial | Energy Efficiency | Institutional | New | High Efficiency PTHP | 0.21381 | 7.8285e-05 | 429.886
Commercial | Energy Efficiency | Lodging/Hospitality | New | High Efficiency PTHP | 0.64682 | 0.00023683 | 1300.4923
Commercial | Energy Efficiency | Miscellaneous | New | High Efficiency PTHP | 0.21955 | 8.0388e-05 | 441.4321
Commercial | Energy Efficiency | Offices | New | High Efficiency PTHP | 0.44011 | 0.00016114 | 884.8808
Commercial | Energy Efficiency | Restaurants | New | High Efficiency PTHP | 0.64611 | 0.00023657 | 1299.0632
Commercial | Energy Efficiency | Retail | New | High Efficiency PTHP | 0.50387 | 0.00018449 | 1013.0761
Commercial | Energy Efficiency | Schools K-12 | New | High Efficiency PTHP | 0.43852 | 0.00016056 | 881.6812
Commercial | Energy Efficiency | Warehouse | New | High Efficiency PTHP | 0.096704 | 3.5407e-05 | 194.4303
Commercial | Energy Efficiency | Assembly | Turnover | Variable Refrigerant Flow (VRF) HVAC Systems | 0.85857 | 0.86779 | 2821.5222
Commercial | Energy Efficiency | College and University | Turnover | Variable Refrigerant Flow (VRF) HVAC Systems | 0.66142 | 0.48593 | 3117.4352
Commercial | Energy Efficiency | Grocery | Turnover | Variable Refrigerant Flow (VRF) HVAC Systems | 0.51582 | 0.52136 | 1695.1495
Commercial | Energy Efficiency | Healthcare | Turnover | Variable Refrigerant Flow (VRF) HVAC Systems | 1.8466 | 1.8664 | 6068.4799
Commercial | Energy Efficiency | Hospitals | Turnover | Variable Refrigerant Flow (VRF) HVAC Systems | 1.7598 | 1.7787 | 5783.3358
Commercial | Energy Efficiency | Institutional | Turnover | Variable Refrigerant Flow (VRF) HVAC Systems | 0.47558 | 0.48068 | 1562.894
Commercial | Energy Efficiency | Lodging/Hospitality | Turnover | Variable Refrigerant Flow (VRF) HVAC Systems | 0.97409 | 0.71564 | 4591.1322
Commercial | Energy Efficiency | Miscellaneous | Turnover | Variable Refrigerant Flow (VRF) HVAC Systems | 0.4793 | 0.48445 | 1575.144
Commercial | Energy Efficiency | Offices | Turnover | Variable Refrigerant Flow (VRF) HVAC Systems | 0.94703 | 0.9572 | 3112.2532
Commercial | Energy Efficiency | Restaurants | Turnover | Variable Refrigerant Flow (VRF) HVAC Systems | 1.4649 | 1.4806 | 4814.0178
Commercial | Energy Efficiency | Retail | Turnover | Variable Refrigerant Flow (VRF) HVAC Systems | 1.1275 | 1.1396 | 3705.3892
Commercial | Energy Efficiency | Schools K-12 | Turnover | Variable Refrigerant Flow (VRF) HVAC Systems | 0.98433 | 0.9949 | 3234.8334
Commercial | Energy Efficiency | Warehouse | Turnover | Variable Refrigerant Flow (VRF) HVAC Systems | 0.21925 | 0.2216 | 720.5138
Commercial | Energy Efficiency | Assembly | New | Variable Refrigerant Flow (VRF) HVAC Systems | 0.85857 | 0.86779 | 2821.5222
Commercial | Energy Efficiency | College and University | New | Variable Refrigerant Flow (VRF) HVAC Systems | 0.66142 | 0.48593 | 3117.4352
Commercial | Energy Efficiency | Grocery | New | Variable Refrigerant Flow (VRF) HVAC Systems | 0.51582 | 0.52136 | 1695.1495
Commercial | Energy Efficiency | Healthcare | New | Variable Refrigerant Flow (VRF) HVAC Systems | 1.8466 | 1.8664 | 6068.4799
Commercial | Energy Efficiency | Hospitals | New | Variable Refrigerant Flow (VRF) HVAC Systems | 1.7598 | 1.7787 | 5783.3358
Commercial | Energy Efficiency | Institutional | New | Variable Refrigerant Flow (VRF) HVAC Systems | 0.47558 | 0.48068 | 1562.894
Commercial | Energy Efficiency | Lodging/Hospitality | New | Variable Refrigerant Flow (VRF) HVAC Systems | 0.97409 | 0.71564 | 4591.1322
Commercial | Energy Efficiency | Miscellaneous | New | Variable Refrigerant Flow (VRF) HVAC Systems | 0.4793 | 0.48445 | 1575.144
Commercial | Energy Efficiency | Offices | New | Variable Refrigerant Flow (VRF) HVAC Systems | 0.94703 | 0.9572 | 3112.2532
Commercial | Energy Efficiency | Restaurants | New | Variable Refrigerant Flow (VRF) HVAC Systems | 1.4649 | 1.4806 | 4814.0178
Commercial | Energy Efficiency | Retail | New | Variable Refrigerant Flow (VRF) HVAC Systems | 1.1275 | 1.1396 | 3705.3892
Commercial | Energy Efficiency | Schools K-12 | New | Variable Refrigerant Flow (VRF) HVAC Systems | 0.98433 | 0.9949 | 3234.8334
Commercial | Energy Efficiency | Warehouse | New | Variable Refrigerant Flow (VRF) HVAC Systems | 0.21925 | 0.2216 | 720.5138
Commercial | Energy Efficiency | Assembly | Turnover | CFL-23W | 0.0048304 | 0.0011168 | 20.132
Commercial | Energy Efficiency | College and University | Turnover | CFL-23W | 0.0031363 | 0.0030714 | 30.856
Commercial | Energy Efficiency | Grocery | Turnover | CFL-23W | 0.0093469 | 2.5304e-06 | 38.808
Commercial | Energy Efficiency | Healthcare | Turnover | CFL-23W | 0.0084448 | 0.0019525 | 35.196
Commercial | Energy Efficiency | Hospitals | Turnover | CFL-23W | 0.0048396 | 0.0047395 | 47.614
Commercial | Energy Efficiency | Institutional | Turnover | CFL-23W | 0.0055408 | 0.0012811 | 23.093
Commercial | Energy Efficiency | Lodging/Hospitality | Turnover | CFL-23W | 0.006329 | 1.7134e-06 | 26.278
Commercial | Energy Efficiency | Miscellaneous | Turnover | CFL-23W | 0.0074035 | 0.0017117 | 30.856
Commercial | Energy Efficiency | Offices | Turnover | CFL-23W | 0.0054636 | 0.0012632 | 22.771
Commercial | Energy Efficiency | Restaurants | Turnover | CFL-23W | 0.0056597 | 1.5322e-06 | 23.499
Commercial | Energy Efficiency | Retail | Turnover | CFL-23W | 0.0084028 | 2.2748e-06 | 34.888
Commercial | Energy Efficiency | Schools K-12 | Turnover | CFL-23W | 0.0039956 | 0.00092383 | 16.653
Commercial | Energy Efficiency | Warehouse | Turnover | CFL-23W | 0.0064226 | 0.001485 | 26.768
Commercial | Energy Efficiency | Assembly | New | CFL-23W | 0.0048304 | 0.0011168 | 20.132
Commercial | Energy Efficiency | College and University | New | CFL-23W | 0.0031363 | 0.0030714 | 30.856
Commercial | Energy Efficiency | Grocery | New | CFL-23W | 0.0093469 | 2.5304e-06 | 38.808
Commercial | Energy Efficiency | Healthcare | New | CFL-23W | 0.0084448 | 0.0019525 | 35.196
Commercial | Energy Efficiency | Hospitals | New | CFL-23W | 0.0048396 | 0.0047395 | 47.614
Commercial | Energy Efficiency | Institutional | New | CFL-23W | 0.0055408 | 0.0012811 | 23.093
Commercial | Energy Efficiency | Lodging/Hospitality | New | CFL-23W | 0.006329 | 1.7134e-06 | 26.278
Commercial | Energy Efficiency | Miscellaneous | New | CFL-23W | 0.0074035 | 0.0017117 | 30.856
Commercial | Energy Efficiency | Offices | New | CFL-23W | 0.0054636 | 0.0012632 | 22.771
Commercial | Energy Efficiency | Restaurants | New | CFL-23W | 0.0056597 | 1.5322e-06 | 23.499
Commercial | Energy Efficiency | Retail | New | CFL-23W | 0.0084028 | 2.2748e-06 | 34.888
Commercial | Energy Efficiency | Schools K-12 | New | CFL-23W | 0.0039956 | 0.00092383 | 16.653
Commercial | Energy Efficiency | Warehouse | New | CFL-23W | 0.0064226 | 0.001485 | 26.768
Commercial | Energy Efficiency | Assembly | Turnover | High Bay Fluorescent (T5) | 0.10655 | 0.10454 | 576.1587
Commercial | Energy Efficiency | College and University | Turnover | High Bay Fluorescent (T5) | 0.16331 | 0.16022 | 883.0693
Commercial | Energy Efficiency | Grocery | Turnover | High Bay Fluorescent (T5) | 0.20539 | 0.20151 | 1110.648
Commercial | Energy Efficiency | Healthcare | Turnover | High Bay Fluorescent (T5) | 0.18628 | 0.18276 | 1007.276
Commercial | Energy Efficiency | Hospitals | Turnover | High Bay Fluorescent (T5) | 0.252 | 0.24724 | 1362.6673
Commercial | Energy Efficiency | Institutional | Turnover | High Bay Fluorescent (T5) | 0.12222 | 0.11991 | 660.8997
Commercial | Energy Efficiency | Lodging/Hospitality | Turnover | High Bay Fluorescent (T5) | 0.13908 | 0.13645 | 752.0513
Commercial | Energy Efficiency | Miscellaneous | Turnover | High Bay Fluorescent (T5) | 0.16331 | 0.16022 | 883.0693
Commercial | Energy Efficiency | Offices | Turnover | High Bay Fluorescent (T5) | 0.12052 | 0.11824 | 651.6843
Commercial | Energy Efficiency | Restaurants | Turnover | High Bay Fluorescent (T5) | 0.12437 | 0.12202 | 672.519
Commercial | Energy Efficiency | Retail | Turnover | High Bay Fluorescent (T5) | 0.18465 | 0.18116 | 998.4613
Commercial | Energy Efficiency | Schools K-12 | Turnover | High Bay Fluorescent (T5) | 0.088136 | 0.086472 | 476.593
Commercial | Energy Efficiency | Warehouse | Turnover | High Bay Fluorescent (T5) | 0.14167 | 0.13899 | 766.0747
Commercial | Energy Efficiency | Assembly | New | High Bay Fluorescent (T5) | 0.10655 | 0.10454 | 576.1587
Commercial | Energy Efficiency | College and University | New | High Bay Fluorescent (T5) | 0.16331 | 0.16022 | 883.0693
Commercial | Energy Efficiency | Grocery | New | High Bay Fluorescent (T5) | 0.20539 | 0.20151 | 1110.648
Commercial | Energy Efficiency | Healthcare | New | High Bay Fluorescent (T5) | 0.18628 | 0.18276 | 1007.276
Commercial | Energy Efficiency | Hospitals | New | High Bay Fluorescent (T5) | 0.252 | 0.24724 | 1362.6673
Commercial | Energy Efficiency | Institutional | New | High Bay Fluorescent (T5) | 0.12222 | 0.11991 | 660.8997
Commercial | Energy Efficiency | Lodging/Hospitality | New | High Bay Fluorescent (T5) | 0.13908 | 0.13645 | 752.0513
Commercial | Energy Efficiency | Miscellaneous | New | High Bay Fluorescent (T5) | 0.16331 | 0.16022 | 883.0693
Commercial | Energy Efficiency | Offices | New | High Bay Fluorescent (T5) | 0.12052 | 0.11824 | 651.6843
Commercial | Energy Efficiency | Restaurants | New | High Bay Fluorescent (T5) | 0.12437 | 0.12202 | 672.519
Commercial | Energy Efficiency | Retail | New | High Bay Fluorescent (T5) | 0.18465 | 0.18116 | 998.4613
Commercial | Energy Efficiency | Schools K-12 | New | High Bay Fluorescent (T5) | 0.088136 | 0.086472 | 476.593
Commercial | Energy Efficiency | Warehouse | New | High Bay Fluorescent (T5) | 0.14167 | 0.13899 | 766.0747
Commercial | Energy Efficiency | Assembly | Turnover | High Bay LED | 0.10761 | 0.10558 | 581.9107
Commercial | Energy Efficiency | College and University | Turnover | High Bay LED | 0.16494 | 0.16182 | 891.8853
Commercial | Energy Efficiency | Grocery | Turnover | High Bay LED | 0.20744 | 0.20353 | 1121.736
Commercial | Energy Efficiency | Healthcare | Turnover | High Bay LED | 0.18814 | 0.18458 | 1017.332
Commercial | Energy Efficiency | Hospitals | Turnover | High Bay LED | 0.25451 | 0.24971 | 1376.2713
Commercial | Energy Efficiency | Institutional | Turnover | High Bay LED | 0.12344 | 0.12111 | 667.4977
Commercial | Energy Efficiency | Lodging/Hospitality | Turnover | High Bay LED | 0.14047 | 0.13781 | 759.5593
Commercial | Energy Efficiency | Miscellaneous | Turnover | High Bay LED | 0.16494 | 0.16182 | 891.8853
Commercial | Energy Efficiency | Offices | Turnover | High Bay LED | 0.12172 | 0.11942 | 658.1903
Commercial | Energy Efficiency | Restaurants | Turnover | High Bay LED | 0.12561 | 0.12324 | 679.233
Commercial | Energy Efficiency | Retail | Turnover | High Bay LED | 0.18649 | 0.18297 | 1008.4293
Commercial | Energy Efficiency | Schools K-12 | Turnover | High Bay LED | 0.089016 | 0.087335 | 481.351
Commercial | Energy Efficiency | Warehouse | Turnover | High Bay LED | 0.14308 | 0.14038 | 773.7227
Commercial | Energy Efficiency | Assembly | New | High Bay LED | 0.10761 | 0.10558 | 581.9107
Commercial | Energy Efficiency | College and University | New | High Bay LED | 0.16494 | 0.16182 | 891.8853
Commercial | Energy Efficiency | Grocery | New | High Bay LED | 0.20744 | 0.20353 | 1121.736
Commercial | Energy Efficiency | Healthcare | New | High Bay LED | 0.18814 | 0.18458 | 1017.332
Commercial | Energy Efficiency | Hospitals | New | High Bay LED | 0.25451 | 0.24971 | 1376.2713
Commercial | Energy Efficiency | Institutional | New | High Bay LED | 0.12344 | 0.12111 | 667.4977
Commercial | Energy Efficiency | Lodging/Hospitality | New | High Bay LED | 0.14047 | 0.13781 | 759.5593
Commercial | Energy Efficiency | Miscellaneous | New | High Bay LED | 0.16494 | 0.16182 | 891.8853
Commercial | Energy Efficiency | Offices | New | High Bay LED | 0.12172 | 0.11942 | 658.1903
Commercial | Energy Efficiency | Restaurants | New | High Bay LED | 0.12561 | 0.12324 | 679.233
Commercial | Energy Efficiency | Retail | New | High Bay LED | 0.18649 | 0.18297 | 1008.4293
Commercial | Energy Efficiency | Schools K-12 | New | High Bay LED | 0.089016 | 0.087335 | 481.351
Commercial | Energy Efficiency | Warehouse | New | High Bay LED | 0.14308 | 0.14038 | 773.7227
Commercial | Energy Efficiency | Assembly | Turnover | LED - 14W | 0.011041 | 0.0025527 | 46.016
Commercial | Energy Efficiency | College and University | Turnover | LED - 14W | 0.0071686 | 0.0070204 | 70.528
Commercial | Energy Efficiency | Grocery | Turnover | LED - 14W | 0.021364 | 5.7838e-06 | 88.704
Commercial | Energy Efficiency | Healthcare | Turnover | LED - 14W | 0.019302 | 0.0044629 | 80.448
Commercial | Energy Efficiency | Hospitals | Turnover | LED - 14W | 0.011062 | 0.010833 | 108.832
Commercial | Energy Efficiency | Institutional | Turnover | LED - 14W | 0.012665 | 0.0029282 | 52.784
Commercial | Energy Efficiency | Lodging/Hospitality | Turnover | LED - 14W | 0.014466 | 3.9164e-06 | 60.064
Commercial | Energy Efficiency | Miscellaneous | Turnover | LED - 14W | 0.016922 | 0.0039125 | 70.528
Commercial | Energy Efficiency | Offices | Turnover | LED - 14W | 0.012488 | 0.0028874 | 52.048
Commercial | Energy Efficiency | Restaurants | Turnover | LED - 14W | 0.012937 | 3.5022e-06 | 53.712
Commercial | Energy Efficiency | Retail | Turnover | LED - 14W | 0.019206 | 5.1996e-06 | 79.744
Commercial | Energy Efficiency | Schools K-12 | Turnover | LED - 14W | 0.0091329 | 0.0021116 | 38.064
Commercial | Energy Efficiency | Warehouse | Turnover | LED - 14W | 0.01468 | 0.0033942 | 61.184
Commercial | Energy Efficiency | Assembly | New | LED - 14W | 0.011041 | 0.0025527 | 46.016
Commercial | Energy Efficiency | College and University | New | LED - 14W | 0.0071686 | 0.0070204 | 70.528
Commercial | Energy Efficiency | Grocery | New | LED - 14W | 0.021364 | 5.7838e-06 | 88.704
Commercial | Energy Efficiency | Healthcare | New | LED - 14W | 0.019302 | 0.0044629 | 80.448
Commercial | Energy Efficiency | Hospitals | New | LED - 14W | 0.011062 | 0.010833 | 108.832
Commercial | Energy Efficiency | Institutional | New | LED - 14W | 0.012665 | 0.0029282 | 52.784
Commercial | Energy Efficiency | Lodging/Hospitality | New | LED - 14W | 0.014466 | 3.9164e-06 | 60.064
Commercial | Energy Efficiency | Miscellaneous | New | LED - 14W | 0.016922 | 0.0039125 | 70.528
Commercial | Energy Efficiency | Offices | New | LED - 14W | 0.012488 | 0.0028874 | 52.048
Commercial | Energy Efficiency | Restaurants | New | LED - 14W | 0.012937 | 3.5022e-06 | 53.712
Commercial | Energy Efficiency | Retail | New | LED - 14W | 0.019206 | 5.1996e-06 | 79.744
Commercial | Energy Efficiency | Schools K-12 | New | LED - 14W | 0.0091329 | 0.0021116 | 38.064
Commercial | Energy Efficiency | Warehouse | New | LED - 14W | 0.01468 | 0.0033942 | 61.184
Commercial | Energy Efficiency | Assembly | Turnover | LED Display Lighting (Interior) | 0.066388 | 0.014997 | 270.344
Commercial | Energy Efficiency | College and University | Turnover | LED Display Lighting (Interior) | 0.043517 | 0.04079 | 414.352
Commercial | Energy Efficiency | Grocery | Turnover | LED Display Lighting (Interior) | 0.1264 | 9.1014e-06 | 521.136
Commercial | Energy Efficiency | Healthcare | Turnover | LED Display Lighting (Interior) | 0.11606 | 0.026219 | 472.632
Commercial | Energy Efficiency | Hospitals | Turnover | LED Display Lighting (Interior) | 0.067152 | 0.062943 | 639.388
Commercial | Energy Efficiency | Institutional | Turnover | LED Display Lighting (Interior) | 0.076152 | 0.017203 | 310.106
Commercial | Energy Efficiency | Lodging/Hospitality | Turnover | LED Display Lighting (Interior) | 0.085589 | 6.1628e-06 | 352.876
Commercial | Energy Efficiency | Miscellaneous | Turnover | LED Display Lighting (Interior) | 0.10175 | 0.022986 | 414.352
Commercial | Energy Efficiency | Offices | Turnover | LED Display Lighting (Interior) | 0.07509 | 0.016963 | 305.782
Commercial | Energy Efficiency | Restaurants | Turnover | LED Display Lighting (Interior) | 0.076537 | 5.511e-06 | 315.558
Commercial | Energy Efficiency | Retail | Turnover | LED Display Lighting (Interior) | 0.11363 | 8.182e-06 | 468.496
Commercial | Energy Efficiency | Schools K-12 | Turnover | LED Display Lighting (Interior) | 0.054915 | 0.012405 | 223.626
Commercial | Energy Efficiency | Warehouse | Turnover | LED Display Lighting (Interior) | 0.08827 | 0.01994 | 359.456
Commercial | Energy Efficiency | Assembly | New | LED Display Lighting (Interior) | 0.066388 | 0.014997 | 270.344
Commercial | Energy Efficiency | College and University | New | LED Display Lighting (Interior) | 0.043517 | 0.04079 | 414.352
Commercial | Energy Efficiency | Grocery | New | LED Display Lighting (Interior) | 0.1264 | 9.1014e-06 | 521.136
Commercial | Energy Efficiency | Healthcare | New | LED Display Lighting (Interior) | 0.11606 | 0.026219 | 472.632
Commercial | Energy Efficiency | Hospitals | New | LED Display Lighting (Interior) | 0.067152 | 0.062943 | 639.388
Commercial | Energy Efficiency | Institutional | New | LED Display Lighting (Interior) | 0.076152 | 0.017203 | 310.106
Commercial | Energy Efficiency | Lodging/Hospitality | New | LED Display Lighting (Interior) | 0.085589 | 6.1628e-06 | 352.876
Commercial | Energy Efficiency | Miscellaneous | New | LED Display Lighting (Interior) | 0.10175 | 0.022986 | 414.352
Commercial | Energy Efficiency | Offices | New | LED Display Lighting (Interior) | 0.07509 | 0.016963 | 305.782
Commercial | Energy Efficiency | Restaurants | New | LED Display Lighting (Interior) | 0.076537 | 5.511e-06 | 315.558
Commercial | Energy Efficiency | Retail | New | LED Display Lighting (Interior) | 0.11363 | 8.182e-06 | 468.496
Commercial | Energy Efficiency | Schools K-12 | New | LED Display Lighting (Interior) | 0.054915 | 0.012405 | 223.626
Commercial | Energy Efficiency | Warehouse | New | LED Display Lighting (Interior) | 0.08827 | 0.01994 | 359.456
Commercial | Energy Efficiency | Assembly | Turnover | LED Linear - Fixture Replacement | 0.05923 | 0.01355 | 244.345
Commercial | Energy Efficiency | College and University | Turnover | LED Linear - Fixture Replacement | 0.039245 | 0.036402 | 374.5037
Commercial | Energy Efficiency | Grocery | Turnover | LED Linear - Fixture Replacement | 0.11487 | 6.293e-06 | 471.0182
Commercial | Energy Efficiency | Healthcare | Turnover | LED Linear - Fixture Replacement | 0.10355 | 0.023688 | 427.1789
Commercial | Energy Efficiency | Hospitals | Turnover | LED Linear - Fixture Replacement | 0.060559 | 0.056172 | 577.8979
Commercial | Energy Efficiency | Institutional | Turnover | LED Linear - Fixture Replacement | 0.067942 | 0.015543 | 280.283
Commercial | Energy Efficiency | Lodging/Hospitality | Turnover | LED Linear - Fixture Replacement | 0.07778 | 4.2611e-06 | 318.9398
Commercial | Energy Efficiency | Miscellaneous | Turnover | LED Linear - Fixture Replacement | 0.090781 | 0.020767 | 374.5037
Commercial | Energy Efficiency | Offices | Turnover | LED Linear - Fixture Replacement | 0.066994 | 0.015326 | 276.3749
Commercial | Energy Efficiency | Restaurants | Turnover | LED Linear - Fixture Replacement | 0.069555 | 3.8105e-06 | 285.2107
Commercial | Energy Efficiency | Retail | Turnover | LED Linear - Fixture Replacement | 0.10326 | 5.6573e-06 | 423.4406
Commercial | Energy Efficiency | Schools K-12 | Turnover | LED Linear - Fixture Replacement | 0.048995 | 0.011208 | 202.1198
Commercial | Energy Efficiency | Warehouse | Turnover | LED Linear - Fixture Replacement | 0.078754 | 0.018016 | 324.887
Commercial | Energy Efficiency | Assembly | New | LED Linear - Fixture Replacement | 0.05923 | 0.01355 | 244.345
Commercial | Energy Efficiency | College and University | New | LED Linear - Fixture Replacement | 0.039245 | 0.036402 | 374.5037
Commercial | Energy Efficiency | Grocery | New | LED Linear - Fixture Replacement | 0.11487 | 6.293e-06 | 471.0182
Commercial | Energy Efficiency | Healthcare | New | LED Linear - Fixture Replacement | 0.10355 | 0.023688 | 427.1789
Commercial | Energy Efficiency | Hospitals | New | LED Linear - Fixture Replacement | 0.060559 | 0.056172 | 577.8979
Commercial | Energy Efficiency | Institutional | New | LED Linear - Fixture Replacement | 0.067942 | 0.015543 | 280.283
Commercial | Energy Efficiency | Lodging/Hospitality | New | LED Linear - Fixture Replacement | 0.07778 | 4.2611e-06 | 318.9398
Commercial | Energy Efficiency | Miscellaneous | New | LED Linear - Fixture Replacement | 0.090781 | 0.020767 | 374.5037
Commercial | Energy Efficiency | Offices | New | LED Linear - Fixture Replacement | 0.066994 | 0.015326 | 276.3749
Commercial | Energy Efficiency | Restaurants | New | LED Linear - Fixture Replacement | 0.069555 | 3.8105e-06 | 285.2107
Commercial | Energy Efficiency | Retail | New | LED Linear - Fixture Replacement | 0.10326 | 5.6573e-06 | 423.4406
Commercial | Energy Efficiency | Schools K-12 | New | LED Linear - Fixture Replacement | 0.048995 | 0.011208 | 202.1198
Commercial | Energy Efficiency | Warehouse | New | LED Linear - Fixture Replacement | 0.078754 | 0.018016 | 324.887
Commercial | Energy Efficiency | Assembly | Turnover | LED Linear - Lamp Replacement | 0.0049742 | 0.0011421 | 20.5922
Commercial | Energy Efficiency | College and University | Turnover | LED Linear - Lamp Replacement | 0.0032689 | 0.0031387 | 31.5613
Commercial | Energy Efficiency | Grocery | Turnover | LED Linear - Lamp Replacement | 0.0095754 | 1.6038e-06 | 39.695
Commercial | Energy Efficiency | Healthcare | Turnover | LED Linear - Lamp Replacement | 0.0086962 | 0.0019966 | 36.0005
Commercial | Energy Efficiency | Hospitals | Turnover | LED Linear - Lamp Replacement | 0.0050442 | 0.0048434 | 48.7023
Commercial | Energy Efficiency | Institutional | Turnover | LED Linear - Lamp Replacement | 0.0057058 | 0.00131 | 23.6208
Commercial | Energy Efficiency | Lodging/Hospitality | Turnover | LED Linear - Lamp Replacement | 0.0064838 | 1.086e-06 | 26.8786
Commercial | Energy Efficiency | Miscellaneous | Turnover | LED Linear - Lamp Replacement | 0.0076239 | 0.0017504 | 31.5613
Commercial | Energy Efficiency | Offices | Turnover | LED Linear - Lamp Replacement | 0.0056262 | 0.0012918 | 23.2915
Commercial | Energy Efficiency | Restaurants | Turnover | LED Linear - Lamp Replacement | 0.0057981 | 9.7112e-07 | 24.0361
Commercial | Energy Efficiency | Retail | Turnover | LED Linear - Lamp Replacement | 0.0086082 | 1.4418e-06 | 35.6854
Commercial | Energy Efficiency | Schools K-12 | Turnover | LED Linear - Lamp Replacement | 0.0041146 | 0.00094471 | 17.0336
Commercial | Energy Efficiency | Warehouse | Turnover | LED Linear - Lamp Replacement | 0.0066138 | 0.0015185 | 27.3798
Commercial | Energy Efficiency | Assembly | New | LED Linear - Lamp Replacement | 0.0049742 | 0.0011421 | 20.5922
Commercial | Energy Efficiency | College and University | New | LED Linear - Lamp Replacement | 0.0032689 | 0.0031387 | 31.5613
Commercial | Energy Efficiency | Grocery | New | LED Linear - Lamp Replacement | 0.0095754 | 1.6038e-06 | 39.695
Commercial | Energy Efficiency | Healthcare | New | LED Linear - Lamp Replacement | 0.0086962 | 0.0019966 | 36.0005
Commercial | Energy Efficiency | Hospitals | New | LED Linear - Lamp Replacement | 0.0050442 | 0.0048434 | 48.7023
Commercial | Energy Efficiency | Institutional | New | LED Linear - Lamp Replacement | 0.0057058 | 0.00131 | 23.6208
Commercial | Energy Efficiency | Lodging/Hospitality | New | LED Linear - Lamp Replacement | 0.0064838 | 1.086e-06 | 26.8786
Commercial | Energy Efficiency | Miscellaneous | New | LED Linear - Lamp Replacement | 0.0076239 | 0.0017504 | 31.5613
Commercial | Energy Efficiency | Offices | New | LED Linear - Lamp Replacement | 0.0056262 | 0.0012918 | 23.2915
Commercial | Energy Efficiency | Restaurants | New | LED Linear - Lamp Replacement | 0.0057981 | 9.7112e-07 | 24.0361
Commercial | Energy Efficiency | Retail | New | LED Linear - Lamp Replacement | 0.0086082 | 1.4418e-06 | 35.6854
Commercial | Energy Efficiency | Schools K-12 | New | LED Linear - Lamp Replacement | 0.0041146 | 0.00094471 | 17.0336
Commercial | Energy Efficiency | Warehouse | New | LED Linear - Lamp Replacement | 0.0066138 | 0.0015185 | 27.3798
Commercial | Energy Efficiency | Assembly | Turnover | Premium T8 - Fixture Replacement | 0.0073619 | 0.0016841 | 30.3706
Commercial | Energy Efficiency | College and University | Turnover | Premium T8 - Fixture Replacement | 0.0048779 | 0.0045245 | 46.5485
Commercial | Energy Efficiency | Grocery | Turnover | Premium T8 - Fixture Replacement | 0.014277 | 7.8218e-07 | 58.5446
Commercial | Energy Efficiency | Healthcare | Turnover | Premium T8 - Fixture Replacement | 0.012871 | 0.0029443 | 53.0957
Commercial | Energy Efficiency | Hospitals | Turnover | Premium T8 - Fixture Replacement | 0.0075271 | 0.0069818 | 71.8291
Commercial | Energy Efficiency | Institutional | Turnover | Premium T8 - Fixture Replacement | 0.0084447 | 0.0019318 | 34.8374
Commercial | Energy Efficiency | Lodging/Hospitality | Turnover | Premium T8 - Fixture Replacement | 0.0096676 | 5.2963e-07 | 39.6422
Commercial | Energy Efficiency | Miscellaneous | Turnover | Premium T8 - Fixture Replacement | 0.011284 | 0.0025813 | 46.5485
Commercial | Energy Efficiency | Offices | Turnover | Premium T8 - Fixture Replacement | 0.008327 | 0.0019049 | 34.3517
Commercial | Energy Efficiency | Restaurants | Turnover | Premium T8 - Fixture Replacement | 0.0086452 | 4.7362e-07 | 35.4499
Commercial | Energy Efficiency | Retail | Turnover | Premium T8 - Fixture Replacement | 0.012835 | 7.0317e-07 | 52.631
Commercial | Energy Efficiency | Schools K-12 | Turnover | Premium T8 - Fixture Replacement | 0.0060897 | 0.0013931 | 25.1222
Commercial | Energy Efficiency | Warehouse | Turnover | Premium T8 - Fixture Replacement | 0.0097886 | 0.0022393 | 40.3814
Commercial | Energy Efficiency | Assembly | New | Premium T8 - Fixture Replacement | 0.0073619 | 0.0016841 | 30.3706
Commercial | Energy Efficiency | College and University | New | Premium T8 - Fixture Replacement | 0.0048779 | 0.0045245 | 46.5485
Commercial | Energy Efficiency | Grocery | New | Premium T8 - Fixture Replacement | 0.014277 | 7.8218e-07 | 58.5446
Commercial | Energy Efficiency | Healthcare | New | Premium T8 - Fixture Replacement | 0.012871 | 0.0029443 | 53.0957
Commercial | Energy Efficiency | Hospitals | New | Premium T8 - Fixture Replacement | 0.0075271 | 0.0069818 | 71.8291
Commercial | Energy Efficiency | Institutional | New | Premium T8 - Fixture Replacement | 0.0084447 | 0.0019318 | 34.8374
Commercial | Energy Efficiency | Lodging/Hospitality | New | Premium T8 - Fixture Replacement | 0.0096676 | 5.2963e-07 | 39.6422
Commercial | Energy Efficiency | Miscellaneous | New | Premium T8 - Fixture Replacement | 0.011284 | 0.0025813 | 46.5485
Commercial | Energy Efficiency | Offices | New | Premium T8 - Fixture Replacement | 0.008327 | 0.0019049 | 34.3517
Commercial | Energy Efficiency | Restaurants | New | Premium T8 - Fixture Replacement | 0.0086452 | 4.7362e-07 | 35.4499
Commercial | Energy Efficiency | Retail | New | Premium T8 - Fixture Replacement | 0.012835 | 7.0317e-07 | 52.631
Commercial | Energy Efficiency | Schools K-12 | New | Premium T8 - Fixture Replacement | 0.0060897 | 0.0013931 | 25.1222
Commercial | Energy Efficiency | Warehouse | New | Premium T8 - Fixture Replacement | 0.0097886 | 0.0022393 | 40.3814
Commercial | Energy Efficiency | Assembly | Turnover | Premium T8 - Lamp Replacement | 0.0024454 | 0.00056146 | 10.1235
Commercial | Energy Efficiency | College and University | Turnover | Premium T8 - Lamp Replacement | 0.001607 | 0.0015431 | 15.5162
Commercial | Energy Efficiency | Grocery | Turnover | Premium T8 - Lamp Replacement | 0.0047075 | 7.8845e-07 | 19.5149
Commercial | Energy Efficiency | Healthcare | Turnover | Premium T8 - Lamp Replacement | 0.0042752 | 0.00098159 | 17.6986
Commercial | Energy Efficiency | Hospitals | Turnover | Premium T8 - Lamp Replacement | 0.0024798 | 0.0023811 | 23.943
Commercial | Energy Efficiency | Institutional | Turnover | Premium T8 - Lamp Replacement | 0.0028051 | 0.00064404 | 11.6125
Commercial | Energy Efficiency | Lodging/Hospitality | Turnover | Premium T8 - Lamp Replacement | 0.0031876 | 5.3388e-07 | 13.2141
Commercial | Energy Efficiency | Miscellaneous | Turnover | Premium T8 - Lamp Replacement | 0.003748 | 0.00086055 | 15.5162
Commercial | Energy Efficiency | Offices | Turnover | Premium T8 - Lamp Replacement | 0.002766 | 0.00063506 | 11.4506
Commercial | Energy Efficiency | Restaurants | Turnover | Premium T8 - Lamp Replacement | 0.0028505 | 4.7742e-07 | 11.8166
Commercial | Energy Efficiency | Retail | Turnover | Premium T8 - Lamp Replacement | 0.004232 | 7.0881e-07 | 17.5437
Commercial | Energy Efficiency | Schools K-12 | Turnover | Premium T8 - Lamp Replacement | 0.0020228 | 0.00046444 | 8.3741
Commercial | Energy Efficiency | Warehouse | Turnover | Premium T8 - Lamp Replacement | 0.0032515 | 0.00074654 | 13.4605
Commercial | Energy Efficiency | Assembly | New | Premium T8 - Lamp Replacement | 0.0024454 | 0.00056146 | 10.1235
Commercial | Energy Efficiency | College and University | New | Premium T8 - Lamp Replacement | 0.001607 | 0.0015431 | 15.5162
Commercial | Energy Efficiency | Grocery | New | Premium T8 - Lamp Replacement | 0.0047075 | 7.8845e-07 | 19.5149
Commercial | Energy Efficiency | Healthcare | New | Premium T8 - Lamp Replacement | 0.0042752 | 0.00098159 | 17.6986
Commercial | Energy Efficiency | Hospitals | New | Premium T8 - Lamp Replacement | 0.0024798 | 0.0023811 | 23.943
Commercial | Energy Efficiency | Institutional | New | Premium T8 - Lamp Replacement | 0.0028051 | 0.00064404 | 11.6125
Commercial | Energy Efficiency | Lodging/Hospitality | New | Premium T8 - Lamp Replacement | 0.0031876 | 5.3388e-07 | 13.2141
Commercial | Energy Efficiency | Miscellaneous | New | Premium T8 - Lamp Replacement | 0.003748 | 0.00086055 | 15.5162
Commercial | Energy Efficiency | Offices | New | Premium T8 - Lamp Replacement | 0.002766 | 0.00063506 | 11.4506
Commercial | Energy Efficiency | Restaurants | New | Premium T8 - Lamp Replacement | 0.0028505 | 4.7742e-07 | 11.8166
Commercial | Energy Efficiency | Retail | New | Premium T8 - Lamp Replacement | 0.004232 | 7.0881e-07 | 17.5437
Commercial | Energy Efficiency | Schools K-12 | New | Premium T8 - Lamp Replacement | 0.0020228 | 0.00046444 | 8.3741
Commercial | Energy Efficiency | Warehouse | New | Premium T8 - Lamp Replacement | 0.0032515 | 0.00074654 | 13.4605
Commercial | Energy Efficiency | Assembly | Turnover | Efficient Battery Charger | 0.60888 | 0 | 1111.206
Commercial | Energy Efficiency | College and University | Turnover | Efficient Battery Charger | 0.60888 | 0 | 1111.206
Commercial | Energy Efficiency | Grocery | Turnover | Efficient Battery Charger | 0.60888 | 0 | 1111.206
Commercial | Energy Efficiency | Healthcare | Turnover | Efficient Battery Charger | 0.60888 | 0 | 1111.206
Commercial | Energy Efficiency | Hospitals | Turnover | Efficient Battery Charger | 0.60888 | 0 | 1111.206
Commercial | Energy Efficiency | Institutional | Turnover | Efficient Battery Charger | 0.60888 | 0 | 1111.206
Commercial | Energy Efficiency | Lodging/Hospitality | Turnover | Efficient Battery Charger | 0.60888 | 0 | 1111.206
Commercial | Energy Efficiency | Miscellaneous | Turnover | Efficient Battery Charger | 0.60888 | 0 | 1111.206
Commercial | Energy Efficiency | Offices | Turnover | Efficient Battery Charger | 0.60888 | 0 | 1111.206
Commercial | Energy Efficiency | Restaurants | Turnover | Efficient Battery Charger | 0.60888 | 0 | 1111.206
Commercial | Energy Efficiency | Retail | Turnover | Efficient Battery Charger | 0.60888 | 0 | 1111.206
Commercial | Energy Efficiency | Schools K-12 | Turnover | Efficient Battery Charger | 0.60888 | 0 | 1111.206
Commercial | Energy Efficiency | Warehouse | Turnover | Efficient Battery Charger | 0.60888 | 0 | 1111.206
Commercial | Energy Efficiency | Assembly | New | Efficient Battery Charger | 0.60888 | 0 | 1111.206
Commercial | Energy Efficiency | College and University | New | Efficient Battery Charger | 0.60888 | 0 | 1111.206
Commercial | Energy Efficiency | Grocery | New | Efficient Battery Charger | 0.60888 | 0 | 1111.206
Commercial | Energy Efficiency | Healthcare | New | Efficient Battery Charger | 0.60888 | 0 | 1111.206
Commercial | Energy Efficiency | Hospitals | New | Efficient Battery Charger | 0.60888 | 0 | 1111.206
Commercial | Energy Efficiency | Institutional | New | Efficient Battery Charger | 0.60888 | 0 | 1111.206
Commercial | Energy Efficiency | Lodging/Hospitality | New | Efficient Battery Charger | 0.60888 | 0 | 1111.206
Commercial | Energy Efficiency | Miscellaneous | New | Efficient Battery Charger | 0.60888 | 0 | 1111.206
Commercial | Energy Efficiency | Offices | New | Efficient Battery Charger | 0.60888 | 0 | 1111.206
Commercial | Energy Efficiency | Restaurants | New | Efficient Battery Charger | 0.60888 | 0 | 1111.206
Commercial | Energy Efficiency | Retail | New | Efficient Battery Charger | 0.60888 | 0 | 1111.206
Commercial | Energy Efficiency | Schools K-12 | New | Efficient Battery Charger | 0.60888 | 0 | 1111.206
Commercial | Energy Efficiency | Warehouse | New | Efficient Battery Charger | 0.60888 | 0 | 1111.206
Commercial | Energy Efficiency | Assembly | Turnover | ENERGY STAR Commercial Clothes Washer | 0 | 0 | 1060.1591
Commercial | Energy Efficiency | College and University | Turnover | ENERGY STAR Commercial Clothes Washer | 0.10782 | 0.1241 | 1060.1591
Commercial | Energy Efficiency | Grocery | Turnover | ENERGY STAR Commercial Clothes Washer | 0.092846 | 0.067168 | 1060.1591
Commercial | Energy Efficiency | Healthcare | Turnover | ENERGY STAR Commercial Clothes Washer | 0.092846 | 0.067168 | 1060.1591
Commercial | Energy Efficiency | Hospitals | Turnover | ENERGY STAR Commercial Clothes Washer | 0.10782 | 0.1241 | 1060.1591
Commercial | Energy Efficiency | Institutional | Turnover | ENERGY STAR Commercial Clothes Washer | 0 | 0 | 1060.1591
Commercial | Energy Efficiency | Lodging/Hospitality | Turnover | ENERGY STAR Commercial Clothes Washer | 0.10782 | 0.1241 | 1060.1591
Commercial | Energy Efficiency | Miscellaneous | Turnover | ENERGY STAR Commercial Clothes Washer | 0 | 0 | 1060.1591
Commercial | Energy Efficiency | Offices | Turnover | ENERGY STAR Commercial Clothes Washer | 0.092846 | 0.067168 | 1060.1591
Commercial | Energy Efficiency | Restaurants | Turnover | ENERGY STAR Commercial Clothes Washer | 0 | 0 | 1060.1591
Commercial | Energy Efficiency | Retail | Turnover | ENERGY STAR Commercial Clothes Washer | 0.092846 | 0.067168 | 1060.1591
Commercial | Energy Efficiency | Schools K-12 | Turnover | ENERGY STAR Commercial Clothes Washer | 0.10782 | 0.1241 | 1060.1591
Commercial | Energy Efficiency | Warehouse | Turnover | ENERGY STAR Commercial Clothes Washer | 0 | 0 | 1060.1591
Commercial | Energy Efficiency | Assembly | New | ENERGY STAR Commercial Clothes Washer | 0 | 0 | 1060.1591
Commercial | Energy Efficiency | College and University | New | ENERGY STAR Commercial Clothes Washer | 0.10782 | 0.1241 | 1060.1591
Commercial | Energy Efficiency | Grocery | New | ENERGY STAR Commercial Clothes Washer | 0.092846 | 0.067168 | 1060.1591
Commercial | Energy Efficiency | Healthcare | New | ENERGY STAR Commercial Clothes Washer | 0.092846 | 0.067168 | 1060.1591
Commercial | Energy Efficiency | Hospitals | New | ENERGY STAR Commercial Clothes Washer | 0.10782 | 0.1241 | 1060.1591
Commercial | Energy Efficiency | Institutional | New | ENERGY STAR Commercial Clothes Washer | 0 | 0 | 1060.1591
Commercial | Energy Efficiency | Lodging/Hospitality | New | ENERGY STAR Commercial Clothes Washer | 0.10782 | 0.1241 | 1060.1591
Commercial | Energy Efficiency | Miscellaneous | New | ENERGY STAR Commercial Clothes Washer | 0 | 0 | 1060.1591
Commercial | Energy Efficiency | Offices | New | ENERGY STAR Commercial Clothes Washer | 0.092846 | 0.067168 | 1060.1591
Commercial | Energy Efficiency | Restaurants | New | ENERGY STAR Commercial Clothes Washer | 0 | 0 | 1060.1591
Commercial | Energy Efficiency | Retail | New | ENERGY STAR Commercial Clothes Washer | 0.092846 | 0.067168 | 1060.1591
Commercial | Energy Efficiency | Schools K-12 | New | ENERGY STAR Commercial Clothes Washer | 0.10782 | 0.1241 | 1060.1591
Commercial | Energy Efficiency | Warehouse | New | ENERGY STAR Commercial Clothes Washer | 0 | 0 | 1060.1591
Commercial | Energy Efficiency | Assembly | Turnover | ENERGY STAR Water Cooler | 0.095219 | 0.095219 | 547.5
Commercial | Energy Efficiency | College and University | Turnover | ENERGY STAR Water Cooler | 0.095219 | 0.095219 | 547.5
Commercial | Energy Efficiency | Grocery | Turnover | ENERGY STAR Water Cooler | 0.095219 | 0.095219 | 547.5
Commercial | Energy Efficiency | Healthcare | Turnover | ENERGY STAR Water Cooler | 0.095219 | 0.095219 | 547.5
Commercial | Energy Efficiency | Hospitals | Turnover | ENERGY STAR Water Cooler | 0.095219 | 0.095219 | 547.5
Commercial | Energy Efficiency | Institutional | Turnover | ENERGY STAR Water Cooler | 0.095219 | 0.095219 | 547.5
Commercial | Energy Efficiency | Lodging/Hospitality | Turnover | ENERGY STAR Water Cooler | 0.095219 | 0.095219 | 547.5
Commercial | Energy Efficiency | Miscellaneous | Turnover | ENERGY STAR Water Cooler | 0.095219 | 0.095219 | 547.5
Commercial | Energy Efficiency | Offices | Turnover | ENERGY STAR Water Cooler | 0.095219 | 0.095219 | 547.5
Commercial | Energy Efficiency | Restaurants | Turnover | ENERGY STAR Water Cooler | 0.095219 | 0.095219 | 547.5
Commercial | Energy Efficiency | Retail | Turnover | ENERGY STAR Water Cooler | 0.095219 | 0.095219 | 547.5
Commercial | Energy Efficiency | Schools K-12 | Turnover | ENERGY STAR Water Cooler | 0.095219 | 0.095219 | 547.5
Commercial | Energy Efficiency | Warehouse | Turnover | ENERGY STAR Water Cooler | 0.095219 | 0.095219 | 547.5
Commercial | Energy Efficiency | Assembly | New | ENERGY STAR Water Cooler | 0.095219 | 0.095219 | 547.5
Commercial | Energy Efficiency | College and University | New | ENERGY STAR Water Cooler | 0.095219 | 0.095219 | 547.5
Commercial | Energy Efficiency | Grocery | New | ENERGY STAR Water Cooler | 0.095219 | 0.095219 | 547.5
Commercial | Energy Efficiency | Healthcare | New | ENERGY STAR Water Cooler | 0.095219 | 0.095219 | 547.5
Commercial | Energy Efficiency | Hospitals | New | ENERGY STAR Water Cooler | 0.095219 | 0.095219 | 547.5
Commercial | Energy Efficiency | Institutional | New | ENERGY STAR Water Cooler | 0.095219 | 0.095219 | 547.5
Commercial | Energy Efficiency | Lodging/Hospitality | New | ENERGY STAR Water Cooler | 0.095219 | 0.095219 | 547.5
Commercial | Energy Efficiency | Miscellaneous | New | ENERGY STAR Water Cooler | 0.095219 | 0.095219 | 547.5
Commercial | Energy Efficiency | Offices | New | ENERGY STAR Water Cooler | 0.095219 | 0.095219 | 547.5
Commercial | Energy Efficiency | Restaurants | New | ENERGY STAR Water Cooler | 0.095219 | 0.095219 | 547.5
Commercial | Energy Efficiency | Retail | New | ENERGY STAR Water Cooler | 0.095219 | 0.095219 | 547.5
Commercial | Energy Efficiency | Schools K-12 | New | ENERGY STAR Water Cooler | 0.095219 | 0.095219 | 547.5
Commercial | Energy Efficiency | Warehouse | New | ENERGY STAR Water Cooler | 0.095219 | 0.095219 | 547.5
Commercial | Energy Efficiency | Assembly | Turnover | Heat Pump Pool Heater | 0 | 0.34381 | 9411.7647
Commercial | Energy Efficiency | College and University | Turnover | Heat Pump Pool Heater | 0 | 0.34381 | 9411.7647
Commercial | Energy Efficiency | Grocery | Turnover | Heat Pump Pool Heater | 0 | 0.34381 | 9411.7647
Commercial | Energy Efficiency | Healthcare | Turnover | Heat Pump Pool Heater | 0 | 0.34381 | 9411.7647
Commercial | Energy Efficiency | Hospitals | Turnover | Heat Pump Pool Heater | 0 | 0.34381 | 9411.7647
Commercial | Energy Efficiency | Institutional | Turnover | Heat Pump Pool Heater | 0 | 0.34381 | 9411.7647
Commercial | Energy Efficiency | Lodging/Hospitality | Turnover | Heat Pump Pool Heater | 0 | 0.34381 | 9411.7647
Commercial | Energy Efficiency | Miscellaneous | Turnover | Heat Pump Pool Heater | 0 | 0.34381 | 9411.7647
Commercial | Energy Efficiency | Offices | Turnover | Heat Pump Pool Heater | 0 | 0.34381 | 9411.7647
Commercial | Energy Efficiency | Restaurants | Turnover | Heat Pump Pool Heater | 0 | 0.34381 | 9411.7647
Commercial | Energy Efficiency | Retail | Turnover | Heat Pump Pool Heater | 0 | 0.34381 | 9411.7647
Commercial | Energy Efficiency | Schools K-12 | Turnover | Heat Pump Pool Heater | 0 | 0.34381 | 9411.7647
Commercial | Energy Efficiency | Warehouse | Turnover | Heat Pump Pool Heater | 0 | 0.34381 | 9411.7647
Commercial | Energy Efficiency | Assembly | New | Heat Pump Pool Heater | 0 | 0.34381 | 9411.7647
Commercial | Energy Efficiency | College and University | New | Heat Pump Pool Heater | 0 | 0.34381 | 9411.7647
Commercial | Energy Efficiency | Grocery | New | Heat Pump Pool Heater | 0 | 0.34381 | 9411.7647
Commercial | Energy Efficiency | Healthcare | New | Heat Pump Pool Heater | 0 | 0.34381 | 9411.7647
Commercial | Energy Efficiency | Hospitals | New | Heat Pump Pool Heater | 0 | 0.34381 | 9411.7647
Commercial | Energy Efficiency | Institutional | New | Heat Pump Pool Heater | 0 | 0.34381 | 9411.7647
Commercial | Energy Efficiency | Lodging/Hospitality | New | Heat Pump Pool Heater | 0 | 0.34381 | 9411.7647
Commercial | Energy Efficiency | Miscellaneous | New | Heat Pump Pool Heater | 0 | 0.34381 | 9411.7647
Commercial | Energy Efficiency | Offices | New | Heat Pump Pool Heater | 0 | 0.34381 | 9411.7647
Commercial | Energy Efficiency | Restaurants | New | Heat Pump Pool Heater | 0 | 0.34381 | 9411.7647
Commercial | Energy Efficiency | Retail | New | Heat Pump Pool Heater | 0 | 0.34381 | 9411.7647
Commercial | Energy Efficiency | Schools K-12 | New | Heat Pump Pool Heater | 0 | 0.34381 | 9411.7647
Commercial | Energy Efficiency | Warehouse | New | Heat Pump Pool Heater | 0 | 0.34381 | 9411.7647
Commercial | Energy Efficiency | Assembly | Turnover | Solar Pool Heater | 0 | 0.37007 | 10130.719
Commercial | Energy Efficiency | College and University | Turnover | Solar Pool Heater | 0 | 0.37007 | 10130.719
Commercial | Energy Efficiency | Grocery | Turnover | Solar Pool Heater | 0 | 0.37007 | 10130.719
Commercial | Energy Efficiency | Healthcare | Turnover | Solar Pool Heater | 0 | 0.37007 | 10130.719
Commercial | Energy Efficiency | Hospitals | Turnover | Solar Pool Heater | 0 | 0.37007 | 10130.719
Commercial | Energy Efficiency | Institutional | Turnover | Solar Pool Heater | 0 | 0.37007 | 10130.719
Commercial | Energy Efficiency | Lodging/Hospitality | Turnover | Solar Pool Heater | 0 | 0.37007 | 10130.719
Commercial | Energy Efficiency | Miscellaneous | Turnover | Solar Pool Heater | 0 | 0.37007 | 10130.719
Commercial | Energy Efficiency | Offices | Turnover | Solar Pool Heater | 0 | 0.37007 | 10130.719
Commercial | Energy Efficiency | Restaurants | Turnover | Solar Pool Heater | 0 | 0.37007 | 10130.719
Commercial | Energy Efficiency | Retail | Turnover | Solar Pool Heater | 0 | 0.37007 | 10130.719
Commercial | Energy Efficiency | Schools K-12 | Turnover | Solar Pool Heater | 0 | 0.37007 | 10130.719
Commercial | Energy Efficiency | Warehouse | Turnover | Solar Pool Heater | 0 | 0.37007 | 10130.719
Commercial | Energy Efficiency | Assembly | New | Solar Pool Heater | 0 | 0.37007 | 10130.719
Commercial | Energy Efficiency | College and University | New | Solar Pool Heater | 0 | 0.37007 | 10130.719
Commercial | Energy Efficiency | Grocery | New | Solar Pool Heater | 0 | 0.37007 | 10130.719
Commercial | Energy Efficiency | Healthcare | New | Solar Pool Heater | 0 | 0.37007 | 10130.719
Commercial | Energy Efficiency | Hospitals | New | Solar Pool Heater | 0 | 0.37007 | 10130.719
Commercial | Energy Efficiency | Institutional | New | Solar Pool Heater | 0 | 0.37007 | 10130.719
Commercial | Energy Efficiency | Lodging/Hospitality | New | Solar Pool Heater | 0 | 0.37007 | 10130.719
Commercial | Energy Efficiency | Miscellaneous | New | Solar Pool Heater | 0 | 0.37007 | 10130.719
Commercial | Energy Efficiency | Offices | New | Solar Pool Heater | 0 | 0.37007 | 10130.719
Commercial | Energy Efficiency | Restaurants | New | Solar Pool Heater | 0 | 0.37007 | 10130.719
Commercial | Energy Efficiency | Retail | New | Solar Pool Heater | 0 | 0.37007 | 10130.719
Commercial | Energy Efficiency | Schools K-12 | New | Solar Pool Heater | 0 | 0.37007 | 10130.719
Commercial | Energy Efficiency | Warehouse | New | Solar Pool Heater | 0 | 0.37007 | 10130.719
Commercial | Energy Efficiency | Assembly | Turnover | Solar Powered Pool Pump | 0.9567 | 0.1485 | 4065.1875
Commercial | Energy Efficiency | College and University | Turnover | Solar Powered Pool Pump | 0.9567 | 0.1485 | 4065.1875
Commercial | Energy Efficiency | Grocery | Turnover | Solar Powered Pool Pump | 0.9567 | 0.1485 | 4065.1875
Commercial | Energy Efficiency | Healthcare | Turnover | Solar Powered Pool Pump | 0.9567 | 0.1485 | 4065.1875
Commercial | Energy Efficiency | Hospitals | Turnover | Solar Powered Pool Pump | 0.9567 | 0.1485 | 4065.1875
Commercial | Energy Efficiency | Institutional | Turnover | Solar Powered Pool Pump | 0.9567 | 0.1485 | 4065.1875
Commercial | Energy Efficiency | Lodging/Hospitality | Turnover | Solar Powered Pool Pump | 0.9567 | 0.1485 | 4065.1875
Commercial | Energy Efficiency | Miscellaneous | Turnover | Solar Powered Pool Pump | 0.9567 | 0.1485 | 4065.1875
Commercial | Energy Efficiency | Offices | Turnover | Solar Powered Pool Pump | 0.9567 | 0.1485 | 4065.1875
Commercial | Energy Efficiency | Restaurants | Turnover | Solar Powered Pool Pump | 0.9567 | 0.1485 | 4065.1875
Commercial | Energy Efficiency | Retail | Turnover | Solar Powered Pool Pump | 0.9567 | 0.1485 | 4065.1875
Commercial | Energy Efficiency | Schools K-12 | Turnover | Solar Powered Pool Pump | 0.9567 | 0.1485 | 4065.1875
Commercial | Energy Efficiency | Assembly | New | Solar Powered Pool Pump | 0.9567 | 0.1485 | 4065.1875
Commercial | Energy Efficiency | College and University | New | Solar Powered Pool Pump | 0.9567 | 0.1485 | 4065.1875
Commercial | Energy Efficiency | Grocery | New | Solar Powered Pool Pump | 0.9567 | 0.1485 | 4065.1875
Commercial | Energy Efficiency | Healthcare | New | Solar Powered Pool Pump | 0.9567 | 0.1485 | 4065.1875
Commercial | Energy Efficiency | Hospitals | New | Solar Powered Pool Pump | 0.9567 | 0.1485 | 4065.1875
Commercial | Energy Efficiency | Institutional | New | Solar Powered Pool Pump | 0.9567 | 0.1485 | 4065.1875
Commercial | Energy Efficiency | Lodging/Hospitality | New | Solar Powered Pool Pump | 0.9567 | 0.1485 | 4065.1875
Commercial | Energy Efficiency | Miscellaneous | New | Solar Powered Pool Pump | 0.9567 | 0.1485 | 4065.1875
Commercial | Energy Efficiency | Offices | New | Solar Powered Pool Pump | 0.9567 | 0.1485 | 4065.1875
Commercial | Energy Efficiency | Restaurants | New | Solar Powered Pool Pump | 0.9567 | 0.1485 | 4065.1875
Commercial | Energy Efficiency | Retail | New | Solar Powered Pool Pump | 0.9567 | 0.1485 | 4065.1875
Commercial | Energy Efficiency | Schools K-12 | New | Solar Powered Pool Pump | 0.9567 | 0.1485 | 4065.1875
Commercial | Energy Efficiency | Assembly | Turnover | Two Speed Pool Pump | 0.72975 | 0.11327 | 3100.8409
Commercial | Energy Efficiency | College and University | Turnover | Two Speed Pool Pump | 0.72975 | 0.11327 | 3100.8409
Commercial | Energy Efficiency | Grocery | Turnover | Two Speed Pool Pump | 0.72975 | 0.11327 | 3100.8409
Commercial | Energy Efficiency | Healthcare | Turnover | Two Speed Pool Pump | 0.72975 | 0.11327 | 3100.8409
Commercial | Energy Efficiency | Hospitals | Turnover | Two Speed Pool Pump | 0.72975 | 0.11327 | 3100.8409
Commercial | Energy Efficiency | Institutional | Turnover | Two Speed Pool Pump | 0.72975 | 0.11327 | 3100.8409
Commercial | Energy Efficiency | Lodging/Hospitality | Turnover | Two Speed Pool Pump | 0.72975 | 0.11327 | 3100.8409
Commercial | Energy Efficiency | Miscellaneous | Turnover | Two Speed Pool Pump | 0.72975 | 0.11327 | 3100.8409
Commercial | Energy Efficiency | Offices | Turnover | Two Speed Pool Pump | 0.72975 | 0.11327 | 3100.8409
Commercial | Energy Efficiency | Restaurants | Turnover | Two Speed Pool Pump | 0.72975 | 0.11327 | 3100.8409
Commercial | Energy Efficiency | Retail | Turnover | Two Speed Pool Pump | 0.72975 | 0.11327 | 3100.8409
Commercial | Energy Efficiency | Schools K-12 | Turnover | Two Speed Pool Pump | 0.72975 | 0.11327 | 3100.8409
Commercial | Energy Efficiency | Warehouse | Turnover | Two Speed Pool Pump | 0.72975 | 0.11327 | 3100.8409
Commercial | Energy Efficiency | Assembly | New | Two Speed Pool Pump | 0.72975 | 0.11327 | 3100.8409
Commercial | Energy Efficiency | College and University | New | Two Speed Pool Pump | 0.72975 | 0.11327 | 3100.8409
Commercial | Energy Efficiency | Grocery | New | Two Speed Pool Pump | 0.72975 | 0.11327 | 3100.8409
Commercial | Energy Efficiency | Healthcare | New | Two Speed Pool Pump | 0.72975 | 0.11327 | 3100.8409
Commercial | Energy Efficiency | Hospitals | New | Two Speed Pool Pump | 0.72975 | 0.11327 | 3100.8409
Commercial | Energy Efficiency | Institutional | New | Two Speed Pool Pump | 0.72975 | 0.11327 | 3100.8409
Commercial | Energy Efficiency | Lodging/Hospitality | New | Two Speed Pool Pump | 0.72975 | 0.11327 | 3100.8409
Commercial | Energy Efficiency | Miscellaneous | New | Two Speed Pool Pump | 0.72975 | 0.11327 | 3100.8409
Commercial | Energy Efficiency | Offices | New | Two Speed Pool Pump | 0.72975 | 0.11327 | 3100.8409
Commercial | Energy Efficiency | Restaurants | New | Two Speed Pool Pump | 0.72975 | 0.11327 | 3100.8409
Commercial | Energy Efficiency | Retail | New | Two Speed Pool Pump | 0.72975 | 0.11327 | 3100.8409
Commercial | Energy Efficiency | Schools K-12 | New | Two Speed Pool Pump | 0.72975 | 0.11327 | 3100.8409
Commercial | Energy Efficiency | Warehouse | New | Two Speed Pool Pump | 0.72975 | 0.11327 | 3100.8409
Commercial | Energy Efficiency | Assembly | Turnover | Variable Speed Pool Pump | 0.7602 | 0.118 | 3230.25
Commercial | Energy Efficiency | College and University | Turnover | Variable Speed Pool Pump | 0.7602 | 0.118 | 3230.25
Commercial | Energy Efficiency | Grocery | Turnover | Variable Speed Pool Pump | 0.7602 | 0.118 | 3230.25
Commercial | Energy Efficiency | Healthcare | Turnover | Variable Speed Pool Pump | 0.7602 | 0.118 | 3230.25
Commercial | Energy Efficiency | Hospitals | Turnover | Variable Speed Pool Pump | 0.7602 | 0.118 | 3230.25
Commercial | Energy Efficiency | Institutional | Turnover | Variable Speed Pool Pump | 0.7602 | 0.118 | 3230.25
Commercial | Energy Efficiency | Lodging/Hospitality | Turnover | Variable Speed Pool Pump | 0.7602 | 0.118 | 3230.25
Commercial | Energy Efficiency | Miscellaneous | Turnover | Variable Speed Pool Pump | 0.7602 | 0.118 | 3230.25
Commercial | Energy Efficiency | Offices | Turnover | Variable Speed Pool Pump | 0.7602 | 0.118 | 3230.25
Commercial | Energy Efficiency | Restaurants | Turnover | Variable Speed Pool Pump | 0.7602 | 0.118 | 3230.25
Commercial | Energy Efficiency | Retail | Turnover | Variable Speed Pool Pump | 0.7602 | 0.118 | 3230.25
Commercial | Energy Efficiency | Schools K-12 | Turnover | Variable Speed Pool Pump | 0.7602 | 0.118 | 3230.25
Commercial | Energy Efficiency | Assembly | New | Variable Speed Pool Pump | 0.7602 | 0.118 | 3230.25
Commercial | Energy Efficiency | College and University | New | Variable Speed Pool Pump | 0.7602 | 0.118 | 3230.25
Commercial | Energy Efficiency | Grocery | New | Variable Speed Pool Pump | 0.7602 | 0.118 | 3230.25
Commercial | Energy Efficiency | Healthcare | New | Variable Speed Pool Pump | 0.7602 | 0.118 | 3230.25
Commercial | Energy Efficiency | Hospitals | New | Variable Speed Pool Pump | 0.7602 | 0.118 | 3230.25
Commercial | Energy Efficiency | Institutional | New | Variable Speed Pool Pump | 0.7602 | 0.118 | 3230.25
Commercial | Energy Efficiency | Lodging/Hospitality | New | Variable Speed Pool Pump | 0.7602 | 0.118 | 3230.25
Commercial | Energy Efficiency | Miscellaneous | New | Variable Speed Pool Pump | 0.7602 | 0.118 | 3230.25
Commercial | Energy Efficiency | Offices | New | Variable Speed Pool Pump | 0.7602 | 0.118 | 3230.25
Commercial | Energy Efficiency | Restaurants | New | Variable Speed Pool Pump | 0.7602 | 0.118 | 3230.25
Commercial | Energy Efficiency | Retail | New | Variable Speed Pool Pump | 0.7602 | 0.118 | 3230.25
Commercial | Energy Efficiency | Schools K-12 | New | Variable Speed Pool Pump | 0.7602 | 0.118 | 3230.25
Commercial | Energy Efficiency | Assembly | Turnover | ENERGY STAR Imaging Equipment | 0.0578 | 0.038813 | 416.8
Commercial | Energy Efficiency | College and University | Turnover | ENERGY STAR Imaging Equipment | 0.0578 | 0.038813 | 416.8
Commercial | Energy Efficiency | Grocery | Turnover | ENERGY STAR Imaging Equipment | 0.0578 | 0.038813 | 416.8
Commercial | Energy Efficiency | Healthcare | Turnover | ENERGY STAR Imaging Equipment | 0.0578 | 0.038813 | 416.8
Commercial | Energy Efficiency | Hospitals | Turnover | ENERGY STAR Imaging Equipment | 0.0578 | 0.038813 | 416.8
Commercial | Energy Efficiency | Institutional | Turnover | ENERGY STAR Imaging Equipment | 0.0578 | 0.038813 | 416.8
Commercial | Energy Efficiency | Lodging/Hospitality | Turnover | ENERGY STAR Imaging Equipment | 0.0578 | 0.038813 | 416.8
Commercial | Energy Efficiency | Miscellaneous | Turnover | ENERGY STAR Imaging Equipment | 0.0578 | 0.038813 | 416.8
Commercial | Energy Efficiency | Offices | Turnover | ENERGY STAR Imaging Equipment | 0.0578 | 0.038813 | 416.8
Commercial | Energy Efficiency | Restaurants | Turnover | ENERGY STAR Imaging Equipment | 0.0578 | 0.038813 | 416.8
Commercial | Energy Efficiency | Retail | Turnover | ENERGY STAR Imaging Equipment | 0.0578 | 0.038813 | 416.8
Commercial | Energy Efficiency | Schools K-12 | Turnover | ENERGY STAR Imaging Equipment | 0.0578 | 0.038813 | 416.8
Commercial | Energy Efficiency | Warehouse | Turnover | ENERGY STAR Imaging Equipment | 0.0578 | 0.038813 | 416.8
Commercial | Energy Efficiency | Assembly | New | ENERGY STAR Imaging Equipment | 0.0578 | 0.038813 | 416.8
Commercial | Energy Efficiency | College and University | New | ENERGY STAR Imaging Equipment | 0.0578 | 0.038813 | 416.8
Commercial | Energy Efficiency | Grocery | New | ENERGY STAR Imaging Equipment | 0.0578 | 0.038813 | 416.8
Commercial | Energy Efficiency | Healthcare | New | ENERGY STAR Imaging Equipment | 0.0578 | 0.038813 | 416.8
Commercial | Energy Efficiency | Hospitals | New | ENERGY STAR Imaging Equipment | 0.0578 | 0.038813 | 416.8
Commercial | Energy Efficiency | Institutional | New | ENERGY STAR Imaging Equipment | 0.0578 | 0.038813 | 416.8
Commercial | Energy Efficiency | Lodging/Hospitality | New | ENERGY STAR Imaging Equipment | 0.0578 | 0.038813 | 416.8
Commercial | Energy Efficiency | Miscellaneous | New | ENERGY STAR Imaging Equipment | 0.0578 | 0.038813 | 416.8
Commercial | Energy Efficiency | Offices | New | ENERGY STAR Imaging Equipment | 0.0578 | 0.038813 | 416.8
Commercial | Energy Efficiency | Restaurants | New | ENERGY STAR Imaging Equipment | 0.0578 | 0.038813 | 416.8
Commercial | Energy Efficiency | Retail | New | ENERGY STAR Imaging Equipment | 0.0578 | 0.038813 | 416.8
Commercial | Energy Efficiency | Schools K-12 | New | ENERGY STAR Imaging Equipment | 0.0578 | 0.038813 | 416.8
Commercial | Energy Efficiency | Warehouse | New | ENERGY STAR Imaging Equipment | 0.0578 | 0.038813 | 416.8
Commercial | Energy Efficiency | Assembly | Turnover | Energy Star PCs | 0.017591 | 0 | 123.5154
Commercial | Energy Efficiency | College and University | Turnover | Energy Star PCs | 0.023703 | 0.023703 | 123.5154
Commercial | Energy Efficiency | Grocery | Turnover | Energy Star PCs | 0.017591 | 0.0068231 | 123.5154
Commercial | Energy Efficiency | Healthcare | Turnover | Energy Star PCs | 0.017591 | 0.0068231 | 123.5154
Commercial | Energy Efficiency | Hospitals | Turnover | Energy Star PCs | 0.023703 | 0.023703 | 123.5154
Commercial | Energy Efficiency | Institutional | Turnover | Energy Star PCs | 0.017591 | 0 | 123.5154
Commercial | Energy Efficiency | Lodging/Hospitality | Turnover | Energy Star PCs | 0.017591 | 0.0068231 | 123.5154
Commercial | Energy Efficiency | Miscellaneous | Turnover | Energy Star PCs | 0.017591 | 0 | 123.5154
Commercial | Energy Efficiency | Offices | Turnover | Energy Star PCs | 0.017591 | 0.0068231 | 123.5154
Commercial | Energy Efficiency | Restaurants | Turnover | Energy Star PCs | 0.017591 | 0 | 123.5154
Commercial | Energy Efficiency | Retail | Turnover | Energy Star PCs | 0.017591 | 0.0068231 | 123.5154
Commercial | Energy Efficiency | Schools K-12 | Turnover | Energy Star PCs | 0.017591 | 0.0068231 | 123.5154
Commercial | Energy Efficiency | Warehouse | Turnover | Energy Star PCs | 0.017591 | 0 | 123.5154
Commercial | Energy Efficiency | Assembly | New | Energy Star PCs | 0.017591 | 0 | 123.5154
Commercial | Energy Efficiency | College and University | New | Energy Star PCs | 0.023703 | 0.023703 | 123.5154
Commercial | Energy Efficiency | Grocery | New | Energy Star PCs | 0.017591 | 0.0068231 | 123.5154
Commercial | Energy Efficiency | Healthcare | New | Energy Star PCs | 0.017591 | 0.0068231 | 123.5154
Commercial | Energy Efficiency | Hospitals | New | Energy Star PCs | 0.023703 | 0.023703 | 123.5154
Commercial | Energy Efficiency | Institutional | New | Energy Star PCs | 0.017591 | 0 | 123.5154
Commercial | Energy Efficiency | Lodging/Hospitality | New | Energy Star PCs | 0.017591 | 0.0068231 | 123.5154
Commercial | Energy Efficiency | Miscellaneous | New | Energy Star PCs | 0.017591 | 0 | 123.5154
Commercial | Energy Efficiency | Offices | New | Energy Star PCs | 0.017591 | 0.0068231 | 123.5154
Commercial | Energy Efficiency | Restaurants | New | Energy Star PCs | 0.017591 | 0 | 123.5154
Commercial | Energy Efficiency | Retail | New | Energy Star PCs | 0.017591 | 0.0068231 | 123.5154
Commercial | Energy Efficiency | Schools K-12 | New | Energy Star PCs | 0.017591 | 0.0068231 | 123.5154
Commercial | Energy Efficiency | Warehouse | New | Energy Star PCs | 0.017591 | 0 | 123.5154
Commercial | Energy Efficiency | Assembly | Turnover | Energy Star Servers | 0.16919 | 0.11767 | 1136.6997
Commercial | Energy Efficiency | College and University | Turnover | Energy Star Servers | 0.16919 | 0.11767 | 1136.6997
Commercial | Energy Efficiency | Grocery | Turnover | Energy Star Servers | 0.16919 | 0.11767 | 1136.6997
Commercial | Energy Efficiency | Healthcare | Turnover | Energy Star Servers | 0.16919 | 0.11767 | 1136.6997
Commercial | Energy Efficiency | Hospitals | Turnover | Energy Star Servers | 0.16919 | 0.11767 | 1136.6997
Commercial | Energy Efficiency | Institutional | Turnover | Energy Star Servers | 0.16919 | 0.11767 | 1136.6997
Commercial | Energy Efficiency | Lodging/Hospitality | Turnover | Energy Star Servers | 0.16919 | 0.11767 | 1136.6997
Commercial | Energy Efficiency | Miscellaneous | Turnover | Energy Star Servers | 0.16919 | 0.11767 | 1136.6997
Commercial | Energy Efficiency | Offices | Turnover | Energy Star Servers | 0.16919 | 0.11767 | 1136.6997
Commercial | Energy Efficiency | Restaurants | Turnover | Energy Star Servers | 0.16919 | 0.11767 | 1136.6997
Commercial | Energy Efficiency | Retail | Turnover | Energy Star Servers | 0.16919 | 0.11767 | 1136.6997
Commercial | Energy Efficiency | Schools K-12 | Turnover | Energy Star Servers | 0.16919 | 0.11767 | 1136.6997
Commercial | Energy Efficiency | Warehouse | Turnover | Energy Star Servers | 0.16919 | 0.11767 | 1136.6997
Commercial | Energy Efficiency | Assembly | New | Energy Star Servers | 0.16919 | 0.11767 | 1136.6997
Commercial | Energy Efficiency | College and University | New | Energy Star Servers | 0.16919 | 0.11767 | 1136.6997
Commercial | Energy Efficiency | Grocery | New | Energy Star Servers | 0.16919 | 0.11767 | 1136.6997
Commercial | Energy Efficiency | Healthcare | New | Energy Star Servers | 0.16919 | 0.11767 | 1136.6997
Commercial | Energy Efficiency | Hospitals | New | Energy Star Servers | 0.16919 | 0.11767 | 1136.6997
Commercial | Energy Efficiency | Institutional | New | Energy Star Servers | 0.16919 | 0.11767 | 1136.6997
Commercial | Energy Efficiency | Lodging/Hospitality | New | Energy Star Servers | 0.16919 | 0.11767 | 1136.6997
Commercial | Energy Efficiency | Miscellaneous | New | Energy Star Servers | 0.16919 | 0.11767 | 1136.6997
Commercial | Energy Efficiency | Offices | New | Energy Star Servers | 0.16919 | 0.11767 | 1136.6997
Commercial | Energy Efficiency | Restaurants | New | Energy Star Servers | 0.16919 | 0.11767 | 1136.6997
Commercial | Energy Efficiency | Retail | New | Energy Star Servers | 0.16919 | 0.11767 | 1136.6997
Commercial | Energy Efficiency | Schools K-12 | New | Energy Star Servers | 0.16919 | 0.11767 | 1136.6997
Commercial | Energy Efficiency | Warehouse | New | Energy Star Servers | 0.16919 | 0.11767 | 1136.6997
Commercial | Energy Efficiency | Assembly | Turnover | Energy Star Uninterruptable Power Supply | 0.00061097 | 0.00061097 | 5.3521
Commercial | Energy Efficiency | College and University | Turnover | Energy Star Uninterruptable Power Supply | 0.00061097 | 0.00061097 | 5.3521
Commercial | Energy Efficiency | Grocery | Turnover | Energy Star Uninterruptable Power Supply | 0.00061097 | 0.00061097 | 5.3521
Commercial | Energy Efficiency | Healthcare | Turnover | Energy Star Uninterruptable Power Supply | 0.00061097 | 0.00061097 | 5.3521
Commercial | Energy Efficiency | Hospitals | Turnover | Energy Star Uninterruptable Power Supply | 0.00061097 | 0.00061097 | 5.3521
Commercial | Energy Efficiency | Institutional | Turnover | Energy Star Uninterruptable Power Supply | 0.00061097 | 0.00061097 | 5.3521
Commercial | Energy Efficiency | Lodging/Hospitality | Turnover | Energy Star Uninterruptable Power Supply | 0.00061097 | 0.00061097 | 5.3521
Commercial | Energy Efficiency | Miscellaneous | Turnover | Energy Star Uninterruptable Power Supply | 0.00061097 | 0.00061097 | 5.3521
Commercial | Energy Efficiency | Offices | Turnover | Energy Star Uninterruptable Power Supply | 0.00061097 | 0.00061097 | 5.3521
Commercial | Energy Efficiency | Restaurants | Turnover | Energy Star Uninterruptable Power Supply | 0.00061097 | 0.00061097 | 5.3521
Commercial | Energy Efficiency | Retail | Turnover | Energy Star Uninterruptable Power Supply | 0.00061097 | 0.00061097 | 5.3521
Commercial | Energy Efficiency | Schools K-12 | Turnover | Energy Star Uninterruptable Power Supply | 0.00061097 | 0.00061097 | 5.3521
Commercial | Energy Efficiency | Warehouse | Turnover | Energy Star Uninterruptable Power Supply | 0.00061097 | 0.00061097 | 5.3521
Commercial | Energy Efficiency | Assembly | New | Energy Star Uninterruptable Power Supply | 0.00061097 | 0.00061097 | 5.3521
Commercial | Energy Efficiency | College and University | New | Energy Star Uninterruptable Power Supply | 0.00061097 | 0.00061097 | 5.3521
Commercial | Energy Efficiency | Grocery | New | Energy Star Uninterruptable Power Supply | 0.00061097 | 0.00061097 | 5.3521
Commercial | Energy Efficiency | Healthcare | New | Energy Star Uninterruptable Power Supply | 0.00061097 | 0.00061097 | 5.3521
Commercial | Energy Efficiency | Hospitals | New | Energy Star Uninterruptable Power Supply | 0.00061097 | 0.00061097 | 5.3521
Commercial | Energy Efficiency | Institutional | New | Energy Star Uninterruptable Power Supply | 0.00061097 | 0.00061097 | 5.3521
Commercial | Energy Efficiency | Lodging/Hospitality | New | Energy Star Uninterruptable Power Supply | 0.00061097 | 0.00061097 | 5.3521
Commercial | Energy Efficiency | Miscellaneous | New | Energy Star Uninterruptable Power Supply | 0.00061097 | 0.00061097 | 5.3521
Commercial | Energy Efficiency | Offices | New | Energy Star Uninterruptable Power Supply | 0.00061097 | 0.00061097 | 5.3521
Commercial | Energy Efficiency | Restaurants | New | Energy Star Uninterruptable Power Supply | 0.00061097 | 0.00061097 | 5.3521
Commercial | Energy Efficiency | Retail | New | Energy Star Uninterruptable Power Supply | 0.00061097 | 0.00061097 | 5.3521
Commercial | Energy Efficiency | Schools K-12 | New | Energy Star Uninterruptable Power Supply | 0.00061097 | 0.00061097 | 5.3521
Commercial | Energy Efficiency | Warehouse | New | Energy Star Uninterruptable Power Supply | 0.00061097 | 0.00061097 | 5.3521
Commercial | Energy Efficiency | Assembly | Turnover | Server Virtualization | 3.1292 | 2.1764 | 21024
Commercial | Energy Efficiency | College and University | Turnover | Server Virtualization | 3.1292 | 2.1764 | 21024
Commercial | Energy Efficiency | Grocery | Turnover | Server Virtualization | 3.1292 | 2.1764 | 21024
Commercial | Energy Efficiency | Healthcare | Turnover | Server Virtualization | 3.1292 | 2.1764 | 21024
Commercial | Energy Efficiency | Hospitals | Turnover | Server Virtualization | 3.1292 | 2.1764 | 21024
Commercial | Energy Efficiency | Institutional | Turnover | Server Virtualization | 3.1292 | 2.1764 | 21024
Commercial | Energy Efficiency | Lodging/Hospitality | Turnover | Server Virtualization | 3.1292 | 2.1764 | 21024
Commercial | Energy Efficiency | Miscellaneous | Turnover | Server Virtualization | 3.1292 | 2.1764 | 21024
Commercial | Energy Efficiency | Offices | Turnover | Server Virtualization | 3.1292 | 2.1764 | 21024
Commercial | Energy Efficiency | Restaurants | Turnover | Server Virtualization | 3.1292 | 2.1764 | 21024
Commercial | Energy Efficiency | Retail | Turnover | Server Virtualization | 3.1292 | 2.1764 | 21024
Commercial | Energy Efficiency | Schools K-12 | Turnover | Server Virtualization | 3.1292 | 2.1764 | 21024
Commercial | Energy Efficiency | Warehouse | Turnover | Server Virtualization | 3.1292 | 2.1764 | 21024
Commercial | Energy Efficiency | Assembly | New | Server Virtualization | 3.1292 | 2.1764 | 21024
Commercial | Energy Efficiency | College and University | New | Server Virtualization | 3.1292 | 2.1764 | 21024
Commercial | Energy Efficiency | Grocery | New | Server Virtualization | 3.1292 | 2.1764 | 21024
Commercial | Energy Efficiency | Healthcare | New | Server Virtualization | 3.1292 | 2.1764 | 21024
Commercial | Energy Efficiency | Hospitals | New | Server Virtualization | 3.1292 | 2.1764 | 21024
Commercial | Energy Efficiency | Institutional | New | Server Virtualization | 3.1292 | 2.1764 | 21024
Commercial | Energy Efficiency | Lodging/Hospitality | New | Server Virtualization | 3.1292 | 2.1764 | 21024
Commercial | Energy Efficiency | Miscellaneous | New | Server Virtualization | 3.1292 | 2.1764 | 21024
Commercial | Energy Efficiency | Offices | New | Server Virtualization | 3.1292 | 2.1764 | 21024
Commercial | Energy Efficiency | Restaurants | New | Server Virtualization | 3.1292 | 2.1764 | 21024
Commercial | Energy Efficiency | Retail | New | Server Virtualization | 3.1292 | 2.1764 | 21024
Commercial | Energy Efficiency | Schools K-12 | New | Server Virtualization | 3.1292 | 2.1764 | 21024
Commercial | Energy Efficiency | Warehouse | New | Server Virtualization | 3.1292 | 2.1764 | 21024
Commercial | Energy Efficiency | Assembly | Turnover | Energy Star Commercial Glass Door Freezer | 0.64112 | 0.22051 | 4389.9823
Commercial | Energy Efficiency | College and University | Turnover | Energy Star Commercial Glass Door Freezer | 0.56918 | 0.47676 | 4389.9823
Commercial | Energy Efficiency | Grocery | Turnover | Energy Star Commercial Glass Door Freezer | 0.64112 | 0.22051 | 4389.9823
Commercial | Energy Efficiency | Healthcare | Turnover | Energy Star Commercial Glass Door Freezer | 0.56918 | 0.47676 | 4389.9823
Commercial | Energy Efficiency | Hospitals | Turnover | Energy Star Commercial Glass Door Freezer | 0.56918 | 0.47676 | 4389.9823
Commercial | Energy Efficiency | Institutional | Turnover | Energy Star Commercial Glass Door Freezer | 0.64112 | 0.22051 | 4389.9823
Commercial | Energy Efficiency | Lodging/Hospitality | Turnover | Energy Star Commercial Glass Door Freezer | 0.56918 | 0.47676 | 4389.9823
Commercial | Energy Efficiency | Miscellaneous | Turnover | Energy Star Commercial Glass Door Freezer | 0.64112 | 0.22051 | 4389.9823
Commercial | Energy Efficiency | Offices | Turnover | Energy Star Commercial Glass Door Freezer | 0.64112 | 0.22051 | 4389.9823
Commercial | Energy Efficiency | Restaurants | Turnover | Energy Star Commercial Glass Door Freezer | 0.56918 | 0.47676 | 4389.9823
Commercial | Energy Efficiency | Retail | Turnover | Energy Star Commercial Glass Door Freezer | 0.64112 | 0.22051 | 4389.9823
Commercial | Energy Efficiency | Schools K-12 | Turnover | Energy Star Commercial Glass Door Freezer | 0.56918 | 0.47676 | 4389.9823
Commercial | Energy Efficiency | Warehouse | Turnover | Energy Star Commercial Glass Door Freezer | 0.64112 | 0.22051 | 4389.9823
Commercial | Energy Efficiency | Assembly | New | Energy Star Commercial Glass Door Freezer | 0.64112 | 0.22051 | 4389.9823
Commercial | Energy Efficiency | College and University | New | Energy Star Commercial Glass Door Freezer | 0.56918 | 0.47676 | 4389.9823
Commercial | Energy Efficiency | Grocery | New | Energy Star Commercial Glass Door Freezer | 0.64112 | 0.22051 | 4389.9823
Commercial | Energy Efficiency | Healthcare | New | Energy Star Commercial Glass Door Freezer | 0.56918 | 0.47676 | 4389.9823
Commercial | Energy Efficiency | Hospitals | New | Energy Star Commercial Glass Door Freezer | 0.56918 | 0.47676 | 4389.9823
Commercial | Energy Efficiency | Institutional | New | Energy Star Commercial Glass Door Freezer | 0.64112 | 0.22051 | 4389.9823
Commercial | Energy Efficiency | Lodging/Hospitality | New | Energy Star Commercial Glass Door Freezer | 0.56918 | 0.47676 | 4389.9823
Commercial | Energy Efficiency | Miscellaneous | New | Energy Star Commercial Glass Door Freezer | 0.64112 | 0.22051 | 4389.9823
Commercial | Energy Efficiency | Offices | New | Energy Star Commercial Glass Door Freezer | 0.64112 | 0.22051 | 4389.9823
Commercial | Energy Efficiency | Restaurants | New | Energy Star Commercial Glass Door Freezer | 0.56918 | 0.47676 | 4389.9823
Commercial | Energy Efficiency | Retail | New | Energy Star Commercial Glass Door Freezer | 0.64112 | 0.22051 | 4389.9823
Commercial | Energy Efficiency | Schools K-12 | New | Energy Star Commercial Glass Door Freezer | 0.56918 | 0.47676 | 4389.9823
Commercial | Energy Efficiency | Warehouse | New | Energy Star Commercial Glass Door Freezer | 0.64112 | 0.22051 | 4389.9823
Commercial | Energy Efficiency | Assembly | Turnover | Energy Star Commercial Glass Door Refrigerator | 0.13478 | 0.046356 | 922.8665
Commercial | Energy Efficiency | College and University | Turnover | Energy Star Commercial Glass Door Refrigerator | 0.11965 | 0.10023 | 922.8665
Commercial | Energy Efficiency | Grocery | Turnover | Energy Star Commercial Glass Door Refrigerator | 0.13478 | 0.046356 | 922.8665
Commercial | Energy Efficiency | Healthcare | Turnover | Energy Star Commercial Glass Door Refrigerator | 0.11965 | 0.10023 | 922.8665
Commercial | Energy Efficiency | Hospitals | Turnover | Energy Star Commercial Glass Door Refrigerator | 0.11965 | 0.10023 | 922.8665
Commercial | Energy Efficiency | Institutional | Turnover | Energy Star Commercial Glass Door Refrigerator | 0.13478 | 0.046356 | 922.8665
Commercial | Energy Efficiency | Lodging/Hospitality | Turnover | Energy Star Commercial Glass Door Refrigerator | 0.11965 | 0.10023 | 922.8665
Commercial | Energy Efficiency | Miscellaneous | Turnover | Energy Star Commercial Glass Door Refrigerator | 0.13478 | 0.046356 | 922.8665
Commercial | Energy Efficiency | Offices | Turnover | Energy Star Commercial Glass Door Refrigerator | 0.13478 | 0.046356 | 922.8665
Commercial | Energy Efficiency | Restaurants | Turnover | Energy Star Commercial Glass Door Refrigerator | 0.11965 | 0.10023 | 922.8665
Commercial | Energy Efficiency | Retail | Turnover | Energy Star Commercial Glass Door Refrigerator | 0.13478 | 0.046356 | 922.8665
Commercial | Energy Efficiency | Schools K-12 | Turnover | Energy Star Commercial Glass Door Refrigerator | 0.11965 | 0.10023 | 922.8665
Commercial | Energy Efficiency | Warehouse | Turnover | Energy Star Commercial Glass Door Refrigerator | 0.13478 | 0.046356 | 922.8665
Commercial | Energy Efficiency | Assembly | New | Energy Star Commercial Glass Door Refrigerator | 0.13478 | 0.046356 | 922.8665
Commercial | Energy Efficiency | College and University | New | Energy Star Commercial Glass Door Refrigerator | 0.11965 | 0.10023 | 922.8665
Commercial | Energy Efficiency | Grocery | New | Energy Star Commercial Glass Door Refrigerator | 0.13478 | 0.046356 | 922.8665
Commercial | Energy Efficiency | Healthcare | New | Energy Star Commercial Glass Door Refrigerator | 0.11965 | 0.10023 | 922.8665
Commercial | Energy Efficiency | Hospitals | New | Energy Star Commercial Glass Door Refrigerator | 0.11965 | 0.10023 | 922.8665
Commercial | Energy Efficiency | Institutional | New | Energy Star Commercial Glass Door Refrigerator | 0.13478 | 0.046356 | 922.8665
Commercial | Energy Efficiency | Lodging/Hospitality | New | Energy Star Commercial Glass Door Refrigerator | 0.11965 | 0.10023 | 922.8665
Commercial | Energy Efficiency | Miscellaneous | New | Energy Star Commercial Glass Door Refrigerator | 0.13478 | 0.046356 | 922.8665
Commercial | Energy Efficiency | Offices | New | Energy Star Commercial Glass Door Refrigerator | 0.13478 | 0.046356 | 922.8665
Commercial | Energy Efficiency | Restaurants | New | Energy Star Commercial Glass Door Refrigerator | 0.11965 | 0.10023 | 922.8665
Commercial | Energy Efficiency | Retail | New | Energy Star Commercial Glass Door Refrigerator | 0.13478 | 0.046356 | 922.8665
Commercial | Energy Efficiency | Schools K-12 | New | Energy Star Commercial Glass Door Refrigerator | 0.11965 | 0.10023 | 922.8665
Commercial | Energy Efficiency | Warehouse | New | Energy Star Commercial Glass Door Refrigerator | 0.13478 | 0.046356 | 922.8665
Commercial | Energy Efficiency | Assembly | Turnover | Energy Star Commercial Solid Door Freezer | 0.37834 | 0.16907 | 2533.0469
Commercial | Energy Efficiency | College and University | Turnover | Energy Star Commercial Solid Door Freezer | 0.32842 | 0.27509 | 2533.0469
Commercial | Energy Efficiency | Grocery | Turnover | Energy Star Commercial Solid Door Freezer | 0.37834 | 0.16907 | 2533.0469
Commercial | Energy Efficiency | Healthcare | Turnover | Energy Star Commercial Solid Door Freezer | 0.32842 | 0.27509 | 2533.0469
Commercial | Energy Efficiency | Hospitals | Turnover | Energy Star Commercial Solid Door Freezer | 0.32842 | 0.27509 | 2533.0469
Commercial | Energy Efficiency | Institutional | Turnover | Energy Star Commercial Solid Door Freezer | 0.37834 | 0.16907 | 2533.0469
Commercial | Energy Efficiency | Lodging/Hospitality | Turnover | Energy Star Commercial Solid Door Freezer | 0.32842 | 0.27509 | 2533.0469
Commercial | Energy Efficiency | Miscellaneous | Turnover | Energy Star Commercial Solid Door Freezer | 0.37834 | 0.16907 | 2533.0469
Commercial | Energy Efficiency | Offices | Turnover | Energy Star Commercial Solid Door Freezer | 0.37834 | 0.16907 | 2533.0469
Commercial | Energy Efficiency | Restaurants | Turnover | Energy Star Commercial Solid Door Freezer | 0.32842 | 0.27509 | 2533.0469
Commercial | Energy Efficiency | Retail | Turnover | Energy Star Commercial Solid Door Freezer | 0.37834 | 0.16907 | 2533.0469
Commercial | Energy Efficiency | Schools K-12 | Turnover | Energy Star Commercial Solid Door Freezer | 0.32842 | 0.27509 | 2533.0469
Commercial | Energy Efficiency | Warehouse | Turnover | Energy Star Commercial Solid Door Freezer | 0.37834 | 0.16907 | 2533.0469
Commercial | Energy Efficiency | Assembly | New | Energy Star Commercial Solid Door Freezer | 0.37834 | 0.16907 | 2533.0469
Commercial | Energy Efficiency | College and University | New | Energy Star Commercial Solid Door Freezer | 0.32842 | 0.27509 | 2533.0469
Commercial | Energy Efficiency | Grocery | New | Energy Star Commercial Solid Door Freezer | 0.37834 | 0.16907 | 2533.0469
Commercial | Energy Efficiency | Healthcare | New | Energy Star Commercial Solid Door Freezer | 0.32842 | 0.27509 | 2533.0469
Commercial | Energy Efficiency | Hospitals | New | Energy Star Commercial Solid Door Freezer | 0.32842 | 0.27509 | 2533.0469
Commercial | Energy Efficiency | Institutional | New | Energy Star Commercial Solid Door Freezer | 0.37834 | 0.16907 | 2533.0469
Commercial | Energy Efficiency | Lodging/Hospitality | New | Energy Star Commercial Solid Door Freezer | 0.32842 | 0.27509 | 2533.0469
Commercial | Energy Efficiency | Miscellaneous | New | Energy Star Commercial Solid Door Freezer | 0.37834 | 0.16907 | 2533.0469
Commercial | Energy Efficiency | Offices | New | Energy Star Commercial Solid Door Freezer | 0.37834 | 0.16907 | 2533.0469
Commercial | Energy Efficiency | Restaurants | New | Energy Star Commercial Solid Door Freezer | 0.32842 | 0.27509 | 2533.0469
Commercial | Energy Efficiency | Retail | New | Energy Star Commercial Solid Door Freezer | 0.37834 | 0.16907 | 2533.0469
Commercial | Energy Efficiency | Schools K-12 | New | Energy Star Commercial Solid Door Freezer | 0.32842 | 0.27509 | 2533.0469
Commercial | Energy Efficiency | Warehouse | New | Energy Star Commercial Solid Door Freezer | 0.37834 | 0.16907 | 2533.0469
Commercial | Energy Efficiency | Assembly | Turnover | Energy Star Commercial Solid Door Refrigerator | 0.12695 | 0.056728 | 849.9239
Commercial | Energy Efficiency | College and University | Turnover | Energy Star Commercial Solid Door Refrigerator | 0.1102 | 0.092304 | 849.9239
Commercial | Energy Efficiency | Grocery | Turnover | Energy Star Commercial Solid Door Refrigerator | 0.12695 | 0.056728 | 849.9239
Commercial | Energy Efficiency | Healthcare | Turnover | Energy Star Commercial Solid Door Refrigerator | 0.1102 | 0.092304 | 849.9239
Commercial | Energy Efficiency | Hospitals | Turnover | Energy Star Commercial Solid Door Refrigerator | 0.1102 | 0.092304 | 849.9239
Commercial | Energy Efficiency | Institutional | Turnover | Energy Star Commercial Solid Door Refrigerator | 0.12695 | 0.056728 | 849.9239
Commercial | Energy Efficiency | Lodging/Hospitality | Turnover | Energy Star Commercial Solid Door Refrigerator | 0.1102 | 0.092304 | 849.9239
Commercial | Energy Efficiency | Miscellaneous | Turnover | Energy Star Commercial Solid Door Refrigerator | 0.12695 | 0.056728 | 849.9239
Commercial | Energy Efficiency | Offices | Turnover | Energy Star Commercial Solid Door Refrigerator | 0.12695 | 0.056728 | 849.9239
Commercial | Energy Efficiency | Restaurants | Turnover | Energy Star Commercial Solid Door Refrigerator | 0.1102 | 0.092304 | 849.9239
Commercial | Energy Efficiency | Retail | Turnover | Energy Star Commercial Solid Door Refrigerator | 0.12695 | 0.056728 | 849.9239
Commercial | Energy Efficiency | Schools K-12 | Turnover | Energy Star Commercial Solid Door Refrigerator | 0.1102 | 0.092304 | 849.9239
Commercial | Energy Efficiency | Warehouse | Turnover | Energy Star Commercial Solid Door Refrigerator | 0.12695 | 0.056728 | 849.9239
Commercial | Energy Efficiency | Assembly | New | Energy Star Commercial Solid Door Refrigerator | 0.12695 | 0.056728 | 849.9239
Commercial | Energy Efficiency | College and University | New | Energy Star Commercial Solid Door Refrigerator | 0.1102 | 0.092304 | 849.9239
Commercial | Energy Efficiency | Grocery | New | Energy Star Commercial Solid Door Refrigerator | 0.12695 | 0.056728 | 849.9239
Commercial | Energy Efficiency | Healthcare | New | Energy Star Commercial Solid Door Refrigerator | 0.1102 | 0.092304 | 849.9239
Commercial | Energy Efficiency | Hospitals | New | Energy Star Commercial Solid Door Refrigerator | 0.1102 | 0.092304 | 849.9239
Commercial | Energy Efficiency | Institutional | New | Energy Star Commercial Solid Door Refrigerator | 0.12695 | 0.056728 | 849.9239
Commercial | Energy Efficiency | Lodging/Hospitality | New | Energy Star Commercial Solid Door Refrigerator | 0.1102 | 0.092304 | 849.9239
Commercial | Energy Efficiency | Miscellaneous | New | Energy Star Commercial Solid Door Refrigerator | 0.12695 | 0.056728 | 849.9239
Commercial | Energy Efficiency | Offices | New | Energy Star Commercial Solid Door Refrigerator | 0.12695 | 0.056728 | 849.9239
Commercial | Energy Efficiency | Restaurants | New | Energy Star Commercial Solid Door Refrigerator | 0.1102 | 0.092304 | 849.9239
Commercial | Energy Efficiency | Retail | New | Energy Star Commercial Solid Door Refrigerator | 0.12695 | 0.056728 | 849.9239
Commercial | Energy Efficiency | Schools K-12 | New | Energy Star Commercial Solid Door Refrigerator | 0.1102 | 0.092304 | 849.9239
Commercial | Energy Efficiency | Warehouse | New | Energy Star Commercial Solid Door Refrigerator | 0.12695 | 0.056728 | 849.9239
Commercial | Energy Efficiency | Assembly | Turnover | Energy Star Ice Maker | 0.036863 | 0.023275 | 237.861
Commercial | Energy Efficiency | College and University | Turnover | Energy Star Ice Maker | 0.03084 | 0.025832 | 237.861
Commercial | Energy Efficiency | Grocery | Turnover | Energy Star Ice Maker | 0.036863 | 0.023275 | 237.861
Commercial | Energy Efficiency | Healthcare | Turnover | Energy Star Ice Maker | 0.03084 | 0.025832 | 237.861
Commercial | Energy Efficiency | Hospitals | Turnover | Energy Star Ice Maker | 0.03084 | 0.025832 | 237.861
Commercial | Energy Efficiency | Institutional | Turnover | Energy Star Ice Maker | 0.036863 | 0.023275 | 237.861
Commercial | Energy Efficiency | Lodging/Hospitality | Turnover | Energy Star Ice Maker | 0.03084 | 0.025832 | 237.861
Commercial | Energy Efficiency | Miscellaneous | Turnover | Energy Star Ice Maker | 0.036863 | 0.023275 | 237.861
Commercial | Energy Efficiency | Offices | Turnover | Energy Star Ice Maker | 0.036863 | 0.023275 | 237.861
Commercial | Energy Efficiency | Restaurants | Turnover | Energy Star Ice Maker | 0.03084 | 0.025832 | 237.861
Commercial | Energy Efficiency | Retail | Turnover | Energy Star Ice Maker | 0.036863 | 0.023275 | 237.861
Commercial | Energy Efficiency | Schools K-12 | Turnover | Energy Star Ice Maker | 0.03084 | 0.025832 | 237.861
Commercial | Energy Efficiency | Warehouse | Turnover | Energy Star Ice Maker | 0.036863 | 0.023275 | 237.861
Commercial | Energy Efficiency | Assembly | New | Energy Star Ice Maker | 0.036863 | 0.023275 | 237.861
Commercial | Energy Efficiency | College and University | New | Energy Star Ice Maker | 0.03084 | 0.025832 | 237.861
Commercial | Energy Efficiency | Grocery | New | Energy Star Ice Maker | 0.036863 | 0.023275 | 237.861
Commercial | Energy Efficiency | Healthcare | New | Energy Star Ice Maker | 0.03084 | 0.025832 | 237.861
Commercial | Energy Efficiency | Hospitals | New | Energy Star Ice Maker | 0.03084 | 0.025832 | 237.861
Commercial | Energy Efficiency | Institutional | New | Energy Star Ice Maker | 0.036863 | 0.023275 | 237.861
Commercial | Energy Efficiency | Lodging/Hospitality | New | Energy Star Ice Maker | 0.03084 | 0.025832 | 237.861
Commercial | Energy Efficiency | Miscellaneous | New | Energy Star Ice Maker | 0.036863 | 0.023275 | 237.861
Commercial | Energy Efficiency | Offices | New | Energy Star Ice Maker | 0.036863 | 0.023275 | 237.861
Commercial | Energy Efficiency | Restaurants | New | Energy Star Ice Maker | 0.03084 | 0.025832 | 237.861
Commercial | Energy Efficiency | Retail | New | Energy Star Ice Maker | 0.036863 | 0.023275 | 237.861
Commercial | Energy Efficiency | Schools K-12 | New | Energy Star Ice Maker | 0.03084 | 0.025832 | 237.861
Commercial | Energy Efficiency | Warehouse | New | Energy Star Ice Maker | 0.036863 | 0.023275 | 237.861
Commercial | Energy Efficiency | Assembly | Turnover | Energy Star Refrigerator | 0.017577 | 0.01383 | 133.5
Commercial | Energy Efficiency | College and University | Turnover | Energy Star Refrigerator | 0.017577 | 0.01383 | 133.5
Commercial | Energy Efficiency | Grocery | Turnover | Energy Star Refrigerator | 0.017577 | 0.01383 | 133.5
Commercial | Energy Efficiency | Healthcare | Turnover | Energy Star Refrigerator | 0.017577 | 0.01383 | 133.5
Commercial | Energy Efficiency | Hospitals | Turnover | Energy Star Refrigerator | 0.017577 | 0.01383 | 133.5
Commercial | Energy Efficiency | Institutional | Turnover | Energy Star Refrigerator | 0.017577 | 0.01383 | 133.5
Commercial | Energy Efficiency | Lodging/Hospitality | Turnover | Energy Star Refrigerator | 0.017577 | 0.01383 | 133.5
Commercial | Energy Efficiency | Miscellaneous | Turnover | Energy Star Refrigerator | 0.017577 | 0.01383 | 133.5
Commercial | Energy Efficiency | Offices | Turnover | Energy Star Refrigerator | 0.017577 | 0.01383 | 133.5
Commercial | Energy Efficiency | Restaurants | Turnover | Energy Star Refrigerator | 0.017577 | 0.01383 | 133.5
Commercial | Energy Efficiency | Retail | Turnover | Energy Star Refrigerator | 0.017577 | 0.01383 | 133.5
Commercial | Energy Efficiency | Schools K-12 | Turnover | Energy Star Refrigerator | 0.017577 | 0.01383 | 133.5
Commercial | Energy Efficiency | Warehouse | Turnover | Energy Star Refrigerator | 0.017577 | 0.01383 | 133.5
Commercial | Energy Efficiency | Assembly | New | Energy Star Refrigerator | 0.017577 | 0.01383 | 133.5
Commercial | Energy Efficiency | College and University | New | Energy Star Refrigerator | 0.017577 | 0.01383 | 133.5
Commercial | Energy Efficiency | Grocery | New | Energy Star Refrigerator | 0.017577 | 0.01383 | 133.5
Commercial | Energy Efficiency | Healthcare | New | Energy Star Refrigerator | 0.017577 | 0.01383 | 133.5
Commercial | Energy Efficiency | Hospitals | New | Energy Star Refrigerator | 0.017577 | 0.01383 | 133.5
Commercial | Energy Efficiency | Institutional | New | Energy Star Refrigerator | 0.017577 | 0.01383 | 133.5
Commercial | Energy Efficiency | Lodging/Hospitality | New | Energy Star Refrigerator | 0.017577 | 0.01383 | 133.5
Commercial | Energy Efficiency | Miscellaneous | New | Energy Star Refrigerator | 0.017577 | 0.01383 | 133.5
Commercial | Energy Efficiency | Offices | New | Energy Star Refrigerator | 0.017577 | 0.01383 | 133.5
Commercial | Energy Efficiency | Restaurants | New | Energy Star Refrigerator | 0.017577 | 0.01383 | 133.5
Commercial | Energy Efficiency | Retail | New | Energy Star Refrigerator | 0.017577 | 0.01383 | 133.5
Commercial | Energy Efficiency | Schools K-12 | New | Energy Star Refrigerator | 0.017577 | 0.01383 | 133.5
Commercial | Energy Efficiency | Warehouse | New | Energy Star Refrigerator | 0.017577 | 0.01383 | 133.5
Commercial | Energy Efficiency | Assembly | Turnover | Energy Star Vending Machine | 0.082226 | 0.051367 | 525.7314
Commercial | Energy Efficiency | College and University | Turnover | Energy Star Vending Machine | 0.082504 | 0.051277 | 525.7314
Commercial | Energy Efficiency | Grocery | Turnover | Energy Star Vending Machine | 0.082226 | 0.051367 | 525.7314
Commercial | Energy Efficiency | Healthcare | Turnover | Energy Star Vending Machine | 0.082504 | 0.051277 | 525.7314
Commercial | Energy Efficiency | Hospitals | Turnover | Energy Star Vending Machine | 0.082504 | 0.051277 | 525.7314
Commercial | Energy Efficiency | Institutional | Turnover | Energy Star Vending Machine | 0.082226 | 0.051367 | 525.7314
Commercial | Energy Efficiency | Lodging/Hospitality | Turnover | Energy Star Vending Machine | 0.082504 | 0.051277 | 525.7314
Commercial | Energy Efficiency | Miscellaneous | Turnover | Energy Star Vending Machine | 0.082226 | 0.051367 | 525.7314
Commercial | Energy Efficiency | Offices | Turnover | Energy Star Vending Machine | 0.082226 | 0.051367 | 525.7314
Commercial | Energy Efficiency | Restaurants | Turnover | Energy Star Vending Machine | 0.082504 | 0.051277 | 525.7314
Commercial | Energy Efficiency | Retail | Turnover | Energy Star Vending Machine | 0.082226 | 0.051367 | 525.7314
Commercial | Energy Efficiency | Schools K-12 | Turnover | Energy Star Vending Machine | 0.082504 | 0.051277 | 525.7314
Commercial | Energy Efficiency | Warehouse | Turnover | Energy Star Vending Machine | 0.082226 | 0.051367 | 525.7314
Commercial | Energy Efficiency | Assembly | New | Energy Star Vending Machine | 0.082226 | 0.051367 | 525.7314
Commercial | Energy Efficiency | College and University | New | Energy Star Vending Machine | 0.082504 | 0.051277 | 525.7314
Commercial | Energy Efficiency | Grocery | New | Energy Star Vending Machine | 0.082226 | 0.051367 | 525.7314
Commercial | Energy Efficiency | Healthcare | New | Energy Star Vending Machine | 0.082504 | 0.051277 | 525.7314
Commercial | Energy Efficiency | Hospitals | New | Energy Star Vending Machine | 0.082504 | 0.051277 | 525.7314
Commercial | Energy Efficiency | Institutional | New | Energy Star Vending Machine | 0.082226 | 0.051367 | 525.7314
Commercial | Energy Efficiency | Lodging/Hospitality | New | Energy Star Vending Machine | 0.082504 | 0.051277 | 525.7314
Commercial | Energy Efficiency | Miscellaneous | New | Energy Star Vending Machine | 0.082226 | 0.051367 | 525.7314
Commercial | Energy Efficiency | Offices | New | Energy Star Vending Machine | 0.082226 | 0.051367 | 525.7314
Commercial | Energy Efficiency | Restaurants | New | Energy Star Vending Machine | 0.082504 | 0.051277 | 525.7314
Commercial | Energy Efficiency | Retail | New | Energy Star Vending Machine | 0.082226 | 0.051367 | 525.7314
Commercial | Energy Efficiency | Schools K-12 | New | Energy Star Vending Machine | 0.082504 | 0.051277 | 525.7314
Commercial | Energy Efficiency | Warehouse | New | Energy Star Vending Machine | 0.082226 | 0.051367 | 525.7314
Commercial | Energy Efficiency | Assembly | Turnover | Refrigerated Display Case LED Lighting | 0.024002 | 0.013074 | 160.9897
Commercial | Energy Efficiency | College and University | Turnover | Refrigerated Display Case LED Lighting | 0.020873 | 0.017484 | 160.9897
Commercial | Energy Efficiency | Grocery | Turnover | Refrigerated Display Case LED Lighting | 0.024002 | 0.013074 | 160.9897
Commercial | Energy Efficiency | Healthcare | Turnover | Refrigerated Display Case LED Lighting | 0.020873 | 0.017484 | 160.9897
Commercial | Energy Efficiency | Hospitals | Turnover | Refrigerated Display Case LED Lighting | 0.020873 | 0.017484 | 160.9897
Commercial | Energy Efficiency | Institutional | Turnover | Refrigerated Display Case LED Lighting | 0.024002 | 0.013074 | 160.9897
Commercial | Energy Efficiency | Lodging/Hospitality | Turnover | Refrigerated Display Case LED Lighting | 0.020873 | 0.017484 | 160.9897
Commercial | Energy Efficiency | Miscellaneous | Turnover | Refrigerated Display Case LED Lighting | 0.024002 | 0.013074 | 160.9897
Commercial | Energy Efficiency | Offices | Turnover | Refrigerated Display Case LED Lighting | 0.024002 | 0.013074 | 160.9897
Commercial | Energy Efficiency | Restaurants | Turnover | Refrigerated Display Case LED Lighting | 0.020873 | 0.017484 | 160.9897
Commercial | Energy Efficiency | Retail | Turnover | Refrigerated Display Case LED Lighting | 0.024002 | 0.013074 | 160.9897
Commercial | Energy Efficiency | Schools K-12 | Turnover | Refrigerated Display Case LED Lighting | 0.020873 | 0.017484 | 160.9897
Commercial | Energy Efficiency | Warehouse | Turnover | Refrigerated Display Case LED Lighting | 0.024002 | 0.013074 | 160.9897
Commercial | Energy Efficiency | Assembly | New | Refrigerated Display Case LED Lighting | 0 | 0 | 0
Commercial | Energy Efficiency | College and University | New | Refrigerated Display Case LED Lighting | 0 | 0 | 0
Commercial | Energy Efficiency | Grocery | New | Refrigerated Display Case LED Lighting | 0 | 0 | 0
Commercial | Energy Efficiency | Healthcare | New | Refrigerated Display Case LED Lighting | 0 | 0 | 0
Commercial | Energy Efficiency | Hospitals | New | Refrigerated Display Case LED Lighting | 0 | 0 | 0
Commercial | Energy Efficiency | Institutional | New | Refrigerated Display Case LED Lighting | 0 | 0 | 0
Commercial | Energy Efficiency | Lodging/Hospitality | New | Refrigerated Display Case LED Lighting | 0 | 0 | 0
Commercial | Energy Efficiency | Miscellaneous | New | Refrigerated Display Case LED Lighting | 0 | 0 | 0
Commercial | Energy Efficiency | Offices | New | Refrigerated Display Case LED Lighting | 0 | 0 | 0
Commercial | Energy Efficiency | Restaurants | New | Refrigerated Display Case LED Lighting | 0 | 0 | 0
Commercial | Energy Efficiency | Retail | New | Refrigerated Display Case LED Lighting | 0 | 0 | 0
Commercial | Energy Efficiency | Schools K-12 | New | Refrigerated Display Case LED Lighting | 0 | 0 | 0
Commercial | Energy Efficiency | Warehouse | New | Refrigerated Display Case LED Lighting | 0 | 0 | 0
Commercial | Energy Efficiency | Assembly | Turnover | 10HP Open Drip-Proof(ODP) Motor | 0.030596 | 0.0075551 | 223.1921
Commercial | Energy Efficiency | College and University | Turnover | 10HP Open Drip-Proof(ODP) Motor | 0.028938 | 0.024239 | 223.1921
Commercial | Energy Efficiency | Grocery | Turnover | 10HP Open Drip-Proof(ODP) Motor | 0.030596 | 0.0075551 | 223.1921
Commercial | Energy Efficiency | Healthcare | Turnover | 10HP Open Drip-Proof(ODP) Motor | 0.028938 | 0.024239 | 223.1921
Commercial | Energy Efficiency | Hospitals | Turnover | 10HP Open Drip-Proof(ODP) Motor | 0.028938 | 0.024239 | 223.1921
Commercial | Energy Efficiency | Institutional | Turnover | 10HP Open Drip-Proof(ODP) Motor | 0.030596 | 0.0075551 | 223.1921
Commercial | Energy Efficiency | Lodging/Hospitality | Turnover | 10HP Open Drip-Proof(ODP) Motor | 0.028938 | 0.024239 | 223.1921
Commercial | Energy Efficiency | Miscellaneous | Turnover | 10HP Open Drip-Proof(ODP) Motor | 0.030596 | 0.0075551 | 223.1921
Commercial | Energy Efficiency | Offices | Turnover | 10HP Open Drip-Proof(ODP) Motor | 0.030596 | 0.0075551 | 223.1921
Commercial | Energy Efficiency | Restaurants | Turnover | 10HP Open Drip-Proof(ODP) Motor | 0.028938 | 0.024239 | 223.1921
Commercial | Energy Efficiency | Retail | Turnover | 10HP Open Drip-Proof(ODP) Motor | 0.030596 | 0.0075551 | 223.1921
Commercial | Energy Efficiency | Schools K-12 | Turnover | 10HP Open Drip-Proof(ODP) Motor | 0.028938 | 0.024239 | 223.1921
Commercial | Energy Efficiency | Warehouse | Turnover | 10HP Open Drip-Proof(ODP) Motor | 0.030596 | 0.0075551 | 223.1921
Commercial | Energy Efficiency | Assembly | New | 10HP Open Drip-Proof(ODP) Motor | 0.030596 | 0.0075551 | 223.1921
Commercial | Energy Efficiency | College and University | New | 10HP Open Drip-Proof(ODP) Motor | 0.028938 | 0.024239 | 223.1921
Commercial | Energy Efficiency | Grocery | New | 10HP Open Drip-Proof(ODP) Motor | 0.030596 | 0.0075551 | 223.1921
Commercial | Energy Efficiency | Healthcare | New | 10HP Open Drip-Proof(ODP) Motor | 0.028938 | 0.024239 | 223.1921
Commercial | Energy Efficiency | Hospitals | New | 10HP Open Drip-Proof(ODP) Motor | 0.028938 | 0.024239 | 223.1921
Commercial | Energy Efficiency | Institutional | New | 10HP Open Drip-Proof(ODP) Motor | 0.030596 | 0.0075551 | 223.1921
Commercial | Energy Efficiency | Lodging/Hospitality | New | 10HP Open Drip-Proof(ODP) Motor | 0.028938 | 0.024239 | 223.1921
Commercial | Energy Efficiency | Miscellaneous | New | 10HP Open Drip-Proof(ODP) Motor | 0.030596 | 0.0075551 | 223.1921
Commercial | Energy Efficiency | Offices | New | 10HP Open Drip-Proof(ODP) Motor | 0.030596 | 0.0075551 | 223.1921
Commercial | Energy Efficiency | Restaurants | New | 10HP Open Drip-Proof(ODP) Motor | 0.028938 | 0.024239 | 223.1921
Commercial | Energy Efficiency | Retail | New | 10HP Open Drip-Proof(ODP) Motor | 0.030596 | 0.0075551 | 223.1921
Commercial | Energy Efficiency | Schools K-12 | New | 10HP Open Drip-Proof(ODP) Motor | 0.028938 | 0.024239 | 223.1921
Commercial | Energy Efficiency | Warehouse | New | 10HP Open Drip-Proof(ODP) Motor | 0.030596 | 0.0075551 | 223.1921
Commercial | Energy Efficiency | Assembly | Turnover | High Speed Fans | 0.070783 | 0.0064843 | 508.5618
Commercial | Energy Efficiency | College and University | Turnover | High Speed Fans | 0.065938 | 0.055231 | 508.5618
Commercial | Energy Efficiency | Grocery | Turnover | High Speed Fans | 0.070783 | 0.0064843 | 508.5618
Commercial | Energy Efficiency | Healthcare | Turnover | High Speed Fans | 0.065938 | 0.055231 | 508.5618
Commercial | Energy Efficiency | Hospitals | Turnover | High Speed Fans | 0.065938 | 0.055231 | 508.5618
Commercial | Energy Efficiency | Institutional | Turnover | High Speed Fans | 0.070783 | 0.0064843 | 508.5618
Commercial | Energy Efficiency | Lodging/Hospitality | Turnover | High Speed Fans | 0.065938 | 0.055231 | 508.5618
Commercial | Energy Efficiency | Miscellaneous | Turnover | High Speed Fans | 0.070783 | 0.0064843 | 508.5618
Commercial | Energy Efficiency | Offices | Turnover | High Speed Fans | 0.070783 | 0.0064843 | 508.5618
Commercial | Energy Efficiency | Restaurants | Turnover | High Speed Fans | 0.065938 | 0.055231 | 508.5618
Commercial | Energy Efficiency | Retail | Turnover | High Speed Fans | 0.070783 | 0.0064843 | 508.5618
Commercial | Energy Efficiency | Schools K-12 | Turnover | High Speed Fans | 0.065938 | 0.055231 | 508.5618
Commercial | Energy Efficiency | Warehouse | Turnover | High Speed Fans | 0.070783 | 0.0064843 | 508.5618
Commercial | Energy Efficiency | Assembly | New | High Speed Fans | 0.070783 | 0.0064843 | 508.5618
Commercial | Energy Efficiency | College and University | New | High Speed Fans | 0.065938 | 0.055231 | 508.5618
Commercial | Energy Efficiency | Grocery | New | High Speed Fans | 0.070783 | 0.0064843 | 508.5618
Commercial | Energy Efficiency | Healthcare | New | High Speed Fans | 0.065938 | 0.055231 | 508.5618
Commercial | Energy Efficiency | Hospitals | New | High Speed Fans | 0.065938 | 0.055231 | 508.5618
Commercial | Energy Efficiency | Institutional | New | High Speed Fans | 0.070783 | 0.0064843 | 508.5618
Commercial | Energy Efficiency | Lodging/Hospitality | New | High Speed Fans | 0.065938 | 0.055231 | 508.5618
Commercial | Energy Efficiency | Miscellaneous | New | High Speed Fans | 0.070783 | 0.0064843 | 508.5618
Commercial | Energy Efficiency | Offices | New | High Speed Fans | 0.070783 | 0.0064843 | 508.5618
Commercial | Energy Efficiency | Restaurants | New | High Speed Fans | 0.065938 | 0.055231 | 508.5618
Commercial | Energy Efficiency | Retail | New | High Speed Fans | 0.070783 | 0.0064843 | 508.5618
Commercial | Energy Efficiency | Schools K-12 | New | High Speed Fans | 0.065938 | 0.055231 | 508.5618
Commercial | Energy Efficiency | Warehouse | New | High Speed Fans | 0.070783 | 0.0064843 | 508.5618
Commercial | Energy Efficiency | Assembly | Existing | Drain Water Heat Recovery | 0.20895 | 0.099362 | 863.2288
Commercial | Energy Efficiency | College and University | Existing | Drain Water Heat Recovery | 2.0275 | 4.5 | 19854.2617
Commercial | Energy Efficiency | Grocery | Existing | Drain Water Heat Recovery | 0.10435 | 0.7247 | 1726.4575
Commercial | Energy Efficiency | Healthcare | Existing | Drain Water Heat Recovery | 0.2786 | 0.13248 | 1150.9717
Commercial | Energy Efficiency | Hospitals | Existing | Drain Water Heat Recovery | 3.5554 | 7.8913 | 34816.8938
Commercial | Energy Efficiency | Institutional | Existing | Drain Water Heat Recovery | 16.7159 | 7.9489 | 69058.3017
Commercial | Energy Efficiency | Lodging/Hospitality | Existing | Drain Water Heat Recovery | 0.50086 | 3.4786 | 8286.9962
Commercial | Energy Efficiency | Miscellaneous | Existing | Drain Water Heat Recovery | 12.5369 | 5.9617 | 51793.7263
Commercial | Energy Efficiency | Offices | Existing | Drain Water Heat Recovery | 1.7412 | 0.82801 | 7193.5731
Commercial | Energy Efficiency | Restaurants | Existing | Drain Water Heat Recovery | 0.17391 | 1.2078 | 2877.4292
Commercial | Energy Efficiency | Retail | Existing | Drain Water Heat Recovery | 0.30991 | 2.1524 | 5127.5789
Commercial | Energy Efficiency | Schools K-12 | Existing | Drain Water Heat Recovery | 0.087064 | 0.041402 | 359.6865
Commercial | Energy Efficiency | Warehouse | Existing | Drain Water Heat Recovery | 0.4179 | 0.19872 | 1726.4575
Commercial | Energy Efficiency | Assembly | New | Drain Water Heat Recovery | 0.19988 | 0.095051 | 825.7765
Commercial | Energy Efficiency | College and University | New | Drain Water Heat Recovery | 1.9395 | 4.3047 | 18992.8599
Commercial | Energy Efficiency | Grocery | New | Drain Water Heat Recovery | 0.099818 | 0.69326 | 1651.553
Commercial | Energy Efficiency | Healthcare | New | Drain Water Heat Recovery | 0.26651 | 0.12673 | 1101.0354
Commercial | Energy Efficiency | Hospitals | New | Drain Water Heat Recovery | 3.4011 | 7.5489 | 33306.3195
Commercial | Energy Efficiency | Institutional | New | Drain Water Heat Recovery | 15.9906 | 7.6041 | 66062.1214
Commercial | Energy Efficiency | Lodging/Hospitality | New | Drain Water Heat Recovery | 0.47913 | 3.3276 | 7927.4546
Commercial | Energy Efficiency | Miscellaneous | New | Drain Water Heat Recovery | 11.993 | 5.703 | 49546.591
Commercial | Energy Efficiency | Offices | New | Drain Water Heat Recovery | 1.6657 | 0.79209 | 6881.471
Commercial | Energy Efficiency | Restaurants | New | Drain Water Heat Recovery | 0.16636 | 1.1554 | 2752.5884
Commercial | Energy Efficiency | Retail | New | Drain Water Heat Recovery | 0.29646 | 2.059 | 4905.1125
Commercial | Energy Efficiency | Schools K-12 | New | Drain Water Heat Recovery | 0.083286 | 0.039605 | 344.0811
Commercial | Energy Efficiency | Warehouse | New | Drain Water Heat Recovery | 0.39977 | 0.1901 | 1651.553
Commercial | Energy Efficiency | Assembly | Existing | Faucet Aerator | 0.041217 | 0.024823 | 197.7633
Commercial | Energy Efficiency | College and University | Existing | Faucet Aerator | 0.20663 | 0.54015 | 2241.317
Commercial | Energy Efficiency | Grocery | Existing | Faucet Aerator | 0.010496 | 0.08956 | 197.7633
Commercial | Energy Efficiency | Healthcare | Existing | Faucet Aerator | 0.041217 | 0.024823 | 197.7633
Commercial | Energy Efficiency | Hospitals | Existing | Faucet Aerator | 0.23702 | 0.61958 | 2570.9224
Commercial | Energy Efficiency | Institutional | Existing | Faucet Aerator | 2.2257 | 1.3404 | 10679.2161
Commercial | Energy Efficiency | Lodging/Hospitality | Existing | Faucet Aerator | 0.027988 | 0.23883 | 527.3687
Commercial | Energy Efficiency | Miscellaneous | Existing | Faucet Aerator | 0.32974 | 0.19858 | 1582.1061
Commercial | Energy Efficiency | Offices | Existing | Faucet Aerator | 0.041217 | 0.024823 | 197.7633
Commercial | Energy Efficiency | Restaurants | Existing | Faucet Aerator | 0.0034985 | 0.029853 | 65.9211
Commercial | Energy Efficiency | Retail | Existing | Faucet Aerator | 0.0069971 | 0.059707 | 131.8422
Commercial | Energy Efficiency | Schools K-12 | Existing | Faucet Aerator | 0.013739 | 0.0082744 | 65.9211
Commercial | Energy Efficiency | Warehouse | Existing | Faucet Aerator | 0.013739 | 0.0082744 | 65.9211
Commercial | Energy Efficiency | Assembly | New | Faucet Aerator | 0.041217 | 0.024823 | 197.7633
Commercial | Energy Efficiency | College and University | New | Faucet Aerator | 0.20663 | 0.54015 | 2241.317
Commercial | Energy Efficiency | Grocery | New | Faucet Aerator | 0.010496 | 0.08956 | 197.7633
Commercial | Energy Efficiency | Healthcare | New | Faucet Aerator | 0.041217 | 0.024823 | 197.7633
Commercial | Energy Efficiency | Hospitals | New | Faucet Aerator | 0.23702 | 0.61958 | 2570.9224
Commercial | Energy Efficiency | Institutional | New | Faucet Aerator | 2.2257 | 1.3404 | 10679.2161
Commercial | Energy Efficiency | Lodging/Hospitality | New | Faucet Aerator | 0.027988 | 0.23883 | 527.3687
Commercial | Energy Efficiency | Miscellaneous | New | Faucet Aerator | 0.32974 | 0.19858 | 1582.1061
Commercial | Energy Efficiency | Offices | New | Faucet Aerator | 0.041217 | 0.024823 | 197.7633
Commercial | Energy Efficiency | Restaurants | New | Faucet Aerator | 0.0034985 | 0.029853 | 65.9211
Commercial | Energy Efficiency | Retail | New | Faucet Aerator | 0.0069971 | 0.059707 | 131.8422
Commercial | Energy Efficiency | Schools K-12 | New | Faucet Aerator | 0.013739 | 0.0082744 | 65.9211
Commercial | Energy Efficiency | Warehouse | New | Faucet Aerator | 0.013739 | 0.0082744 | 65.9211
Commercial | Energy Efficiency | Assembly | Existing | Hot Water Circulation Pump Control | 0.030962 | 0.032526 | 651
Commercial | Energy Efficiency | College and University | Existing | Hot Water Circulation Pump Control | 0.8107 | 0.8107 | 6510
Commercial | Energy Efficiency | Grocery | Existing | Hot Water Circulation Pump Control | 0 | 0 | 651
Commercial | Energy Efficiency | Healthcare | Existing | Hot Water Circulation Pump Control | 0.030962 | 0.032526 | 651
Commercial | Energy Efficiency | Hospitals | Existing | Hot Water Circulation Pump Control | 1.2161 | 1.2161 | 9765
Commercial | Energy Efficiency | Institutional | Existing | Hot Water Circulation Pump Control | 0.77405 | 0.81316 | 16275
Commercial | Energy Efficiency | Lodging/Hospitality | Existing | Hot Water Circulation Pump Control | 0 | 0 | 1953
Commercial | Energy Efficiency | Miscellaneous | Existing | Hot Water Circulation Pump Control | 0.61924 | 0.65053 | 13020
Commercial | Energy Efficiency | Offices | Existing | Hot Water Circulation Pump Control | 0.092886 | 0.097579 | 1953
Commercial | Energy Efficiency | Restaurants | Existing | Hot Water Circulation Pump Control | 0 | 0 | 1302
Commercial | Energy Efficiency | Retail | Existing | Hot Water Circulation Pump Control | 0 | 0 | 1953
Commercial | Energy Efficiency | Schools K-12 | Existing | Hot Water Circulation Pump Control | 0.030962 | 0.032526 | 651
Commercial | Energy Efficiency | Warehouse | Existing | Hot Water Circulation Pump Control | 0.030962 | 0.032526 | 651
Commercial | Energy Efficiency | Assembly | New | Hot Water Circulation Pump Control | 0.030962 | 0.032526 | 651
Commercial | Energy Efficiency | College and University | New | Hot Water Circulation Pump Control | 0.8107 | 0.8107 | 6510
Commercial | Energy Efficiency | Grocery | New | Hot Water Circulation Pump Control | 0 | 0 | 651
Commercial | Energy Efficiency | Healthcare | New | Hot Water Circulation Pump Control | 0.030962 | 0.032526 | 651
Commercial | Energy Efficiency | Hospitals | New | Hot Water Circulation Pump Control | 1.2161 | 1.2161 | 9765
Commercial | Energy Efficiency | Institutional | New | Hot Water Circulation Pump Control | 0.77405 | 0.81316 | 16275
Commercial | Energy Efficiency | Lodging/Hospitality | New | Hot Water Circulation Pump Control | 0 | 0 | 1953
Commercial | Energy Efficiency | Miscellaneous | New | Hot Water Circulation Pump Control | 0.61924 | 0.65053 | 13020
Commercial | Energy Efficiency | Offices | New | Hot Water Circulation Pump Control | 0.092886 | 0.097579 | 1953
Commercial | Energy Efficiency | Restaurants | New | Hot Water Circulation Pump Control | 0 | 0 | 1302
Commercial | Energy Efficiency | Retail | New | Hot Water Circulation Pump Control | 0 | 0 | 1953
Commercial | Energy Efficiency | Schools K-12 | New | Hot Water Circulation Pump Control | 0.030962 | 0.032526 | 651
Commercial | Energy Efficiency | Warehouse | New | Hot Water Circulation Pump Control | 0.030962 | 0.032526 | 651
Commercial | Energy Efficiency | Assembly | Existing | Hot Water Pipe Insulation | 0.15144 | 0.1702 | 1355.592
Commercial | Energy Efficiency | College and University | Existing | Hot Water Pipe Insulation | 1.5475 | 1.5475 | 13555.9203
Commercial | Energy Efficiency | Grocery | Existing | Hot Water Pipe Insulation | 0.10667 | 0.18442 | 1355.592
Commercial | Energy Efficiency | Healthcare | Existing | Hot Water Pipe Insulation | 0.15144 | 0.1702 | 1355.592
Commercial | Energy Efficiency | Hospitals | Existing | Hot Water Pipe Insulation | 2.3212 | 2.3212 | 20333.8804
Commercial | Energy Efficiency | Institutional | Existing | Hot Water Pipe Insulation | 3.786 | 4.255 | 33889.8007
Commercial | Energy Efficiency | Lodging/Hospitality | Existing | Hot Water Pipe Insulation | 0.32002 | 0.55325 | 4066.7761
Commercial | Energy Efficiency | Miscellaneous | Existing | Hot Water Pipe Insulation | 3.0288 | 3.404 | 27111.8406
Commercial | Energy Efficiency | Offices | Existing | Hot Water Pipe Insulation | 0.45432 | 0.51059 | 4066.7761
Commercial | Energy Efficiency | Restaurants | Existing | Hot Water Pipe Insulation | 0.21335 | 0.36883 | 2711.1841
Commercial | Energy Efficiency | Retail | Existing | Hot Water Pipe Insulation | 0.32002 | 0.55325 | 4066.7761
Commercial | Energy Efficiency | Schools K-12 | Existing | Hot Water Pipe Insulation | 0.15144 | 0.1702 | 1355.592
Commercial | Energy Efficiency | Warehouse | Existing | Hot Water Pipe Insulation | 0.15144 | 0.1702 | 1355.592
Commercial | Energy Efficiency | Assembly | New | Hot Water Pipe Insulation | 0.15144 | 0.1702 | 1355.592
Commercial | Energy Efficiency | College and University | New | Hot Water Pipe Insulation | 1.5475 | 1.5475 | 13555.9203
Commercial | Energy Efficiency | Grocery | New | Hot Water Pipe Insulation | 0.10667 | 0.18442 | 1355.592
Commercial | Energy Efficiency | Healthcare | New | Hot Water Pipe Insulation | 0.15144 | 0.1702 | 1355.592
Commercial | Energy Efficiency | Hospitals | New | Hot Water Pipe Insulation | 2.3212 | 2.3212 | 20333.8804
Commercial | Energy Efficiency | Institutional | New | Hot Water Pipe Insulation | 3.786 | 4.255 | 33889.8007
Commercial | Energy Efficiency | Lodging/Hospitality | New | Hot Water Pipe Insulation | 0.32002 | 0.55325 | 4066.7761
Commercial | Energy Efficiency | Miscellaneous | New | Hot Water Pipe Insulation | 3.0288 | 3.404 | 27111.8406
Commercial | Energy Efficiency | Offices | New | Hot Water Pipe Insulation | 0.45432 | 0.51059 | 4066.7761
Commercial | Energy Efficiency | Restaurants | New | Hot Water Pipe Insulation | 0.21335 | 0.36883 | 2711.1841
Commercial | Energy Efficiency | Retail | New | Hot Water Pipe Insulation | 0.32002 | 0.55325 | 4066.7761
Commercial | Energy Efficiency | Schools K-12 | New | Hot Water Pipe Insulation | 0.15144 | 0.1702 | 1355.592
Commercial | Energy Efficiency | Warehouse | New | Hot Water Pipe Insulation | 0.15144 | 0.1702 | 1355.592
Commercial | Energy Efficiency | Assembly | Existing | Low Flow Shower Head | 0.026243 | 0.017455 | 155.2928
Commercial | Energy Efficiency | College and University | Existing | Low Flow Shower Head | 0.42491 | 2.2292 | 6056.4203
Commercial | Energy Efficiency | Grocery | Existing | Low Flow Shower Head | 0.010895 | 0.057159 | 155.2928
Commercial | Energy Efficiency | Healthcare | Existing | Low Flow Shower Head | 0.014317 | 0.037425 | 155.2928
Commercial | Energy Efficiency | Hospitals | Existing | Low Flow Shower Head | 0.37223 | 0.97305 | 4037.6135
Commercial | Energy Efficiency | Institutional | Existing | Low Flow Shower Head | 0.57736 | 0.38401 | 3416.4422
Commercial | Energy Efficiency | Lodging/Hospitality | Existing | Low Flow Shower Head | 0.090394 | 0.77136 | 1708.2211
Commercial | Energy Efficiency | Miscellaneous | Existing | Low Flow Shower Head | 0.44614 | 0.29674 | 2639.9781
Commercial | Energy Efficiency | Offices | Existing | Low Flow Shower Head | 0.052487 | 0.03491 | 310.5857
Commercial | Energy Efficiency | Restaurants | Existing | Low Flow Shower Head | 0.010895 | 0.057159 | 155.2928
Commercial | Energy Efficiency | Retail | Existing | Low Flow Shower Head | 0.021791 | 0.11432 | 310.5857
Commercial | Energy Efficiency | Schools K-12 | Existing | Low Flow Shower Head | 0.026243 | 0.017455 | 155.2928
Commercial | Energy Efficiency | Warehouse | Existing | Low Flow Shower Head | 0.026243 | 0.017455 | 155.2928
Commercial | Energy Efficiency | Assembly | New | Low Flow Shower Head | 0.026243 | 0.017455 | 155.2928
Commercial | Energy Efficiency | College and University | New | Low Flow Shower Head | 0.42491 | 2.2292 | 6056.4203
Commercial | Energy Efficiency | Grocery | New | Low Flow Shower Head | 0.010895 | 0.057159 | 155.2928
Commercial | Energy Efficiency | Healthcare | New | Low Flow Shower Head | 0.014317 | 0.037425 | 155.2928
Commercial | Energy Efficiency | Hospitals | New | Low Flow Shower Head | 0.37223 | 0.97305 | 4037.6135
Commercial | Energy Efficiency | Institutional | New | Low Flow Shower Head | 0.57736 | 0.38401 | 3416.4422
Commercial | Energy Efficiency | Lodging/Hospitality | New | Low Flow Shower Head | 0.090394 | 0.77136 | 1708.2211
Commercial | Energy Efficiency | Miscellaneous | New | Low Flow Shower Head | 0.44614 | 0.29674 | 2639.9781
Commercial | Energy Efficiency | Offices | New | Low Flow Shower Head | 0.052487 | 0.03491 | 310.5857
Commercial | Energy Efficiency | Restaurants | New | Low Flow Shower Head | 0.010895 | 0.057159 | 155.2928
Commercial | Energy Efficiency | Retail | New | Low Flow Shower Head | 0.021791 | 0.11432 | 310.5857
Commercial | Energy Efficiency | Schools K-12 | New | Low Flow Shower Head | 0.026243 | 0.017455 | 155.2928
Commercial | Energy Efficiency | Warehouse | New | Low Flow Shower Head | 0.026243 | 0.017455 | 155.2928
Commercial | Energy Efficiency | Assembly | Existing | Low-Flow Pre-Rinse Sprayers | 0.20853 | 0.54512 | 2261.9741
Commercial | Energy Efficiency | College and University | Existing | Low-Flow Pre-Rinse Sprayers | 0.20853 | 0.54512 | 2261.9741
Commercial | Energy Efficiency | Grocery | Existing | Low-Flow Pre-Rinse Sprayers | 0.20853 | 0.54512 | 2261.9741
Commercial | Energy Efficiency | Healthcare | Existing | Low-Flow Pre-Rinse Sprayers | 0.20853 | 0.54512 | 2261.9741
Commercial | Energy Efficiency | Hospitals | Existing | Low-Flow Pre-Rinse Sprayers | 0.20853 | 0.54512 | 2261.9741
Commercial | Energy Efficiency | Institutional | Existing | Low-Flow Pre-Rinse Sprayers | 0.20853 | 0.54512 | 2261.9741
Commercial | Energy Efficiency | Lodging/Hospitality | Existing | Low-Flow Pre-Rinse Sprayers | 0.12005 | 1.0244 | 2261.9741
Commercial | Energy Efficiency | Miscellaneous | Existing | Low-Flow Pre-Rinse Sprayers | 0.20853 | 0.54512 | 2261.9741
Commercial | Energy Efficiency | Offices | Existing | Low-Flow Pre-Rinse Sprayers | 0.20853 | 0.54512 | 2261.9741
Commercial | Energy Efficiency | Restaurants | Existing | Low-Flow Pre-Rinse Sprayers | 0.35603 | 0.19768 | 2261.9741
Commercial | Energy Efficiency | Retail | Existing | Low-Flow Pre-Rinse Sprayers | 0.20853 | 0.54512 | 2261.9741
Commercial | Energy Efficiency | Schools K-12 | Existing | Low-Flow Pre-Rinse Sprayers | 0.10427 | 0.27256 | 1130.987
Commercial | Energy Efficiency | Warehouse | Existing | Low-Flow Pre-Rinse Sprayers | 0.20853 | 0.54512 | 2261.9741
Commercial | Energy Efficiency | Assembly | New | Low-Flow Pre-Rinse Sprayers | 0.20853 | 0.54512 | 2261.9741
Commercial | Energy Efficiency | College and University | New | Low-Flow Pre-Rinse Sprayers | 0.20853 | 0.54512 | 2261.9741
Commercial | Energy Efficiency | Grocery | New | Low-Flow Pre-Rinse Sprayers | 0.20853 | 0.54512 | 2261.9741
Commercial | Energy Efficiency | Healthcare | New | Low-Flow Pre-Rinse Sprayers | 0.20853 | 0.54512 | 2261.9741
Commercial | Energy Efficiency | Hospitals | New | Low-Flow Pre-Rinse Sprayers | 0.20853 | 0.54512 | 2261.9741
Commercial | Energy Efficiency | Institutional | New | Low-Flow Pre-Rinse Sprayers | 0.20853 | 0.54512 | 2261.9741
Commercial | Energy Efficiency | Lodging/Hospitality | New | Low-Flow Pre-Rinse Sprayers | 0.12005 | 1.0244 | 2261.9741
Commercial | Energy Efficiency | Miscellaneous | New | Low-Flow Pre-Rinse Sprayers | 0.20853 | 0.54512 | 2261.9741
Commercial | Energy Efficiency | Offices | New | Low-Flow Pre-Rinse Sprayers | 0.20853 | 0.54512 | 2261.9741
Commercial | Energy Efficiency | Restaurants | New | Low-Flow Pre-Rinse Sprayers | 0.35603 | 0.19768 | 2261.9741
Commercial | Energy Efficiency | Retail | New | Low-Flow Pre-Rinse Sprayers | 0.20853 | 0.54512 | 2261.9741
Commercial | Energy Efficiency | Schools K-12 | New | Low-Flow Pre-Rinse Sprayers | 0.10427 | 0.27256 | 1130.987
Commercial | Energy Efficiency | Warehouse | New | Low-Flow Pre-Rinse Sprayers | 0.20853 | 0.54512 | 2261.9741
Commercial | Energy Efficiency | Assembly | Existing | Tank Wrap on Water Heater | 0.026439 | 0.026975 | 263.9459
Commercial | Energy Efficiency | College and University | Existing | Tank Wrap on Water Heater | 0.26439 | 0.26975 | 2639.4593
Commercial | Energy Efficiency | Grocery | Existing | Tank Wrap on Water Heater | 0.026439 | 0.026975 | 263.9459
Commercial | Energy Efficiency | Healthcare | Existing | Tank Wrap on Water Heater | 0.026439 | 0.026975 | 263.9459
Commercial | Energy Efficiency | Hospitals | Existing | Tank Wrap on Water Heater | 0.39659 | 0.40463 | 3959.189
Commercial | Energy Efficiency | Institutional | Existing | Tank Wrap on Water Heater | 0.66098 | 0.67439 | 6598.6483
Commercial | Energy Efficiency | Lodging/Hospitality | Existing | Tank Wrap on Water Heater | 0.079318 | 0.080926 | 791.8378
Commercial | Energy Efficiency | Miscellaneous | Existing | Tank Wrap on Water Heater | 0.52878 | 0.53951 | 5278.9187
Commercial | Energy Efficiency | Offices | Existing | Tank Wrap on Water Heater | 0.079318 | 0.080926 | 791.8378
Commercial | Energy Efficiency | Restaurants | Existing | Tank Wrap on Water Heater | 0.052878 | 0.053951 | 527.8919
Commercial | Energy Efficiency | Retail | Existing | Tank Wrap on Water Heater | 0.079318 | 0.080926 | 791.8378
Commercial | Energy Efficiency | Schools K-12 | Existing | Tank Wrap on Water Heater | 0.026439 | 0.026975 | 263.9459
Commercial | Energy Efficiency | Warehouse | Existing | Tank Wrap on Water Heater | 0.026439 | 0.026975 | 263.9459
Commercial | Energy Efficiency | Assembly | New | Tank Wrap on Water Heater | 0.025292 | 0.025805 | 252.4943
Commercial | Energy Efficiency | College and University | New | Tank Wrap on Water Heater | 0.25292 | 0.25805 | 2524.9431
Commercial | Energy Efficiency | Grocery | New | Tank Wrap on Water Heater | 0.025292 | 0.025805 | 252.4943
Commercial | Energy Efficiency | Healthcare | New | Tank Wrap on Water Heater | 0.025292 | 0.025805 | 252.4943
Commercial | Energy Efficiency | Hospitals | New | Tank Wrap on Water Heater | 0.37938 | 0.38708 | 3787.4147
Commercial | Energy Efficiency | Institutional | New | Tank Wrap on Water Heater | 0.6323 | 0.64513 | 6312.3578
Commercial | Energy Efficiency | Lodging/Hospitality | New | Tank Wrap on Water Heater | 0.075876 | 0.077415 | 757.4829
Commercial | Energy Efficiency | Miscellaneous | New | Tank Wrap on Water Heater | 0.50584 | 0.5161 | 5049.8862
Commercial | Energy Efficiency | Offices | New | Tank Wrap on Water Heater | 0.075876 | 0.077415 | 757.4829
Commercial | Energy Efficiency | Restaurants | New | Tank Wrap on Water Heater | 0.050584 | 0.05161 | 504.9886
Commercial | Energy Efficiency | Retail | New | Tank Wrap on Water Heater | 0.075876 | 0.077415 | 757.4829
Commercial | Energy Efficiency | Schools K-12 | New | Tank Wrap on Water Heater | 0.025292 | 0.025805 | 252.4943
Commercial | Energy Efficiency | Warehouse | New | Tank Wrap on Water Heater | 0.025292 | 0.025805 | 252.4943
Commercial | Energy Efficiency | Assembly | Existing | Thermostatic Shower Restriction Valve | 0.12901 | 0.085808 | 763.4095
Commercial | Energy Efficiency | College and University | Existing | Thermostatic Shower Restriction Valve | 2.0889 | 10.9586 | 29772.9694
Commercial | Energy Efficiency | Grocery | Existing | Thermostatic Shower Restriction Valve | 0.05356 | 0.28099 | 763.4095
Commercial | Energy Efficiency | Healthcare | Existing | Thermostatic Shower Restriction Valve | 0.070379 | 0.18398 | 763.4095
Commercial | Energy Efficiency | Hospitals | Existing | Thermostatic Shower Restriction Valve | 1.8299 | 4.7834 | 19848.6463
Commercial | Energy Efficiency | Institutional | Existing | Thermostatic Shower Restriction Valve | 2.8382 | 1.8878 | 16795.0084
Commercial | Energy Efficiency | Lodging/Hospitality | Existing | Thermostatic Shower Restriction Valve | 0.44437 | 3.7919 | 8397.5042
Commercial | Energy Efficiency | Miscellaneous | Existing | Thermostatic Shower Restriction Valve | 2.1932 | 1.4587 | 12977.961
Commercial | Energy Efficiency | Offices | Existing | Thermostatic Shower Restriction Valve | 0.25802 | 0.17162 | 1526.8189
Commercial | Energy Efficiency | Restaurants | Existing | Thermostatic Shower Restriction Valve | 0.05356 | 0.28099 | 763.4095
Commercial | Energy Efficiency | Retail | Existing | Thermostatic Shower Restriction Valve | 0.10712 | 0.56198 | 1526.8189
Commercial | Energy Efficiency | Schools K-12 | Existing | Thermostatic Shower Restriction Valve | 0.12901 | 0.085808 | 763.4095
Commercial | Energy Efficiency | Warehouse | Existing | Thermostatic Shower Restriction Valve | 0.12901 | 0.085808 | 763.4095
Commercial | Energy Efficiency | Assembly | New | Thermostatic Shower Restriction Valve | 0.12901 | 0.085808 | 763.4095
Commercial | Energy Efficiency | College and University | New | Thermostatic Shower Restriction Valve | 2.0889 | 10.9586 | 29772.9694
Commercial | Energy Efficiency | Grocery | New | Thermostatic Shower Restriction Valve | 0.05356 | 0.28099 | 763.4095
Commercial | Energy Efficiency | Healthcare | New | Thermostatic Shower Restriction Valve | 0.070379 | 0.18398 | 763.4095
Commercial | Energy Efficiency | Hospitals | New | Thermostatic Shower Restriction Valve | 1.8299 | 4.7834 | 19848.6463
Commercial | Energy Efficiency | Institutional | New | Thermostatic Shower Restriction Valve | 2.8382 | 1.8878 | 16795.0084
Commercial | Energy Efficiency | Lodging/Hospitality | New | Thermostatic Shower Restriction Valve | 0.44437 | 3.7919 | 8397.5042
Commercial | Energy Efficiency | Miscellaneous | New | Thermostatic Shower Restriction Valve | 2.1932 | 1.4587 | 12977.961
Commercial | Energy Efficiency | Offices | New | Thermostatic Shower Restriction Valve | 0.25802 | 0.17162 | 1526.8189
Commercial | Energy Efficiency | Restaurants | New | Thermostatic Shower Restriction Valve | 0.05356 | 0.28099 | 763.4095
Commercial | Energy Efficiency | Retail | New | Thermostatic Shower Restriction Valve | 0.10712 | 0.56198 | 1526.8189
Commercial | Energy Efficiency | Schools K-12 | New | Thermostatic Shower Restriction Valve | 0.12901 | 0.085808 | 763.4095
Commercial | Energy Efficiency | Warehouse | New | Thermostatic Shower Restriction Valve | 0.12901 | 0.085808 | 763.4095
Commercial | Energy Efficiency | Assembly | Existing | Bi-Level Lighting Control (Exterior) | 0 | 0 | 1357.8
Commercial | Energy Efficiency | College and University | Existing | Bi-Level Lighting Control (Exterior) | 0 | 0 | 1357.8
Commercial | Energy Efficiency | Grocery | Existing | Bi-Level Lighting Control (Exterior) | 0 | 0 | 1357.8
Commercial | Energy Efficiency | Healthcare | Existing | Bi-Level Lighting Control (Exterior) | 0 | 0 | 1357.8
Commercial | Energy Efficiency | Hospitals | Existing | Bi-Level Lighting Control (Exterior) | 0 | 0 | 1357.8
Commercial | Energy Efficiency | Institutional | Existing | Bi-Level Lighting Control (Exterior) | 0 | 0 | 1357.8
Commercial | Energy Efficiency | Lodging/Hospitality | Existing | Bi-Level Lighting Control (Exterior) | 0 | 0 | 1357.8
Commercial | Energy Efficiency | Miscellaneous | Existing | Bi-Level Lighting Control (Exterior) | 0 | 0 | 1357.8
Commercial | Energy Efficiency | Offices | Existing | Bi-Level Lighting Control (Exterior) | 0 | 0 | 1357.8
Commercial | Energy Efficiency | Restaurants | Existing | Bi-Level Lighting Control (Exterior) | 0 | 0 | 1357.8
Commercial | Energy Efficiency | Retail | Existing | Bi-Level Lighting Control (Exterior) | 0 | 0 | 1357.8
Commercial | Energy Efficiency | Schools K-12 | Existing | Bi-Level Lighting Control (Exterior) | 0 | 0 | 1357.8
Commercial | Energy Efficiency | Warehouse | Existing | Bi-Level Lighting Control (Exterior) | 0 | 0 | 1357.8
Commercial | Energy Efficiency | Assembly | New | Bi-Level Lighting Control (Exterior) | 0 | 0 | 1357.8
Commercial | Energy Efficiency | College and University | New | Bi-Level Lighting Control (Exterior) | 0 | 0 | 1357.8
Commercial | Energy Efficiency | Grocery | New | Bi-Level Lighting Control (Exterior) | 0 | 0 | 1357.8
Commercial | Energy Efficiency | Healthcare | New | Bi-Level Lighting Control (Exterior) | 0 | 0 | 1357.8
Commercial | Energy Efficiency | Hospitals | New | Bi-Level Lighting Control (Exterior) | 0 | 0 | 1357.8
Commercial | Energy Efficiency | Institutional | New | Bi-Level Lighting Control (Exterior) | 0 | 0 | 1357.8
Commercial | Energy Efficiency | Lodging/Hospitality | New | Bi-Level Lighting Control (Exterior) | 0 | 0 | 1357.8
Commercial | Energy Efficiency | Miscellaneous | New | Bi-Level Lighting Control (Exterior) | 0 | 0 | 1357.8
Commercial | Energy Efficiency | Offices | New | Bi-Level Lighting Control (Exterior) | 0 | 0 | 1357.8
Commercial | Energy Efficiency | Restaurants | New | Bi-Level Lighting Control (Exterior) | 0 | 0 | 1357.8
Commercial | Energy Efficiency | Retail | New | Bi-Level Lighting Control (Exterior) | 0 | 0 | 1357.8
Commercial | Energy Efficiency | Schools K-12 | New | Bi-Level Lighting Control (Exterior) | 0 | 0 | 1357.8
Commercial | Energy Efficiency | Warehouse | New | Bi-Level Lighting Control (Exterior) | 0 | 0 | 1357.8
Commercial | Energy Efficiency | Assembly | Existing | Outdoor Lighting Controls | 0 | 0 | 562.52
Commercial | Energy Efficiency | College and University | Existing | Outdoor Lighting Controls | 0 | 0 | 562.52
Commercial | Energy Efficiency | Grocery | Existing | Outdoor Lighting Controls | 0 | 0 | 562.52
Commercial | Energy Efficiency | Healthcare | Existing | Outdoor Lighting Controls | 0 | 0 | 562.52
Commercial | Energy Efficiency | Hospitals | Existing | Outdoor Lighting Controls | 0 | 0 | 562.52
Commercial | Energy Efficiency | Institutional | Existing | Outdoor Lighting Controls | 0 | 0 | 562.52
Commercial | Energy Efficiency | Lodging/Hospitality | Existing | Outdoor Lighting Controls | 0 | 0 | 562.52
Commercial | Energy Efficiency | Miscellaneous | Existing | Outdoor Lighting Controls | 0 | 0 | 562.52
Commercial | Energy Efficiency | Offices | Existing | Outdoor Lighting Controls | 0 | 0 | 562.52
Commercial | Energy Efficiency | Restaurants | Existing | Outdoor Lighting Controls | 0 | 0 | 562.52
Commercial | Energy Efficiency | Retail | Existing | Outdoor Lighting Controls | 0 | 0 | 562.52
Commercial | Energy Efficiency | Schools K-12 | Existing | Outdoor Lighting Controls | 0 | 0 | 562.52
Commercial | Energy Efficiency | Warehouse | Existing | Outdoor Lighting Controls | 0 | 0 | 562.52
Commercial | Energy Efficiency | Assembly | New | Outdoor Lighting Controls | 0 | 0 | 562.52
Commercial | Energy Efficiency | College and University | New | Outdoor Lighting Controls | 0 | 0 | 562.52
Commercial | Energy Efficiency | Grocery | New | Outdoor Lighting Controls | 0 | 0 | 562.52
Commercial | Energy Efficiency | Healthcare | New | Outdoor Lighting Controls | 0 | 0 | 562.52
Commercial | Energy Efficiency | Hospitals | New | Outdoor Lighting Controls | 0 | 0 | 562.52
Commercial | Energy Efficiency | Institutional | New | Outdoor Lighting Controls | 0 | 0 | 562.52
Commercial | Energy Efficiency | Lodging/Hospitality | New | Outdoor Lighting Controls | 0 | 0 | 562.52
Commercial | Energy Efficiency | Miscellaneous | New | Outdoor Lighting Controls | 0 | 0 | 562.52
Commercial | Energy Efficiency | Offices | New | Outdoor Lighting Controls | 0 | 0 | 562.52
Commercial | Energy Efficiency | Restaurants | New | Outdoor Lighting Controls | 0 | 0 | 562.52
Commercial | Energy Efficiency | Retail | New | Outdoor Lighting Controls | 0 | 0 | 562.52
Commercial | Energy Efficiency | Schools K-12 | New | Outdoor Lighting Controls | 0 | 0 | 562.52
Commercial | Energy Efficiency | Warehouse | New | Outdoor Lighting Controls | 0 | 0 | 562.52
Commercial | Energy Efficiency | Assembly | Existing | Air Curtains | 0.011723 | 0.0032285 | 81.081
Commercial | Energy Efficiency | College and University | Existing | Air Curtains | 0.010513 | 0.0088056 | 81.081
Commercial | Energy Efficiency | Grocery | Existing | Air Curtains | 0.011723 | 0.0032285 | 81.081
Commercial | Energy Efficiency | Healthcare | Existing | Air Curtains | 0.010513 | 0.0088056 | 81.081
Commercial | Energy Efficiency | Hospitals | Existing | Air Curtains | 0.010513 | 0.0088056 | 81.081
Commercial | Energy Efficiency | Institutional | Existing | Air Curtains | 0.011723 | 0.0032285 | 81.081
Commercial | Energy Efficiency | Lodging/Hospitality | Existing | Air Curtains | 0.010513 | 0.0088056 | 81.081
Commercial | Energy Efficiency | Miscellaneous | Existing | Air Curtains | 0.011723 | 0.0032285 | 81.081
Commercial | Energy Efficiency | Offices | Existing | Air Curtains | 0.011723 | 0.0032285 | 81.081
Commercial | Energy Efficiency | Restaurants | Existing | Air Curtains | 0.010513 | 0.0088056 | 81.081
Commercial | Energy Efficiency | Retail | Existing | Air Curtains | 0.011723 | 0.0032285 | 81.081
Commercial | Energy Efficiency | Schools K-12 | Existing | Air Curtains | 0.010513 | 0.0088056 | 81.081
Commercial | Energy Efficiency | Warehouse | Existing | Air Curtains | 0.011723 | 0.0032285 | 81.081
Commercial | Energy Efficiency | Assembly | New | Air Curtains | 0.011723 | 0.0032285 | 81.081
Commercial | Energy Efficiency | College and University | New | Air Curtains | 0.010513 | 0.0088056 | 81.081
Commercial | Energy Efficiency | Grocery | New | Air Curtains | 0.011723 | 0.0032285 | 81.081
Commercial | Energy Efficiency | Healthcare | New | Air Curtains | 0.010513 | 0.0088056 | 81.081
Commercial | Energy Efficiency | Hospitals | New | Air Curtains | 0.010513 | 0.0088056 | 81.081
Commercial | Energy Efficiency | Institutional | New | Air Curtains | 0.011723 | 0.0032285 | 81.081
Commercial | Energy Efficiency | Lodging/Hospitality | New | Air Curtains | 0.010513 | 0.0088056 | 81.081
Commercial | Energy Efficiency | Miscellaneous | New | Air Curtains | 0.011723 | 0.0032285 | 81.081
Commercial | Energy Efficiency | Offices | New | Air Curtains | 0.011723 | 0.0032285 | 81.081
Commercial | Energy Efficiency | Restaurants | New | Air Curtains | 0.010513 | 0.0088056 | 81.081
Commercial | Energy Efficiency | Retail | New | Air Curtains | 0.011723 | 0.0032285 | 81.081
Commercial | Energy Efficiency | Schools K-12 | New | Air Curtains | 0.010513 | 0.0088056 | 81.081
Commercial | Energy Efficiency | Warehouse | New | Air Curtains | 0.011723 | 0.0032285 | 81.081
Commercial | Energy Efficiency | Assembly | Existing | Airside Economizer | -0.46324 | 2.0439e-05 | 2253.2313
Commercial | Energy Efficiency | College and University | Existing | Airside Economizer | -1.6012 | 1.8007 | 13457.661
Commercial | Energy Efficiency | Grocery | Existing | Airside Economizer | -1.2116 | 0.036509 | 5424.8726
Commercial | Energy Efficiency | Healthcare | Existing | Airside Economizer | -1.9468 | 8.5893e-05 | 9469.1388
Commercial | Energy Efficiency | Hospitals | Existing | Airside Economizer | -11.7391 | 13.202 | 98666.9364
Commercial | Energy Efficiency | Institutional | Existing | Airside Economizer | -2.2505 | 9.9293e-05 | 10946.4253
Commercial | Energy Efficiency | Lodging/Hospitality | Existing | Airside Economizer | -2.0055 | 0.060432 | 8979.6145
Commercial | Energy Efficiency | Miscellaneous | Existing | Airside Economizer | -21.4554 | 0.00094663 | 104359.7599
Commercial | Energy Efficiency | Offices | Existing | Airside Economizer | -1.6038 | 7.0761e-05 | 7800.9322
Commercial | Energy Efficiency | Restaurants | Existing | Airside Economizer | -1.2625 | 0.038043 | 5652.7504
Commercial | Energy Efficiency | Retail | Existing | Airside Economizer | -0.55142 | 0.016616 | 2468.9837
Commercial | Energy Efficiency | Schools K-12 | Existing | Airside Economizer | -1.8969 | 8.3695e-05 | 9226.8228
Commercial | Energy Efficiency | Warehouse | Existing | Airside Economizer | -0.18844 | 8.3143e-06 | 916.5961
Commercial | Energy Efficiency | Assembly | New | Airside Economizer | -0.46324 | 2.0439e-05 | 2253.2313
Commercial | Energy Efficiency | College and University | New | Airside Economizer | -1.6012 | 1.8007 | 13457.661
Commercial | Energy Efficiency | Grocery | New | Airside Economizer | -1.2116 | 0.036509 | 5424.8726
Commercial | Energy Efficiency | Healthcare | New | Airside Economizer | -1.9468 | 8.5893e-05 | 9469.1388
Commercial | Energy Efficiency | Hospitals | New | Airside Economizer | -11.7391 | 13.202 | 98666.9364
Commercial | Energy Efficiency | Institutional | New | Airside Economizer | -2.2505 | 9.9293e-05 | 10946.4253
Commercial | Energy Efficiency | Lodging/Hospitality | New | Airside Economizer | -2.0055 | 0.060432 | 8979.6145
Commercial | Energy Efficiency | Miscellaneous | New | Airside Economizer | -21.4554 | 0.00094663 | 104359.7599
Commercial | Energy Efficiency | Offices | New | Airside Economizer | -1.6038 | 7.0761e-05 | 7800.9322
Commercial | Energy Efficiency | Restaurants | New | Airside Economizer | -1.2625 | 0.038043 | 5652.7504
Commercial | Energy Efficiency | Retail | New | Airside Economizer | -0.55142 | 0.016616 | 2468.9837
Commercial | Energy Efficiency | Schools K-12 | New | Airside Economizer | -1.8969 | 8.3695e-05 | 9226.8228
Commercial | Energy Efficiency | Warehouse | New | Airside Economizer | -0.18844 | 8.3143e-06 | 916.5961
Commercial | Energy Efficiency | Assembly | Existing | Ceiling Insulation(R12 to R38) | 4.3645e-06 | 9.8386e-05 | 0.21811
Commercial | Energy Efficiency | College and University | Existing | Ceiling Insulation(R12 to R38) | 9.0208e-05 | 5.3135e-05 | 0.21811
Commercial | Energy Efficiency | Grocery | Existing | Ceiling Insulation(R12 to R38) | 4.4511e-05 | 0.00010179 | 0.21811
Commercial | Energy Efficiency | Healthcare | Existing | Ceiling Insulation(R12 to R38) | 4.3645e-06 | 9.8386e-05 | 0.21811
Commercial | Energy Efficiency | Hospitals | Existing | Ceiling Insulation(R12 to R38) | 9.0208e-05 | 5.3135e-05 | 0.21811
Commercial | Energy Efficiency | Institutional | Existing | Ceiling Insulation(R12 to R38) | 4.3645e-06 | 9.8386e-05 | 0.21811
Commercial | Energy Efficiency | Lodging/Hospitality | Existing | Ceiling Insulation(R12 to R38) | 9.0208e-05 | 5.3135e-05 | 0.21811
Commercial | Energy Efficiency | Miscellaneous | Existing | Ceiling Insulation(R12 to R38) | 4.3645e-06 | 9.8386e-05 | 0.21811
Commercial | Energy Efficiency | Offices | Existing | Ceiling Insulation(R12 to R38) | 4.3645e-06 | 9.8386e-05 | 0.21811
Commercial | Energy Efficiency | Restaurants | Existing | Ceiling Insulation(R12 to R38) | 4.4511e-05 | 0.00010179 | 0.21811
Commercial | Energy Efficiency | Retail | Existing | Ceiling Insulation(R12 to R38) | 4.4511e-05 | 0.00010179 | 0.21811
Commercial | Energy Efficiency | Schools K-12 | Existing | Ceiling Insulation(R12 to R38) | 4.3645e-06 | 9.8386e-05 | 0.21811
Commercial | Energy Efficiency | Warehouse | Existing | Ceiling Insulation(R12 to R38) | 2.4751e-05 | 4.4161e-05 | 0.21811
Commercial | Energy Efficiency | Assembly | New | Ceiling Insulation(R12 to R38) | 4.2975e-06 | 9.6876e-05 | 0.21477
Commercial | Energy Efficiency | College and University | New | Ceiling Insulation(R12 to R38) | 8.8823e-05 | 5.232e-05 | 0.21477
Commercial | Energy Efficiency | Grocery | New | Ceiling Insulation(R12 to R38) | 4.3827e-05 | 0.00010023 | 0.21477
Commercial | Energy Efficiency | Healthcare | New | Ceiling Insulation(R12 to R38) | 4.2975e-06 | 9.6876e-05 | 0.21477
Commercial | Energy Efficiency | Hospitals | New | Ceiling Insulation(R12 to R38) | 8.8823e-05 | 5.232e-05 | 0.21477
Commercial | Energy Efficiency | Institutional | New | Ceiling Insulation(R12 to R38) | 4.2975e-06 | 9.6876e-05 | 0.21477
Commercial | Energy Efficiency | Lodging/Hospitality | New | Ceiling Insulation(R12 to R38) | 8.8823e-05 | 5.232e-05 | 0.21477
Commercial | Energy Efficiency | Miscellaneous | New | Ceiling Insulation(R12 to R38) | 4.2975e-06 | 9.6876e-05 | 0.21477
Commercial | Energy Efficiency | Offices | New | Ceiling Insulation(R12 to R38) | 4.2975e-06 | 9.6876e-05 | 0.21477
Commercial | Energy Efficiency | Restaurants | New | Ceiling Insulation(R12 to R38) | 4.3827e-05 | 0.00010023 | 0.21477
Commercial | Energy Efficiency | Retail | New | Ceiling Insulation(R12 to R38) | 4.3827e-05 | 0.00010023 | 0.21477
Commercial | Energy Efficiency | Schools K-12 | New | Ceiling Insulation(R12 to R38) | 4.2975e-06 | 9.6876e-05 | 0.21477
Commercial | Energy Efficiency | Warehouse | New | Ceiling Insulation(R12 to R38) | 2.4371e-05 | 4.3484e-05 | 0.21477
Commercial | Energy Efficiency | Assembly | Existing | Ceiling Insulation(R19 to R38) | 2.0144e-06 | 4.5409e-05 | 0.10067
Commercial | Energy Efficiency | College and University | Existing | Ceiling Insulation(R19 to R38) | 4.1634e-05 | 2.4524e-05 | 0.10067
Commercial | Energy Efficiency | Grocery | Existing | Ceiling Insulation(R19 to R38) | 2.0543e-05 | 4.6982e-05 | 0.10067
Commercial | Energy Efficiency | Healthcare | Existing | Ceiling Insulation(R19 to R38) | 2.0144e-06 | 4.5409e-05 | 0.10067
Commercial | Energy Efficiency | Hospitals | Existing | Ceiling Insulation(R19 to R38) | 4.1634e-05 | 2.4524e-05 | 0.10067
Commercial | Energy Efficiency | Institutional | Existing | Ceiling Insulation(R19 to R38) | 2.0144e-06 | 4.5409e-05 | 0.10067
Commercial | Energy Efficiency | Lodging/Hospitality | Existing | Ceiling Insulation(R19 to R38) | 4.1634e-05 | 2.4524e-05 | 0.10067
Commercial | Energy Efficiency | Miscellaneous | Existing | Ceiling Insulation(R19 to R38) | 2.0144e-06 | 4.5409e-05 | 0.10067
Commercial | Energy Efficiency | Offices | Existing | Ceiling Insulation(R19 to R38) | 2.0144e-06 | 4.5409e-05 | 0.10067
Commercial | Energy Efficiency | Restaurants | Existing | Ceiling Insulation(R19 to R38) | 2.0543e-05 | 4.6982e-05 | 0.10067
Commercial | Energy Efficiency | Retail | Existing | Ceiling Insulation(R19 to R38) | 2.0543e-05 | 4.6982e-05 | 0.10067
Commercial | Energy Efficiency | Schools K-12 | Existing | Ceiling Insulation(R19 to R38) | 2.0144e-06 | 4.5409e-05 | 0.10067
Commercial | Energy Efficiency | Warehouse | Existing | Ceiling Insulation(R19 to R38) | 1.1424e-05 | 2.0382e-05 | 0.10067
Commercial | Energy Efficiency | Assembly | New | Ceiling Insulation(R19 to R38) | 1.9835e-06 | 4.4712e-05 | 0.099123
Commercial | Energy Efficiency | College and University | New | Ceiling Insulation(R19 to R38) | 4.0995e-05 | 2.4148e-05 | 0.099123
Commercial | Energy Efficiency | Grocery | New | Ceiling Insulation(R19 to R38) | 2.0228e-05 | 4.6261e-05 | 0.099123
Commercial | Energy Efficiency | Healthcare | New | Ceiling Insulation(R19 to R38) | 1.9835e-06 | 4.4712e-05 | 0.099123
Commercial | Energy Efficiency | Hospitals | New | Ceiling Insulation(R19 to R38) | 4.0995e-05 | 2.4148e-05 | 0.099123
Commercial | Energy Efficiency | Institutional | New | Ceiling Insulation(R19 to R38) | 1.9835e-06 | 4.4712e-05 | 0.099123
Commercial | Energy Efficiency | Lodging/Hospitality | New | Ceiling Insulation(R19 to R38) | 4.0995e-05 | 2.4148e-05 | 0.099123
Commercial | Energy Efficiency | Miscellaneous | New | Ceiling Insulation(R19 to R38) | 1.9835e-06 | 4.4712e-05 | 0.099123
Commercial | Energy Efficiency | Offices | New | Ceiling Insulation(R19 to R38) | 1.9835e-06 | 4.4712e-05 | 0.099123
Commercial | Energy Efficiency | Restaurants | New | Ceiling Insulation(R19 to R38) | 2.0228e-05 | 4.6261e-05 | 0.099123
Commercial | Energy Efficiency | Retail | New | Ceiling Insulation(R19 to R38) | 2.0228e-05 | 4.6261e-05 | 0.099123
Commercial | Energy Efficiency | Schools K-12 | New | Ceiling Insulation(R19 to R38) | 1.9835e-06 | 4.4712e-05 | 0.099123
Commercial | Energy Efficiency | Warehouse | New | Ceiling Insulation(R19 to R38) | 1.1248e-05 | 2.0069e-05 | 0.099123
Commercial | Energy Efficiency | Assembly | Existing | Ceiling Insulation(R2 to R38) | 3.6259e-05 | 0.00081736 | 1.812
Commercial | Energy Efficiency | College and University | Existing | Ceiling Insulation(R2 to R38) | 0.00074942 | 0.00044143 | 1.812
Commercial | Energy Efficiency | Grocery | Existing | Ceiling Insulation(R2 to R38) | 0.00036978 | 0.00084567 | 1.812
Commercial | Energy Efficiency | Healthcare | Existing | Ceiling Insulation(R2 to R38) | 3.6259e-05 | 0.00081736 | 1.812
Commercial | Energy Efficiency | Hospitals | Existing | Ceiling Insulation(R2 to R38) | 0.00074942 | 0.00044143 | 1.812
Commercial | Energy Efficiency | Institutional | Existing | Ceiling Insulation(R2 to R38) | 3.6259e-05 | 0.00081736 | 1.812
Commercial | Energy Efficiency | Lodging/Hospitality | Existing | Ceiling Insulation(R2 to R38) | 0.00074942 | 0.00044143 | 1.812
Commercial | Energy Efficiency | Miscellaneous | Existing | Ceiling Insulation(R2 to R38) | 3.6259e-05 | 0.00081736 | 1.812
Commercial | Energy Efficiency | Offices | Existing | Ceiling Insulation(R2 to R38) | 3.6259e-05 | 0.00081736 | 1.812
Commercial | Energy Efficiency | Restaurants | Existing | Ceiling Insulation(R2 to R38) | 0.00036978 | 0.00084567 | 1.812
Commercial | Energy Efficiency | Retail | Existing | Ceiling Insulation(R2 to R38) | 0.00036978 | 0.00084567 | 1.812
Commercial | Energy Efficiency | Schools K-12 | Existing | Ceiling Insulation(R2 to R38) | 3.6259e-05 | 0.00081736 | 1.812
Commercial | Energy Efficiency | Warehouse | Existing | Ceiling Insulation(R2 to R38) | 0.00015078 | 0.00026903 | 1.3287
Commercial | Energy Efficiency | Assembly | New | Ceiling Insulation(R2 to R38) | 3.5703e-05 | 0.00080482 | 1.7842
Commercial | Energy Efficiency | College and University | New | Ceiling Insulation(R2 to R38) | 0.00073791 | 0.00043466 | 1.7842
Commercial | Energy Efficiency | Grocery | New | Ceiling Insulation(R2 to R38) | 0.0003641 | 0.00083269 | 1.7842
Commercial | Energy Efficiency | Healthcare | New | Ceiling Insulation(R2 to R38) | 3.5703e-05 | 0.00080482 | 1.7842
Commercial | Energy Efficiency | Hospitals | New | Ceiling Insulation(R2 to R38) | 0.00073791 | 0.00043466 | 1.7842
Commercial | Energy Efficiency | Institutional | New | Ceiling Insulation(R2 to R38) | 3.5703e-05 | 0.00080482 | 1.7842
Commercial | Energy Efficiency | Lodging/Hospitality | New | Ceiling Insulation(R2 to R38) | 0.00073791 | 0.00043466 | 1.7842
Commercial | Energy Efficiency | Miscellaneous | New | Ceiling Insulation(R2 to R38) | 3.5703e-05 | 0.00080482 | 1.7842
Commercial | Energy Efficiency | Offices | New | Ceiling Insulation(R2 to R38) | 3.5703e-05 | 0.00080482 | 1.7842
Commercial | Energy Efficiency | Restaurants | New | Ceiling Insulation(R2 to R38) | 0.0003641 | 0.00083269 | 1.7842
Commercial | Energy Efficiency | Retail | New | Ceiling Insulation(R2 to R38) | 0.0003641 | 0.00083269 | 1.7842
Commercial | Energy Efficiency | Schools K-12 | New | Ceiling Insulation(R2 to R38) | 3.5703e-05 | 0.00080482 | 1.7842
Commercial | Energy Efficiency | Warehouse | New | Ceiling Insulation(R2 to R38) | 0.00015078 | 0.00026903 | 1.3287
Commercial | Energy Efficiency | Assembly | Existing | Ceiling Insulation(R30 to R38) | 5.3717e-07 | 1.2109e-05 | 0.026845
Commercial | Energy Efficiency | College and University | Existing | Ceiling Insulation(R30 to R38) | 1.1102e-05 | 6.5397e-06 | 0.026845
Commercial | Energy Efficiency | Grocery | Existing | Ceiling Insulation(R30 to R38) | 5.4782e-06 | 1.2529e-05 | 0.026845
Commercial | Energy Efficiency | Healthcare | Existing | Ceiling Insulation(R30 to R38) | 5.3717e-07 | 1.2109e-05 | 0.026845
Commercial | Energy Efficiency | Hospitals | Existing | Ceiling Insulation(R30 to R38) | 1.1102e-05 | 6.5397e-06 | 0.026845
Commercial | Energy Efficiency | Institutional | Existing | Ceiling Insulation(R30 to R38) | 5.3717e-07 | 1.2109e-05 | 0.026845
Commercial | Energy Efficiency | Lodging/Hospitality | Existing | Ceiling Insulation(R30 to R38) | 1.1102e-05 | 6.5397e-06 | 0.026845
Commercial | Energy Efficiency | Miscellaneous | Existing | Ceiling Insulation(R30 to R38) | 5.3717e-07 | 1.2109e-05 | 0.026845
Commercial | Energy Efficiency | Offices | Existing | Ceiling Insulation(R30 to R38) | 5.3717e-07 | 1.2109e-05 | 0.026845
Commercial | Energy Efficiency | Restaurants | Existing | Ceiling Insulation(R30 to R38) | 5.4782e-06 | 1.2529e-05 | 0.026845
Commercial | Energy Efficiency | Retail | Existing | Ceiling Insulation(R30 to R38) | 5.4782e-06 | 1.2529e-05 | 0.026845
Commercial | Energy Efficiency | Schools K-12 | Existing | Ceiling Insulation(R30 to R38) | 5.3717e-07 | 1.2109e-05 | 0.026845
Commercial | Energy Efficiency | Warehouse | Existing | Ceiling Insulation(R30 to R38) | 3.0463e-06 | 5.4353e-06 | 0.026845
Commercial | Energy Efficiency | Assembly | New | Ceiling Insulation(R30 to R38) | 5.2893e-07 | 1.1923e-05 | 0.026433
Commercial | Energy Efficiency | College and University | New | Ceiling Insulation(R30 to R38) | 1.0932e-05 | 6.4393e-06 | 0.026433
Commercial | Energy Efficiency | Grocery | New | Ceiling Insulation(R30 to R38) | 5.3941e-06 | 1.2336e-05 | 0.026433
Commercial | Energy Efficiency | Healthcare | New | Ceiling Insulation(R30 to R38) | 5.2893e-07 | 1.1923e-05 | 0.026433
Commercial | Energy Efficiency | Hospitals | New | Ceiling Insulation(R30 to R38) | 1.0932e-05 | 6.4393e-06 | 0.026433
Commercial | Energy Efficiency | Institutional | New | Ceiling Insulation(R30 to R38) | 5.2893e-07 | 1.1923e-05 | 0.026433
Commercial | Energy Efficiency | Lodging/Hospitality | New | Ceiling Insulation(R30 to R38) | 1.0932e-05 | 6.4393e-06 | 0.026433
Commercial | Energy Efficiency | Miscellaneous | New | Ceiling Insulation(R30 to R38) | 5.2893e-07 | 1.1923e-05 | 0.026433
Commercial | Energy Efficiency | Offices | New | Ceiling Insulation(R30 to R38) | 5.2893e-07 | 1.1923e-05 | 0.026433
Commercial | Energy Efficiency | Restaurants | New | Ceiling Insulation(R30 to R38) | 5.3941e-06 | 1.2336e-05 | 0.026433
Commercial | Energy Efficiency | Retail | New | Ceiling Insulation(R30 to R38) | 5.3941e-06 | 1.2336e-05 | 0.026433
Commercial | Energy Efficiency | Schools K-12 | New | Ceiling Insulation(R30 to R38) | 5.2893e-07 | 1.1923e-05 | 0.026433
Commercial | Energy Efficiency | Warehouse | New | Ceiling Insulation(R30 to R38) | 2.9995e-06 | 5.3518e-06 | 0.026433
Commercial | Energy Efficiency | Assembly | Existing | Chilled Water Controls Optimization | 1.0162 | 0.0010128 | 2504.9773
Commercial | Energy Efficiency | College and University | Existing | Chilled Water Controls Optimization | 1.8849 | 0.89883 | 8018.1238
Commercial | Energy Efficiency | Grocery | Existing | Chilled Water Controls Optimization | 0 | 0 | 0
Commercial | Energy Efficiency | Healthcare | Existing | Chilled Water Controls Optimization | 1.5513 | 0.0015461 | 3823.8816
Commercial | Energy Efficiency | Hospitals | Existing | Chilled Water Controls Optimization | 5.2206 | 2.4895 | 22207.3793
Commercial | Energy Efficiency | Institutional | Existing | Chilled Water Controls Optimization | 0.54895 | 0.0005471 | 1353.1094
Commercial | Energy Efficiency | Lodging/Hospitality | Existing | Chilled Water Controls Optimization | 4.2225 | 0.0042083 | 10408.106
Commercial | Energy Efficiency | Miscellaneous | Existing | Chilled Water Controls Optimization | 1.3075 | 0.0013031 | 3222.944
Commercial | Energy Efficiency | Offices | Existing | Chilled Water Controls Optimization | 1.3393 | 0.0013348 | 3301.1671
Commercial | Energy Efficiency | Restaurants | Existing | Chilled Water Controls Optimization | 1.6468 | 0.0016413 | 4059.3282
Commercial | Energy Efficiency | Retail | Existing | Chilled Water Controls Optimization | 1.2051 | 0.0012011 | 2970.5121
Commercial | Energy Efficiency | Schools K-12 | Existing | Chilled Water Controls Optimization | 0.9245 | 0.00092139 | 2278.8251
Commercial | Energy Efficiency | Warehouse | Existing | Chilled Water Controls Optimization | 0.35715 | 0.00035595 | 880.3386
Commercial | Energy Efficiency | Assembly | New | Chilled Water Controls Optimization | 1.0162 | 0.0010128 | 2504.9773
Commercial | Energy Efficiency | College and University | New | Chilled Water Controls Optimization | 1.8849 | 0.89883 | 8018.1238
Commercial | Energy Efficiency | Grocery | New | Chilled Water Controls Optimization | 0 | 0 | 0
Commercial | Energy Efficiency | Healthcare | New | Chilled Water Controls Optimization | 1.5513 | 0.0015461 | 3823.8816
Commercial | Energy Efficiency | Hospitals | New | Chilled Water Controls Optimization | 5.2206 | 2.4895 | 22207.3793
Commercial | Energy Efficiency | Institutional | New | Chilled Water Controls Optimization | 0.54895 | 0.0005471 | 1353.1094
Commercial | Energy Efficiency | Lodging/Hospitality | New | Chilled Water Controls Optimization | 4.2225 | 0.0042083 | 10408.106
Commercial | Energy Efficiency | Miscellaneous | New | Chilled Water Controls Optimization | 1.3075 | 0.0013031 | 3222.944
Commercial | Energy Efficiency | Offices | New | Chilled Water Controls Optimization | 1.3393 | 0.0013348 | 3301.1671
Commercial | Energy Efficiency | Restaurants | New | Chilled Water Controls Optimization | 1.6468 | 0.0016413 | 4059.3282
Commercial | Energy Efficiency | Retail | New | Chilled Water Controls Optimization | 1.2051 | 0.0012011 | 2970.5121
Commercial | Energy Efficiency | Schools K-12 | New | Chilled Water Controls Optimization | 0.9245 | 0.00092139 | 2278.8251
Commercial | Energy Efficiency | Warehouse | New | Chilled Water Controls Optimization | 0.35715 | 0.00035595 | 880.3386
Commercial | Energy Efficiency | Assembly | Existing | Chilled Water System - Variable Speed Drives | 1.0305 | 1.0305 | 9027.4109
Commercial | Energy Efficiency | College and University | Existing | Chilled Water System - Variable Speed Drives | 1.0305 | 1.0305 | 9027.4109
Commercial | Energy Efficiency | Grocery | Existing | Chilled Water System - Variable Speed Drives | 1.0305 | 1.0305 | 9027.4109
Commercial | Energy Efficiency | Healthcare | Existing | Chilled Water System - Variable Speed Drives | 1.0305 | 1.0305 | 9027.4109
Commercial | Energy Efficiency | Hospitals | Existing | Chilled Water System - Variable Speed Drives | 1.0305 | 1.0305 | 9027.4109
Commercial | Energy Efficiency | Institutional | Existing | Chilled Water System - Variable Speed Drives | 1.0305 | 1.0305 | 9027.4109
Commercial | Energy Efficiency | Lodging/Hospitality | Existing | Chilled Water System - Variable Speed Drives | 1.0305 | 1.0305 | 9027.4109
Commercial | Energy Efficiency | Miscellaneous | Existing | Chilled Water System - Variable Speed Drives | 1.0305 | 1.0305 | 9027.4109
Commercial | Energy Efficiency | Offices | Existing | Chilled Water System - Variable Speed Drives | 1.0305 | 1.0305 | 9027.4109
Commercial | Energy Efficiency | Restaurants | Existing | Chilled Water System - Variable Speed Drives | 1.0305 | 1.0305 | 9027.4109
Commercial | Energy Efficiency | Retail | Existing | Chilled Water System - Variable Speed Drives | 1.0305 | 1.0305 | 9027.4109
Commercial | Energy Efficiency | Schools K-12 | Existing | Chilled Water System - Variable Speed Drives | 1.0305 | 1.0305 | 9027.4109
Commercial | Energy Efficiency | Warehouse | Existing | Chilled Water System - Variable Speed Drives | 1.0305 | 1.0305 | 9027.4109
Commercial | Energy Efficiency | Assembly | New | Chilled Water System - Variable Speed Drives | 1.0305 | 1.0305 | 9027.4109
Commercial | Energy Efficiency | College and University | New | Chilled Water System - Variable Speed Drives | 1.0305 | 1.0305 | 9027.4109
Commercial | Energy Efficiency | Grocery | New | Chilled Water System - Variable Speed Drives | 1.0305 | 1.0305 | 9027.4109
Commercial | Energy Efficiency | Healthcare | New | Chilled Water System - Variable Speed Drives | 1.0305 | 1.0305 | 9027.4109
Commercial | Energy Efficiency | Hospitals | New | Chilled Water System - Variable Speed Drives | 1.0305 | 1.0305 | 9027.4109
Commercial | Energy Efficiency | Institutional | New | Chilled Water System - Variable Speed Drives | 1.0305 | 1.0305 | 9027.4109
Commercial | Energy Efficiency | Lodging/Hospitality | New | Chilled Water System - Variable Speed Drives | 1.0305 | 1.0305 | 9027.4109
Commercial | Energy Efficiency | Miscellaneous | New | Chilled Water System - Variable Speed Drives | 1.0305 | 1.0305 | 9027.4109
Commercial | Energy Efficiency | Offices | New | Chilled Water System - Variable Speed Drives | 1.0305 | 1.0305 | 9027.4109
Commercial | Energy Efficiency | Restaurants | New | Chilled Water System - Variable Speed Drives | 1.0305 | 1.0305 | 9027.4109
Commercial | Energy Efficiency | Retail | New | Chilled Water System - Variable Speed Drives | 1.0305 | 1.0305 | 9027.4109
Commercial | Energy Efficiency | Schools K-12 | New | Chilled Water System - Variable Speed Drives | 1.0305 | 1.0305 | 9027.4109
Commercial | Energy Efficiency | Warehouse | New | Chilled Water System - Variable Speed Drives | 1.0305 | 1.0305 | 9027.4109
Commercial | Energy Efficiency | Assembly | Existing | Cool Roof | 7.5697e-05 | 0 | 0.17819
Commercial | Energy Efficiency | College and University | Existing | Cool Roof | 7.5697e-05 | 0 | 0.17819
Commercial | Energy Efficiency | Grocery | Existing | Cool Roof | 7.5697e-05 | 0 | 0.17819
Commercial | Energy Efficiency | Healthcare | Existing | Cool Roof | 7.5697e-05 | 0 | 0.17819
Commercial | Energy Efficiency | Hospitals | Existing | Cool Roof | 7.5697e-05 | 0 | 0.17819
Commercial | Energy Efficiency | Institutional | Existing | Cool Roof | 7.5697e-05 | 0 | 0.17819
Commercial | Energy Efficiency | Lodging/Hospitality | Existing | Cool Roof | 0.00010041 | 0 | 0.17819
Commercial | Energy Efficiency | Miscellaneous | Existing | Cool Roof | 2.2991e-05 | 0 | 0.17819
Commercial | Energy Efficiency | Offices | Existing | Cool Roof | 7.5697e-05 | 0 | 0.17819
Commercial | Energy Efficiency | Restaurants | Existing | Cool Roof | 7.5697e-05 | 0 | 0.17819
Commercial | Energy Efficiency | Retail | Existing | Cool Roof | 7.5697e-05 | 0 | 0.17819
Commercial | Energy Efficiency | Schools K-12 | Existing | Cool Roof | 7.5697e-05 | 0 | 0.17819
Commercial | Energy Efficiency | Warehouse | Existing | Cool Roof | 2.2991e-05 | 0 | 0.17819
Commercial | Energy Efficiency | Assembly | New | Cool Roof | 7.5512e-05 | 0 | 0.17775
Commercial | Energy Efficiency | College and University | New | Cool Roof | 7.5512e-05 | 0 | 0.17775
Commercial | Energy Efficiency | Grocery | New | Cool Roof | 7.5512e-05 | 0 | 0.17775
Commercial | Energy Efficiency | Healthcare | New | Cool Roof | 7.5512e-05 | 0 | 0.17775
Commercial | Energy Efficiency | Hospitals | New | Cool Roof | 7.5512e-05 | 0 | 0.17775
Commercial | Energy Efficiency | Institutional | New | Cool Roof | 7.5512e-05 | 0 | 0.17775
Commercial | Energy Efficiency | Lodging/Hospitality | New | Cool Roof | 0.00010016 | 0 | 0.17775
Commercial | Energy Efficiency | Miscellaneous | New | Cool Roof | 2.2935e-05 | 0 | 0.17775
Commercial | Energy Efficiency | Offices | New | Cool Roof | 7.5512e-05 | 0 | 0.17775
Commercial | Energy Efficiency | Restaurants | New | Cool Roof | 7.5512e-05 | 0 | 0.17775
Commercial | Energy Efficiency | Retail | New | Cool Roof | 7.5512e-05 | 0 | 0.17775
Commercial | Energy Efficiency | Schools K-12 | New | Cool Roof | 7.5512e-05 | 0 | 0.17775
Commercial | Energy Efficiency | Warehouse | New | Cool Roof | 2.2935e-05 | 0 | 0.17775
Commercial | Energy Efficiency | Assembly | Existing | Dedicated Outdoor Air System on VRF unit | 0.24347 | 0.24609 | 800.1307
Commercial | Energy Efficiency | College and University | Existing | Dedicated Outdoor Air System on VRF unit | 0.1876 | 0.13783 | 884.2265
Commercial | Energy Efficiency | Grocery | Existing | Dedicated Outdoor Air System on VRF unit | 0.14569 | 0.14726 | 478.7875
Commercial | Energy Efficiency | Healthcare | Existing | Dedicated Outdoor Air System on VRF unit | 0.52396 | 0.52959 | 1721.9094
Commercial | Energy Efficiency | Hospitals | Existing | Dedicated Outdoor Air System on VRF unit | 0.49919 | 0.50455 | 1640.5025
Commercial | Energy Efficiency | Institutional | Existing | Dedicated Outdoor Air System on VRF unit | 0.1347 | 0.13614 | 442.6603
Commercial | Energy Efficiency | Lodging/Hospitality | Existing | Dedicated Outdoor Air System on VRF unit | 0.27644 | 0.2031 | 1302.9413
Commercial | Energy Efficiency | Miscellaneous | Existing | Dedicated Outdoor Air System on VRF unit | 0.13592 | 0.13738 | 446.692
Commercial | Energy Efficiency | Offices | Existing | Dedicated Outdoor Air System on VRF unit | 0.26883 | 0.27172 | 883.4693
Commercial | Energy Efficiency | Restaurants | Existing | Dedicated Outdoor Air System on VRF unit | 0.41437 | 0.41882 | 1361.7563
Commercial | Energy Efficiency | Retail | Existing | Dedicated Outdoor Air System on VRF unit | 0.31922 | 0.32265 | 1049.061
Commercial | Energy Efficiency | Schools K-12 | Existing | Dedicated Outdoor Air System on VRF unit | 0.27862 | 0.28162 | 915.6498
Commercial | Energy Efficiency | Warehouse | Existing | Dedicated Outdoor Air System on VRF unit | 0.062019 | 0.062685 | 203.814
Commercial | Energy Efficiency | Assembly | New | Dedicated Outdoor Air System on VRF unit | 0.24347 | 0.24609 | 800.1307
Commercial | Energy Efficiency | College and University | New | Dedicated Outdoor Air System on VRF unit | 0.1876 | 0.13783 | 884.2265
Commercial | Energy Efficiency | Grocery | New | Dedicated Outdoor Air System on VRF unit | 0.14569 | 0.14726 | 478.7875
Commercial | Energy Efficiency | Healthcare | New | Dedicated Outdoor Air System on VRF unit | 0.52396 | 0.52959 | 1721.9094
Commercial | Energy Efficiency | Hospitals | New | Dedicated Outdoor Air System on VRF unit | 0.49919 | 0.50455 | 1640.5025
Commercial | Energy Efficiency | Institutional | New | Dedicated Outdoor Air System on VRF unit | 0.1347 | 0.13614 | 442.6603
Commercial | Energy Efficiency | Lodging/Hospitality | New | Dedicated Outdoor Air System on VRF unit | 0.27644 | 0.2031 | 1302.9413
Commercial | Energy Efficiency | Miscellaneous | New | Dedicated Outdoor Air System on VRF unit | 0.13592 | 0.13738 | 446.692
Commercial | Energy Efficiency | Offices | New | Dedicated Outdoor Air System on VRF unit | 0.26883 | 0.27172 | 883.4693
Commercial | Energy Efficiency | Restaurants | New | Dedicated Outdoor Air System on VRF unit | 0.41437 | 0.41882 | 1361.7563
Commercial | Energy Efficiency | Retail | New | Dedicated Outdoor Air System on VRF unit | 0.31922 | 0.32265 | 1049.061
Commercial | Energy Efficiency | Schools K-12 | New | Dedicated Outdoor Air System on VRF unit | 0.27862 | 0.28162 | 915.6498
Commercial | Energy Efficiency | Warehouse | New | Dedicated Outdoor Air System on VRF unit | 0.062019 | 0.062685 | 203.814
Commercial | Energy Efficiency | Assembly | Existing | Destratification Fans | 0 | 0.14896 | 735.7157
Commercial | Energy Efficiency | College and University | Existing | Destratification Fans | 0 | 0.27098 | 1338.3629
Commercial | Energy Efficiency | Grocery | Existing | Destratification Fans | 0 | 0.097597 | 482.0318
Commercial | Energy Efficiency | Healthcare | Existing | Destratification Fans | 0 | 0.2441 | 1205.6288
Commercial | Energy Efficiency | Hospitals | Existing | Destratification Fans | 0 | 0.48202 | 2380.6816
Commercial | Energy Efficiency | Institutional | Existing | Destratification Fans | 0 | 0.053656 | 265.0099
Commercial | Energy Efficiency | Lodging/Hospitality | Existing | Destratification Fans | 0 | 0.080943 | 399.777
Commercial | Energy Efficiency | Miscellaneous | Existing | Destratification Fans | 0 | 0.1237 | 610.9687
Commercial | Energy Efficiency | Offices | Existing | Destratification Fans | 0 | 0.027093 | 133.8104
Commercial | Energy Efficiency | Restaurants | Existing | Destratification Fans | 0 | 0.21413 | 1057.5728
Commercial | Energy Efficiency | Retail | Existing | Destratification Fans | 0 | 0.25624 | 1265.5698
Commercial | Energy Efficiency | Schools K-12 | Existing | Destratification Fans | 0 | 0.8102 | 4001.5926
Commercial | Energy Efficiency | Warehouse | Existing | Destratification Fans | 0 | 0.088814 | 438.6558
Commercial | Energy Efficiency | Assembly | New | Destratification Fans | 0 | 0.14896 | 735.7157
Commercial | Energy Efficiency | College and University | New | Destratification Fans | 0 | 0.27098 | 1338.3629
Commercial | Energy Efficiency | Grocery | New | Destratification Fans | 0 | 0.097597 | 482.0318
Commercial | Energy Efficiency | Healthcare | New | Destratification Fans | 0 | 0.2441 | 1205.6288
Commercial | Energy Efficiency | Hospitals | New | Destratification Fans | 0 | 0.48202 | 2380.6816
Commercial | Energy Efficiency | Institutional | New | Destratification Fans | 0 | 0.053656 | 265.0099
Commercial | Energy Efficiency | Lodging/Hospitality | New | Destratification Fans | 0 | 0.080943 | 399.777
Commercial | Energy Efficiency | Miscellaneous | New | Destratification Fans | 0 | 0.1237 | 610.9687
Commercial | Energy Efficiency | Offices | New | Destratification Fans | 0 | 0.027093 | 133.8104
Commercial | Energy Efficiency | Restaurants | New | Destratification Fans | 0 | 0.21413 | 1057.5728
Commercial | Energy Efficiency | Retail | New | Destratification Fans | 0 | 0.25624 | 1265.5698
Commercial | Energy Efficiency | Schools K-12 | New | Destratification Fans | 0 | 0.8102 | 4001.5926
Commercial | Energy Efficiency | Warehouse | New | Destratification Fans | 0 | 0.088814 | 438.6558
Commercial | Energy Efficiency | Assembly | Existing | Duct Insulation | 0.26713 | 0.57411 | 983.3201
Commercial | Energy Efficiency | College and University | Existing | Duct Insulation | 1.5955 | 3.429 | 5872.9828
Commercial | Energy Efficiency | Grocery | Existing | Duct Insulation | 0.64315 | 1.3822 | 2367.4384
Commercial | Energy Efficiency | Healthcare | Existing | Duct Insulation | 1.1226 | 2.4127 | 4132.3741
Commercial | Energy Efficiency | Hospitals | Existing | Duct Insulation | 11.6976 | 25.1399 | 43058.6877
Commercial | Energy Efficiency | Institutional | Existing | Duct Insulation | 1.2978 | 2.7891 | 4777.0684
Commercial | Energy Efficiency | Lodging/Hospitality | Existing | Duct Insulation | 1.0646 | 2.288 | 3918.7435
Commercial | Energy Efficiency | Miscellaneous | Existing | Duct Insulation | 12.3725 | 26.5904 | 45543.0611
Commercial | Energy Efficiency | Offices | Existing | Duct Insulation | 0.92485 | 1.9876 | 3404.3613
Commercial | Energy Efficiency | Restaurants | Existing | Duct Insulation | 0.67017 | 1.4403 | 2466.8853
Commercial | Energy Efficiency | Retail | Existing | Duct Insulation | 0.29271 | 0.62909 | 1077.4754
Commercial | Energy Efficiency | Schools K-12 | Existing | Duct Insulation | 1.0939 | 2.351 | 4026.6263
Commercial | Energy Efficiency | Warehouse | Existing | Duct Insulation | 0.10867 | 0.23354 | 400.0066
Commercial | Energy Efficiency | Assembly | New | Duct Insulation | 0.26713 | 0.57411 | 983.3201
Commercial | Energy Efficiency | College and University | New | Duct Insulation | 1.5955 | 3.429 | 5872.9828
Commercial | Energy Efficiency | Grocery | New | Duct Insulation | 0.64315 | 1.3822 | 2367.4384
Commercial | Energy Efficiency | Healthcare | New | Duct Insulation | 1.1226 | 2.4127 | 4132.3741
Commercial | Energy Efficiency | Hospitals | New | Duct Insulation | 11.6976 | 25.1399 | 43058.6877
Commercial | Energy Efficiency | Institutional | New | Duct Insulation | 1.2978 | 2.7891 | 4777.0684
Commercial | Energy Efficiency | Lodging/Hospitality | New | Duct Insulation | 1.0646 | 2.288 | 3918.7435
Commercial | Energy Efficiency | Miscellaneous | New | Duct Insulation | 12.3725 | 26.5904 | 45543.0611
Commercial | Energy Efficiency | Offices | New | Duct Insulation | 0.92485 | 1.9876 | 3404.3613
Commercial | Energy Efficiency | Restaurants | New | Duct Insulation | 0.67017 | 1.4403 | 2466.8853
Commercial | Energy Efficiency | Retail | New | Duct Insulation | 0.29271 | 0.62909 | 1077.4754
Commercial | Energy Efficiency | Schools K-12 | New | Duct Insulation | 1.0939 | 2.351 | 4026.6263
Commercial | Energy Efficiency | Warehouse | New | Duct Insulation | 0.10867 | 0.23354 | 400.0066
Commercial | Energy Efficiency | Assembly | Existing | Duct Sealing Repair | 1.1367 | 4.0258 | 5769.3882
Commercial | Energy Efficiency | College and University | Existing | Duct Sealing Repair | 6.789 | 24.0448 | 34458.2784
Commercial | Energy Efficiency | Grocery | Existing | Duct Sealing Repair | 2.7367 | 9.6926 | 13890.361
Commercial | Energy Efficiency | Healthcare | Existing | Duct Sealing Repair | 4.7769 | 16.9185 | 24245.6858
Commercial | Energy Efficiency | Hospitals | Existing | Duct Sealing Repair | 49.7747 | 176.288 | 252636.2315
Commercial | Energy Efficiency | Institutional | Existing | Duct Sealing Repair | 5.5222 | 19.558 | 28028.271
Commercial | Energy Efficiency | Lodging/Hospitality | Existing | Duct Sealing Repair | 4.53 | 16.0439 | 22992.2611
Commercial | Energy Efficiency | Miscellaneous | Existing | Duct Sealing Repair | 52.6466 | 186.4593 | 267212.6796
Commercial | Energy Efficiency | Offices | Existing | Duct Sealing Repair | 3.9354 | 13.9379 | 19974.2506
Commercial | Energy Efficiency | Restaurants | Existing | Duct Sealing Repair | 2.8517 | 10.0998 | 14473.841
Commercial | Energy Efficiency | Retail | Existing | Duct Sealing Repair | 1.2455 | 4.4113 | 6321.8213
Commercial | Energy Efficiency | Schools K-12 | Existing | Duct Sealing Repair | 4.6547 | 16.4855 | 23625.2368
Commercial | Energy Efficiency | Warehouse | Existing | Duct Sealing Repair | 0.4624 | 1.6377 | 2346.9401
Commercial | Energy Efficiency | Assembly | New | Duct Sealing Repair | 1.1367 | 4.0258 | 5769.3882
Commercial | Energy Efficiency | College and University | New | Duct Sealing Repair | 6.789 | 24.0448 | 34458.2784
Commercial | Energy Efficiency | Grocery | New | Duct Sealing Repair | 2.7367 | 9.6926 | 13890.361
Commercial | Energy Efficiency | Healthcare | New | Duct Sealing Repair | 4.7769 | 16.9185 | 24245.6858
Commercial | Energy Efficiency | Hospitals | New | Duct Sealing Repair | 49.7747 | 176.288 | 252636.2315
Commercial | Energy Efficiency | Institutional | New | Duct Sealing Repair | 5.5222 | 19.558 | 28028.271
Commercial | Energy Efficiency | Lodging/Hospitality | New | Duct Sealing Repair | 4.53 | 16.0439 | 22992.2611
Commercial | Energy Efficiency | Miscellaneous | New | Duct Sealing Repair | 52.6466 | 186.4593 | 267212.6796
Commercial | Energy Efficiency | Offices | New | Duct Sealing Repair | 3.9354 | 13.9379 | 19974.2506
Commercial | Energy Efficiency | Restaurants | New | Duct Sealing Repair | 2.8517 | 10.0998 | 14473.841
Commercial | Energy Efficiency | Retail | New | Duct Sealing Repair | 1.2455 | 4.4113 | 6321.8213
Commercial | Energy Efficiency | Schools K-12 | New | Duct Sealing Repair | 4.6547 | 16.4855 | 23625.2368
Commercial | Energy Efficiency | Warehouse | New | Duct Sealing Repair | 0.4624 | 1.6377 | 2346.9401
Commercial | Energy Efficiency | Assembly | Existing | ECM Motors on Furnaces | 0 | 0 | 462.9948
Commercial | Energy Efficiency | College and University | Existing | ECM Motors on Furnaces | 0 | 0.070648 | 462.9948
Commercial | Energy Efficiency | Grocery | Existing | ECM Motors on Furnaces | 0 | 0.090908 | 796.3511
Commercial | Energy Efficiency | Healthcare | Existing | ECM Motors on Furnaces | 0 | 0 | 725.9759
Commercial | Energy Efficiency | Hospitals | Existing | ECM Motors on Furnaces | 0 | 0.12604 | 825.9828
Commercial | Energy Efficiency | Institutional | Existing | ECM Motors on Furnaces | 0 | 0 | 403.7315
Commercial | Energy Efficiency | Lodging/Hospitality | Existing | ECM Motors on Furnaces | 0 | 0.055813 | 488.9225
Commercial | Energy Efficiency | Miscellaneous | Existing | ECM Motors on Furnaces | 0 | 0 | 255.5731
Commercial | Energy Efficiency | Offices | Existing | ECM Motors on Furnaces | 0 | 0 | 270.389
Commercial | Energy Efficiency | Restaurants | Existing | ECM Motors on Furnaces | 0 | 0.19492 | 1707.525
Commercial | Energy Efficiency | Retail | Existing | ECM Motors on Furnaces | 0 | 0.1222 | 1070.4441
Commercial | Energy Efficiency | Schools K-12 | Existing | ECM Motors on Furnaces | 0 | 0 | 985.253
Commercial | Energy Efficiency | Warehouse | Existing | ECM Motors on Furnaces | 0 | 0 | 255.5731
Commercial | Energy Efficiency | Assembly | New | ECM Motors on Furnaces | 0 | 0 | 462.9948
Commercial | Energy Efficiency | College and University | New | ECM Motors on Furnaces | 0 | 0.070648 | 462.9948
Commercial | Energy Efficiency | Grocery | New | ECM Motors on Furnaces | 0 | 0.090908 | 796.3511
Commercial | Energy Efficiency | Healthcare | New | ECM Motors on Furnaces | 0 | 0 | 725.9759
Commercial | Energy Efficiency | Hospitals | New | ECM Motors on Furnaces | 0 | 0.12604 | 825.9828
Commercial | Energy Efficiency | Institutional | New | ECM Motors on Furnaces | 0 | 0 | 403.7315
Commercial | Energy Efficiency | Lodging/Hospitality | New | ECM Motors on Furnaces | 0 | 0.055813 | 488.9225
Commercial | Energy Efficiency | Miscellaneous | New | ECM Motors on Furnaces | 0 | 0 | 255.5731
Commercial | Energy Efficiency | Offices | New | ECM Motors on Furnaces | 0 | 0 | 270.389
Commercial | Energy Efficiency | Restaurants | New | ECM Motors on Furnaces | 0 | 0.19492 | 1707.525
Commercial | Energy Efficiency | Retail | New | ECM Motors on Furnaces | 0 | 0.1222 | 1070.4441
Commercial | Energy Efficiency | Schools K-12 | New | ECM Motors on Furnaces | 0 | 0 | 985.253
Commercial | Energy Efficiency | Warehouse | New | ECM Motors on Furnaces | 0 | 0 | 255.5731
Commercial | Energy Efficiency | Assembly | Existing | Energy Recovery Ventilation System (ERV) | 13.3127 | 11.3508 | 7397.8089
Commercial | Energy Efficiency | College and University | Existing | Energy Recovery Ventilation System (ERV) | 44.638 | 38.0597 | 24805.1607
Commercial | Energy Efficiency | Grocery | Existing | Energy Recovery Ventilation System (ERV) | 17.4579 | 14.8851 | 9701.2996
Commercial | Energy Efficiency | Healthcare | Existing | Energy Recovery Ventilation System (ERV) | 30.4729 | 25.9821 | 16933.6609
Commercial | Energy Efficiency | Hospitals | Existing | Energy Recovery Ventilation System (ERV) | 317.5226 | 270.7292 | 176446.0823
Commercial | Energy Efficiency | Institutional | Existing | Energy Recovery Ventilation System (ERV) | 35.227 | 30.0356 | 19575.4923
Commercial | Energy Efficiency | Lodging/Hospitality | Existing | Energy Recovery Ventilation System (ERV) | 28.8975 | 24.6389 | 16058.2446
Commercial | Energy Efficiency | Miscellaneous | Existing | Energy Recovery Ventilation System (ERV) | 335.8429 | 286.3496 | 186626.5586
Commercial | Energy Efficiency | Offices | Existing | Energy Recovery Ventilation System (ERV) | 15.4644 | 13.1854 | 8593.5069
Commercial | Energy Efficiency | Restaurants | Existing | Energy Recovery Ventilation System (ERV) | 19.9582 | 17.017 | 11090.6962
Commercial | Energy Efficiency | Retail | Existing | Energy Recovery Ventilation System (ERV) | 9.9809 | 8.51 | 5546.325
Commercial | Energy Efficiency | Schools K-12 | Existing | Energy Recovery Ventilation System (ERV) | 30.6046 | 26.0944 | 17006.8797
Commercial | Energy Efficiency | Warehouse | Existing | Energy Recovery Ventilation System (ERV) | 2.9497 | 2.515 | 1639.1488
Commercial | Energy Efficiency | Assembly | New | Energy Recovery Ventilation System (ERV) | 13.3127 | 11.3508 | 7397.8089
Commercial | Energy Efficiency | College and University | New | Energy Recovery Ventilation System (ERV) | 44.638 | 38.0597 | 24805.1607
Commercial | Energy Efficiency | Grocery | New | Energy Recovery Ventilation System (ERV) | 17.4579 | 14.8851 | 9701.2996
Commercial | Energy Efficiency | Healthcare | New | Energy Recovery Ventilation System (ERV) | 30.4729 | 25.9821 | 16933.6609
Commercial | Energy Efficiency | Hospitals | New | Energy Recovery Ventilation System (ERV) | 317.5226 | 270.7292 | 176446.0823
Commercial | Energy Efficiency | Institutional | New | Energy Recovery Ventilation System (ERV) | 35.227 | 30.0356 | 19575.4923
Commercial | Energy Efficiency | Lodging/Hospitality | New | Energy Recovery Ventilation System (ERV) | 28.8975 | 24.6389 | 16058.2446
Commercial | Energy Efficiency | Miscellaneous | New | Energy Recovery Ventilation System (ERV) | 335.8429 | 286.3496 | 186626.5586
Commercial | Energy Efficiency | Offices | New | Energy Recovery Ventilation System (ERV) | 15.4644 | 13.1854 | 8593.5069
Commercial | Energy Efficiency | Restaurants | New | Energy Recovery Ventilation System (ERV) | 19.9582 | 17.017 | 11090.6962
Commercial | Energy Efficiency | Retail | New | Energy Recovery Ventilation System (ERV) | 9.9809 | 8.51 | 5546.325
Commercial | Energy Efficiency | Schools K-12 | New | Energy Recovery Ventilation System (ERV) | 30.6046 | 26.0944 | 17006.8797
Commercial | Energy Efficiency | Warehouse | New | Energy Recovery Ventilation System (ERV) | 2.9497 | 2.515 | 1639.1488
Commercial | Energy Efficiency | Assembly | Existing | Facility Commissioning | 0 | 0 | 0
Commercial | Energy Efficiency | College and University | Existing | Facility Commissioning | 0 | 0 | 0
Commercial | Energy Efficiency | Grocery | Existing | Facility Commissioning | 0 | 0 | 0
Commercial | Energy Efficiency | Healthcare | Existing | Facility Commissioning | 0 | 0 | 0
Commercial | Energy Efficiency | Hospitals | Existing | Facility Commissioning | 0 | 0 | 0
Commercial | Energy Efficiency | Institutional | Existing | Facility Commissioning | 0 | 0 | 0
Commercial | Energy Efficiency | Lodging/Hospitality | Existing | Facility Commissioning | 0 | 0 | 0
Commercial | Energy Efficiency | Miscellaneous | Existing | Facility Commissioning | 0 | 0 | 0
Commercial | Energy Efficiency | Offices | Existing | Facility Commissioning | 0 | 0 | 0
Commercial | Energy Efficiency | Restaurants | Existing | Facility Commissioning | 0 | 0 | 0
Commercial | Energy Efficiency | Retail | Existing | Facility Commissioning | 0 | 0 | 0
Commercial | Energy Efficiency | Schools K-12 | Existing | Facility Commissioning | 0 | 0 | 0
Commercial | Energy Efficiency | Warehouse | Existing | Facility Commissioning | 0 | 0 | 0
Commercial | Energy Efficiency | Assembly | New | Facility Commissioning | 1.3944 | 0.13997 | 6489.3061
Commercial | Energy Efficiency | College and University | New | Facility Commissioning | 7.1769 | 5.9242 | 38758.0637
Commercial | Energy Efficiency | Grocery | New | Facility Commissioning | 3.3572 | 0.33698 | 15623.633
Commercial | Energy Efficiency | Healthcare | New | Facility Commissioning | 5.8599 | 0.5882 | 27271.1197
Commercial | Energy Efficiency | Hospitals | New | Facility Commissioning | 52.6188 | 43.4343 | 284160.7767
Commercial | Energy Efficiency | Institutional | New | Facility Commissioning | 6.7742 | 0.67996 | 31525.7048
Commercial | Energy Efficiency | Lodging/Hospitality | New | Facility Commissioning | 5.557 | 0.55779 | 25861.2898
Commercial | Energy Efficiency | Miscellaneous | New | Facility Commissioning | 64.5827 | 6.4826 | 300556.1084
Commercial | Energy Efficiency | Offices | New | Facility Commissioning | 4.8276 | 0.48457 | 22466.6847
Commercial | Energy Efficiency | Restaurants | New | Facility Commissioning | 3.4982 | 0.35113 | 16279.921
Commercial | Energy Efficiency | Retail | New | Facility Commissioning | 1.5279 | 0.15337 | 7110.6731
Commercial | Energy Efficiency | Schools K-12 | New | Facility Commissioning | 5.71 | 0.57315 | 26573.2496
Commercial | Energy Efficiency | Warehouse | New | Facility Commissioning | 0.56723 | 0.056937 | 2639.7968
Commercial | Energy Efficiency | Assembly | Existing | Facility Energy Management System | 3.8562 | 0.3316 | 18398.4231
Commercial | Energy Efficiency | College and University | Existing | Facility Energy Management System | 16.2679 | 14.0526 | 109886.5187
Commercial | Energy Efficiency | Grocery | Existing | Facility Energy Management System | 11.5595 | 5.3149 | 44295.9859
Commercial | Energy Efficiency | Healthcare | Existing | Facility Energy Management System | 16.2055 | 1.3935 | 77318.837
Commercial | Energy Efficiency | Hospitals | Existing | Facility Energy Management System | 119.2704 | 103.029 | 805650.1165
Commercial | Energy Efficiency | Institutional | Existing | Facility Energy Management System | 18.7338 | 1.6109 | 89381.399
Commercial | Energy Efficiency | Lodging/Hospitality | Existing | Facility Energy Management System | 19.134 | 8.7976 | 73321.6996
Commercial | Energy Efficiency | Miscellaneous | Existing | Facility Energy Management System | 178.6019 | 15.3582 | 852134.0156
Commercial | Energy Efficiency | Offices | Existing | Facility Energy Management System | 13.3506 | 1.148 | 63697.3454
Commercial | Energy Efficiency | Restaurants | Existing | Facility Energy Management System | 12.0451 | 5.5382 | 46156.6879
Commercial | Energy Efficiency | Retail | Existing | Facility Energy Management System | 5.261 | 2.419 | 20160.1173
Commercial | Energy Efficiency | Schools K-12 | Existing | Facility Energy Management System | 15.7908 | 1.3579 | 75340.2418
Commercial | Energy Efficiency | Warehouse | Existing | Facility Energy Management System | 1.5687 | 0.13489 | 7484.3286
Commercial | Energy Efficiency | Assembly | New | Facility Energy Management System | 3.8562 | 0.3316 | 18398.4231
Commercial | Energy Efficiency | College and University | New | Facility Energy Management System | 16.2679 | 14.0526 | 109886.5187
Commercial | Energy Efficiency | Grocery | New | Facility Energy Management System | 11.5595 | 5.3149 | 44295.9859
Commercial | Energy Efficiency | Healthcare | New | Facility Energy Management System | 16.2055 | 1.3935 | 77318.837
Commercial | Energy Efficiency | Hospitals | New | Facility Energy Management System | 119.2704 | 103.029 | 805650.1165
Commercial | Energy Efficiency | Institutional | New | Facility Energy Management System | 18.7338 | 1.6109 | 89381.399
Commercial | Energy Efficiency | Lodging/Hospitality | New | Facility Energy Management System | 19.134 | 8.7976 | 73321.6996
Commercial | Energy Efficiency | Miscellaneous | New | Facility Energy Management System | 178.6019 | 15.3582 | 852134.0156
Commercial | Energy Efficiency | Offices | New | Facility Energy Management System | 13.3506 | 1.148 | 63697.3454
Commercial | Energy Efficiency | Restaurants | New | Facility Energy Management System | 12.0451 | 5.5382 | 46156.6879
Commercial | Energy Efficiency | Retail | New | Facility Energy Management System | 5.261 | 2.419 | 20160.1173
Commercial | Energy Efficiency | Schools K-12 | New | Facility Energy Management System | 15.7908 | 1.3579 | 75340.2418
Commercial | Energy Efficiency | Warehouse | New | Facility Energy Management System | 1.5687 | 0.13489 | 7484.3286
Commercial | Energy Efficiency | Assembly | Existing | Floor Insulation | 1.3946e-06 | 3.1437e-05 | 0.069693
Commercial | Energy Efficiency | College and University | Existing | Floor Insulation | 2.8824e-05 | 1.6978e-05 | 0.069693
Commercial | Energy Efficiency | Grocery | Existing | Floor Insulation | 1.4222e-05 | 3.2526e-05 | 0.069693
Commercial | Energy Efficiency | Healthcare | Existing | Floor Insulation | 1.3946e-06 | 3.1437e-05 | 0.069693
Commercial | Energy Efficiency | Hospitals | Existing | Floor Insulation | 2.8824e-05 | 1.6978e-05 | 0.069693
Commercial | Energy Efficiency | Institutional | Existing | Floor Insulation | 1.3946e-06 | 3.1437e-05 | 0.069693
Commercial | Energy Efficiency | Lodging/Hospitality | Existing | Floor Insulation | 2.8824e-05 | 1.6978e-05 | 0.069693
Commercial | Energy Efficiency | Miscellaneous | Existing | Floor Insulation | 1.3946e-06 | 3.1437e-05 | 0.069693
Commercial | Energy Efficiency | Offices | Existing | Floor Insulation | 1.3946e-06 | 3.1437e-05 | 0.069693
Commercial | Energy Efficiency | Restaurants | Existing | Floor Insulation | 1.4222e-05 | 3.2526e-05 | 0.069693
Commercial | Energy Efficiency | Retail | Existing | Floor Insulation | 1.4222e-05 | 3.2526e-05 | 0.069693
Commercial | Energy Efficiency | Schools K-12 | Existing | Floor Insulation | 1.3946e-06 | 3.1437e-05 | 0.069693
Commercial | Energy Efficiency | Warehouse | Existing | Floor Insulation | 7.9086e-06 | 1.4111e-05 | 0.069693
Commercial | Energy Efficiency | Assembly | New | Floor Insulation | 1.3732e-06 | 3.0955e-05 | 0.068623
Commercial | Energy Efficiency | College and University | New | Floor Insulation | 2.8381e-05 | 1.6718e-05 | 0.068623
Commercial | Energy Efficiency | Grocery | New | Floor Insulation | 1.4004e-05 | 3.2027e-05 | 0.068623
Commercial | Energy Efficiency | Healthcare | New | Floor Insulation | 1.3732e-06 | 3.0955e-05 | 0.068623
Commercial | Energy Efficiency | Hospitals | New | Floor Insulation | 2.8381e-05 | 1.6718e-05 | 0.068623
Commercial | Energy Efficiency | Institutional | New | Floor Insulation | 1.3732e-06 | 3.0955e-05 | 0.068623
Commercial | Energy Efficiency | Lodging/Hospitality | New | Floor Insulation | 2.8381e-05 | 1.6718e-05 | 0.068623
Commercial | Energy Efficiency | Miscellaneous | New | Floor Insulation | 1.3732e-06 | 3.0955e-05 | 0.068623
Commercial | Energy Efficiency | Offices | New | Floor Insulation | 1.3732e-06 | 3.0955e-05 | 0.068623
Commercial | Energy Efficiency | Restaurants | New | Floor Insulation | 1.4004e-05 | 3.2027e-05 | 0.068623
Commercial | Energy Efficiency | Retail | New | Floor Insulation | 1.4004e-05 | 3.2027e-05 | 0.068623
Commercial | Energy Efficiency | Schools K-12 | New | Floor Insulation | 1.3732e-06 | 3.0955e-05 | 0.068623
Commercial | Energy Efficiency | Warehouse | New | Floor Insulation | 7.7872e-06 | 1.3894e-05 | 0.068623
Commercial | Energy Efficiency | Assembly | Existing | Green Roof | 6.8973e-05 | 0 | 0.16236
Commercial | Energy Efficiency | College and University | Existing | Green Roof | 6.8973e-05 | 0 | 0.16236
Commercial | Energy Efficiency | Grocery | Existing | Green Roof | 6.8973e-05 | 0 | 0.16236
Commercial | Energy Efficiency | Healthcare | Existing | Green Roof | 6.8973e-05 | 0 | 0.16236
Commercial | Energy Efficiency | Hospitals | Existing | Green Roof | 6.8973e-05 | 0 | 0.16236
Commercial | Energy Efficiency | Institutional | Existing | Green Roof | 6.8973e-05 | 0 | 0.16236
Commercial | Energy Efficiency | Lodging/Hospitality | Existing | Green Roof | 9.149e-05 | 0 | 0.16236
Commercial | Energy Efficiency | Miscellaneous | Existing | Green Roof | 2.0949e-05 | 0 | 0.16236
Commercial | Energy Efficiency | Offices | Existing | Green Roof | 6.8973e-05 | 0 | 0.16236
Commercial | Energy Efficiency | Restaurants | Existing | Green Roof | 6.8973e-05 | 0 | 0.16236
Commercial | Energy Efficiency | Retail | Existing | Green Roof | 6.8973e-05 | 0 | 0.16236
Commercial | Energy Efficiency | Schools K-12 | Existing | Green Roof | 6.8973e-05 | 0 | 0.16236
Commercial | Energy Efficiency | Warehouse | Existing | Green Roof | 2.0949e-05 | 0 | 0.16236
Commercial | Energy Efficiency | Assembly | New | Green Roof | 6.7635e-05 | 0 | 0.15921
Commercial | Energy Efficiency | College and University | New | Green Roof | 6.7635e-05 | 0 | 0.15921
Commercial | Energy Efficiency | Grocery | New | Green Roof | 6.7635e-05 | 0 | 0.15921
Commercial | Energy Efficiency | Healthcare | New | Green Roof | 6.7635e-05 | 0 | 0.15921
Commercial | Energy Efficiency | Hospitals | New | Green Roof | 6.7635e-05 | 0 | 0.15921
Commercial | Energy Efficiency | Institutional | New | Green Roof | 6.7635e-05 | 0 | 0.15921
Commercial | Energy Efficiency | Lodging/Hospitality | New | Green Roof | 8.9714e-05 | 0 | 0.15921
Commercial | Energy Efficiency | Miscellaneous | New | Green Roof | 2.0542e-05 | 0 | 0.15921
Commercial | Energy Efficiency | Offices | New | Green Roof | 6.7635e-05 | 0 | 0.15921
Commercial | Energy Efficiency | Restaurants | New | Green Roof | 6.7635e-05 | 0 | 0.15921
Commercial | Energy Efficiency | Retail | New | Green Roof | 6.7635e-05 | 0 | 0.15921
Commercial | Energy Efficiency | Schools K-12 | New | Green Roof | 6.7635e-05 | 0 | 0.15921
Commercial | Energy Efficiency | Warehouse | New | Green Roof | 2.0542e-05 | 0 | 0.15921
Commercial | Energy Efficiency | Assembly | Existing | Hotel Card Energy Control Systems | 0 | 0 | 0
Commercial | Energy Efficiency | College and University | Existing | Hotel Card Energy Control Systems | 0 | 0 | 0
Commercial | Energy Efficiency | Grocery | Existing | Hotel Card Energy Control Systems | 0 | 0 | 0
Commercial | Energy Efficiency | Healthcare | Existing | Hotel Card Energy Control Systems | 0 | 0 | 0
Commercial | Energy Efficiency | Hospitals | Existing | Hotel Card Energy Control Systems | 0 | 0 | 0
Commercial | Energy Efficiency | Institutional | Existing | Hotel Card Energy Control Systems | 0 | 0 | 0
Commercial | Energy Efficiency | Lodging/Hospitality | Existing | Hotel Card Energy Control Systems | 0.0044883 | -0.016893 | 561.42
Commercial | Energy Efficiency | Miscellaneous | Existing | Hotel Card Energy Control Systems | 0 | 0 | 0
Commercial | Energy Efficiency | Offices | Existing | Hotel Card Energy Control Systems | 0 | 0 | 0
Commercial | Energy Efficiency | Restaurants | Existing | Hotel Card Energy Control Systems | 0 | 0 | 0
Commercial | Energy Efficiency | Retail | Existing | Hotel Card Energy Control Systems | 0 | 0 | 0
Commercial | Energy Efficiency | Schools K-12 | Existing | Hotel Card Energy Control Systems | 0 | 0 | 0
Commercial | Energy Efficiency | Warehouse | Existing | Hotel Card Energy Control Systems | 0 | 0 | 0
Commercial | Energy Efficiency | Assembly | New | Hotel Card Energy Control Systems | 0 | 0 | 0
Commercial | Energy Efficiency | College and University | New | Hotel Card Energy Control Systems | 0 | 0 | 0
Commercial | Energy Efficiency | Grocery | New | Hotel Card Energy Control Systems | 0 | 0 | 0
Commercial | Energy Efficiency | Healthcare | New | Hotel Card Energy Control Systems | 0 | 0 | 0
Commercial | Energy Efficiency | Hospitals | New | Hotel Card Energy Control Systems | 0 | 0 | 0
Commercial | Energy Efficiency | Institutional | New | Hotel Card Energy Control Systems | 0 | 0 | 0
Commercial | Energy Efficiency | Lodging/Hospitality | New | Hotel Card Energy Control Systems | 0.0044883 | -0.016893 | 561.42
Commercial | Energy Efficiency | Miscellaneous | New | Hotel Card Energy Control Systems | 0 | 0 | 0
Commercial | Energy Efficiency | Offices | New | Hotel Card Energy Control Systems | 0 | 0 | 0
Commercial | Energy Efficiency | Restaurants | New | Hotel Card Energy Control Systems | 0 | 0 | 0
Commercial | Energy Efficiency | Retail | New | Hotel Card Energy Control Systems | 0 | 0 | 0
Commercial | Energy Efficiency | Schools K-12 | New | Hotel Card Energy Control Systems | 0 | 0 | 0
Commercial | Energy Efficiency | Warehouse | New | Hotel Card Energy Control Systems | 0 | 0 | 0
Commercial | Energy Efficiency | Assembly | Existing | HVAC tune-up | 0.032828 | 0.0059761 | 165.3541
Commercial | Energy Efficiency | College and University | Existing | HVAC tune-up | 0.069331 | 0.023434 | 183.4457
Commercial | Energy Efficiency | Grocery | Existing | HVAC tune-up | 0.018135 | 0.0033013 | 91.3433
Commercial | Energy Efficiency | Healthcare | Existing | HVAC tune-up | 0.12637 | 0.015344 | 359.8065
Commercial | Energy Efficiency | Hospitals | Existing | HVAC tune-up | 0.12881 | 0.043539 | 340.8294
Commercial | Energy Efficiency | Institutional | Existing | HVAC tune-up | 0.017733 | 0.0032281 | 89.3191
Commercial | Energy Efficiency | Lodging/Hospitality | Existing | HVAC tune-up | 0.095936 | 0.011648 | 273.1443
Commercial | Energy Efficiency | Miscellaneous | Existing | HVAC tune-up | 0.018336 | 0.0033378 | 92.3554
Commercial | Energy Efficiency | Offices | Existing | HVAC tune-up | 0.036948 | 0.006726 | 186.1025
Commercial | Energy Efficiency | Restaurants | Existing | HVAC tune-up | 0.053199 | 0.0096843 | 267.9572
Commercial | Energy Efficiency | Retail | Existing | HVAC tune-up | 0.041695 | 0.0075902 | 210.0137
Commercial | Energy Efficiency | Schools K-12 | Existing | HVAC tune-up | 0.036244 | 0.006598 | 182.5601
Commercial | Energy Efficiency | Warehouse | Existing | HVAC tune-up | 0.0079622 | 0.0014494 | 40.105
Commercial | Energy Efficiency | Assembly | New | HVAC tune-up | 0.032828 | 0.0059761 | 165.3541
Commercial | Energy Efficiency | College and University | New | HVAC tune-up | 0.069331 | 0.023434 | 183.4457
Commercial | Energy Efficiency | Grocery | New | HVAC tune-up | 0.018135 | 0.0033013 | 91.3433
Commercial | Energy Efficiency | Healthcare | New | HVAC tune-up | 0.12637 | 0.015344 | 359.8065
Commercial | Energy Efficiency | Hospitals | New | HVAC tune-up | 0.12881 | 0.043539 | 340.8294
Commercial | Energy Efficiency | Institutional | New | HVAC tune-up | 0.017733 | 0.0032281 | 89.3191
Commercial | Energy Efficiency | Lodging/Hospitality | New | HVAC tune-up | 0.095936 | 0.011648 | 273.1443
Commercial | Energy Efficiency | Miscellaneous | New | HVAC tune-up | 0.018336 | 0.0033378 | 92.3554
Commercial | Energy Efficiency | Offices | New | HVAC tune-up | 0.036948 | 0.006726 | 186.1025
Commercial | Energy Efficiency | Restaurants | New | HVAC tune-up | 0.053199 | 0.0096843 | 267.9572
Commercial | Energy Efficiency | Retail | New | HVAC tune-up | 0.041695 | 0.0075902 | 210.0137
Commercial | Energy Efficiency | Schools K-12 | New | HVAC tune-up | 0.036244 | 0.006598 | 182.5601
Commercial | Energy Efficiency | Warehouse | New | HVAC tune-up | 0.0079622 | 0.0014494 | 40.105
Commercial | Energy Efficiency | Assembly | Existing | HVAC tune-up_RTU | 0.15571 | 0.028346 | 784.3099
Commercial | Energy Efficiency | College and University | Existing | HVAC tune-up_RTU | 0.32885 | 0.11115 | 870.122
Commercial | Energy Efficiency | Grocery | Existing | HVAC tune-up_RTU | 0.086017 | 0.015659 | 433.2607
Commercial | Energy Efficiency | Healthcare | Existing | HVAC tune-up_RTU | 0.59942 | 0.072781 | 1706.6392
Commercial | Energy Efficiency | Hospitals | Existing | HVAC tune-up_RTU | 0.61098 | 0.20652 | 1616.6266
Commercial | Energy Efficiency | Institutional | Existing | HVAC tune-up_RTU | 0.084111 | 0.015312 | 423.6594
Commercial | Energy Efficiency | Lodging/Hospitality | Existing | HVAC tune-up_RTU | 0.45505 | 0.055251 | 1295.5816
Commercial | Energy Efficiency | Miscellaneous | Existing | HVAC tune-up_RTU | 0.08697 | 0.015832 | 438.0614
Commercial | Energy Efficiency | Offices | Existing | HVAC tune-up_RTU | 0.17525 | 0.031903 | 882.7237
Commercial | Energy Efficiency | Restaurants | Existing | HVAC tune-up_RTU | 0.25233 | 0.045935 | 1270.9781
Commercial | Energy Efficiency | Retail | Existing | HVAC tune-up_RTU | 0.19777 | 0.036002 | 996.1396
Commercial | Energy Efficiency | Schools K-12 | Existing | HVAC tune-up_RTU | 0.17191 | 0.031296 | 865.9214
Commercial | Energy Efficiency | Warehouse | Existing | HVAC tune-up_RTU | 0.037766 | 0.006875 | 190.2267
Commercial | Energy Efficiency | Assembly | New | HVAC tune-up_RTU | 0.15571 | 0.028346 | 784.3099
Commercial | Energy Efficiency | College and University | New | HVAC tune-up_RTU | 0.32885 | 0.11115 | 870.122
Commercial | Energy Efficiency | Grocery | New | HVAC tune-up_RTU | 0.086017 | 0.015659 | 433.2607
Commercial | Energy Efficiency | Healthcare | New | HVAC tune-up_RTU | 0.59942 | 0.072781 | 1706.6392
Commercial | Energy Efficiency | Hospitals | New | HVAC tune-up_RTU | 0.61098 | 0.20652 | 1616.6266
Commercial | Energy Efficiency | Institutional | New | HVAC tune-up_RTU | 0.084111 | 0.015312 | 423.6594
Commercial | Energy Efficiency | Lodging/Hospitality | New | HVAC tune-up_RTU | 0.45505 | 0.055251 | 1295.5816
Commercial | Energy Efficiency | Miscellaneous | New | HVAC tune-up_RTU | 0.08697 | 0.015832 | 438.0614
Commercial | Energy Efficiency | Offices | New | HVAC tune-up_RTU | 0.17525 | 0.031903 | 882.7237
Commercial | Energy Efficiency | Restaurants | New | HVAC tune-up_RTU | 0.25233 | 0.045935 | 1270.9781
Commercial | Energy Efficiency | Retail | New | HVAC tune-up_RTU | 0.19777 | 0.036002 | 996.1396
Commercial | Energy Efficiency | Schools K-12 | New | HVAC tune-up_RTU | 0.17191 | 0.031296 | 865.9214
Commercial | Energy Efficiency | Warehouse | New | HVAC tune-up_RTU | 0.037766 | 0.006875 | 190.2267
Commercial | Energy Efficiency | Assembly | Existing | Infiltration Reduction - Air Sealing | 7.4994e-06 | 2.2269e-05 | 0.033904
Commercial | Energy Efficiency | College and University | Existing | Infiltration Reduction - Air Sealing | 3.6634e-06 | 1.0878e-05 | 0.016562
Commercial | Energy Efficiency | Grocery | Existing | Infiltration Reduction - Air Sealing | 2.5502e-05 | 7.5728e-05 | 0.11529
Commercial | Energy Efficiency | Healthcare | Existing | Infiltration Reduction - Air Sealing | 7.1062e-06 | 2.1101e-05 | 0.032126
Commercial | Energy Efficiency | Hospitals | Existing | Infiltration Reduction - Air Sealing | 3.6759e-06 | 1.0915e-05 | 0.016618
Commercial | Energy Efficiency | Institutional | Existing | Infiltration Reduction - Air Sealing | 2.2934e-05 | 6.8102e-05 | 0.10368
Commercial | Energy Efficiency | Lodging/Hospitality | Existing | Infiltration Reduction - Air Sealing | 1.7253e-05 | 5.1231e-05 | 0.077996
Commercial | Energy Efficiency | Miscellaneous | Existing | Infiltration Reduction - Air Sealing | 4.5842e-06 | 1.3612e-05 | 0.020724
Commercial | Energy Efficiency | Offices | Existing | Infiltration Reduction - Air Sealing | 3.3283e-05 | 9.8832e-05 | 0.15047
Commercial | Energy Efficiency | Restaurants | Existing | Infiltration Reduction - Air Sealing | 2.4745e-05 | 7.348e-05 | 0.11187
Commercial | Energy Efficiency | Retail | Existing | Infiltration Reduction - Air Sealing | 1.081e-05 | 3.2099e-05 | 0.048869
Commercial | Energy Efficiency | Schools K-12 | Existing | Infiltration Reduction - Air Sealing | 2.4687e-06 | 7.3307e-06 | 0.011161
Commercial | Energy Efficiency | Warehouse | Existing | Infiltration Reduction - Air Sealing | 6.8266e-06 | 2.0271e-05 | 0.030862
Commercial | Energy Efficiency | Assembly | New | Infiltration Reduction - Air Sealing | 7.3843e-06 | 2.1927e-05 | 0.033383
Commercial | Energy Efficiency | College and University | New | Infiltration Reduction - Air Sealing | 3.6071e-06 | 1.0711e-05 | 0.016307
Commercial | Energy Efficiency | Grocery | New | Infiltration Reduction - Air Sealing | 2.5111e-05 | 7.4565e-05 | 0.11352
Commercial | Energy Efficiency | Healthcare | New | Infiltration Reduction - Air Sealing | 6.9971e-06 | 2.0778e-05 | 0.031633
Commercial | Energy Efficiency | Hospitals | New | Infiltration Reduction - Air Sealing | 3.6195e-06 | 1.0748e-05 | 0.016363
Commercial | Energy Efficiency | Institutional | New | Infiltration Reduction - Air Sealing | 2.2582e-05 | 6.7056e-05 | 0.10209
Commercial | Energy Efficiency | Lodging/Hospitality | New | Infiltration Reduction - Air Sealing | 1.6988e-05 | 5.0444e-05 | 0.076799
Commercial | Energy Efficiency | Miscellaneous | New | Infiltration Reduction - Air Sealing | 4.5138e-06 | 1.3404e-05 | 0.020406
Commercial | Energy Efficiency | Offices | New | Infiltration Reduction - Air Sealing | 3.2772e-05 | 9.7315e-05 | 0.14816
Commercial | Energy Efficiency | Restaurants | New | Infiltration Reduction - Air Sealing | 2.4365e-05 | 7.2352e-05 | 0.11015
Commercial | Energy Efficiency | Retail | New | Infiltration Reduction - Air Sealing | 1.0644e-05 | 3.1606e-05 | 0.048119
Commercial | Energy Efficiency | Schools K-12 | New | Infiltration Reduction - Air Sealing | 2.4308e-06 | 7.2182e-06 | 0.010989
Commercial | Energy Efficiency | Warehouse | New | Infiltration Reduction - Air Sealing | 6.7218e-06 | 1.996e-05 | 0.030388
Commercial | Energy Efficiency | Assembly | Existing | Low U-Value Windows | 0.12991 | 0.0014526 | 349.5006
Commercial | Energy Efficiency | College and University | Existing | Low U-Value Windows | 0.12991 | 0.0014526 | 349.5006
Commercial | Energy Efficiency | Grocery | Existing | Low U-Value Windows | 0.12991 | 0.0014526 | 349.5006
Commercial | Energy Efficiency | Healthcare | Existing | Low U-Value Windows | 0.12991 | 0.0014526 | 349.5006
Commercial | Energy Efficiency | Hospitals | Existing | Low U-Value Windows | 0.12991 | 0.0014526 | 349.5006
Commercial | Energy Efficiency | Institutional | Existing | Low U-Value Windows | 0.12991 | 0.0014526 | 349.5006
Commercial | Energy Efficiency | Lodging/Hospitality | Existing | Low U-Value Windows | 0.15422 | -0.034707 | 349.5006
Commercial | Energy Efficiency | Miscellaneous | Existing | Low U-Value Windows | 0.12032 | -0.020318 | 349.5006
Commercial | Energy Efficiency | Offices | Existing | Low U-Value Windows | 0.12991 | 0.0014526 | 349.5006
Commercial | Energy Efficiency | Restaurants | Existing | Low U-Value Windows | 0.12991 | 0.0014526 | 349.5006
Commercial | Energy Efficiency | Retail | Existing | Low U-Value Windows | 0.12991 | 0.0014526 | 349.5006
Commercial | Energy Efficiency | Schools K-12 | Existing | Low U-Value Windows | 0.12991 | 0.0014526 | 349.5006
Commercial | Energy Efficiency | Warehouse | Existing | Low U-Value Windows | 0.12032 | -0.020318 | 349.5006
Commercial | Energy Efficiency | Assembly | New | Low U-Value Windows | 0.016945 | 0.00018946 | 45.587
Commercial | Energy Efficiency | College and University | New | Low U-Value Windows | 0.016945 | 0.00018946 | 45.587
Commercial | Energy Efficiency | Grocery | New | Low U-Value Windows | 0.016945 | 0.00018946 | 45.587
Commercial | Energy Efficiency | Healthcare | New | Low U-Value Windows | 0.016945 | 0.00018946 | 45.587
Commercial | Energy Efficiency | Hospitals | New | Low U-Value Windows | 0.016945 | 0.00018946 | 45.587
Commercial | Energy Efficiency | Institutional | New | Low U-Value Windows | 0.016945 | 0.00018946 | 45.587
Commercial | Energy Efficiency | Lodging/Hospitality | New | Low U-Value Windows | 0.020116 | -0.004527 | 45.587
Commercial | Energy Efficiency | Miscellaneous | New | Low U-Value Windows | 0.015694 | -0.0026501 | 45.587
Commercial | Energy Efficiency | Offices | New | Low U-Value Windows | 0.016945 | 0.00018946 | 45.587
Commercial | Energy Efficiency | Restaurants | New | Low U-Value Windows | 0.016945 | 0.00018946 | 45.587
Commercial | Energy Efficiency | Retail | New | Low U-Value Windows | 0.016945 | 0.00018946 | 45.587
Commercial | Energy Efficiency | Schools K-12 | New | Low U-Value Windows | 0.016945 | 0.00018946 | 45.587
Commercial | Energy Efficiency | Warehouse | New | Low U-Value Windows | 0.015694 | -0.0026501 | 45.587
Commercial | Energy Efficiency | Assembly | Existing | Programmable Thermostat | 0.020551 | -0.2844 | 1730.8165
Commercial | Energy Efficiency | College and University | Existing | Programmable Thermostat | 0.86408 | 0.25527 | 10337.4835
Commercial | Energy Efficiency | Grocery | Existing | Programmable Thermostat | 1.5442 | -0.0029304 | 4167.1083
Commercial | Energy Efficiency | Healthcare | Existing | Programmable Thermostat | 0.086367 | -1.1952 | 7273.7057
Commercial | Energy Efficiency | Hospitals | Existing | Programmable Thermostat | 6.3351 | 1.8716 | 75790.8694
Commercial | Energy Efficiency | Institutional | Existing | Programmable Thermostat | 0.099841 | -1.3816 | 8408.4813
Commercial | Energy Efficiency | Lodging/Hospitality | Existing | Programmable Thermostat | -0.22094 | 20.6086 | 6897.6783
Commercial | Energy Efficiency | Miscellaneous | Existing | Programmable Thermostat | 0.95185 | -13.172 | 80163.8039
Commercial | Energy Efficiency | Offices | Existing | Programmable Thermostat | 0.071151 | -0.98461 | 5992.2752
Commercial | Energy Efficiency | Restaurants | Existing | Programmable Thermostat | 1.6091 | -0.0030535 | 4342.1523
Commercial | Energy Efficiency | Retail | Existing | Programmable Thermostat | 0.70282 | -0.0013337 | 1896.5464
Commercial | Energy Efficiency | Schools K-12 | Existing | Programmable Thermostat | 0.084157 | -1.1646 | 7087.571
Commercial | Energy Efficiency | Warehouse | Existing | Programmable Thermostat | 0.0083602 | -0.11569 | 704.082
Commercial | Energy Efficiency | Assembly | New | Programmable Thermostat | 0.020551 | -0.2844 | 1730.8165
Commercial | Energy Efficiency | College and University | New | Programmable Thermostat | 0.86408 | 0.25527 | 10337.4835
Commercial | Energy Efficiency | Grocery | New | Programmable Thermostat | 1.5442 | -0.0029304 | 4167.1083
Commercial | Energy Efficiency | Healthcare | New | Programmable Thermostat | 0.086367 | -1.1952 | 7273.7057
Commercial | Energy Efficiency | Hospitals | New | Programmable Thermostat | 6.3351 | 1.8716 | 75790.8694
Commercial | Energy Efficiency | Institutional | New | Programmable Thermostat | 0.099841 | -1.3816 | 8408.4813
Commercial | Energy Efficiency | Lodging/Hospitality | New | Programmable Thermostat | -0.22094 | 20.6086 | 6897.6783
Commercial | Energy Efficiency | Miscellaneous | New | Programmable Thermostat | 0.95185 | -13.172 | 80163.8039
Commercial | Energy Efficiency | Offices | New | Programmable Thermostat | 0.071151 | -0.98461 | 5992.2752
Commercial | Energy Efficiency | Restaurants | New | Programmable Thermostat | 1.6091 | -0.0030535 | 4342.1523
Commercial | Energy Efficiency | Retail | New | Programmable Thermostat | 0.70282 | -0.0013337 | 1896.5464
Commercial | Energy Efficiency | Schools K-12 | New | Programmable Thermostat | 0.084157 | -1.1646 | 7087.571
Commercial | Energy Efficiency | Warehouse | New | Programmable Thermostat | 0.0083602 | -0.11569 | 704.082
Commercial | Energy Efficiency | Assembly | Existing | Roof Insulation | 5.3158e-06 | 0.00011983 | 0.26565
Commercial | Energy Efficiency | College and University | Existing | Roof Insulation | 0.00010987 | 6.4716e-05 | 0.26565
Commercial | Energy Efficiency | Grocery | Existing | Roof Insulation | 5.4212e-05 | 0.00012398 | 0.26565
Commercial | Energy Efficiency | Healthcare | Existing | Roof Insulation | 5.3158e-06 | 0.00011983 | 0.26565
Commercial | Energy Efficiency | Hospitals | Existing | Roof Insulation | 0.00010987 | 6.4716e-05 | 0.26565
Commercial | Energy Efficiency | Institutional | Existing | Roof Insulation | 5.3158e-06 | 0.00011983 | 0.26565
Commercial | Energy Efficiency | Lodging/Hospitality | Existing | Roof Insulation | 0.00010987 | 6.4716e-05 | 0.26565
Commercial | Energy Efficiency | Miscellaneous | Existing | Roof Insulation | 5.3158e-06 | 0.00011983 | 0.26565
Commercial | Energy Efficiency | Offices | Existing | Roof Insulation | 5.3158e-06 | 0.00011983 | 0.26565
Commercial | Energy Efficiency | Restaurants | Existing | Roof Insulation | 5.4212e-05 | 0.00012398 | 0.26565
Commercial | Energy Efficiency | Retail | Existing | Roof Insulation | 5.4212e-05 | 0.00012398 | 0.26565
Commercial | Energy Efficiency | Schools K-12 | Existing | Roof Insulation | 5.3158e-06 | 0.00011983 | 0.26565
Commercial | Energy Efficiency | Warehouse | Existing | Roof Insulation | 3.0145e-05 | 5.3786e-05 | 0.26565
Commercial | Energy Efficiency | Assembly | New | Roof Insulation | 2.6171e-06 | 5.8995e-05 | 0.13079
Commercial | Energy Efficiency | College and University | New | Roof Insulation | 5.4091e-05 | 3.1861e-05 | 0.13079
Commercial | Energy Efficiency | Grocery | New | Roof Insulation | 2.669e-05 | 6.1038e-05 | 0.13079
Commercial | Energy Efficiency | Healthcare | New | Roof Insulation | 2.6171e-06 | 5.8995e-05 | 0.13079
Commercial | Energy Efficiency | Hospitals | New | Roof Insulation | 5.4091e-05 | 3.1861e-05 | 0.13079
Commercial | Energy Efficiency | Institutional | New | Roof Insulation | 2.6171e-06 | 5.8995e-05 | 0.13079
Commercial | Energy Efficiency | Lodging/Hospitality | New | Roof Insulation | 5.4091e-05 | 3.1861e-05 | 0.13079
Commercial | Energy Efficiency | Miscellaneous | New | Roof Insulation | 2.6171e-06 | 5.8995e-05 | 0.13079
Commercial | Energy Efficiency | Offices | New | Roof Insulation | 2.6171e-06 | 5.8995e-05 | 0.13079
Commercial | Energy Efficiency | Restaurants | New | Roof Insulation | 2.669e-05 | 6.1038e-05 | 0.13079
Commercial | Energy Efficiency | Retail | New | Roof Insulation | 2.669e-05 | 6.1038e-05 | 0.13079
Commercial | Energy Efficiency | Schools K-12 | New | Roof Insulation | 2.6171e-06 | 5.8995e-05 | 0.13079
Commercial | Energy Efficiency | Warehouse | New | Roof Insulation | 1.4841e-05 | 2.648e-05 | 0.13079
Commercial | Energy Efficiency | Assembly | Existing | Smart Thermostat | 0.057087 | -0.78999 | 4807.8235
Commercial | Energy Efficiency | College and University | Existing | Smart Thermostat | 2.4002 | 0.70909 | 28715.232
Commercial | Energy Efficiency | Grocery | Existing | Smart Thermostat | 4.2896 | -0.0081399 | 11575.3008
Commercial | Energy Efficiency | Healthcare | Existing | Smart Thermostat | 0.23991 | -3.3199 | 20204.7382
Commercial | Energy Efficiency | Hospitals | Existing | Smart Thermostat | 17.5975 | 5.1988 | 210530.1929
Commercial | Energy Efficiency | Institutional | Existing | Smart Thermostat | 0.27734 | -3.8379 | 23356.8925
Commercial | Energy Efficiency | Lodging/Hospitality | Existing | Smart Thermostat | -0.61374 | 57.2461 | 19160.2176
Commercial | Energy Efficiency | Miscellaneous | Existing | Smart Thermostat | 2.644 | -36.5889 | 222677.233
Commercial | Energy Efficiency | Offices | Existing | Smart Thermostat | 0.19764 | -2.735 | 16645.2088
Commercial | Energy Efficiency | Restaurants | Existing | Smart Thermostat | 4.4698 | -0.0084818 | 12061.5342
Commercial | Energy Efficiency | Retail | Existing | Smart Thermostat | 1.9523 | -0.0037047 | 5268.1844
Commercial | Energy Efficiency | Schools K-12 | Existing | Smart Thermostat | 0.23377 | -3.235 | 19687.6973
Commercial | Energy Efficiency | Warehouse | Existing | Smart Thermostat | 0.023223 | -0.32136 | 1955.7834
Commercial | Energy Efficiency | Assembly | New | Smart Thermostat | 0.057087 | -0.78999 | 4807.8235
Commercial | Energy Efficiency | College and University | New | Smart Thermostat | 2.4002 | 0.70909 | 28715.232
Commercial | Energy Efficiency | Grocery | New | Smart Thermostat | 4.2896 | -0.0081399 | 11575.3008
Commercial | Energy Efficiency | Healthcare | New | Smart Thermostat | 0.23991 | -3.3199 | 20204.7382
Commercial | Energy Efficiency | Hospitals | New | Smart Thermostat | 17.5975 | 5.1988 | 210530.1929
Commercial | Energy Efficiency | Institutional | New | Smart Thermostat | 0.27734 | -3.8379 | 23356.8925
Commercial | Energy Efficiency | Lodging/Hospitality | New | Smart Thermostat | -0.61374 | 57.2461 | 19160.2176
Commercial | Energy Efficiency | Miscellaneous | New | Smart Thermostat | 2.644 | -36.5889 | 222677.233
Commercial | Energy Efficiency | Offices | New | Smart Thermostat | 0.19764 | -2.735 | 16645.2088
Commercial | Energy Efficiency | Restaurants | New | Smart Thermostat | 4.4698 | -0.0084818 | 12061.5342
Commercial | Energy Efficiency | Retail | New | Smart Thermostat | 1.9523 | -0.0037047 | 5268.1844
Commercial | Energy Efficiency | Schools K-12 | New | Smart Thermostat | 0.23377 | -3.235 | 19687.6973
Commercial | Energy Efficiency | Warehouse | New | Smart Thermostat | 0.023223 | -0.32136 | 1955.7834
Commercial | Energy Efficiency | Assembly | Existing | Thermal Energy Storage | 3.9872 | 1.1505 | -633.7788
Commercial | Energy Efficiency | College and University | Existing | Thermal Energy Storage | 23.8142 | 6.8715 | -3785.3107
Commercial | Energy Efficiency | Grocery | Existing | Thermal Energy Storage | 9.5997 | 2.77 | -1525.8839
Commercial | Energy Efficiency | Healthcare | Existing | Thermal Energy Storage | 16.7563 | 4.835 | -2663.437
Commercial | Energy Efficiency | Hospitals | Existing | Thermal Energy Storage | 174.5978 | 50.3796 | -27752.5944
Commercial | Energy Efficiency | Institutional | Existing | Thermal Energy Storage | 19.3704 | 5.5893 | -3078.9615
Commercial | Energy Efficiency | Lodging/Hospitality | Existing | Thermal Energy Storage | 15.89 | 4.585 | -2525.7458
Commercial | Energy Efficiency | Miscellaneous | Existing | Thermal Energy Storage | 184.6717 | 53.2863 | -29353.8464
Commercial | Energy Efficiency | Offices | Existing | Thermal Energy Storage | 13.8043 | 3.9832 | -2194.2113
Commercial | Energy Efficiency | Restaurants | Existing | Thermal Energy Storage | 10.0029 | 2.8863 | -1589.9803
Commercial | Energy Efficiency | Retail | Existing | Thermal Energy Storage | 4.369 | 1.2607 | -694.4647
Commercial | Energy Efficiency | Schools K-12 | Existing | Thermal Energy Storage | 16.3275 | 4.7112 | -2595.2794
Commercial | Energy Efficiency | Warehouse | Existing | Thermal Energy Storage | 1.622 | 0.46802 | -257.8161
Commercial | Energy Efficiency | Assembly | New | Thermal Energy Storage | 3.9872 | 1.1505 | -633.7788
Commercial | Energy Efficiency | College and University | New | Thermal Energy Storage | 23.8142 | 6.8715 | -3785.3107
Commercial | Energy Efficiency | Grocery | New | Thermal Energy Storage | 9.5997 | 2.77 | -1525.8839
Commercial | Energy Efficiency | Healthcare | New | Thermal Energy Storage | 16.7563 | 4.835 | -2663.437
Commercial | Energy Efficiency | Hospitals | New | Thermal Energy Storage | 174.5978 | 50.3796 | -27752.5944
Commercial | Energy Efficiency | Institutional | New | Thermal Energy Storage | 19.3704 | 5.5893 | -3078.9615
Commercial | Energy Efficiency | Lodging/Hospitality | New | Thermal Energy Storage | 15.89 | 4.585 | -2525.7458
Commercial | Energy Efficiency | Miscellaneous | New | Thermal Energy Storage | 184.6717 | 53.2863 | -29353.8464
Commercial | Energy Efficiency | Offices | New | Thermal Energy Storage | 13.8043 | 3.9832 | -2194.2113
Commercial | Energy Efficiency | Restaurants | New | Thermal Energy Storage | 10.0029 | 2.8863 | -1589.9803
Commercial | Energy Efficiency | Retail | New | Thermal Energy Storage | 4.369 | 1.2607 | -694.4647
Commercial | Energy Efficiency | Schools K-12 | New | Thermal Energy Storage | 16.3275 | 4.7112 | -2595.2794
Commercial | Energy Efficiency | Warehouse | New | Thermal Energy Storage | 1.622 | 0.46802 | -257.8161
Commercial | Energy Efficiency | Assembly | Existing | Wall Insulation | 3.9206e-05 | 0.00088379 | 1.9593
Commercial | Energy Efficiency | College and University | Existing | Wall Insulation | 0.00078702 | 0.00046358 | 1.9029
Commercial | Energy Efficiency | Grocery | Existing | Wall Insulation | 0.00039401 | 0.00090108 | 1.9307
Commercial | Energy Efficiency | Healthcare | Existing | Wall Insulation | 3.7536e-05 | 0.00084614 | 1.8758
Commercial | Energy Efficiency | Hospitals | Existing | Wall Insulation | 0.00079852 | 0.00047035 | 1.9307
Commercial | Energy Efficiency | Institutional | Existing | Wall Insulation | 3.8078e-05 | 0.00085837 | 1.9029
Commercial | Energy Efficiency | Lodging/Hospitality | Existing | Wall Insulation | 0.00078702 | 0.00046358 | 1.9029
Commercial | Energy Efficiency | Miscellaneous | Existing | Wall Insulation | 3.8635e-05 | 0.00087092 | 1.9307
Commercial | Energy Efficiency | Offices | Existing | Wall Insulation | 3.8635e-05 | 0.00087092 | 1.9307
Commercial | Energy Efficiency | Restaurants | Existing | Wall Insulation | 0.00039983 | 0.0009144 | 1.9593
Commercial | Energy Efficiency | Retail | Existing | Wall Insulation | 0.00039401 | 0.00090108 | 1.9307
Commercial | Energy Efficiency | Schools K-12 | Existing | Wall Insulation | 3.9792e-05 | 0.000897 | 1.9886
Commercial | Energy Efficiency | Warehouse | Existing | Wall Insulation | 0.00022233 | 0.0003967 | 1.9593
Commercial | Energy Efficiency | Assembly | New | Wall Insulation | 0 | 0 | 0
Commercial | Energy Efficiency | College and University | New | Wall Insulation | 0 | 0 | 0
Commercial | Energy Efficiency | Grocery | New | Wall Insulation | 0 | 0 | 0
Commercial | Energy Efficiency | Healthcare | New | Wall Insulation | 0 | 0 | 0
Commercial | Energy Efficiency | Hospitals | New | Wall Insulation | 0 | 0 | 0
Commercial | Energy Efficiency | Institutional | New | Wall Insulation | 0 | 0 | 0
Commercial | Energy Efficiency | Lodging/Hospitality | New | Wall Insulation | 0 | 0 | 0
Commercial | Energy Efficiency | Miscellaneous | New | Wall Insulation | 0 | 0 | 0
Commercial | Energy Efficiency | Offices | New | Wall Insulation | 0 | 0 | 0
Commercial | Energy Efficiency | Restaurants | New | Wall Insulation | 0 | 0 | 0
Commercial | Energy Efficiency | Retail | New | Wall Insulation | 0 | 0 | 0
Commercial | Energy Efficiency | Schools K-12 | New | Wall Insulation | 0 | 0 | 0
Commercial | Energy Efficiency | Warehouse | New | Wall Insulation | 0 | 0 | 0
Commercial | Energy Efficiency | Assembly | Existing | Warehouse Loading Dock Seals | 7.6946e-06 | 1.3729e-05 | 0.067808
Commercial | Energy Efficiency | College and University | Existing | Warehouse Loading Dock Seals | 3.7587e-06 | 6.7064e-06 | 0.033123
Commercial | Energy Efficiency | Grocery | Existing | Warehouse Loading Dock Seals | 2.6166e-05 | 4.6686e-05 | 0.23058
Commercial | Energy Efficiency | Healthcare | Existing | Warehouse Loading Dock Seals | 7.2912e-06 | 1.3009e-05 | 0.064252
Commercial | Energy Efficiency | Hospitals | Existing | Warehouse Loading Dock Seals | 3.7716e-06 | 6.7294e-06 | 0.033237
Commercial | Energy Efficiency | Institutional | Existing | Warehouse Loading Dock Seals | 2.3531e-05 | 4.1985e-05 | 0.20736
Commercial | Energy Efficiency | Lodging/Hospitality | Existing | Warehouse Loading Dock Seals | 1.7702e-05 | 3.1584e-05 | 0.15599
Commercial | Energy Efficiency | Miscellaneous | Existing | Warehouse Loading Dock Seals | 4.7035e-06 | 8.3921e-06 | 0.041449
Commercial | Energy Efficiency | Offices | Existing | Warehouse Loading Dock Seals | 3.4149e-05 | 6.093e-05 | 0.30093
Commercial | Energy Efficiency | Restaurants | Existing | Warehouse Loading Dock Seals | 2.5389e-05 | 4.5301e-05 | 0.22374
Commercial | Energy Efficiency | Retail | Existing | Warehouse Loading Dock Seals | 1.1091e-05 | 1.9789e-05 | 0.097739
Commercial | Energy Efficiency | Schools K-12 | Existing | Warehouse Loading Dock Seals | 2.533e-06 | 4.5194e-06 | 0.022321
Commercial | Energy Efficiency | Warehouse | Existing | Warehouse Loading Dock Seals | 7.0043e-06 | 1.2497e-05 | 0.061724
Commercial | Energy Efficiency | Assembly | New | Warehouse Loading Dock Seals | 7.5765e-06 | 1.3518e-05 | 0.066767
Commercial | Energy Efficiency | College and University | New | Warehouse Loading Dock Seals | 3.701e-06 | 6.6035e-06 | 0.032615
Commercial | Energy Efficiency | Grocery | New | Warehouse Loading Dock Seals | 2.5764e-05 | 4.597e-05 | 0.22705
Commercial | Energy Efficiency | Healthcare | New | Warehouse Loading Dock Seals | 7.1792e-06 | 1.2809e-05 | 0.063266
Commercial | Energy Efficiency | Hospitals | New | Warehouse Loading Dock Seals | 3.7137e-06 | 6.6261e-06 | 0.032726
Commercial | Energy Efficiency | Institutional | New | Warehouse Loading Dock Seals | 2.317e-05 | 4.134e-05 | 0.20418
Commercial | Energy Efficiency | Lodging/Hospitality | New | Warehouse Loading Dock Seals | 1.743e-05 | 3.1099e-05 | 0.1536
Commercial | Energy Efficiency | Miscellaneous | New | Warehouse Loading Dock Seals | 4.6313e-06 | 8.2633e-06 | 0.040813
Commercial | Energy Efficiency | Offices | New | Warehouse Loading Dock Seals | 3.3625e-05 | 5.9995e-05 | 0.29632
Commercial | Energy Efficiency | Restaurants | New | Warehouse Loading Dock Seals | 2.5e-05 | 4.4605e-05 | 0.22031
Commercial | Energy Efficiency | Retail | New | Warehouse Loading Dock Seals | 1.0921e-05 | 1.9485e-05 | 0.096238
Commercial | Energy Efficiency | Schools K-12 | New | Warehouse Loading Dock Seals | 2.4941e-06 | 4.45e-06 | 0.021979
Commercial | Energy Efficiency | Warehouse | New | Warehouse Loading Dock Seals | 6.8968e-06 | 1.2305e-05 | 0.060777
Commercial | Energy Efficiency | Assembly | Existing | Water Cooled Refrigeration Heat Recovery | 0 | 0.050273 | 752.0072
Commercial | Energy Efficiency | College and University | Existing | Water Cooled Refrigeration Heat Recovery | 0 | 0.48778 | 4491.4422
Commercial | Energy Efficiency | Grocery | Existing | Water Cooled Refrigeration Heat Recovery | 0 | 0.12104 | 1810.5302
Commercial | Energy Efficiency | Healthcare | Existing | Water Cooled Refrigeration Heat Recovery | 0 | 0.34321 | 3160.2884
Commercial | Energy Efficiency | Hospitals | Existing | Water Cooled Refrigeration Heat Recovery | 0 | 3.5762 | 32929.7074
Commercial | Energy Efficiency | Institutional | Existing | Water Cooled Refrigeration Heat Recovery | 0 | 0.24423 | 3653.327
Commercial | Energy Efficiency | Lodging/Hospitality | Existing | Water Cooled Refrigeration Heat Recovery | 0 | 0.32547 | 2996.9115
Commercial | Energy Efficiency | Miscellaneous | Existing | Water Cooled Refrigeration Heat Recovery | 0 | 2.3284 | 34829.6652
Commercial | Energy Efficiency | Offices | Existing | Water Cooled Refrigeration Heat Recovery | 0 | 0.17405 | 2603.5309
Commercial | Energy Efficiency | Restaurants | Existing | Water Cooled Refrigeration Heat Recovery | 0 | 0.20489 | 1886.5835
Commercial | Energy Efficiency | Retail | Existing | Water Cooled Refrigeration Heat Recovery | 0 | 0.055087 | 824.0137
Commercial | Energy Efficiency | Schools K-12 | Existing | Water Cooled Refrigeration Heat Recovery | 0 | 0.33443 | 3079.4163
Commercial | Energy Efficiency | Warehouse | Existing | Water Cooled Refrigeration Heat Recovery | 0 | 0.020451 | 305.9104
Commercial | Energy Efficiency | Assembly | New | Water Cooled Refrigeration Heat Recovery | 0 | 0.050273 | 752.0072
Commercial | Energy Efficiency | College and University | New | Water Cooled Refrigeration Heat Recovery | 0 | 0.48778 | 4491.4422
Commercial | Energy Efficiency | Grocery | New | Water Cooled Refrigeration Heat Recovery | 0 | 0.12104 | 1810.5302
Commercial | Energy Efficiency | Healthcare | New | Water Cooled Refrigeration Heat Recovery | 0 | 0.34321 | 3160.2884
Commercial | Energy Efficiency | Hospitals | New | Water Cooled Refrigeration Heat Recovery | 0 | 3.5762 | 32929.7074
Commercial | Energy Efficiency | Institutional | New | Water Cooled Refrigeration Heat Recovery | 0 | 0.24423 | 3653.327
Commercial | Energy Efficiency | Lodging/Hospitality | New | Water Cooled Refrigeration Heat Recovery | 0 | 0.32547 | 2996.9115
Commercial | Energy Efficiency | Miscellaneous | New | Water Cooled Refrigeration Heat Recovery | 0 | 2.3284 | 34829.6652
Commercial | Energy Efficiency | Offices | New | Water Cooled Refrigeration Heat Recovery | 0 | 0.17405 | 2603.5309
Commercial | Energy Efficiency | Restaurants | New | Water Cooled Refrigeration Heat Recovery | 0 | 0.20489 | 1886.5835
Commercial | Energy Efficiency | Retail | New | Water Cooled Refrigeration Heat Recovery | 0 | 0.055087 | 824.0137
Commercial | Energy Efficiency | Schools K-12 | New | Water Cooled Refrigeration Heat Recovery | 0 | 0.33443 | 3079.4163
Commercial | Energy Efficiency | Warehouse | New | Water Cooled Refrigeration Heat Recovery | 0 | 0.020451 | 305.9104
Commercial | Energy Efficiency | Assembly | Existing | Waterside Economizer | 4.149 | 0 | 10220.1104
Commercial | Energy Efficiency | College and University | Existing | Waterside Economizer | 4.6029 | 0 | 11338.3015
Commercial | Energy Efficiency | Grocery | Existing | Waterside Economizer | 2.2919 | 0 | 5645.6922
Commercial | Energy Efficiency | Healthcare | Existing | Waterside Economizer | 9.0281 | 0 | 22238.71
Commercial | Energy Efficiency | Hospitals | Existing | Waterside Economizer | 8.5519 | 0 | 21065.7822
Commercial | Energy Efficiency | Institutional | Existing | Waterside Economizer | 2.2411 | 0 | 5520.5799
Commercial | Energy Efficiency | Lodging/Hospitality | Existing | Waterside Economizer | 6.8536 | 0 | 16882.3399
Commercial | Energy Efficiency | Miscellaneous | Existing | Waterside Economizer | 2.3173 | 0 | 5708.2483
Commercial | Energy Efficiency | Offices | Existing | Waterside Economizer | 4.6696 | 0 | 11502.5114
Commercial | Energy Efficiency | Restaurants | Existing | Waterside Economizer | 6.7234 | 0 | 16561.7397
Commercial | Energy Efficiency | Retail | Existing | Waterside Economizer | 5.2695 | 0 | 12980.4003
Commercial | Energy Efficiency | Schools K-12 | Existing | Waterside Economizer | 4.5807 | 0 | 11283.5649
Commercial | Energy Efficiency | Warehouse | Existing | Waterside Economizer | 1.0063 | 0 | 2478.7873
Commercial | Energy Efficiency | Assembly | New | Waterside Economizer | 4.149 | 0 | 10220.1104
Commercial | Energy Efficiency | College and University | New | Waterside Economizer | 4.6029 | 0 | 11338.3015
Commercial | Energy Efficiency | Grocery | New | Waterside Economizer | 2.2919 | 0 | 5645.6922
Commercial | Energy Efficiency | Healthcare | New | Waterside Economizer | 9.0281 | 0 | 22238.71
Commercial | Energy Efficiency | Hospitals | New | Waterside Economizer | 8.5519 | 0 | 21065.7822
Commercial | Energy Efficiency | Institutional | New | Waterside Economizer | 2.2411 | 0 | 5520.5799
Commercial | Energy Efficiency | Lodging/Hospitality | New | Waterside Economizer | 6.8536 | 0 | 16882.3399
Commercial | Energy Efficiency | Miscellaneous | New | Waterside Economizer | 2.3173 | 0 | 5708.2483
Commercial | Energy Efficiency | Offices | New | Waterside Economizer | 4.6696 | 0 | 11502.5114
Commercial | Energy Efficiency | Restaurants | New | Waterside Economizer | 6.7234 | 0 | 16561.7397
Commercial | Energy Efficiency | Retail | New | Waterside Economizer | 5.2695 | 0 | 12980.4003
Commercial | Energy Efficiency | Schools K-12 | New | Waterside Economizer | 4.5807 | 0 | 11283.5649
Commercial | Energy Efficiency | Warehouse | New | Waterside Economizer | 1.0063 | 0 | 2478.7873
Commercial | Energy Efficiency | Assembly | Existing | Window Sun Protection | 0.04043 | -0.010022 | 105.7983
Commercial | Energy Efficiency | College and University | Existing | Window Sun Protection | 0.04043 | -0.010022 | 105.7983
Commercial | Energy Efficiency | Grocery | Existing | Window Sun Protection | 0.04043 | -0.010022 | 105.7983
Commercial | Energy Efficiency | Healthcare | Existing | Window Sun Protection | 0.04043 | -0.010022 | 105.7983
Commercial | Energy Efficiency | Hospitals | Existing | Window Sun Protection | 0.04043 | -0.010022 | 105.7983
Commercial | Energy Efficiency | Institutional | Existing | Window Sun Protection | 0.04043 | -0.010022 | 105.7983
Commercial | Energy Efficiency | Lodging/Hospitality | Existing | Window Sun Protection | 0.047228 | -0.02335 | 105.7983
Commercial | Energy Efficiency | Miscellaneous | Existing | Window Sun Protection | 0.055592 | -0.040764 | 105.7983
Commercial | Energy Efficiency | Offices | Existing | Window Sun Protection | 0.04043 | -0.010022 | 105.7983
Commercial | Energy Efficiency | Restaurants | Existing | Window Sun Protection | 0.04043 | -0.010022 | 105.7983
Commercial | Energy Efficiency | Retail | Existing | Window Sun Protection | 0.04043 | -0.010022 | 105.7983
Commercial | Energy Efficiency | Schools K-12 | Existing | Window Sun Protection | 0.04043 | -0.010022 | 105.7983
Commercial | Energy Efficiency | Warehouse | Existing | Window Sun Protection | 0.055592 | -0.040764 | 105.7983
Commercial | Energy Efficiency | Assembly | New | Window Sun Protection | 0.024258 | -0.0060129 | 63.479
Commercial | Energy Efficiency | College and University | New | Window Sun Protection | 0.024258 | -0.0060129 | 63.479
Commercial | Energy Efficiency | Grocery | New | Window Sun Protection | 0.024258 | -0.0060129 | 63.479
Commercial | Energy Efficiency | Healthcare | New | Window Sun Protection | 0.024258 | -0.0060129 | 63.479
Commercial | Energy Efficiency | Hospitals | New | Window Sun Protection | 0.024258 | -0.0060129 | 63.479
Commercial | Energy Efficiency | Institutional | New | Window Sun Protection | 0.024258 | -0.0060129 | 63.479
Commercial | Energy Efficiency | Lodging/Hospitality | New | Window Sun Protection | 0.028337 | -0.01401 | 63.479
Commercial | Energy Efficiency | Miscellaneous | New | Window Sun Protection | 0.033355 | -0.024458 | 63.479
Commercial | Energy Efficiency | Offices | New | Window Sun Protection | 0.024258 | -0.0060129 | 63.479
Commercial | Energy Efficiency | Restaurants | New | Window Sun Protection | 0.024258 | -0.0060129 | 63.479
Commercial | Energy Efficiency | Retail | New | Window Sun Protection | 0.024258 | -0.0060129 | 63.479
Commercial | Energy Efficiency | Schools K-12 | New | Window Sun Protection | 0.024258 | -0.0060129 | 63.479
Commercial | Energy Efficiency | Warehouse | New | Window Sun Protection | 0.033355 | -0.024458 | 63.479
Commercial | Energy Efficiency | Assembly | Existing | Bi-Level Lighting Control (Interior) | 0.0012256 | 0 | 445.78
Commercial | Energy Efficiency | College and University | Existing | Bi-Level Lighting Control (Interior) | 0.0018785 | 0 | 683.24
Commercial | Energy Efficiency | Grocery | Existing | Bi-Level Lighting Control (Interior) | 0.010616 | 0 | 859.32
Commercial | Energy Efficiency | Healthcare | Existing | Bi-Level Lighting Control (Interior) | 0.0021427 | 0 | 779.34
Commercial | Energy Efficiency | Hospitals | Existing | Bi-Level Lighting Control (Interior) | 0.0028987 | 0 | 1054.31
Commercial | Energy Efficiency | Institutional | Existing | Bi-Level Lighting Control (Interior) | 0.0014059 | 0 | 511.345
Commercial | Energy Efficiency | Lodging/Hospitality | Existing | Bi-Level Lighting Control (Interior) | 0.0071882 | 0 | 581.87
Commercial | Energy Efficiency | Miscellaneous | Existing | Bi-Level Lighting Control (Interior) | 0.0018785 | 0 | 683.24
Commercial | Energy Efficiency | Offices | Existing | Bi-Level Lighting Control (Interior) | 0.0013863 | 0 | 504.215
Commercial | Energy Efficiency | Restaurants | Existing | Bi-Level Lighting Control (Interior) | 0.006428 | 0 | 520.335
Commercial | Energy Efficiency | Retail | Existing | Bi-Level Lighting Control (Interior) | 0.0095434 | 0 | 772.52
Commercial | Energy Efficiency | Schools K-12 | Existing | Bi-Level Lighting Control (Interior) | 0.0010138 | 0 | 368.745
Commercial | Energy Efficiency | Warehouse | Existing | Bi-Level Lighting Control (Interior) | 0.0016296 | 0 | 592.72
Commercial | Energy Efficiency | Assembly | New | Bi-Level Lighting Control (Interior) | 0.0012256 | 0 | 445.78
Commercial | Energy Efficiency | College and University | New | Bi-Level Lighting Control (Interior) | 0.0018785 | 0 | 683.24
Commercial | Energy Efficiency | Grocery | New | Bi-Level Lighting Control (Interior) | 0.010616 | 0 | 859.32
Commercial | Energy Efficiency | Healthcare | New | Bi-Level Lighting Control (Interior) | 0.0021427 | 0 | 779.34
Commercial | Energy Efficiency | Hospitals | New | Bi-Level Lighting Control (Interior) | 0.0028987 | 0 | 1054.31
Commercial | Energy Efficiency | Institutional | New | Bi-Level Lighting Control (Interior) | 0.0014059 | 0 | 511.345
Commercial | Energy Efficiency | Lodging/Hospitality | New | Bi-Level Lighting Control (Interior) | 0.0071882 | 0 | 581.87
Commercial | Energy Efficiency | Miscellaneous | New | Bi-Level Lighting Control (Interior) | 0.0018785 | 0 | 683.24
Commercial | Energy Efficiency | Offices | New | Bi-Level Lighting Control (Interior) | 0.0013863 | 0 | 504.215
Commercial | Energy Efficiency | Restaurants | New | Bi-Level Lighting Control (Interior) | 0.006428 | 0 | 520.335
Commercial | Energy Efficiency | Retail | New | Bi-Level Lighting Control (Interior) | 0.0095434 | 0 | 772.52
Commercial | Energy Efficiency | Schools K-12 | New | Bi-Level Lighting Control (Interior) | 0.0010138 | 0 | 368.745
Commercial | Energy Efficiency | Warehouse | New | Bi-Level Lighting Control (Interior) | 0.0016296 | 0 | 592.72
Commercial | Energy Efficiency | Assembly | Existing | Interior Lighting Controls | 0 | 0 | 402.64
Commercial | Energy Efficiency | College and University | Existing | Interior Lighting Controls | 0 | 0 | 617.12
Commercial | Energy Efficiency | Grocery | Existing | Interior Lighting Controls | 0 | 0 | 776.16
Commercial | Energy Efficiency | Healthcare | Existing | Interior Lighting Controls | 0 | 0 | 703.92
Commercial | Energy Efficiency | Hospitals | Existing | Interior Lighting Controls | 0 | 0 | 952.28
Commercial | Energy Efficiency | Institutional | Existing | Interior Lighting Controls | 0 | 0 | 461.86
Commercial | Energy Efficiency | Lodging/Hospitality | Existing | Interior Lighting Controls | 0 | 0 | 525.56
Commercial | Energy Efficiency | Miscellaneous | Existing | Interior Lighting Controls | 0 | 0 | 617.12
Commercial | Energy Efficiency | Offices | Existing | Interior Lighting Controls | 0 | 0 | 455.42
Commercial | Energy Efficiency | Restaurants | Existing | Interior Lighting Controls | 0 | 0 | 469.98
Commercial | Energy Efficiency | Retail | Existing | Interior Lighting Controls | 0 | 0 | 697.76
Commercial | Energy Efficiency | Schools K-12 | Existing | Interior Lighting Controls | 0 | 0 | 333.06
Commercial | Energy Efficiency | Warehouse | Existing | Interior Lighting Controls | 0 | 0 | 535.36
Commercial | Energy Efficiency | Assembly | New | Interior Lighting Controls | 0 | 0 | 402.64
Commercial | Energy Efficiency | College and University | New | Interior Lighting Controls | 0 | 0 | 617.12
Commercial | Energy Efficiency | Grocery | New | Interior Lighting Controls | 0 | 0 | 776.16
Commercial | Energy Efficiency | Healthcare | New | Interior Lighting Controls | 0 | 0 | 703.92
Commercial | Energy Efficiency | Hospitals | New | Interior Lighting Controls | 0 | 0 | 952.28
Commercial | Energy Efficiency | Institutional | New | Interior Lighting Controls | 0 | 0 | 461.86
Commercial | Energy Efficiency | Lodging/Hospitality | New | Interior Lighting Controls | 0 | 0 | 525.56
Commercial | Energy Efficiency | Miscellaneous | New | Interior Lighting Controls | 0 | 0 | 617.12
Commercial | Energy Efficiency | Offices | New | Interior Lighting Controls | 0 | 0 | 455.42
Commercial | Energy Efficiency | Restaurants | New | Interior Lighting Controls | 0 | 0 | 469.98
Commercial | Energy Efficiency | Retail | New | Interior Lighting Controls | 0 | 0 | 697.76
Commercial | Energy Efficiency | Schools K-12 | New | Interior Lighting Controls | 0 | 0 | 333.06
Commercial | Energy Efficiency | Warehouse | New | Interior Lighting Controls | 0 | 0 | 535.36
Commercial | Energy Efficiency | Assembly | Existing | Efficient Motor Belts | 0.012997 | 0.0032092 | 94.8071
Commercial | Energy Efficiency | College and University | Existing | Efficient Motor Belts | 0.012292 | 0.010296 | 94.8071
Commercial | Energy Efficiency | Grocery | Existing | Efficient Motor Belts | 0.012997 | 0.0032092 | 94.8071
Commercial | Energy Efficiency | Healthcare | Existing | Efficient Motor Belts | 0.012292 | 0.010296 | 94.8071
Commercial | Energy Efficiency | Hospitals | Existing | Efficient Motor Belts | 0.012292 | 0.010296 | 94.8071
Commercial | Energy Efficiency | Institutional | Existing | Efficient Motor Belts | 0.012997 | 0.0032092 | 94.8071
Commercial | Energy Efficiency | Lodging/Hospitality | Existing | Efficient Motor Belts | 0.012292 | 0.010296 | 94.8071
Commercial | Energy Efficiency | Miscellaneous | Existing | Efficient Motor Belts | 0.012997 | 0.0032092 | 94.8071
Commercial | Energy Efficiency | Offices | Existing | Efficient Motor Belts | 0.012997 | 0.0032092 | 94.8071
Commercial | Energy Efficiency | Restaurants | Existing | Efficient Motor Belts | 0.012292 | 0.010296 | 94.8071
Commercial | Energy Efficiency | Retail | Existing | Efficient Motor Belts | 0.012997 | 0.0032092 | 94.8071
Commercial | Energy Efficiency | Schools K-12 | Existing | Efficient Motor Belts | 0.012292 | 0.010296 | 94.8071
Commercial | Energy Efficiency | Warehouse | Existing | Efficient Motor Belts | 0.012997 | 0.0032092 | 94.8071
Commercial | Energy Efficiency | Assembly | New | Efficient Motor Belts | 0.012997 | 0.0032092 | 94.8071
Commercial | Energy Efficiency | College and University | New | Efficient Motor Belts | 0.012292 | 0.010296 | 94.8071
Commercial | Energy Efficiency | Grocery | New | Efficient Motor Belts | 0.012997 | 0.0032092 | 94.8071
Commercial | Energy Efficiency | Healthcare | New | Efficient Motor Belts | 0.012292 | 0.010296 | 94.8071
Commercial | Energy Efficiency | Hospitals | New | Efficient Motor Belts | 0.012292 | 0.010296 | 94.8071
Commercial | Energy Efficiency | Institutional | New | Efficient Motor Belts | 0.012997 | 0.0032092 | 94.8071
Commercial | Energy Efficiency | Lodging/Hospitality | New | Efficient Motor Belts | 0.012292 | 0.010296 | 94.8071
Commercial | Energy Efficiency | Miscellaneous | New | Efficient Motor Belts | 0.012997 | 0.0032092 | 94.8071
Commercial | Energy Efficiency | Offices | New | Efficient Motor Belts | 0.012997 | 0.0032092 | 94.8071
Commercial | Energy Efficiency | Restaurants | New | Efficient Motor Belts | 0.012292 | 0.010296 | 94.8071
Commercial | Energy Efficiency | Retail | New | Efficient Motor Belts | 0.012997 | 0.0032092 | 94.8071
Commercial | Energy Efficiency | Schools K-12 | New | Efficient Motor Belts | 0.012292 | 0.010296 | 94.8071
Commercial | Energy Efficiency | Warehouse | New | Efficient Motor Belts | 0.012997 | 0.0032092 | 94.8071
Commercial | Energy Efficiency | Assembly | Existing | Engine Block Timer | 0 | 0 | 259.2
Commercial | Energy Efficiency | College and University | Existing | Engine Block Timer | 0.032279 | 0.032279 | 259.2
Commercial | Energy Efficiency | Grocery | Existing | Engine Block Timer | 0 | 0 | 259.2
Commercial | Energy Efficiency | Healthcare | Existing | Engine Block Timer | 0 | 0 | 259.2
Commercial | Energy Efficiency | Hospitals | Existing | Engine Block Timer | 0.032279 | 0.032279 | 259.2
Commercial | Energy Efficiency | Institutional | Existing | Engine Block Timer | 0.012328 | 0.012951 | 259.2
Commercial | Energy Efficiency | Lodging/Hospitality | Existing | Engine Block Timer | 0 | 0 | 259.2
Commercial | Energy Efficiency | Miscellaneous | Existing | Engine Block Timer | 0.012328 | 0.012951 | 259.2
Commercial | Energy Efficiency | Offices | Existing | Engine Block Timer | 0.012328 | 0.012951 | 259.2
Commercial | Energy Efficiency | Restaurants | Existing | Engine Block Timer | 0.012328 | 0.012951 | 259.2
Commercial | Energy Efficiency | Retail | Existing | Engine Block Timer | 0.012328 | 0.012951 | 259.2
Commercial | Energy Efficiency | Schools K-12 | Existing | Engine Block Timer | 0.012328 | 0.012951 | 259.2
Commercial | Energy Efficiency | Warehouse | Existing | Engine Block Timer | 0.012328 | 0.012951 | 259.2
Commercial | Energy Efficiency | Assembly | New | Engine Block Timer | 0 | 0 | 259.2
Commercial | Energy Efficiency | College and University | New | Engine Block Timer | 0.032279 | 0.032279 | 259.2
Commercial | Energy Efficiency | Grocery | New | Engine Block Timer | 0 | 0 | 259.2
Commercial | Energy Efficiency | Healthcare | New | Engine Block Timer | 0 | 0 | 259.2
Commercial | Energy Efficiency | Hospitals | New | Engine Block Timer | 0.032279 | 0.032279 | 259.2
Commercial | Energy Efficiency | Institutional | New | Engine Block Timer | 0.012328 | 0.012951 | 259.2
Commercial | Energy Efficiency | Lodging/Hospitality | New | Engine Block Timer | 0 | 0 | 259.2
Commercial | Energy Efficiency | Miscellaneous | New | Engine Block Timer | 0.012328 | 0.012951 | 259.2
Commercial | Energy Efficiency | Offices | New | Engine Block Timer | 0.012328 | 0.012951 | 259.2
Commercial | Energy Efficiency | Restaurants | New | Engine Block Timer | 0.012328 | 0.012951 | 259.2
Commercial | Energy Efficiency | Retail | New | Engine Block Timer | 0.012328 | 0.012951 | 259.2
Commercial | Energy Efficiency | Schools K-12 | New | Engine Block Timer | 0.012328 | 0.012951 | 259.2
Commercial | Energy Efficiency | Warehouse | New | Engine Block Timer | 0.012328 | 0.012951 | 259.2
Commercial | Energy Efficiency | Assembly | Existing | Regenerative Drive Elevator Motor | 0.28225 | 0.025857 | 2027.9355
Commercial | Energy Efficiency | College and University | Existing | Regenerative Drive Elevator Motor | 0.26293 | 0.22024 | 2027.9355
Commercial | Energy Efficiency | Grocery | Existing | Regenerative Drive Elevator Motor | 0.28225 | 0.025857 | 2027.9355
Commercial | Energy Efficiency | Healthcare | Existing | Regenerative Drive Elevator Motor | 0.26293 | 0.22024 | 2027.9355
Commercial | Energy Efficiency | Hospitals | Existing | Regenerative Drive Elevator Motor | 0.26293 | 0.22024 | 2027.9355
Commercial | Energy Efficiency | Institutional | Existing | Regenerative Drive Elevator Motor | 0.28225 | 0.025857 | 2027.9355
Commercial | Energy Efficiency | Lodging/Hospitality | Existing | Regenerative Drive Elevator Motor | 0.26293 | 0.22024 | 2027.9355
Commercial | Energy Efficiency | Miscellaneous | Existing | Regenerative Drive Elevator Motor | 0.28225 | 0.025857 | 2027.9355
Commercial | Energy Efficiency | Offices | Existing | Regenerative Drive Elevator Motor | 0.28225 | 0.025857 | 2027.9355
Commercial | Energy Efficiency | Restaurants | Existing | Regenerative Drive Elevator Motor | 0.26293 | 0.22024 | 2027.9355
Commercial | Energy Efficiency | Retail | Existing | Regenerative Drive Elevator Motor | 0.28225 | 0.025857 | 2027.9355
Commercial | Energy Efficiency | Schools K-12 | Existing | Regenerative Drive Elevator Motor | 0.26293 | 0.22024 | 2027.9355
Commercial | Energy Efficiency | Warehouse | Existing | Regenerative Drive Elevator Motor | 0.28225 | 0.025857 | 2027.9355
Commercial | Energy Efficiency | Assembly | New | Regenerative Drive Elevator Motor | 0.28225 | 0.025857 | 2027.9355
Commercial | Energy Efficiency | College and University | New | Regenerative Drive Elevator Motor | 0.26293 | 0.22024 | 2027.9355
Commercial | Energy Efficiency | Grocery | New | Regenerative Drive Elevator Motor | 0.28225 | 0.025857 | 2027.9355
Commercial | Energy Efficiency | Healthcare | New | Regenerative Drive Elevator Motor | 0.26293 | 0.22024 | 2027.9355
Commercial | Energy Efficiency | Hospitals | New | Regenerative Drive Elevator Motor | 0.26293 | 0.22024 | 2027.9355
Commercial | Energy Efficiency | Institutional | New | Regenerative Drive Elevator Motor | 0.28225 | 0.025857 | 2027.9355
Commercial | Energy Efficiency | Lodging/Hospitality | New | Regenerative Drive Elevator Motor | 0.26293 | 0.22024 | 2027.9355
Commercial | Energy Efficiency | Miscellaneous | New | Regenerative Drive Elevator Motor | 0.28225 | 0.025857 | 2027.9355
Commercial | Energy Efficiency | Offices | New | Regenerative Drive Elevator Motor | 0.28225 | 0.025857 | 2027.9355
Commercial | Energy Efficiency | Restaurants | New | Regenerative Drive Elevator Motor | 0.26293 | 0.22024 | 2027.9355
Commercial | Energy Efficiency | Retail | New | Regenerative Drive Elevator Motor | 0.28225 | 0.025857 | 2027.9355
Commercial | Energy Efficiency | Schools K-12 | New | Regenerative Drive Elevator Motor | 0.26293 | 0.22024 | 2027.9355
Commercial | Energy Efficiency | Warehouse | New | Regenerative Drive Elevator Motor | 0.28225 | 0.025857 | 2027.9355
Commercial | Energy Efficiency | Assembly | Existing | VSD Controlled Compressor | 1.9843 | 0.92875 | 13160.16
Commercial | Energy Efficiency | College and University | Existing | VSD Controlled Compressor | 1.7063 | 1.4292 | 13160.16
Commercial | Energy Efficiency | Grocery | Existing | VSD Controlled Compressor | 1.9843 | 0.92875 | 13160.16
Commercial | Energy Efficiency | Healthcare | Existing | VSD Controlled Compressor | 1.7063 | 1.4292 | 13160.16
Commercial | Energy Efficiency | Hospitals | Existing | VSD Controlled Compressor | 1.7063 | 1.4292 | 13160.16
Commercial | Energy Efficiency | Institutional | Existing | VSD Controlled Compressor | 1.9843 | 0.92875 | 13160.16
Commercial | Energy Efficiency | Lodging/Hospitality | Existing | VSD Controlled Compressor | 1.7063 | 1.4292 | 13160.16
Commercial | Energy Efficiency | Miscellaneous | Existing | VSD Controlled Compressor | 1.9843 | 0.92875 | 13160.16
Commercial | Energy Efficiency | Offices | Existing | VSD Controlled Compressor | 1.9843 | 0.92875 | 13160.16
Commercial | Energy Efficiency | Restaurants | Existing | VSD Controlled Compressor | 1.7063 | 1.4292 | 13160.16
Commercial | Energy Efficiency | Retail | Existing | VSD Controlled Compressor | 1.9843 | 0.92875 | 13160.16
Commercial | Energy Efficiency | Schools K-12 | Existing | VSD Controlled Compressor | 1.7063 | 1.4292 | 13160.16
Commercial | Energy Efficiency | Warehouse | Existing | VSD Controlled Compressor | 1.9843 | 0.92875 | 13160.16
Commercial | Energy Efficiency | Assembly | New | VSD Controlled Compressor | 1.9843 | 0.92875 | 13160.16
Commercial | Energy Efficiency | College and University | New | VSD Controlled Compressor | 1.7063 | 1.4292 | 13160.16
Commercial | Energy Efficiency | Grocery | New | VSD Controlled Compressor | 1.9843 | 0.92875 | 13160.16
Commercial | Energy Efficiency | Healthcare | New | VSD Controlled Compressor | 1.7063 | 1.4292 | 13160.16
Commercial | Energy Efficiency | Hospitals | New | VSD Controlled Compressor | 1.7063 | 1.4292 | 13160.16
Commercial | Energy Efficiency | Institutional | New | VSD Controlled Compressor | 1.9843 | 0.92875 | 13160.16
Commercial | Energy Efficiency | Lodging/Hospitality | New | VSD Controlled Compressor | 1.7063 | 1.4292 | 13160.16
Commercial | Energy Efficiency | Miscellaneous | New | VSD Controlled Compressor | 1.9843 | 0.92875 | 13160.16
Commercial | Energy Efficiency | Offices | New | VSD Controlled Compressor | 1.9843 | 0.92875 | 13160.16
Commercial | Energy Efficiency | Restaurants | New | VSD Controlled Compressor | 1.7063 | 1.4292 | 13160.16
Commercial | Energy Efficiency | Retail | New | VSD Controlled Compressor | 1.9843 | 0.92875 | 13160.16
Commercial | Energy Efficiency | Schools K-12 | New | VSD Controlled Compressor | 1.7063 | 1.4292 | 13160.16
Commercial | Energy Efficiency | Warehouse | New | VSD Controlled Compressor | 1.9843 | 0.92875 | 13160.16
Commercial | Energy Efficiency | Assembly | Existing | Network PC Power Management | 0.39582 | 0 | 2661.0035
Commercial | Energy Efficiency | College and University | Existing | Network PC Power Management | 0.93955 | 0.81114 | 6992.2928
Commercial | Energy Efficiency | Grocery | Existing | Network PC Power Management | 0.5037 | 0.3508 | 3386.2106
Commercial | Energy Efficiency | Healthcare | Existing | Network PC Power Management | 0.70789 | 0.49301 | 4758.9388
Commercial | Energy Efficiency | Hospitals | Existing | Network PC Power Management | 5.6089 | 4.8423 | 41742.7
Commercial | Energy Efficiency | Institutional | Existing | Network PC Power Management | 0.64622 | 0 | 4344.3187
Commercial | Energy Efficiency | Lodging/Hospitality | Existing | Network PC Power Management | 0.58124 | 0.40481 | 3907.5345
Commercial | Energy Efficiency | Miscellaneous | Existing | Network PC Power Management | 8.6767 | 0 | 58330.5263
Commercial | Energy Efficiency | Offices | Existing | Network PC Power Management | 0.49125 | 0.34213 | 3302.5466
Commercial | Energy Efficiency | Restaurants | Existing | Network PC Power Management | 0.47359 | 0 | 3183.805
Commercial | Energy Efficiency | Retail | Existing | Network PC Power Management | 0.21429 | 0.14924 | 1440.5919
Commercial | Energy Efficiency | Schools K-12 | Existing | Network PC Power Management | 0.71311 | 0.49665 | 4794.046
Commercial | Energy Efficiency | Warehouse | Existing | Network PC Power Management | 0.058244 | 0 | 391.5584
Commercial | Energy Efficiency | Assembly | New | Network PC Power Management | 0.39582 | 0 | 2661.0035
Commercial | Energy Efficiency | College and University | New | Network PC Power Management | 0.93955 | 0.81114 | 6992.2928
Commercial | Energy Efficiency | Grocery | New | Network PC Power Management | 0.5037 | 0.3508 | 3386.2106
Commercial | Energy Efficiency | Healthcare | New | Network PC Power Management | 0.70789 | 0.49301 | 4758.9388
Commercial | Energy Efficiency | Hospitals | New | Network PC Power Management | 5.6089 | 4.8423 | 41742.7
Commercial | Energy Efficiency | Institutional | New | Network PC Power Management | 0.64622 | 0 | 4344.3187
Commercial | Energy Efficiency | Lodging/Hospitality | New | Network PC Power Management | 0.58124 | 0.40481 | 3907.5345
Commercial | Energy Efficiency | Miscellaneous | New | Network PC Power Management | 8.6767 | 0 | 58330.5263
Commercial | Energy Efficiency | Offices | New | Network PC Power Management | 0.49125 | 0.34213 | 3302.5466
Commercial | Energy Efficiency | Restaurants | New | Network PC Power Management | 0.47359 | 0 | 3183.805
Commercial | Energy Efficiency | Retail | New | Network PC Power Management | 0.21429 | 0.14924 | 1440.5919
Commercial | Energy Efficiency | Schools K-12 | New | Network PC Power Management | 0.71311 | 0.49665 | 4794.046
Commercial | Energy Efficiency | Warehouse | New | Network PC Power Management | 0.058244 | 0 | 391.5584
Commercial | Energy Efficiency | Assembly | Existing | Smart Strip Plug Outlet | 0.0083127 | 0 | 55.9044
Commercial | Energy Efficiency | College and University | Existing | Smart Strip Plug Outlet | 0.021843 | 0.015181 | 146.8994
Commercial | Energy Efficiency | Grocery | Existing | Smart Strip Plug Outlet | 0.010578 | 0.0073516 | 71.1401
Commercial | Energy Efficiency | Healthcare | Existing | Smart Strip Plug Outlet | 0.014866 | 0.010332 | 99.9794
Commercial | Energy Efficiency | Hospitals | Existing | Smart Strip Plug Outlet | 0.1304 | 0.090625 | 876.9623
Commercial | Energy Efficiency | Institutional | Existing | Smart Strip Plug Outlet | 0.013571 | 0 | 91.2687
Commercial | Energy Efficiency | Lodging/Hospitality | Existing | Smart Strip Plug Outlet | 0.012207 | 0.0084835 | 82.0924
Commercial | Energy Efficiency | Miscellaneous | Existing | Smart Strip Plug Outlet | 0.18222 | 0 | 1225.4519
Commercial | Energy Efficiency | Offices | Existing | Smart Strip Plug Outlet | 0.010317 | 0.00717 | 69.3824
Commercial | Energy Efficiency | Restaurants | Existing | Smart Strip Plug Outlet | 0.0099458 | 0 | 66.8878
Commercial | Energy Efficiency | Retail | Existing | Smart Strip Plug Outlet | 0.0045002 | 0.0031276 | 30.265
Commercial | Energy Efficiency | Schools K-12 | Existing | Smart Strip Plug Outlet | 0.014976 | 0.010408 | 100.717
Commercial | Energy Efficiency | Warehouse | Existing | Smart Strip Plug Outlet | 0.0012232 | 0 | 8.2262
Commercial | Energy Efficiency | Assembly | New | Smart Strip Plug Outlet | 0.0083127 | 0 | 55.9044
Commercial | Energy Efficiency | College and University | New | Smart Strip Plug Outlet | 0.021843 | 0.015181 | 146.8994
Commercial | Energy Efficiency | Grocery | New | Smart Strip Plug Outlet | 0.010578 | 0.0073516 | 71.1401
Commercial | Energy Efficiency | Healthcare | New | Smart Strip Plug Outlet | 0.014866 | 0.010332 | 99.9794
Commercial | Energy Efficiency | Hospitals | New | Smart Strip Plug Outlet | 0.1304 | 0.090625 | 876.9623
Commercial | Energy Efficiency | Institutional | New | Smart Strip Plug Outlet | 0.013571 | 0 | 91.2687
Commercial | Energy Efficiency | Lodging/Hospitality | New | Smart Strip Plug Outlet | 0.012207 | 0.0084835 | 82.0924
Commercial | Energy Efficiency | Miscellaneous | New | Smart Strip Plug Outlet | 0.18222 | 0 | 1225.4519
Commercial | Energy Efficiency | Offices | New | Smart Strip Plug Outlet | 0.010317 | 0.00717 | 69.3824
Commercial | Energy Efficiency | Restaurants | New | Smart Strip Plug Outlet | 0.0099458 | 0 | 66.8878
Commercial | Energy Efficiency | Retail | New | Smart Strip Plug Outlet | 0.0045002 | 0.0031276 | 30.265
Commercial | Energy Efficiency | Schools K-12 | New | Smart Strip Plug Outlet | 0.014976 | 0.010408 | 100.717
Commercial | Energy Efficiency | Warehouse | New | Smart Strip Plug Outlet | 0.0012232 | 0 | 8.2262
Commercial | Energy Efficiency | Assembly | Existing | Anti-Sweat Controls | 0.081727 | 0.082167 | 1022.6336
Commercial | Energy Efficiency | College and University | Existing | Anti-Sweat Controls | 0.13259 | 0.11106 | 1022.6336
Commercial | Energy Efficiency | Grocery | Existing | Anti-Sweat Controls | 0.081727 | 0.082167 | 1022.6336
Commercial | Energy Efficiency | Healthcare | Existing | Anti-Sweat Controls | 0.13259 | 0.11106 | 1022.6336
Commercial | Energy Efficiency | Hospitals | Existing | Anti-Sweat Controls | 0.13259 | 0.11106 | 1022.6336
Commercial | Energy Efficiency | Institutional | Existing | Anti-Sweat Controls | 0.081727 | 0.082167 | 1022.6336
Commercial | Energy Efficiency | Lodging/Hospitality | Existing | Anti-Sweat Controls | 0.13259 | 0.11106 | 1022.6336
Commercial | Energy Efficiency | Miscellaneous | Existing | Anti-Sweat Controls | 0.081727 | 0.082167 | 1022.6336
Commercial | Energy Efficiency | Offices | Existing | Anti-Sweat Controls | 0.081727 | 0.082167 | 1022.6336
Commercial | Energy Efficiency | Restaurants | Existing | Anti-Sweat Controls | 0.13259 | 0.11106 | 1022.6336
Commercial | Energy Efficiency | Retail | Existing | Anti-Sweat Controls | 0.081727 | 0.082167 | 1022.6336
Commercial | Energy Efficiency | Schools K-12 | Existing | Anti-Sweat Controls | 0.13259 | 0.11106 | 1022.6336
Commercial | Energy Efficiency | Warehouse | Existing | Anti-Sweat Controls | 0.081727 | 0.082167 | 1022.6336
Commercial | Energy Efficiency | Assembly | New | Anti-Sweat Controls | 0.081727 | 0.082167 | 1022.6336
Commercial | Energy Efficiency | College and University | New | Anti-Sweat Controls | 0.13259 | 0.11106 | 1022.6336
Commercial | Energy Efficiency | Grocery | New | Anti-Sweat Controls | 0.081727 | 0.082167 | 1022.6336
Commercial | Energy Efficiency | Healthcare | New | Anti-Sweat Controls | 0.13259 | 0.11106 | 1022.6336
Commercial | Energy Efficiency | Hospitals | New | Anti-Sweat Controls | 0.13259 | 0.11106 | 1022.6336
Commercial | Energy Efficiency | Institutional | New | Anti-Sweat Controls | 0.081727 | 0.082167 | 1022.6336
Commercial | Energy Efficiency | Lodging/Hospitality | New | Anti-Sweat Controls | 0.13259 | 0.11106 | 1022.6336
Commercial | Energy Efficiency | Miscellaneous | New | Anti-Sweat Controls | 0.081727 | 0.082167 | 1022.6336
Commercial | Energy Efficiency | Offices | New | Anti-Sweat Controls | 0.081727 | 0.082167 | 1022.6336
Commercial | Energy Efficiency | Restaurants | New | Anti-Sweat Controls | 0.13259 | 0.11106 | 1022.6336
Commercial | Energy Efficiency | Retail | New | Anti-Sweat Controls | 0.081727 | 0.082167 | 1022.6336
Commercial | Energy Efficiency | Schools K-12 | New | Anti-Sweat Controls | 0.13259 | 0.11106 | 1022.6336
Commercial | Energy Efficiency | Warehouse | New | Anti-Sweat Controls | 0.081727 | 0.082167 | 1022.6336
Commercial | Energy Efficiency | Assembly | Existing | Automatic Door Closer for Walk-in Coolers and Freezers | 0.0054303 | 0.0012106 | 39.0829
Commercial | Energy Efficiency | College and University | Existing | Automatic Door Closer for Walk-in Coolers and Freezers | 0.0050673 | 0.0042445 | 39.0829
Commercial | Energy Efficiency | Grocery | Existing | Automatic Door Closer for Walk-in Coolers and Freezers | 0.0054303 | 0.0012106 | 39.0829
Commercial | Energy Efficiency | Healthcare | Existing | Automatic Door Closer for Walk-in Coolers and Freezers | 0.0050673 | 0.0042445 | 39.0829
Commercial | Energy Efficiency | Hospitals | Existing | Automatic Door Closer for Walk-in Coolers and Freezers | 0.0050673 | 0.0042445 | 39.0829
Commercial | Energy Efficiency | Institutional | Existing | Automatic Door Closer for Walk-in Coolers and Freezers | 0.0054303 | 0.0012106 | 39.0829
Commercial | Energy Efficiency | Lodging/Hospitality | Existing | Automatic Door Closer for Walk-in Coolers and Freezers | 0.0050673 | 0.0042445 | 39.0829
Commercial | Energy Efficiency | Miscellaneous | Existing | Automatic Door Closer for Walk-in Coolers and Freezers | 0.0054303 | 0.0012106 | 39.0829
Commercial | Energy Efficiency | Offices | Existing | Automatic Door Closer for Walk-in Coolers and Freezers | 0.0054303 | 0.0012106 | 39.0829
Commercial | Energy Efficiency | Restaurants | Existing | Automatic Door Closer for Walk-in Coolers and Freezers | 0.0050673 | 0.0042445 | 39.0829
Commercial | Energy Efficiency | Retail | Existing | Automatic Door Closer for Walk-in Coolers and Freezers | 0.0054303 | 0.0012106 | 39.0829
Commercial | Energy Efficiency | Schools K-12 | Existing | Automatic Door Closer for Walk-in Coolers and Freezers | 0.0050673 | 0.0042445 | 39.0829
Commercial | Energy Efficiency | Warehouse | Existing | Automatic Door Closer for Walk-in Coolers and Freezers | 0.0054303 | 0.0012106 | 39.0829
Commercial | Energy Efficiency | Assembly | New | Automatic Door Closer for Walk-in Coolers and Freezers | 0.0054303 | 0.0012106 | 39.0829
Commercial | Energy Efficiency | College and University | New | Automatic Door Closer for Walk-in Coolers and Freezers | 0.0050673 | 0.0042445 | 39.0829
Commercial | Energy Efficiency | Grocery | New | Automatic Door Closer for Walk-in Coolers and Freezers | 0.0054303 | 0.0012106 | 39.0829
Commercial | Energy Efficiency | Healthcare | New | Automatic Door Closer for Walk-in Coolers and Freezers | 0.0050673 | 0.0042445 | 39.0829
Commercial | Energy Efficiency | Hospitals | New | Automatic Door Closer for Walk-in Coolers and Freezers | 0.0050673 | 0.0042445 | 39.0829
Commercial | Energy Efficiency | Institutional | New | Automatic Door Closer for Walk-in Coolers and Freezers | 0.0054303 | 0.0012106 | 39.0829
Commercial | Energy Efficiency | Lodging/Hospitality | New | Automatic Door Closer for Walk-in Coolers and Freezers | 0.0050673 | 0.0042445 | 39.0829
Commercial | Energy Efficiency | Miscellaneous | New | Automatic Door Closer for Walk-in Coolers and Freezers | 0.0054303 | 0.0012106 | 39.0829
Commercial | Energy Efficiency | Offices | New | Automatic Door Closer for Walk-in Coolers and Freezers | 0.0054303 | 0.0012106 | 39.0829
Commercial | Energy Efficiency | Restaurants | New | Automatic Door Closer for Walk-in Coolers and Freezers | 0.0050673 | 0.0042445 | 39.0829
Commercial | Energy Efficiency | Retail | New | Automatic Door Closer for Walk-in Coolers and Freezers | 0.0054303 | 0.0012106 | 39.0829
Commercial | Energy Efficiency | Schools K-12 | New | Automatic Door Closer for Walk-in Coolers and Freezers | 0.0050673 | 0.0042445 | 39.0829
Commercial | Energy Efficiency | Warehouse | New | Automatic Door Closer for Walk-in Coolers and Freezers | 0.0054303 | 0.0012106 | 39.0829
Commercial | Energy Efficiency | Assembly | Existing | Demand Defrost | 0.054904 | 0.0050296 | 394.47
Commercial | Energy Efficiency | College and University | Existing | Demand Defrost | 0.051145 | 0.04284 | 394.47
Commercial | Energy Efficiency | Grocery | Existing | Demand Defrost | 0.054904 | 0.0050296 | 394.47
Commercial | Energy Efficiency | Healthcare | Existing | Demand Defrost | 0.051145 | 0.04284 | 394.47
Commercial | Energy Efficiency | Hospitals | Existing | Demand Defrost | 0.051145 | 0.04284 | 394.47
Commercial | Energy Efficiency | Institutional | Existing | Demand Defrost | 0.054904 | 0.0050296 | 394.47
Commercial | Energy Efficiency | Lodging/Hospitality | Existing | Demand Defrost | 0.051145 | 0.04284 | 394.47
Commercial | Energy Efficiency | Miscellaneous | Existing | Demand Defrost | 0.054904 | 0.0050296 | 394.47
Commercial | Energy Efficiency | Offices | Existing | Demand Defrost | 0.054904 | 0.0050296 | 394.47
Commercial | Energy Efficiency | Restaurants | Existing | Demand Defrost | 0.051145 | 0.04284 | 394.47
Commercial | Energy Efficiency | Retail | Existing | Demand Defrost | 0.054904 | 0.0050296 | 394.47
Commercial | Energy Efficiency | Schools K-12 | Existing | Demand Defrost | 0.051145 | 0.04284 | 394.47
Commercial | Energy Efficiency | Warehouse | Existing | Demand Defrost | 0.054904 | 0.0050296 | 394.47
Commercial | Energy Efficiency | Assembly | New | Demand Defrost | 0.054904 | 0.0050296 | 394.47
Commercial | Energy Efficiency | College and University | New | Demand Defrost | 0.051145 | 0.04284 | 394.47
Commercial | Energy Efficiency | Grocery | New | Demand Defrost | 0.054904 | 0.0050296 | 394.47
Commercial | Energy Efficiency | Healthcare | New | Demand Defrost | 0.051145 | 0.04284 | 394.47
Commercial | Energy Efficiency | Hospitals | New | Demand Defrost | 0.051145 | 0.04284 | 394.47
Commercial | Energy Efficiency | Institutional | New | Demand Defrost | 0.054904 | 0.0050296 | 394.47
Commercial | Energy Efficiency | Lodging/Hospitality | New | Demand Defrost | 0.051145 | 0.04284 | 394.47
Commercial | Energy Efficiency | Miscellaneous | New | Demand Defrost | 0.054904 | 0.0050296 | 394.47
Commercial | Energy Efficiency | Offices | New | Demand Defrost | 0.054904 | 0.0050296 | 394.47
Commercial | Energy Efficiency | Restaurants | New | Demand Defrost | 0.051145 | 0.04284 | 394.47
Commercial | Energy Efficiency | Retail | New | Demand Defrost | 0.054904 | 0.0050296 | 394.47
Commercial | Energy Efficiency | Schools K-12 | New | Demand Defrost | 0.051145 | 0.04284 | 394.47
Commercial | Energy Efficiency | Warehouse | New | Demand Defrost | 0.054904 | 0.0050296 | 394.47
Commercial | Energy Efficiency | Assembly | Existing | Floating Head Pressure Controls | 0.38051 | 0.1781 | 2523.5714
Commercial | Energy Efficiency | College and University | Existing | Floating Head Pressure Controls | 0.32719 | 0.27407 | 2523.5714
Commercial | Energy Efficiency | Grocery | Existing | Floating Head Pressure Controls | 0.38051 | 0.1781 | 2523.5714
Commercial | Energy Efficiency | Healthcare | Existing | Floating Head Pressure Controls | 0.32719 | 0.27407 | 2523.5714
Commercial | Energy Efficiency | Hospitals | Existing | Floating Head Pressure Controls | 0.32719 | 0.27407 | 2523.5714
Commercial | Energy Efficiency | Institutional | Existing | Floating Head Pressure Controls | 0.38051 | 0.1781 | 2523.5714
Commercial | Energy Efficiency | Lodging/Hospitality | Existing | Floating Head Pressure Controls | 0.32719 | 0.27407 | 2523.5714
Commercial | Energy Efficiency | Miscellaneous | Existing | Floating Head Pressure Controls | 0.38051 | 0.1781 | 2523.5714
Commercial | Energy Efficiency | Offices | Existing | Floating Head Pressure Controls | 0.38051 | 0.1781 | 2523.5714
Commercial | Energy Efficiency | Restaurants | Existing | Floating Head Pressure Controls | 0.32719 | 0.27407 | 2523.5714
Commercial | Energy Efficiency | Retail | Existing | Floating Head Pressure Controls | 0.38051 | 0.1781 | 2523.5714
Commercial | Energy Efficiency | Schools K-12 | Existing | Floating Head Pressure Controls | 0.32719 | 0.27407 | 2523.5714
Commercial | Energy Efficiency | Warehouse | Existing | Floating Head Pressure Controls | 0.38051 | 0.1781 | 2523.5714
Commercial | Energy Efficiency | Assembly | New | Floating Head Pressure Controls | 0.38051 | 0.1781 | 2523.5714
Commercial | Energy Efficiency | College and University | New | Floating Head Pressure Controls | 0.32719 | 0.27407 | 2523.5714
Commercial | Energy Efficiency | Grocery | New | Floating Head Pressure Controls | 0.38051 | 0.1781 | 2523.5714
Commercial | Energy Efficiency | Healthcare | New | Floating Head Pressure Controls | 0.32719 | 0.27407 | 2523.5714
Commercial | Energy Efficiency | Hospitals | New | Floating Head Pressure Controls | 0.32719 | 0.27407 | 2523.5714
Commercial | Energy Efficiency | Institutional | New | Floating Head Pressure Controls | 0.38051 | 0.1781 | 2523.5714
Commercial | Energy Efficiency | Lodging/Hospitality | New | Floating Head Pressure Controls | 0.32719 | 0.27407 | 2523.5714
Commercial | Energy Efficiency | Miscellaneous | New | Floating Head Pressure Controls | 0.38051 | 0.1781 | 2523.5714
Commercial | Energy Efficiency | Offices | New | Floating Head Pressure Controls | 0.38051 | 0.1781 | 2523.5714
Commercial | Energy Efficiency | Restaurants | New | Floating Head Pressure Controls | 0.32719 | 0.27407 | 2523.5714
Commercial | Energy Efficiency | Retail | New | Floating Head Pressure Controls | 0.38051 | 0.1781 | 2523.5714
Commercial | Energy Efficiency | Schools K-12 | New | Floating Head Pressure Controls | 0.32719 | 0.27407 | 2523.5714
Commercial | Energy Efficiency | Warehouse | New | Floating Head Pressure Controls | 0.38051 | 0.1781 | 2523.5714
Commercial | Energy Efficiency | Assembly | Existing | Freezer-Cooler Replacement Gaskets | 0.022767 | 0.0074125 | 156.3315
Commercial | Energy Efficiency | College and University | Existing | Freezer-Cooler Replacement Gaskets | 0.020269 | 0.016978 | 156.3315
Commercial | Energy Efficiency | Grocery | Existing | Freezer-Cooler Replacement Gaskets | 0.022767 | 0.0074125 | 156.3315
Commercial | Energy Efficiency | Healthcare | Existing | Freezer-Cooler Replacement Gaskets | 0.020269 | 0.016978 | 156.3315
Commercial | Energy Efficiency | Hospitals | Existing | Freezer-Cooler Replacement Gaskets | 0.020269 | 0.016978 | 156.3315
Commercial | Energy Efficiency | Institutional | Existing | Freezer-Cooler Replacement Gaskets | 0.022767 | 0.0074125 | 156.3315
Commercial | Energy Efficiency | Lodging/Hospitality | Existing | Freezer-Cooler Replacement Gaskets | 0.020269 | 0.016978 | 156.3315
Commercial | Energy Efficiency | Miscellaneous | Existing | Freezer-Cooler Replacement Gaskets | 0.022767 | 0.0074125 | 156.3315
Commercial | Energy Efficiency | Offices | Existing | Freezer-Cooler Replacement Gaskets | 0.022767 | 0.0074125 | 156.3315
Commercial | Energy Efficiency | Restaurants | Existing | Freezer-Cooler Replacement Gaskets | 0.020269 | 0.016978 | 156.3315
Commercial | Energy Efficiency | Retail | Existing | Freezer-Cooler Replacement Gaskets | 0.022767 | 0.0074125 | 156.3315
Commercial | Energy Efficiency | Schools K-12 | Existing | Freezer-Cooler Replacement Gaskets | 0.020269 | 0.016978 | 156.3315
Commercial | Energy Efficiency | Warehouse | Existing | Freezer-Cooler Replacement Gaskets | 0.022767 | 0.0074125 | 156.3315
Commercial | Energy Efficiency | Assembly | New | Freezer-Cooler Replacement Gaskets | 0 | 0 | 0
Commercial | Energy Efficiency | College and University | New | Freezer-Cooler Replacement Gaskets | 0 | 0 | 0
Commercial | Energy Efficiency | Grocery | New | Freezer-Cooler Replacement Gaskets | 0 | 0 | 0
Commercial | Energy Efficiency | Healthcare | New | Freezer-Cooler Replacement Gaskets | 0 | 0 | 0
Commercial | Energy Efficiency | Hospitals | New | Freezer-Cooler Replacement Gaskets | 0 | 0 | 0
Commercial | Energy Efficiency | Institutional | New | Freezer-Cooler Replacement Gaskets | 0 | 0 | 0
Commercial | Energy Efficiency | Lodging/Hospitality | New | Freezer-Cooler Replacement Gaskets | 0 | 0 | 0
Commercial | Energy Efficiency | Miscellaneous | New | Freezer-Cooler Replacement Gaskets | 0 | 0 | 0
Commercial | Energy Efficiency | Offices | New | Freezer-Cooler Replacement Gaskets | 0 | 0 | 0
Commercial | Energy Efficiency | Restaurants | New | Freezer-Cooler Replacement Gaskets | 0 | 0 | 0
Commercial | Energy Efficiency | Retail | New | Freezer-Cooler Replacement Gaskets | 0 | 0 | 0
Commercial | Energy Efficiency | Schools K-12 | New | Freezer-Cooler Replacement Gaskets | 0 | 0 | 0
Commercial | Energy Efficiency | Warehouse | New | Freezer-Cooler Replacement Gaskets | 0 | 0 | 0
Commercial | Energy Efficiency | Assembly | Existing | High Efficiency Refrigeration Compressor | 0.020431 | 0.0095627 | 135.5
Commercial | Energy Efficiency | College and University | Existing | High Efficiency Refrigeration Compressor | 0.017568 | 0.014716 | 135.5
Commercial | Energy Efficiency | Grocery | Existing | High Efficiency Refrigeration Compressor | 0.020431 | 0.0095627 | 135.5
Commercial | Energy Efficiency | Healthcare | Existing | High Efficiency Refrigeration Compressor | 0.017568 | 0.014716 | 135.5
Commercial | Energy Efficiency | Hospitals | Existing | High Efficiency Refrigeration Compressor | 0.017568 | 0.014716 | 135.5
Commercial | Energy Efficiency | Institutional | Existing | High Efficiency Refrigeration Compressor | 0.020431 | 0.0095627 | 135.5
Commercial | Energy Efficiency | Lodging/Hospitality | Existing | High Efficiency Refrigeration Compressor | 0.017568 | 0.014716 | 135.5
Commercial | Energy Efficiency | Miscellaneous | Existing | High Efficiency Refrigeration Compressor | 0.020431 | 0.0095627 | 135.5
Commercial | Energy Efficiency | Offices | Existing | High Efficiency Refrigeration Compressor | 0.020431 | 0.0095627 | 135.5
Commercial | Energy Efficiency | Restaurants | Existing | High Efficiency Refrigeration Compressor | 0.017568 | 0.014716 | 135.5
Commercial | Energy Efficiency | Retail | Existing | High Efficiency Refrigeration Compressor | 0.020431 | 0.0095627 | 135.5
Commercial | Energy Efficiency | Schools K-12 | Existing | High Efficiency Refrigeration Compressor | 0.017568 | 0.014716 | 135.5
Commercial | Energy Efficiency | Warehouse | Existing | High Efficiency Refrigeration Compressor | 0.020431 | 0.0095627 | 135.5
Commercial | Energy Efficiency | Assembly | New | High Efficiency Refrigeration Compressor | 0.020431 | 0.0095627 | 135.5
Commercial | Energy Efficiency | College and University | New | High Efficiency Refrigeration Compressor | 0.017568 | 0.014716 | 135.5
Commercial | Energy Efficiency | Grocery | New | High Efficiency Refrigeration Compressor | 0.020431 | 0.0095627 | 135.5
Commercial | Energy Efficiency | Healthcare | New | High Efficiency Refrigeration Compressor | 0.017568 | 0.014716 | 135.5
Commercial | Energy Efficiency | Hospitals | New | High Efficiency Refrigeration Compressor | 0.017568 | 0.014716 | 135.5
Commercial | Energy Efficiency | Institutional | New | High Efficiency Refrigeration Compressor | 0.020431 | 0.0095627 | 135.5
Commercial | Energy Efficiency | Lodging/Hospitality | New | High Efficiency Refrigeration Compressor | 0.017568 | 0.014716 | 135.5
Commercial | Energy Efficiency | Miscellaneous | New | High Efficiency Refrigeration Compressor | 0.020431 | 0.0095627 | 135.5
Commercial | Energy Efficiency | Offices | New | High Efficiency Refrigeration Compressor | 0.020431 | 0.0095627 | 135.5
Commercial | Energy Efficiency | Restaurants | New | High Efficiency Refrigeration Compressor | 0.017568 | 0.014716 | 135.5
Commercial | Energy Efficiency | Retail | New | High Efficiency Refrigeration Compressor | 0.020431 | 0.0095627 | 135.5
Commercial | Energy Efficiency | Schools K-12 | New | High Efficiency Refrigeration Compressor | 0.017568 | 0.014716 | 135.5
Commercial | Energy Efficiency | Warehouse | New | High Efficiency Refrigeration Compressor | 0.020431 | 0.0095627 | 135.5
Commercial | Energy Efficiency | Assembly | Existing | High R-Value Glass Doors | 0.025557 | 0.0087903 | 175
Commercial | Energy Efficiency | College and University | Existing | High R-Value Glass Doors | 0.02269 | 0.019005 | 175
Commercial | Energy Efficiency | Grocery | Existing | High R-Value Glass Doors | 0.025557 | 0.0087903 | 175
Commercial | Energy Efficiency | Healthcare | Existing | High R-Value Glass Doors | 0.02269 | 0.019005 | 175
Commercial | Energy Efficiency | Hospitals | Existing | High R-Value Glass Doors | 0.02269 | 0.019005 | 175
Commercial | Energy Efficiency | Institutional | Existing | High R-Value Glass Doors | 0.025557 | 0.0087903 | 175
Commercial | Energy Efficiency | Lodging/Hospitality | Existing | High R-Value Glass Doors | 0.02269 | 0.019005 | 175
Commercial | Energy Efficiency | Miscellaneous | Existing | High R-Value Glass Doors | 0.025557 | 0.0087903 | 175
Commercial | Energy Efficiency | Offices | Existing | High R-Value Glass Doors | 0.025557 | 0.0087903 | 175
Commercial | Energy Efficiency | Restaurants | Existing | High R-Value Glass Doors | 0.02269 | 0.019005 | 175
Commercial | Energy Efficiency | Retail | Existing | High R-Value Glass Doors | 0.025557 | 0.0087903 | 175
Commercial | Energy Efficiency | Schools K-12 | Existing | High R-Value Glass Doors | 0.02269 | 0.019005 | 175
Commercial | Energy Efficiency | Warehouse | Existing | High R-Value Glass Doors | 0.025557 | 0.0087903 | 175
Commercial | Energy Efficiency | Assembly | New | High R-Value Glass Doors | 0 | 0 | 0
Commercial | Energy Efficiency | College and University | New | High R-Value Glass Doors | 0 | 0 | 0
Commercial | Energy Efficiency | Grocery | New | High R-Value Glass Doors | 0 | 0 | 0
Commercial | Energy Efficiency | Healthcare | New | High R-Value Glass Doors | 0 | 0 | 0
Commercial | Energy Efficiency | Hospitals | New | High R-Value Glass Doors | 0 | 0 | 0
Commercial | Energy Efficiency | Institutional | New | High R-Value Glass Doors | 0 | 0 | 0
Commercial | Energy Efficiency | Lodging/Hospitality | New | High R-Value Glass Doors | 0 | 0 | 0
Commercial | Energy Efficiency | Miscellaneous | New | High R-Value Glass Doors | 0 | 0 | 0
Commercial | Energy Efficiency | Offices | New | High R-Value Glass Doors | 0 | 0 | 0
Commercial | Energy Efficiency | Restaurants | New | High R-Value Glass Doors | 0 | 0 | 0
Commercial | Energy Efficiency | Retail | New | High R-Value Glass Doors | 0 | 0 | 0
Commercial | Energy Efficiency | Schools K-12 | New | High R-Value Glass Doors | 0 | 0 | 0
Commercial | Energy Efficiency | Warehouse | New | High R-Value Glass Doors | 0 | 0 | 0
Commercial | Energy Efficiency | Assembly | Existing | Night Covers for Display Cases | 0.015518 | 0.0069353 | 103.3118
Commercial | Energy Efficiency | College and University | Existing | Night Covers for Display Cases | 0.015518 | 0.0069353 | 103.3118
Commercial | Energy Efficiency | Grocery | Existing | Night Covers for Display Cases | 0.015518 | 0.0069353 | 103.3118
Commercial | Energy Efficiency | Healthcare | Existing | Night Covers for Display Cases | 0.015518 | 0.0069353 | 103.3118
Commercial | Energy Efficiency | Hospitals | Existing | Night Covers for Display Cases | 0.015518 | 0.0069353 | 103.3118
Commercial | Energy Efficiency | Institutional | Existing | Night Covers for Display Cases | 0.015518 | 0.0069353 | 103.3118
Commercial | Energy Efficiency | Lodging/Hospitality | Existing | Night Covers for Display Cases | 0.015518 | 0.0069353 | 103.3118
Commercial | Energy Efficiency | Miscellaneous | Existing | Night Covers for Display Cases | 0.015518 | 0.0069353 | 103.3118
Commercial | Energy Efficiency | Offices | Existing | Night Covers for Display Cases | 0.015518 | 0.0069353 | 103.3118
Commercial | Energy Efficiency | Restaurants | Existing | Night Covers for Display Cases | 0.015518 | 0.0069353 | 103.3118
Commercial | Energy Efficiency | Retail | Existing | Night Covers for Display Cases | 0.015518 | 0.0069353 | 103.3118
Commercial | Energy Efficiency | Schools K-12 | Existing | Night Covers for Display Cases | 0.015518 | 0.0069353 | 103.3118
Commercial | Energy Efficiency | Warehouse | Existing | Night Covers for Display Cases | 0.015518 | 0.0069353 | 103.3118
Commercial | Energy Efficiency | Assembly | New | Night Covers for Display Cases | 0.015518 | 0.0069353 | 103.3118
Commercial | Energy Efficiency | College and University | New | Night Covers for Display Cases | 0.015518 | 0.0069353 | 103.3118
Commercial | Energy Efficiency | Grocery | New | Night Covers for Display Cases | 0.015518 | 0.0069353 | 103.3118
Commercial | Energy Efficiency | Healthcare | New | Night Covers for Display Cases | 0.015518 | 0.0069353 | 103.3118
Commercial | Energy Efficiency | Hospitals | New | Night Covers for Display Cases | 0.015518 | 0.0069353 | 103.3118
Commercial | Energy Efficiency | Institutional | New | Night Covers for Display Cases | 0.015518 | 0.0069353 | 103.3118
Commercial | Energy Efficiency | Lodging/Hospitality | New | Night Covers for Display Cases | 0.015518 | 0.0069353 | 103.3118
Commercial | Energy Efficiency | Miscellaneous | New | Night Covers for Display Cases | 0.015518 | 0.0069353 | 103.3118
Commercial | Energy Efficiency | Offices | New | Night Covers for Display Cases | 0.015518 | 0.0069353 | 103.3118
Commercial | Energy Efficiency | Restaurants | New | Night Covers for Display Cases | 0.015518 | 0.0069353 | 103.3118
Commercial | Energy Efficiency | Retail | New | Night Covers for Display Cases | 0.015518 | 0.0069353 | 103.3118
Commercial | Energy Efficiency | Schools K-12 | New | Night Covers for Display Cases | 0.015518 | 0.0069353 | 103.3118
Commercial | Energy Efficiency | Warehouse | New | Night Covers for Display Cases | 0.015518 | 0.0069353 | 103.3118
Commercial | Energy Efficiency | Assembly | Existing | PSC to ECM Evaporator Fan Motor (Reach-In) | 0.070139 | 0.0064253 | 503.9324
Commercial | Energy Efficiency | College and University | Existing | PSC to ECM Evaporator Fan Motor (Reach-In) | 0.065337 | 0.054728 | 503.9324
Commercial | Energy Efficiency | Grocery | Existing | PSC to ECM Evaporator Fan Motor (Reach-In) | 0.070139 | 0.0064253 | 503.9324
Commercial | Energy Efficiency | Healthcare | Existing | PSC to ECM Evaporator Fan Motor (Reach-In) | 0.065337 | 0.054728 | 503.9324
Commercial | Energy Efficiency | Hospitals | Existing | PSC to ECM Evaporator Fan Motor (Reach-In) | 0.065337 | 0.054728 | 503.9324
Commercial | Energy Efficiency | Institutional | Existing | PSC to ECM Evaporator Fan Motor (Reach-In) | 0.070139 | 0.0064253 | 503.9324
Commercial | Energy Efficiency | Lodging/Hospitality | Existing | PSC to ECM Evaporator Fan Motor (Reach-In) | 0.065337 | 0.054728 | 503.9324
Commercial | Energy Efficiency | Miscellaneous | Existing | PSC to ECM Evaporator Fan Motor (Reach-In) | 0.070139 | 0.0064253 | 503.9324
Commercial | Energy Efficiency | Offices | Existing | PSC to ECM Evaporator Fan Motor (Reach-In) | 0.070139 | 0.0064253 | 503.9324
Commercial | Energy Efficiency | Restaurants | Existing | PSC to ECM Evaporator Fan Motor (Reach-In) | 0.065337 | 0.054728 | 503.9324
Commercial | Energy Efficiency | Retail | Existing | PSC to ECM Evaporator Fan Motor (Reach-In) | 0.070139 | 0.0064253 | 503.9324
Commercial | Energy Efficiency | Schools K-12 | Existing | PSC to ECM Evaporator Fan Motor (Reach-In) | 0.065337 | 0.054728 | 503.9324
Commercial | Energy Efficiency | Warehouse | Existing | PSC to ECM Evaporator Fan Motor (Reach-In) | 0.070139 | 0.0064253 | 503.9324
Commercial | Energy Efficiency | Assembly | New | PSC to ECM Evaporator Fan Motor (Reach-In) | 0.070139 | 0.0064253 | 503.9324
Commercial | Energy Efficiency | College and University | New | PSC to ECM Evaporator Fan Motor (Reach-In) | 0.065337 | 0.054728 | 503.9324
Commercial | Energy Efficiency | Grocery | New | PSC to ECM Evaporator Fan Motor (Reach-In) | 0.070139 | 0.0064253 | 503.9324
Commercial | Energy Efficiency | Healthcare | New | PSC to ECM Evaporator Fan Motor (Reach-In) | 0.065337 | 0.054728 | 503.9324
Commercial | Energy Efficiency | Hospitals | New | PSC to ECM Evaporator Fan Motor (Reach-In) | 0.065337 | 0.054728 | 503.9324
Commercial | Energy Efficiency | Institutional | New | PSC to ECM Evaporator Fan Motor (Reach-In) | 0.070139 | 0.0064253 | 503.9324
Commercial | Energy Efficiency | Lodging/Hospitality | New | PSC to ECM Evaporator Fan Motor (Reach-In) | 0.065337 | 0.054728 | 503.9324
Commercial | Energy Efficiency | Miscellaneous | New | PSC to ECM Evaporator Fan Motor (Reach-In) | 0.070139 | 0.0064253 | 503.9324
Commercial | Energy Efficiency | Offices | New | PSC to ECM Evaporator Fan Motor (Reach-In) | 0.070139 | 0.0064253 | 503.9324
Commercial | Energy Efficiency | Restaurants | New | PSC to ECM Evaporator Fan Motor (Reach-In) | 0.065337 | 0.054728 | 503.9324
Commercial | Energy Efficiency | Retail | New | PSC to ECM Evaporator Fan Motor (Reach-In) | 0.070139 | 0.0064253 | 503.9324
Commercial | Energy Efficiency | Schools K-12 | New | PSC to ECM Evaporator Fan Motor (Reach-In) | 0.065337 | 0.054728 | 503.9324
Commercial | Energy Efficiency | Warehouse | New | PSC to ECM Evaporator Fan Motor (Reach-In) | 0.070139 | 0.0064253 | 503.9324
Commercial | Energy Efficiency | Assembly | Existing | PSC to ECM Evaporator Fan Motor (Walk-In, Refrigerator) | 0.04552 | 0.00417 | 327.0516
Commercial | Energy Efficiency | College and University | Existing | PSC to ECM Evaporator Fan Motor (Walk-In, Refrigerator) | 0.042404 | 0.035519 | 327.0516
Commercial | Energy Efficiency | Grocery | Existing | PSC to ECM Evaporator Fan Motor (Walk-In, Refrigerator) | 0.04552 | 0.00417 | 327.0516
Commercial | Energy Efficiency | Healthcare | Existing | PSC to ECM Evaporator Fan Motor (Walk-In, Refrigerator) | 0.042404 | 0.035519 | 327.0516
Commercial | Energy Efficiency | Hospitals | Existing | PSC to ECM Evaporator Fan Motor (Walk-In, Refrigerator) | 0.042404 | 0.035519 | 327.0516
Commercial | Energy Efficiency | Institutional | Existing | PSC to ECM Evaporator Fan Motor (Walk-In, Refrigerator) | 0.04552 | 0.00417 | 327.0516
Commercial | Energy Efficiency | Lodging/Hospitality | Existing | PSC to ECM Evaporator Fan Motor (Walk-In, Refrigerator) | 0.042404 | 0.035519 | 327.0516
Commercial | Energy Efficiency | Miscellaneous | Existing | PSC to ECM Evaporator Fan Motor (Walk-In, Refrigerator) | 0.04552 | 0.00417 | 327.0516
Commercial | Energy Efficiency | Offices | Existing | PSC to ECM Evaporator Fan Motor (Walk-In, Refrigerator) | 0.04552 | 0.00417 | 327.0516
Commercial | Energy Efficiency | Restaurants | Existing | PSC to ECM Evaporator Fan Motor (Walk-In, Refrigerator) | 0.042404 | 0.035519 | 327.0516
Commercial | Energy Efficiency | Retail | Existing | PSC to ECM Evaporator Fan Motor (Walk-In, Refrigerator) | 0.04552 | 0.00417 | 327.0516
Commercial | Energy Efficiency | Schools K-12 | Existing | PSC to ECM Evaporator Fan Motor (Walk-In, Refrigerator) | 0.042404 | 0.035519 | 327.0516
Commercial | Energy Efficiency | Warehouse | Existing | PSC to ECM Evaporator Fan Motor (Walk-In, Refrigerator) | 0.04552 | 0.00417 | 327.0516
Commercial | Energy Efficiency | Assembly | New | PSC to ECM Evaporator Fan Motor (Walk-In, Refrigerator) | 0.04552 | 0.00417 | 327.0516
Commercial | Energy Efficiency | College and University | New | PSC to ECM Evaporator Fan Motor (Walk-In, Refrigerator) | 0.042404 | 0.035519 | 327.0516
Commercial | Energy Efficiency | Grocery | New | PSC to ECM Evaporator Fan Motor (Walk-In, Refrigerator) | 0.04552 | 0.00417 | 327.0516
Commercial | Energy Efficiency | Healthcare | New | PSC to ECM Evaporator Fan Motor (Walk-In, Refrigerator) | 0.042404 | 0.035519 | 327.0516
Commercial | Energy Efficiency | Hospitals | New | PSC to ECM Evaporator Fan Motor (Walk-In, Refrigerator) | 0.042404 | 0.035519 | 327.0516
Commercial | Energy Efficiency | Institutional | New | PSC to ECM Evaporator Fan Motor (Walk-In, Refrigerator) | 0.04552 | 0.00417 | 327.0516
Commercial | Energy Efficiency | Lodging/Hospitality | New | PSC to ECM Evaporator Fan Motor (Walk-In, Refrigerator) | 0.042404 | 0.035519 | 327.0516
Commercial | Energy Efficiency | Miscellaneous | New | PSC to ECM Evaporator Fan Motor (Walk-In, Refrigerator) | 0.04552 | 0.00417 | 327.0516
Commercial | Energy Efficiency | Offices | New | PSC to ECM Evaporator Fan Motor (Walk-In, Refrigerator) | 0.04552 | 0.00417 | 327.0516
Commercial | Energy Efficiency | Restaurants | New | PSC to ECM Evaporator Fan Motor (Walk-In, Refrigerator) | 0.042404 | 0.035519 | 327.0516
Commercial | Energy Efficiency | Retail | New | PSC to ECM Evaporator Fan Motor (Walk-In, Refrigerator) | 0.04552 | 0.00417 | 327.0516
Commercial | Energy Efficiency | Schools K-12 | New | PSC to ECM Evaporator Fan Motor (Walk-In, Refrigerator) | 0.042404 | 0.035519 | 327.0516
Commercial | Energy Efficiency | Warehouse | New | PSC to ECM Evaporator Fan Motor (Walk-In, Refrigerator) | 0.04552 | 0.00417 | 327.0516
Commercial | Energy Efficiency | Assembly | Existing | Refrigerated Display Case Lighting Controls | 0.0084392 | 0.0078859 | 61.4361
Commercial | Energy Efficiency | College and University | Existing | Refrigerated Display Case Lighting Controls | 0.0084392 | 0.0078859 | 61.4361
Commercial | Energy Efficiency | Grocery | Existing | Refrigerated Display Case Lighting Controls | 0.0084392 | 0.0078859 | 61.4361
Commercial | Energy Efficiency | Healthcare | Existing | Refrigerated Display Case Lighting Controls | 0.0084392 | 0.0078859 | 61.4361
Commercial | Energy Efficiency | Hospitals | Existing | Refrigerated Display Case Lighting Controls | 0.0084392 | 0.0078859 | 61.4361
Commercial | Energy Efficiency | Institutional | Existing | Refrigerated Display Case Lighting Controls | 0.0084392 | 0.0078859 | 61.4361
Commercial | Energy Efficiency | Lodging/Hospitality | Existing | Refrigerated Display Case Lighting Controls | 0.0084392 | 0.0078859 | 61.4361
Commercial | Energy Efficiency | Miscellaneous | Existing | Refrigerated Display Case Lighting Controls | 0.0084392 | 0.0078859 | 61.4361
Commercial | Energy Efficiency | Offices | Existing | Refrigerated Display Case Lighting Controls | 0.0084392 | 0.0078859 | 61.4361
Commercial | Energy Efficiency | Restaurants | Existing | Refrigerated Display Case Lighting Controls | 0.0084392 | 0.0078859 | 61.4361
Commercial | Energy Efficiency | Retail | Existing | Refrigerated Display Case Lighting Controls | 0.0084392 | 0.0078859 | 61.4361
Commercial | Energy Efficiency | Schools K-12 | Existing | Refrigerated Display Case Lighting Controls | 0.0084392 | 0.0078859 | 61.4361
Commercial | Energy Efficiency | Warehouse | Existing | Refrigerated Display Case Lighting Controls | 0.0084392 | 0.0078859 | 61.4361
Commercial | Energy Efficiency | Assembly | New | Refrigerated Display Case Lighting Controls | 0.0031317 | 0.0029264 | 22.7985
Commercial | Energy Efficiency | College and University | New | Refrigerated Display Case Lighting Controls | 0.0031317 | 0.0029264 | 22.7985
Commercial | Energy Efficiency | Grocery | New | Refrigerated Display Case Lighting Controls | 0.0031317 | 0.0029264 | 22.7985
Commercial | Energy Efficiency | Healthcare | New | Refrigerated Display Case Lighting Controls | 0.0031317 | 0.0029264 | 22.7985
Commercial | Energy Efficiency | Hospitals | New | Refrigerated Display Case Lighting Controls | 0.0031317 | 0.0029264 | 22.7985
Commercial | Energy Efficiency | Institutional | New | Refrigerated Display Case Lighting Controls | 0.0031317 | 0.0029264 | 22.7985
Commercial | Energy Efficiency | Lodging/Hospitality | New | Refrigerated Display Case Lighting Controls | 0.0031317 | 0.0029264 | 22.7985
Commercial | Energy Efficiency | Miscellaneous | New | Refrigerated Display Case Lighting Controls | 0.0031317 | 0.0029264 | 22.7985
Commercial | Energy Efficiency | Offices | New | Refrigerated Display Case Lighting Controls | 0.0031317 | 0.0029264 | 22.7985
Commercial | Energy Efficiency | Restaurants | New | Refrigerated Display Case Lighting Controls | 0.0031317 | 0.0029264 | 22.7985
Commercial | Energy Efficiency | Retail | New | Refrigerated Display Case Lighting Controls | 0.0031317 | 0.0029264 | 22.7985
Commercial | Energy Efficiency | Schools K-12 | New | Refrigerated Display Case Lighting Controls | 0.0031317 | 0.0029264 | 22.7985
Commercial | Energy Efficiency | Warehouse | New | Refrigerated Display Case Lighting Controls | 0.0031317 | 0.0029264 | 22.7985
Commercial | Energy Efficiency | Assembly | Existing | Strip Curtains for Walk-ins | 0.060723 | 0.016724 | 420
Commercial | Energy Efficiency | College and University | Existing | Strip Curtains for Walk-ins | 0.054455 | 0.045613 | 420
Commercial | Energy Efficiency | Grocery | Existing | Strip Curtains for Walk-ins | 0.060723 | 0.016724 | 420
Commercial | Energy Efficiency | Healthcare | Existing | Strip Curtains for Walk-ins | 0.054455 | 0.045613 | 420
Commercial | Energy Efficiency | Hospitals | Existing | Strip Curtains for Walk-ins | 0.054455 | 0.045613 | 420
Commercial | Energy Efficiency | Institutional | Existing | Strip Curtains for Walk-ins | 0.060723 | 0.016724 | 420
Commercial | Energy Efficiency | Lodging/Hospitality | Existing | Strip Curtains for Walk-ins | 0.054455 | 0.045613 | 420
Commercial | Energy Efficiency | Miscellaneous | Existing | Strip Curtains for Walk-ins | 0.060723 | 0.016724 | 420
Commercial | Energy Efficiency | Offices | Existing | Strip Curtains for Walk-ins | 0.060723 | 0.016724 | 420
Commercial | Energy Efficiency | Restaurants | Existing | Strip Curtains for Walk-ins | 0.054455 | 0.045613 | 420
Commercial | Energy Efficiency | Retail | Existing | Strip Curtains for Walk-ins | 0.060723 | 0.016724 | 420
Commercial | Energy Efficiency | Schools K-12 | Existing | Strip Curtains for Walk-ins | 0.054455 | 0.045613 | 420
Commercial | Energy Efficiency | Warehouse | Existing | Strip Curtains for Walk-ins | 0.060723 | 0.016724 | 420
Commercial | Energy Efficiency | Assembly | New | Strip Curtains for Walk-ins | 0.060723 | 0.016724 | 420
Commercial | Energy Efficiency | College and University | New | Strip Curtains for Walk-ins | 0.054455 | 0.045613 | 420
Commercial | Energy Efficiency | Grocery | New | Strip Curtains for Walk-ins | 0.060723 | 0.016724 | 420
Commercial | Energy Efficiency | Healthcare | New | Strip Curtains for Walk-ins | 0.054455 | 0.045613 | 420
Commercial | Energy Efficiency | Hospitals | New | Strip Curtains for Walk-ins | 0.054455 | 0.045613 | 420
Commercial | Energy Efficiency | Institutional | New | Strip Curtains for Walk-ins | 0.060723 | 0.016724 | 420
Commercial | Energy Efficiency | Lodging/Hospitality | New | Strip Curtains for Walk-ins | 0.054455 | 0.045613 | 420
Commercial | Energy Efficiency | Miscellaneous | New | Strip Curtains for Walk-ins | 0.060723 | 0.016724 | 420
Commercial | Energy Efficiency | Offices | New | Strip Curtains for Walk-ins | 0.060723 | 0.016724 | 420
Commercial | Energy Efficiency | Restaurants | New | Strip Curtains for Walk-ins | 0.054455 | 0.045613 | 420
Commercial | Energy Efficiency | Retail | New | Strip Curtains for Walk-ins | 0.060723 | 0.016724 | 420
Commercial | Energy Efficiency | Schools K-12 | New | Strip Curtains for Walk-ins | 0.054455 | 0.045613 | 420
Commercial | Energy Efficiency | Warehouse | New | Strip Curtains for Walk-ins | 0.060723 | 0.016724 | 420
Commercial | Energy Efficiency | Assembly | Existing | CO Sensors for Parking Garage Exhaust | 0.20046 | 0.20046 | 4980.032
Commercial | Energy Efficiency | College and University | Existing | CO Sensors for Parking Garage Exhaust | 0.20046 | 0.20046 | 4980.032
Commercial | Energy Efficiency | Grocery | Existing | CO Sensors for Parking Garage Exhaust | 0.20046 | 0.20046 | 4980.032
Commercial | Energy Efficiency | Healthcare | Existing | CO Sensors for Parking Garage Exhaust | 0.20046 | 0.20046 | 4980.032
Commercial | Energy Efficiency | Hospitals | Existing | CO Sensors for Parking Garage Exhaust | 0.20046 | 0.20046 | 4980.032
Commercial | Energy Efficiency | Institutional | Existing | CO Sensors for Parking Garage Exhaust | 0.20046 | 0.20046 | 4980.032
Commercial | Energy Efficiency | Lodging/Hospitality | Existing | CO Sensors for Parking Garage Exhaust | 0.20046 | 0.20046 | 4980.032
Commercial | Energy Efficiency | Miscellaneous | Existing | CO Sensors for Parking Garage Exhaust | 0.20046 | 0.20046 | 4980.032
Commercial | Energy Efficiency | Offices | Existing | CO Sensors for Parking Garage Exhaust | 0.20046 | 0.20046 | 4980.032
Commercial | Energy Efficiency | Restaurants | Existing | CO Sensors for Parking Garage Exhaust | 0.20046 | 0.20046 | 4980.032
Commercial | Energy Efficiency | Retail | Existing | CO Sensors for Parking Garage Exhaust | 0.20046 | 0.20046 | 4980.032
Commercial | Energy Efficiency | Schools K-12 | Existing | CO Sensors for Parking Garage Exhaust | 0.20046 | 0.20046 | 4980.032
Commercial | Energy Efficiency | Warehouse | Existing | CO Sensors for Parking Garage Exhaust | 0.20046 | 0.20046 | 4980.032
Commercial | Energy Efficiency | Assembly | New | CO Sensors for Parking Garage Exhaust | 0.20046 | 0.20046 | 4980.032
Commercial | Energy Efficiency | College and University | New | CO Sensors for Parking Garage Exhaust | 0.20046 | 0.20046 | 4980.032
Commercial | Energy Efficiency | Grocery | New | CO Sensors for Parking Garage Exhaust | 0.20046 | 0.20046 | 4980.032
Commercial | Energy Efficiency | Healthcare | New | CO Sensors for Parking Garage Exhaust | 0.20046 | 0.20046 | 4980.032
Commercial | Energy Efficiency | Hospitals | New | CO Sensors for Parking Garage Exhaust | 0.20046 | 0.20046 | 4980.032
Commercial | Energy Efficiency | Institutional | New | CO Sensors for Parking Garage Exhaust | 0.20046 | 0.20046 | 4980.032
Commercial | Energy Efficiency | Lodging/Hospitality | New | CO Sensors for Parking Garage Exhaust | 0.20046 | 0.20046 | 4980.032
Commercial | Energy Efficiency | Miscellaneous | New | CO Sensors for Parking Garage Exhaust | 0.20046 | 0.20046 | 4980.032
Commercial | Energy Efficiency | Offices | New | CO Sensors for Parking Garage Exhaust | 0.20046 | 0.20046 | 4980.032
Commercial | Energy Efficiency | Restaurants | New | CO Sensors for Parking Garage Exhaust | 0.20046 | 0.20046 | 4980.032
Commercial | Energy Efficiency | Retail | New | CO Sensors for Parking Garage Exhaust | 0.20046 | 0.20046 | 4980.032
Commercial | Energy Efficiency | Schools K-12 | New | CO Sensors for Parking Garage Exhaust | 0.20046 | 0.20046 | 4980.032
Commercial | Energy Efficiency | Warehouse | New | CO Sensors for Parking Garage Exhaust | 0.20046 | 0.20046 | 4980.032
Commercial | Energy Efficiency | Assembly | Existing | Demand Controlled Ventilation | 0.4871 | 2.7424 | 4678.5352
Commercial | Energy Efficiency | College and University | Existing | Demand Controlled Ventilation | 2.9093 | 16.3792 | 27943.0441
Commercial | Energy Efficiency | Grocery | Existing | Demand Controlled Ventilation | 0.22127 | 1.2458 | 2125.2697
Commercial | Energy Efficiency | Healthcare | Existing | Demand Controlled Ventilation | 0.94492 | 5.3199 | 9075.7228
Commercial | Energy Efficiency | Hospitals | Existing | Demand Controlled Ventilation | 9.8459 | 55.4323 | 94567.6036
Commercial | Energy Efficiency | Institutional | Existing | Demand Controlled Ventilation | 0.96884 | 5.4546 | 9305.5485
Commercial | Energy Efficiency | Lodging/Hospitality | Existing | Demand Controlled Ventilation | 1.5876 | 8.938 | 15248.3191
Commercial | Energy Efficiency | Miscellaneous | Existing | Demand Controlled Ventilation | 1.4402 | 8.1082 | 13832.6709
Commercial | Energy Efficiency | Offices | Existing | Demand Controlled Ventilation | 0.75445 | 4.2476 | 7246.3338
Commercial | Energy Efficiency | Restaurants | Existing | Demand Controlled Ventilation | 0.23856 | 1.3431 | 2291.3025
Commercial | Energy Efficiency | Retail | Existing | Demand Controlled Ventilation | 0.53375 | 3.005 | 5126.5164
Commercial | Energy Efficiency | Schools K-12 | Existing | Demand Controlled Ventilation | 1.9947 | 11.2299 | 19158.2709
Commercial | Energy Efficiency | Warehouse | Existing | Demand Controlled Ventilation | 0.19815 | 1.1156 | 1903.19
Commercial | Energy Efficiency | Assembly | New | Demand Controlled Ventilation | 0.4871 | 2.7424 | 4678.5352
Commercial | Energy Efficiency | College and University | New | Demand Controlled Ventilation | 2.9093 | 16.3792 | 27943.0441
Commercial | Energy Efficiency | Grocery | New | Demand Controlled Ventilation | 0.22127 | 1.2458 | 2125.2697
Commercial | Energy Efficiency | Healthcare | New | Demand Controlled Ventilation | 0.94492 | 5.3199 | 9075.7228
Commercial | Energy Efficiency | Hospitals | New | Demand Controlled Ventilation | 9.8459 | 55.4323 | 94567.6036
Commercial | Energy Efficiency | Institutional | New | Demand Controlled Ventilation | 0.96884 | 5.4546 | 9305.5485
Commercial | Energy Efficiency | Lodging/Hospitality | New | Demand Controlled Ventilation | 1.5876 | 8.938 | 15248.3191
Commercial | Energy Efficiency | Miscellaneous | New | Demand Controlled Ventilation | 1.4402 | 8.1082 | 13832.6709
Commercial | Energy Efficiency | Offices | New | Demand Controlled Ventilation | 0.75445 | 4.2476 | 7246.3338
Commercial | Energy Efficiency | Restaurants | New | Demand Controlled Ventilation | 0.23856 | 1.3431 | 2291.3025
Commercial | Energy Efficiency | Retail | New | Demand Controlled Ventilation | 0.53375 | 3.005 | 5126.5164
Commercial | Energy Efficiency | Schools K-12 | New | Demand Controlled Ventilation | 1.9947 | 11.2299 | 19158.2709
Commercial | Energy Efficiency | Warehouse | New | Demand Controlled Ventilation | 0.19815 | 1.1156 | 1903.19
Commercial | Energy Efficiency | Assembly | Existing | VAV System | 19.8511 | 20.1456 | 69747.4569
Commercial | Energy Efficiency | College and University | Existing | VAV System | 78.2342 | 79.3948 | 274878.2198
Commercial | Energy Efficiency | Grocery | Existing | VAV System | 4.8545 | 4.9265 | 17056.3424
Commercial | Energy Efficiency | Healthcare | Existing | VAV System | 20.7305 | 21.038 | 72837.1712
Commercial | Energy Efficiency | Hospitals | Existing | VAV System | 216.0084 | 219.2128 | 758951.8639
Commercial | Energy Efficiency | Institutional | Existing | VAV System | 21.2554 | 21.5708 | 74681.6361
Commercial | Energy Efficiency | Lodging/Hospitality | Existing | VAV System | 34.8297 | 35.3464 | 122375.3139
Commercial | Energy Efficiency | Miscellaneous | Existing | VAV System | 31.5962 | 32.0649 | 111014.0362
Commercial | Energy Efficiency | Offices | Existing | VAV System | 16.5519 | 16.7974 | 58155.4186
Commercial | Energy Efficiency | Restaurants | Existing | VAV System | 5.2337 | 5.3114 | 18388.8374
Commercial | Energy Efficiency | Retail | Existing | VAV System | 11.7906 | 11.9655 | 41426.7224
Commercial | Energy Efficiency | Schools K-12 | Existing | VAV System | 53.6388 | 54.4345 | 188461.6219
Commercial | Energy Efficiency | Warehouse | Existing | VAV System | 16.5508 | 16.7963 | 58151.6527
Commercial | Energy Efficiency | Assembly | New | VAV System | 19.8511 | 20.1456 | 69747.4569
Commercial | Energy Efficiency | College and University | New | VAV System | 78.2342 | 79.3948 | 274878.2198
Commercial | Energy Efficiency | Grocery | New | VAV System | 4.8545 | 4.9265 | 17056.3424
Commercial | Energy Efficiency | Healthcare | New | VAV System | 20.7305 | 21.038 | 72837.1712
Commercial | Energy Efficiency | Hospitals | New | VAV System | 216.0084 | 219.2128 | 758951.8639
Commercial | Energy Efficiency | Institutional | New | VAV System | 21.2554 | 21.5708 | 74681.6361
Commercial | Energy Efficiency | Lodging/Hospitality | New | VAV System | 34.8297 | 35.3464 | 122375.3139
Commercial | Energy Efficiency | Miscellaneous | New | VAV System | 31.5962 | 32.0649 | 111014.0362
Commercial | Energy Efficiency | Offices | New | VAV System | 16.5519 | 16.7974 | 58155.4186
Commercial | Energy Efficiency | Restaurants | New | VAV System | 5.2337 | 5.3114 | 18388.8374
Commercial | Energy Efficiency | Retail | New | VAV System | 11.7906 | 11.9655 | 41426.7224
Commercial | Energy Efficiency | Schools K-12 | New | VAV System | 53.6388 | 54.4345 | 188461.6219
Commercial | Energy Efficiency | Warehouse | New | VAV System | 16.5508 | 16.7963 | 58151.6527
Commercial | Energy Efficiency | Assembly | Existing | ENERGY STAR certified buildings program | 3.0616 | 9.492 | 18312.7076
Commercial | Energy Efficiency | College and University | Existing | ENERGY STAR certified buildings program | 38.6582 | 0.44413 | 91682.9859
Commercial | Energy Efficiency | Grocery | Existing | ENERGY STAR certified buildings program | 11.4107 | 22.1093 | 36958.0211
Commercial | Energy Efficiency | Healthcare | Existing | ENERGY STAR certified buildings program | 10.785 | 33.4376 | 64510.3866
Commercial | Energy Efficiency | Hospitals | Existing | ENERGY STAR certified buildings program | 283.4289 | 3.2562 | 672188.077
Commercial | Energy Efficiency | Institutional | Existing | ENERGY STAR certified buildings program | 12.4675 | 38.6543 | 74574.6947
Commercial | Energy Efficiency | Lodging/Hospitality | Existing | ENERGY STAR certified buildings program | 18.8877 | 36.5968 | 61175.4055
Commercial | Energy Efficiency | Miscellaneous | Existing | ENERGY STAR certified buildings program | 118.8615 | 368.5175 | 710971.58
Commercial | Energy Efficiency | Offices | Existing | ENERGY STAR certified buildings program | 8.8849 | 27.5468 | 53145.4
Commercial | Energy Efficiency | Restaurants | Existing | ENERGY STAR certified buildings program | 11.89 | 23.038 | 38510.4852
Commercial | Energy Efficiency | Retail | Existing | ENERGY STAR certified buildings program | 5.1933 | 10.0625 | 16820.441
Commercial | Energy Efficiency | Schools K-12 | Existing | ENERGY STAR certified buildings program | 10.509 | 32.582 | 62859.5605
Commercial | Energy Efficiency | Warehouse | Existing | ENERGY STAR certified buildings program | 1.044 | 3.2367 | 6244.4932
Commercial | Energy Efficiency | Assembly | New | ENERGY STAR certified buildings program | 3.0616 | 9.492 | 18312.7076
Commercial | Energy Efficiency | College and University | New | ENERGY STAR certified buildings program | 38.6582 | 0.44413 | 91682.9859
Commercial | Energy Efficiency | Grocery | New | ENERGY STAR certified buildings program | 11.4107 | 22.1093 | 36958.0211
Commercial | Energy Efficiency | Healthcare | New | ENERGY STAR certified buildings program | 10.785 | 33.4376 | 64510.3866
Commercial | Energy Efficiency | Hospitals | New | ENERGY STAR certified buildings program | 283.4289 | 3.2562 | 672188.077
Commercial | Energy Efficiency | Institutional | New | ENERGY STAR certified buildings program | 12.4675 | 38.6543 | 74574.6947
Commercial | Energy Efficiency | Lodging/Hospitality | New | ENERGY STAR certified buildings program | 18.8877 | 36.5968 | 61175.4055
Commercial | Energy Efficiency | Miscellaneous | New | ENERGY STAR certified buildings program | 118.8615 | 368.5175 | 710971.58
Commercial | Energy Efficiency | Offices | New | ENERGY STAR certified buildings program | 8.8849 | 27.5468 | 53145.4
Commercial | Energy Efficiency | Restaurants | New | ENERGY STAR certified buildings program | 11.89 | 23.038 | 38510.4852
Commercial | Energy Efficiency | Retail | New | ENERGY STAR certified buildings program | 5.1933 | 10.0625 | 16820.441
Commercial | Energy Efficiency | Schools K-12 | New | ENERGY STAR certified buildings program | 10.509 | 32.582 | 62859.5605
Commercial | Energy Efficiency | Warehouse | New | ENERGY STAR certified buildings program | 1.044 | 3.2367 | 6244.4932
Commercial | Energy Efficiency | Assembly | Existing | Retro-Commissioning | 3.2444 | 10.0589 | 19406.44
Commercial | Energy Efficiency | College and University | Existing | Retro-Commissioning | 48.8723 | 0.56148 | 115907.03
Commercial | Energy Efficiency | Grocery | Existing | Retro-Commissioning | 14.4255 | 27.951 | 46722.91
Commercial | Energy Efficiency | Healthcare | Existing | Retro-Commissioning | 13.6345 | 42.2724 | 81555.02
Commercial | Energy Efficiency | Hospitals | Existing | Retro-Commissioning | 358.3151 | 4.1166 | 849790.53
Commercial | Energy Efficiency | Institutional | Existing | Retro-Commissioning | 15.7616 | 48.8673 | 94278.48
Commercial | Energy Efficiency | Lodging/Hospitality | Existing | Retro-Commissioning | 23.8781 | 46.2663 | 77338.89
Commercial | Energy Efficiency | Miscellaneous | Existing | Retro-Commissioning | 150.2665 | 465.8856 | 898821.23
Commercial | Energy Efficiency | Offices | Existing | Retro-Commissioning | 11.2325 | 34.8251 | 67187.23
Commercial | Energy Efficiency | Restaurants | Existing | Retro-Commissioning | 15.0315 | 29.1251 | 48685.54
Commercial | Energy Efficiency | Retail | Existing | Retro-Commissioning | 6.5654 | 12.7211 | 21264.66
Commercial | Energy Efficiency | Schools K-12 | Existing | Retro-Commissioning | 13.2856 | 41.1906 | 79468.03
Commercial | Energy Efficiency | Warehouse | Existing | Retro-Commissioning | 1.3198 | 4.0919 | 7894.4
Commercial | Energy Efficiency | Assembly | New | Retro-Commissioning | 3.2444 | 10.0589 | 19406.44
Commercial | Energy Efficiency | College and University | New | Retro-Commissioning | 48.8723 | 0.56148 | 115907.03
Commercial | Energy Efficiency | Grocery | New | Retro-Commissioning | 14.4255 | 27.951 | 46722.91
Commercial | Energy Efficiency | Healthcare | New | Retro-Commissioning | 13.6345 | 42.2724 | 81555.02
Commercial | Energy Efficiency | Hospitals | New | Retro-Commissioning | 358.3151 | 4.1166 | 849790.53
Commercial | Energy Efficiency | Institutional | New | Retro-Commissioning | 15.7616 | 48.8673 | 94278.48
Commercial | Energy Efficiency | Lodging/Hospitality | New | Retro-Commissioning | 23.8781 | 46.2663 | 77338.89
Commercial | Energy Efficiency | Miscellaneous | New | Retro-Commissioning | 150.2665 | 465.8856 | 898821.23
Commercial | Energy Efficiency | Offices | New | Retro-Commissioning | 11.2325 | 34.8251 | 67187.23
Commercial | Energy Efficiency | Restaurants | New | Retro-Commissioning | 15.0315 | 29.1251 | 48685.54
Commercial | Energy Efficiency | Retail | New | Retro-Commissioning | 6.5654 | 12.7211 | 21264.66
Commercial | Energy Efficiency | Schools K-12 | New | Retro-Commissioning | 13.2856 | 41.1906 | 79468.03
Commercial | Energy Efficiency | Warehouse | New | Retro-Commissioning | 1.3198 | 4.0919 | 7894.4
Industrial | Energy Efficiency | Agriculture and Assembly | N/A | Process Other Systems Optimization | 0.29235 | 0.28514 | 2123.4877
Industrial | Energy Efficiency | Agriculture and Assembly | N/A | Plant Energy Management | 43.4096 | 42.4818 | 317412.4363
Industrial | Energy Efficiency | Agriculture and Assembly | N/A | Process Heat System Optimization | 0.27983 | 0.27293 | 2032.5999
Industrial | Energy Efficiency | Agriculture and Assembly | N/A | Process Heat Improved Controls | 0.026952 | 0.026287 | 195.7692
Industrial | Energy Efficiency | Agriculture and Assembly | N/A | Process Refrig System Optimization | 2.3753 | 2.3167 | 17253.3325
Industrial | Energy Efficiency | Agriculture and Assembly | N/A | Process Refrig Controls | 0.071425 | 0.069664 | 518.8079
Industrial | Energy Efficiency | Agriculture and Assembly | N/A | Process Refrig Equipment Upgrade | 0.97196 | 0.948 | 7059.9939
Industrial | Energy Efficiency | Agriculture and Assembly | N/A | Pump System Optimization | 2.9901 | 2.9111 | 22204.8243
Industrial | Energy Efficiency | Agriculture and Assembly | N/A | Pump Improved Controls | 0.49159 | 0.47861 | 3650.6051
Industrial | Energy Efficiency | Agriculture and Assembly | N/A | Motor Optimization | 4.778 | 4.6518 | 35481.3792
Industrial | Energy Efficiency | Agriculture and Assembly | N/A | Motor Improved Controls | 0.48867 | 0.47576 | 3628.897
Industrial | Energy Efficiency | Agriculture and Assembly | N/A | Pump Equipment Upgrade | 1.1319 | 1.102 | 8405.3604
Industrial | Energy Efficiency | Agriculture and Assembly | N/A | Motor Equipment Upgrades | 1.2275 | 1.1951 | 9115.6447
Industrial | Energy Efficiency | Agriculture and Assembly | N/A | Fan Improved Controls | 2.7487 | 2.6761 | 20412.0914
Industrial | Energy Efficiency | Agriculture and Assembly | N/A | Fan Equipment Upgrades | 0.72858 | 0.70934 | 5410.4698
Industrial | Energy Efficiency | Agriculture and Assembly | N/A | Lighting Controls | 0.74325 | 0.72246 | 5207.0968
Industrial | Energy Efficiency | Agriculture and Assembly | N/A | Efficient Lighting - Other Interior Lighting | 8.9343 | 8.6844 | 62592.8376
Industrial | Energy Efficiency | Agriculture and Assembly | N/A | Efficient Lighting - High Bay | 24.4336 | 23.7501 | 171178.7609
Industrial | Energy Efficiency | Agriculture and Assembly | N/A | HVAC Recommissioning | 66.4363 | 64.8244 | 466371.1843
Industrial | Energy Efficiency | Agriculture and Assembly | N/A | HVAC Improved Controls | 8.1783 | 7.9798 | 57409.9009
Industrial | Energy Efficiency | Agriculture and Assembly | N/A | Building Envelope Improvements | 1.7767 | 1.7336 | 12472.0277
Industrial | Energy Efficiency | Agriculture and Assembly | N/A | HVAC Equipment Upgrades | 5.1234 | 4.9991 | 35965.3265
Industrial | Energy Efficiency | Agriculture and Assembly | N/A | Lighting Controls - Exterior | 0 | 0 | 1268.1477
Industrial | Energy Efficiency | Agriculture and Assembly | N/A | Efficient Lighting - Exterior | 0 | 0 | 7154.6968
Industrial | Energy Efficiency | Agriculture and Assembly | N/A | Compressed Air System Optimization | 1.8839 | 1.8341 | 13989.5773
Industrial | Energy Efficiency | Agriculture and Assembly | N/A | Compressed Air Controls | 13.1623 | 12.8147 | 97743.9554
Industrial | Energy Efficiency | Agriculture and Assembly | N/A | Compressed Air Equipment | 17.3816 | 16.9226 | 129077.005
Industrial | Energy Efficiency | Chemicals and Plastics | N/A | Process Other Systems Optimization | 5.3579 | 5.2258 | 38917.6715
Industrial | Energy Efficiency | Chemicals and Plastics | N/A | Plant Energy Management | 40.4573 | 39.5035 | 297677.8775
Industrial | Energy Efficiency | Chemicals and Plastics | N/A | Process Heat System Optimization | 1.9291 | 1.8815 | 14012.1487
Industrial | Energy Efficiency | Chemicals and Plastics | N/A | Process Heat Improved Controls | 0.46655 | 0.45505 | 3388.8584
Industrial | Energy Efficiency | Chemicals and Plastics | N/A | Process Heat Equipment Upgrade | 13.8146 | 13.474 | 100344.2214
Industrial | Energy Efficiency | Chemicals and Plastics | N/A | Process Refrig System Optimization | 15.7697 | 15.3808 | 114545.0826
Industrial | Energy Efficiency | Chemicals and Plastics | N/A | Process Refrig Controls | 0.87044 | 0.84898 | 6322.5701
Industrial | Energy Efficiency | Chemicals and Plastics | N/A | Process Refrig Equipment Upgrade | 5.5624 | 5.4252 | 40403.141
Industrial | Energy Efficiency | Chemicals and Plastics | N/A | Pump System Optimization | 58.3371 | 56.7963 | 433214.4934
Industrial | Energy Efficiency | Chemicals and Plastics | N/A | Pump Improved Controls | 1.6573 | 1.6135 | 12306.9095
Industrial | Energy Efficiency | Chemicals and Plastics | N/A | Motor Optimization | 20.3557 | 19.818 | 151162.2172
Industrial | Energy Efficiency | Chemicals and Plastics | N/A | Motor Improved Controls | 2.7661 | 2.6931 | 20541.5213
Industrial | Energy Efficiency | Chemicals and Plastics | N/A | Pump Equipment Upgrade | 4.1724 | 4.0622 | 30984.6514
Industrial | Energy Efficiency | Chemicals and Plastics | N/A | Motor Equipment Upgrades | 4.2144 | 4.1031 | 31296.1261
Industrial | Energy Efficiency | Chemicals and Plastics | N/A | Fan System Optimization | 92.1356 | 89.7021 | 684203.5418
Industrial | Energy Efficiency | Chemicals and Plastics | N/A | Fan Improved Controls | 29.7039 | 28.9194 | 220582.9709
Industrial | Energy Efficiency | Chemicals and Plastics | N/A | Fan Equipment Upgrades | 1.2274 | 1.195 | 9115.0869
Industrial | Energy Efficiency | Chemicals and Plastics | N/A | Lighting Controls | 2.4464 | 2.378 | 17139.1276
Industrial | Energy Efficiency | Chemicals and Plastics | N/A | Efficient Lighting - Other Interior Lighting | 20.3613 | 19.7918 | 142649.1306
Industrial | Energy Efficiency | Chemicals and Plastics | N/A | Efficient Lighting - High Bay | 9.7255 | 9.4534 | 68135.3634
Industrial | Energy Efficiency | Chemicals and Plastics | N/A | HVAC Improved Controls | 3.1912 | 3.1138 | 22401.6205
Industrial | Energy Efficiency | Chemicals and Plastics | N/A | Building Envelope Improvements | 1.7379 | 1.6957 | 12199.7754
Industrial | Energy Efficiency | Chemicals and Plastics | N/A | HVAC Equipment Upgrades | 10.5546 | 10.2986 | 74091.795
Industrial | Energy Efficiency | Chemicals and Plastics | N/A | Lighting Controls - Exterior | 0 | 0 | 2235.3813
Industrial | Energy Efficiency | Chemicals and Plastics | N/A | Efficient Lighting - Exterior | 0 | 0 | 12611.6817
Industrial | Energy Efficiency | Chemicals and Plastics | N/A | Compressed Air System Optimization | 5.9643 | 5.8068 | 44291.0646
Industrial | Energy Efficiency | Chemicals and Plastics | N/A | Compressed Air Controls | 23.6707 | 23.0455 | 175779.7881
Industrial | Energy Efficiency | Chemicals and Plastics | N/A | Compressed Air Equipment | 61.7858 | 60.1539 | 458824.6722
Industrial | Energy Efficiency | Construction | N/A | Process Other Systems Optimization | 7.2372 | 7.0588 | 52568.6948
Industrial | Energy Efficiency | Construction | N/A | Plant Energy Management | 5.0093 | 4.8973 | 36716.3143
Industrial | Energy Efficiency | Construction | N/A | Process Heat System Optimization | 0.26313 | 0.25664 | 1911.2621
Industrial | Energy Efficiency | Construction | N/A | Process Heat Improved Controls | 0.41626 | 0.406 | 3023.5854
Industrial | Energy Efficiency | Construction | N/A | Process Refrig System Optimization | 14.1351 | 13.7866 | 102672.0373
Industrial | Energy Efficiency | Construction | N/A | Process Refrig Controls | 4.5993 | 4.4859 | 33407.3773
Industrial | Energy Efficiency | Construction | N/A | Process Refrig Equipment Upgrade | 1.2527 | 1.2218 | 9099.2988
Industrial | Energy Efficiency | Construction | N/A | Pump System Optimization | 2.0439 | 1.99 | 15178.4005
Industrial | Energy Efficiency | Construction | N/A | Pump Improved Controls | 0.18448 | 0.17961 | 1369.946
Industrial | Energy Efficiency | Construction | N/A | Motor Optimization | 0.46499 | 0.45271 | 3453.0256
Industrial | Energy Efficiency | Construction | N/A | Motor Improved Controls | 2.6797 | 2.609 | 19899.9473
Industrial | Energy Efficiency | Construction | N/A | Pump Equipment Upgrade | 1.9684 | 1.9164 | 14617.7361
Industrial | Energy Efficiency | Construction | N/A | Motor Equipment Upgrades | 0.58069 | 0.56535 | 4312.2117
Industrial | Energy Efficiency | Construction | N/A | Fan System Optimization | 16.9136 | 16.4669 | 125601.5509
Industrial | Energy Efficiency | Construction | N/A | Fan Improved Controls | 17.3154 | 16.8581 | 128585.2378
Industrial | Energy Efficiency | Construction | N/A | Fan Equipment Upgrades | 0.63588 | 0.61908 | 4722.0488
Industrial | Energy Efficiency | Construction | N/A | Lighting Controls | 0.40874 | 0.39731 | 2863.6139
Industrial | Energy Efficiency | Construction | N/A | Efficient Lighting - Other Interior Lighting | 2.7919 | 2.7138 | 19560.0594
Industrial | Energy Efficiency | Construction | N/A | Efficient Lighting - High Bay | 2.5233 | 2.4527 | 17677.7662
Industrial | Energy Efficiency | Construction | N/A | HVAC Recommissioning | 20.6141 | 20.114 | 144707.3819
Industrial | Energy Efficiency | Construction | N/A | HVAC Improved Controls | 1.816 | 1.772 | 12748.0748
Industrial | Energy Efficiency | Construction | N/A | Building Envelope Improvements | 0.52664 | 0.51386 | 3696.916
Industrial | Energy Efficiency | Construction | N/A | HVAC Equipment Upgrades | 1.1104 | 1.0835 | 7795.0583
Industrial | Energy Efficiency | Construction | N/A | Lighting Controls - Exterior | 0 | 0 | 376.553
Industrial | Energy Efficiency | Construction | N/A | Efficient Lighting - Exterior | 0 | 0 | 2124.4551
Industrial | Energy Efficiency | Construction | N/A | Compressed Air System Optimization | 0.85527 | 0.83268 | 6351.2539
Industrial | Energy Efficiency | Construction | N/A | Compressed Air Controls | 0.77895 | 0.75837 | 5784.509
Industrial | Energy Efficiency | Construction | N/A | Compressed Air Equipment | 1.417 | 1.3795 | 10522.4913
Industrial | Energy Efficiency | Electrical and Electronic Equip. | N/A | Process Other Systems Optimization | 0.38619 | 0.37667 | 2805.1499
Industrial | Energy Efficiency | Electrical and Electronic Equip. | N/A | Plant Energy Management | 11.0329 | 10.816 | 80266.2836
Industrial | Energy Efficiency | Electrical and Electronic Equip. | N/A | Process Heat System Optimization | 0.7013 | 0.68401 | 5093.973
Industrial | Energy Efficiency | Electrical and Electronic Equip. | N/A | Process Heat Improved Controls | 0.45187 | 0.44073 | 3282.2126
Industrial | Energy Efficiency | Electrical and Electronic Equip. | N/A | Process Refrig System Optimization | 5.7385 | 5.597 | 41682.6524
Industrial | Energy Efficiency | Electrical and Electronic Equip. | N/A | Process Refrig Controls | 0.76564 | 0.74676 | 5561.3173
Industrial | Energy Efficiency | Electrical and Electronic Equip. | N/A | Process Refrig Equipment Upgrade | 2.0415 | 1.9911 | 14828.5214
Industrial | Energy Efficiency | Electrical and Electronic Equip. | N/A | Pump Improved Controls | 0.23908 | 0.23277 | 1775.4565
Industrial | Energy Efficiency | Electrical and Electronic Equip. | N/A | Motor Optimization | 8.3539 | 8.1333 | 62036.5996
Industrial | Energy Efficiency | Electrical and Electronic Equip. | N/A | Motor Improved Controls | 0.24054 | 0.23418 | 1786.2363
Industrial | Energy Efficiency | Electrical and Electronic Equip. | N/A | Motor Equipment Upgrades | 1.0908 | 1.062 | 8100.4152
Industrial | Energy Efficiency | Electrical and Electronic Equip. | N/A | Fan Improved Controls | 3.6891 | 3.5916 | 27395.2678
Industrial | Energy Efficiency | Electrical and Electronic Equip. | N/A | Lighting Controls | 1.2176 | 1.1836 | 8530.5893
Industrial | Energy Efficiency | Electrical and Electronic Equip. | N/A | Efficient Lighting - Other Interior Lighting | 11.9227 | 11.5892 | 83529.2383
Industrial | Energy Efficiency | Electrical and Electronic Equip. | N/A | Efficient Lighting - High Bay | 5.9211 | 5.7555 | 41482.4643
Industrial | Energy Efficiency | Electrical and Electronic Equip. | N/A | HVAC Recommissioning | 6.7685 | 6.6043 | 47513.7294
Industrial | Energy Efficiency | Electrical and Electronic Equip. | N/A | HVAC Improved Controls | 3.6787 | 3.5894 | 25823.5234
Industrial | Energy Efficiency | Electrical and Electronic Equip. | N/A | Building Envelope Improvements | 1.4253 | 1.3907 | 10005.4113
Industrial | Energy Efficiency | Electrical and Electronic Equip. | N/A | HVAC Equipment Upgrades | 7.1002 | 6.928 | 49842.3193
Industrial | Energy Efficiency | Electrical and Electronic Equip. | N/A | Lighting Controls - Exterior | 0 | 0 | 1360.9544
Industrial | Energy Efficiency | Electrical and Electronic Equip. | N/A | Efficient Lighting - Exterior | 0 | 0 | 7678.298
Industrial | Energy Efficiency | Electrical and Electronic Equip. | N/A | Compressed Air System Optimization | 0.9139 | 0.88977 | 6786.6994
Industrial | Energy Efficiency | Electrical and Electronic Equip. | N/A | Compressed Air Controls | 0.75642 | 0.73644 | 5617.205
Industrial | Energy Efficiency | Electrical and Electronic Equip. | N/A | Compressed Air Equipment | 4.582 | 4.461 | 34026.2379
Industrial | Energy Efficiency | Lumber/Furniture/Pulp/Paper | N/A | Process Other Systems Optimization | 0.03663 | 0.035727 | 266.0672
Industrial | Energy Efficiency | Lumber/Furniture/Pulp/Paper | N/A | Plant Energy Management | 23.6829 | 23.12 | 174731.5051
Industrial | Energy Efficiency | Lumber/Furniture/Pulp/Paper | N/A | Process Other Equipment Upgrades | 1.2469 | 1.2161 | 9056.9681
Industrial | Energy Efficiency | Lumber/Furniture/Pulp/Paper | N/A | Process Heat System Optimization | 0.048716 | 0.047515 | 353.8579
Industrial | Energy Efficiency | Lumber/Furniture/Pulp/Paper | N/A | Process Heat Improved Controls | 0.041778 | 0.040748 | 303.4574
Industrial | Energy Efficiency | Lumber/Furniture/Pulp/Paper | N/A | Process Refrig Controls | 0.11823 | 0.11531 | 858.759
Industrial | Energy Efficiency | Lumber/Furniture/Pulp/Paper | N/A | Process Refrig Equipment Upgrade | 0.057085 | 0.055677 | 414.644
Industrial | Energy Efficiency | Lumber/Furniture/Pulp/Paper | N/A | Pump System Optimization | 11.7934 | 11.4819 | 87578.2988
Industrial | Energy Efficiency | Lumber/Furniture/Pulp/Paper | N/A | Pump Improved Controls | 0.37374 | 0.36386 | 2775.3817
Industrial | Energy Efficiency | Lumber/Furniture/Pulp/Paper | N/A | Motor Optimization | 3.5165 | 3.4237 | 26114.0667
Industrial | Energy Efficiency | Lumber/Furniture/Pulp/Paper | N/A | Motor Improved Controls | 1.0176 | 0.99076 | 7556.9964
Industrial | Energy Efficiency | Lumber/Furniture/Pulp/Paper | N/A | Pump Equipment Upgrade | 2.2927 | 2.2322 | 17025.9946
Industrial | Energy Efficiency | Lumber/Furniture/Pulp/Paper | N/A | Motor Equipment Upgrades | 0.91094 | 0.88688 | 6764.6869
Industrial | Energy Efficiency | Lumber/Furniture/Pulp/Paper | N/A | Fan System Optimization | 11.8767 | 11.563 | 88196.7609
Industrial | Energy Efficiency | Lumber/Furniture/Pulp/Paper | N/A | Fan Improved Controls | 4.137 | 4.0277 | 30721.7004
Industrial | Energy Efficiency | Lumber/Furniture/Pulp/Paper | N/A | Fan Equipment Upgrades | 3.4857 | 3.3936 | 25884.7363
Industrial | Energy Efficiency | Lumber/Furniture/Pulp/Paper | N/A | Lighting Controls | 0.69565 | 0.67619 | 4873.6057
Industrial | Energy Efficiency | Lumber/Furniture/Pulp/Paper | N/A | Efficient Lighting - Other Interior Lighting | 2.6164 | 2.5432 | 18330.3659
Industrial | Energy Efficiency | Lumber/Furniture/Pulp/Paper | N/A | Efficient Lighting - High Bay | 2.222 | 2.1598 | 15566.7526
Industrial | Energy Efficiency | Lumber/Furniture/Pulp/Paper | N/A | HVAC Improved Controls | 2.451 | 2.3916 | 17205.9015
Industrial | Energy Efficiency | Lumber/Furniture/Pulp/Paper | N/A | HVAC Equipment Upgrades | 0.33298 | 0.3249 | 2337.459
Industrial | Energy Efficiency | Lumber/Furniture/Pulp/Paper | N/A | Lighting Controls - Exterior | 0 | 0 | 510.7132
Industrial | Energy Efficiency | Lumber/Furniture/Pulp/Paper | N/A | Efficient Lighting - Exterior | 0 | 0 | 2881.366
Industrial | Energy Efficiency | Lumber/Furniture/Pulp/Paper | N/A | Compressed Air System Optimization | 1.283 | 1.2491 | 9527.6887
Industrial | Energy Efficiency | Lumber/Furniture/Pulp/Paper | N/A | Compressed Air Controls | 0.60404 | 0.58809 | 4485.6518
Industrial | Energy Efficiency | Lumber/Furniture/Pulp/Paper | N/A | Compressed Air Equipment | 18.1305 | 17.6516 | 134637.6612
Industrial | Energy Efficiency | Metal Products and Machinery | N/A | Process Other Systems Optimization | 15.3071 | 14.9297 | 111185.4178
Industrial | Energy Efficiency | Metal Products and Machinery | N/A | Plant Energy Management | 21.1926 | 20.7069 | 155147.9329
Industrial | Energy Efficiency | Metal Products and Machinery | N/A | Process Heat System Optimization | 0.27096 | 0.26428 | 1968.1432
Industrial | Energy Efficiency | Metal Products and Machinery | N/A | Process Heat Improved Controls | 0.16663 | 0.16252 | 1210.3165
Industrial | Energy Efficiency | Metal Products and Machinery | N/A | Process Heat Equipment Upgrade | 9.1729 | 8.9467 | 66628.3832
Industrial | Energy Efficiency | Metal Products and Machinery | N/A | Process Refrig System Optimization | 0.30428 | 0.29677 | 2210.1421
Industrial | Energy Efficiency | Metal Products and Machinery | N/A | Process Refrig Controls | 0.059063 | 0.057607 | 429.013
Industrial | Energy Efficiency | Metal Products and Machinery | N/A | Process Refrig Equipment Upgrade | 0.37737 | 0.36807 | 2741.0997
Industrial | Energy Efficiency | Metal Products and Machinery | N/A | Pump System Optimization | 0.97787 | 0.95204 | 7261.6779
Industrial | Energy Efficiency | Metal Products and Machinery | N/A | Pump Improved Controls | 0.25356 | 0.24686 | 1882.9534
Industrial | Energy Efficiency | Metal Products and Machinery | N/A | Motor Optimization | 3.0379 | 2.9577 | 22559.7811
Industrial | Energy Efficiency | Metal Products and Machinery | N/A | Motor Improved Controls | 0.17833 | 0.17362 | 1324.2604
Industrial | Energy Efficiency | Metal Products and Machinery | N/A | Pump Equipment Upgrade | 0.5801 | 0.56478 | 4307.8371
Industrial | Energy Efficiency | Metal Products and Machinery | N/A | Motor Equipment Upgrades | 0.29721 | 0.28936 | 2207.0603
Industrial | Energy Efficiency | Metal Products and Machinery | N/A | Fan System Optimization | 19.2703 | 18.7613 | 143101.9569
Industrial | Energy Efficiency | Metal Products and Machinery | N/A | Fan Improved Controls | 1.6533 | 1.6096 | 12277.5021
Industrial | Energy Efficiency | Metal Products and Machinery | N/A | Fan Equipment Upgrades | 0.29625 | 0.28843 | 2199.9879
Industrial | Energy Efficiency | Metal Products and Machinery | N/A | Lighting Controls | 0.72437 | 0.70411 | 5074.8733
Industrial | Energy Efficiency | Metal Products and Machinery | N/A | Efficient Lighting - Other Interior Lighting | 4.2413 | 4.1227 | 29714.2181
Industrial | Energy Efficiency | Metal Products and Machinery | N/A | Efficient Lighting - High Bay | 6.2847 | 6.1089 | 44029.9188
Industrial | Energy Efficiency | Metal Products and Machinery | N/A | HVAC Recommissioning | 14.4913 | 14.1397 | 101726.2981
Industrial | Energy Efficiency | Metal Products and Machinery | N/A | HVAC Improved Controls | 1.8438 | 1.7991 | 12943.2916
Industrial | Energy Efficiency | Metal Products and Machinery | N/A | Building Envelope Improvements | 1.6316 | 1.592 | 11453.7503
Industrial | Energy Efficiency | Metal Products and Machinery | N/A | HVAC Equipment Upgrades | 2.9577 | 2.8859 | 20762.3532
Industrial | Energy Efficiency | Metal Products and Machinery | N/A | Lighting Controls - Exterior | 0 | 0 | 674.4456
Industrial | Energy Efficiency | Metal Products and Machinery | N/A | Efficient Lighting - Exterior | 0 | 0 | 3805.1195
Industrial | Energy Efficiency | Metal Products and Machinery | N/A | Compressed Air System Optimization | 0.96645 | 0.94092 | 7176.8987
Industrial | Energy Efficiency | Metal Products and Machinery | N/A | Compressed Air Controls | 1.9361 | 1.885 | 14377.8557
Industrial | Energy Efficiency | Metal Products and Machinery | N/A | Compressed Air Equipment | 1.6095 | 1.567 | 11952.5439
Industrial | Energy Efficiency | Miscellaneous Manufacturing | N/A | Process Other Systems Optimization | 0.042032 | 0.040995 | 305.3018
Industrial | Energy Efficiency | Miscellaneous Manufacturing | N/A | Plant Energy Management | 1.4172 | 1.3889 | 10346.9062
Industrial | Energy Efficiency | Miscellaneous Manufacturing | N/A | Process Heat System Optimization | 0.014978 | 0.014609 | 108.7936
Industrial | Energy Efficiency | Miscellaneous Manufacturing | N/A | Process Heat Improved Controls | 0.053971 | 0.052641 | 392.0278
Industrial | Energy Efficiency | Miscellaneous Manufacturing | N/A | Process Refrig System Optimization | 0.38785 | 0.37829 | 2817.2169
Industrial | Energy Efficiency | Miscellaneous Manufacturing | N/A | Process Refrig Controls | 0.079093 | 0.077143 | 574.5005
Industrial | Energy Efficiency | Miscellaneous Manufacturing | N/A | Process Refrig Equipment Upgrade | 0.025633 | 0.025001 | 186.1908
Industrial | Energy Efficiency | Miscellaneous Manufacturing | N/A | Pump System Optimization | 0.85706 | 0.83443 | 6364.5928
Industrial | Energy Efficiency | Miscellaneous Manufacturing | N/A | Pump Improved Controls | 0.043665 | 0.042511 | 324.2554
Industrial | Energy Efficiency | Miscellaneous Manufacturing | N/A | Motor Optimization | 0.071811 | 0.069914 | 533.2714
Industrial | Energy Efficiency | Miscellaneous Manufacturing | N/A | Motor Improved Controls | 0.043399 | 0.042252 | 322.2799
Industrial | Energy Efficiency | Miscellaneous Manufacturing | N/A | Pump Equipment Upgrade | 0.34568 | 0.33655 | 2567.0671
Industrial | Energy Efficiency | Miscellaneous Manufacturing | N/A | Motor Equipment Upgrades | 0.070162 | 0.068309 | 521.0287
Industrial | Energy Efficiency | Miscellaneous Manufacturing | N/A | Fan Improved Controls | 0.27051 | 0.26337 | 2008.8358
Industrial | Energy Efficiency | Miscellaneous Manufacturing | N/A | Fan Equipment Upgrades | 0.053151 | 0.051748 | 394.705
Industrial | Energy Efficiency | Miscellaneous Manufacturing | N/A | Lighting Controls | 0.51216 | 0.49783 | 3588.1374
Industrial | Energy Efficiency | Miscellaneous Manufacturing | N/A | Efficient Lighting - Other Interior Lighting | 0.96067 | 0.9338 | 6730.3381
Industrial | Energy Efficiency | Miscellaneous Manufacturing | N/A | Efficient Lighting - High Bay | 1.3205 | 1.2835 | 9251.1548
Industrial | Energy Efficiency | Miscellaneous Manufacturing | N/A | HVAC Improved Controls | 0.83545 | 0.81518 | 5864.7433
Industrial | Energy Efficiency | Miscellaneous Manufacturing | N/A | Building Envelope Improvements | 0.9194 | 0.8971 | 6454.0455
Industrial | Energy Efficiency | Miscellaneous Manufacturing | N/A | HVAC Equipment Upgrades | 3.1452 | 3.0689 | 22079.0115
Industrial | Energy Efficiency | Miscellaneous Manufacturing | N/A | Lighting Controls - Exterior | 0 | 0 | 303.5114
Industrial | Energy Efficiency | Miscellaneous Manufacturing | N/A | Efficient Lighting - Exterior | 0 | 0 | 1712.3651
Industrial | Energy Efficiency | Miscellaneous Manufacturing | N/A | Compressed Air System Optimization | 0.17498 | 0.17036 | 1299.4403
Industrial | Energy Efficiency | Miscellaneous Manufacturing | N/A | Compressed Air Controls | 0.35277 | 0.34345 | 2619.6918
Industrial | Energy Efficiency | Miscellaneous Manufacturing | N/A | Compressed Air Equipment | 0.074326 | 0.072363 | 551.9476
Industrial | Energy Efficiency | Primary Resources Industries | N/A | Process Other Systems Optimization | 2.1563 | 2.1031 | 15662.4021
Industrial | Energy Efficiency | Primary Resources Industries | N/A | Plant Energy Management | 162.6094 | 158.812 | 1186146.2059
Industrial | Energy Efficiency | Primary Resources Industries | N/A | Process Heat System Optimization | 6.4436 | 6.2847 | 46803.9523
Industrial | Energy Efficiency | Primary Resources Industries | N/A | Process Heat Improved Controls | 3.8813 | 3.7856 | 28192.1619
Industrial | Energy Efficiency | Primary Resources Industries | N/A | Process Refrig System Optimization | 2.876 | 2.8051 | 20890.0483
Industrial | Energy Efficiency | Primary Resources Industries | N/A | Process Refrig Controls | 1.1877 | 1.1584 | 8626.9982
Industrial | Energy Efficiency | Primary Resources Industries | N/A | Process Refrig Equipment Upgrade | 6.4386 | 6.2798 | 46767.5107
Industrial | Energy Efficiency | Primary Resources Industries | N/A | Pump System Optimization | 24.5355 | 23.8875 | 182201.7698
Industrial | Energy Efficiency | Primary Resources Industries | N/A | Pump Improved Controls | 2.7533 | 2.6806 | 20446.2767
Industrial | Energy Efficiency | Primary Resources Industries | N/A | Motor Optimization | 40.4426 | 39.3744 | 300328.901
Industrial | Energy Efficiency | Primary Resources Industries | N/A | Motor Improved Controls | 2.7699 | 2.6967 | 20569.2483
Industrial | Energy Efficiency | Primary Resources Industries | N/A | Pump Equipment Upgrade | 11.6759 | 11.3675 | 86705.6693
Industrial | Energy Efficiency | Primary Resources Industries | N/A | Motor Equipment Upgrades | 1.9294 | 1.8784 | 14327.8776
Industrial | Energy Efficiency | Primary Resources Industries | N/A | Fan System Optimization | 241.1308 | 234.762 | 1790649.789
Industrial | Energy Efficiency | Primary Resources Industries | N/A | Fan Improved Controls | 16.1473 | 15.7208 | 119910.5885
Industrial | Energy Efficiency | Primary Resources Industries | N/A | Fan Equipment Upgrades | 5.8756 | 5.7204 | 43632.1434
Industrial | Energy Efficiency | Primary Resources Industries | N/A | Lighting Controls | 7.6556 | 7.4414 | 53634.1324
Industrial | Energy Efficiency | Primary Resources Industries | N/A | Efficient Lighting - Other Interior Lighting | 22.9942 | 22.351 | 161094.923
Industrial | Energy Efficiency | Primary Resources Industries | N/A | Efficient Lighting - High Bay | 44.5523 | 43.306 | 312128.045
Industrial | Energy Efficiency | Primary Resources Industries | N/A | HVAC Improved Controls | 0.6873 | 0.67062 | 4824.724
Industrial | Energy Efficiency | Primary Resources Industries | N/A | Building Envelope Improvements | 1.717 | 1.6753 | 12052.9238
Industrial | Energy Efficiency | Primary Resources Industries | N/A | HVAC Equipment Upgrades | 12.9438 | 12.6298 | 90863.5695
Industrial | Energy Efficiency | Primary Resources Industries | N/A | Lighting Controls - Exterior | 0 | 0 | 4980.25
Industrial | Energy Efficiency | Primary Resources Industries | N/A | Efficient Lighting - Exterior | 0 | 0 | 28097.8143
Industrial | Energy Efficiency | Primary Resources Industries | N/A | Compressed Air System Optimization | 10.4753 | 10.1986 | 77790.0701
Industrial | Energy Efficiency | Primary Resources Industries | N/A | Compressed Air Controls | 12.7408 | 12.4043 | 94613.6033
Industrial | Energy Efficiency | Primary Resources Industries | N/A | Compressed Air Equipment | 32.1653 | 31.3158 | 238861.3339
Industrial | Energy Efficiency | Stone/Clay/Glass/Concrete | N/A | Process Other Systems Optimization | 0.46019 | 0.44884 | 3342.6367
Industrial | Energy Efficiency | Stone/Clay/Glass/Concrete | N/A | Plant Energy Management | 9.5587 | 9.3277 | 70270.864
Industrial | Energy Efficiency | Stone/Clay/Glass/Concrete | N/A | Process Heat System Optimization | 0.18673 | 0.18213 | 1356.3401
Industrial | Energy Efficiency | Stone/Clay/Glass/Concrete | N/A | Process Heat Improved Controls | 0.43959 | 0.42875 | 3192.9909
Industrial | Energy Efficiency | Stone/Clay/Glass/Concrete | N/A | Process Heat Equipment Upgrade | 18.4632 | 18.0079 | 134109.6045
Industrial | Energy Efficiency | Stone/Clay/Glass/Concrete | N/A | Process Refrig Controls | 0.21543 | 0.21012 | 1564.8125
Industrial | Energy Efficiency | Stone/Clay/Glass/Concrete | N/A | Process Refrig Equipment Upgrade | 0.36806 | 0.35899 | 2673.4852
Industrial | Energy Efficiency | Stone/Clay/Glass/Concrete | N/A | Pump System Optimization | 0 | 0 | 0
Industrial | Energy Efficiency | Stone/Clay/Glass/Concrete | N/A | Pump Improved Controls | 0.37027 | 0.36049 | 2749.629
Industrial | Energy Efficiency | Stone/Clay/Glass/Concrete | N/A | Motor Optimization | 4.055 | 3.9479 | 30112.5486
Industrial | Energy Efficiency | Stone/Clay/Glass/Concrete | N/A | Motor Improved Controls | 0.37252 | 0.36268 | 2766.3448
Industrial | Energy Efficiency | Stone/Clay/Glass/Concrete | N/A | Pump Equipment Upgrade | 0.74458 | 0.72491 | 5529.2743
Industrial | Energy Efficiency | Stone/Clay/Glass/Concrete | N/A | Motor Equipment Upgrades | 0.30603 | 0.29794 | 2272.5757
Industrial | Energy Efficiency | Stone/Clay/Glass/Concrete | N/A | Fan Improved Controls | 2.1161 | 2.0602 | 15714.0788
Industrial | Energy Efficiency | Stone/Clay/Glass/Concrete | N/A | Fan Equipment Upgrades | 0.41578 | 0.40479 | 3087.572
Industrial | Energy Efficiency | Stone/Clay/Glass/Concrete | N/A | Lighting Controls | 0.58961 | 0.57311 | 4130.7181
Industrial | Energy Efficiency | Stone/Clay/Glass/Concrete | N/A | Efficient Lighting - Other Interior Lighting | 2.623 | 2.5496 | 18376.3053
Industrial | Energy Efficiency | Stone/Clay/Glass/Concrete | N/A | Efficient Lighting - High Bay | 2.1649 | 2.1043 | 15166.9837
Industrial | Energy Efficiency | Stone/Clay/Glass/Concrete | N/A | HVAC Improved Controls | 0.10906 | 0.10641 | 765.5806
Industrial | Energy Efficiency | Stone/Clay/Glass/Concrete | N/A | Building Envelope Improvements | 0.23368 | 0.22801 | 1640.3616
Industrial | Energy Efficiency | Stone/Clay/Glass/Concrete | N/A | HVAC Equipment Upgrades | 0.26544 | 0.259 | 1863.3683
Industrial | Energy Efficiency | Stone/Clay/Glass/Concrete | N/A | Lighting Controls - Exterior | 0 | 0 | 497.5976
Industrial | Energy Efficiency | Stone/Clay/Glass/Concrete | N/A | Efficient Lighting - Exterior | 0 | 0 | 2807.3699
Industrial | Energy Efficiency | Stone/Clay/Glass/Concrete | N/A | Compressed Air System Optimization | 1.3927 | 1.3559 | 10342.0206
Industrial | Energy Efficiency | Stone/Clay/Glass/Concrete | N/A | Compressed Air Controls | 0.48681 | 0.47395 | 3615.0596
Industrial | Energy Efficiency | Stone/Clay/Glass/Concrete | N/A | Compressed Air Equipment | 1.5907 | 1.5487 | 11812.8005
Industrial | Energy Efficiency | Textiles and Leather | N/A | Process Other Systems Optimization | 0.31615 | 0.30835 | 2296.3945
Industrial | Energy Efficiency | Textiles and Leather | N/A | Process Heat System Optimization | 0.15186 | 0.14811 | 1103.0325
Industrial | Energy Efficiency | Textiles and Leather | N/A | Process Heat Equipment Upgrade | 11.9767 | 11.6814 | 86994.1033
Industrial | Energy Efficiency | Textiles and Leather | N/A | Process Refrig Controls | 0.12444 | 0.12137 | 903.8532
Industrial | Energy Efficiency | Textiles and Leather | N/A | Process Refrig Equipment Upgrade | 0.31003 | 0.30238 | 2251.9345
Industrial | Energy Efficiency | Textiles and Leather | N/A | Pump Improved Controls | 0.18722 | 0.18228 | 1390.3055
Industrial | Energy Efficiency | Textiles and Leather | N/A | Motor Optimization | 114.3046 | 111.2855 | 848831.5375
Industrial | Energy Efficiency | Textiles and Leather | N/A | Motor Improved Controls | 0.18608 | 0.18116 | 1381.8351
Industrial | Energy Efficiency | Textiles and Leather | N/A | Pump Equipment Upgrade | 0.53106 | 0.51703 | 3943.6799
Industrial | Energy Efficiency | Textiles and Leather | N/A | Motor Equipment Upgrades | 0.34202 | 0.33299 | 2539.8748
Industrial | Energy Efficiency | Textiles and Leather | N/A | Fan Improved Controls | 1.2395 | 1.2067 | 9204.3665
Industrial | Energy Efficiency | Textiles and Leather | N/A | Fan Equipment Upgrades | 0.35757 | 0.34813 | 2655.33
Industrial | Energy Efficiency | Textiles and Leather | N/A | Lighting Controls | 0.42009 | 0.40834 | 2943.0846
Industrial | Energy Efficiency | Textiles and Leather | N/A | Efficient Lighting - Other Interior Lighting | 4.409 | 4.2857 | 30889.2026
Industrial | Energy Efficiency | Textiles and Leather | N/A | Efficient Lighting - High Bay | 1.9679 | 1.9129 | 13786.8808
Industrial | Energy Efficiency | Textiles and Leather | N/A | HVAC Recommissioning | 5.8628 | 5.7206 | 41155.9701
Industrial | Energy Efficiency | Textiles and Leather | N/A | HVAC Improved Controls | 2.8781 | 2.8083 | 20203.8701
Industrial | Energy Efficiency | Textiles and Leather | N/A | Building Envelope Improvements | 0.55134 | 0.53796 | 3870.3101
Industrial | Energy Efficiency | Textiles and Leather | N/A | HVAC Equipment Upgrades | 2.033 | 1.9837 | 14271.206
Industrial | Energy Efficiency | Textiles and Leather | N/A | Lighting Controls - Exterior | 0 | 0 | 452.3192
Industrial | Energy Efficiency | Textiles and Leather | N/A | Efficient Lighting - Exterior | 0 | 0 | 2551.9164
Industrial | Energy Efficiency | Textiles and Leather | N/A | Compressed Air System Optimization | 0.84149 | 0.81926 | 6248.9255
Industrial | Energy Efficiency | Textiles and Leather | N/A | Compressed Air Controls | 1.0859 | 1.0572 | 8063.9272
Industrial | Energy Efficiency | Textiles and Leather | N/A | Compressed Air Equipment | 1.0507 | 1.023 | 7802.6892
Industrial | Energy Efficiency | Transportation Equipment | N/A | Process Other Systems Optimization | 0.05698 | 0.055575 | 413.879
Industrial | Energy Efficiency | Transportation Equipment | N/A | Plant Energy Management | 16.6642 | 16.3394 | 121646.283
Industrial | Energy Efficiency | Transportation Equipment | N/A | Process Heat System Optimization | 0.49495 | 0.48275 | 3595.1331
Industrial | Energy Efficiency | Transportation Equipment | N/A | Process Heat Improved Controls | 0.12007 | 0.11711 | 872.126
Industrial | Energy Efficiency | Transportation Equipment | N/A | Process Refrig Controls | 0.62818 | 0.61269 | 4562.8806
Industrial | Energy Efficiency | Transportation Equipment | N/A | Process Refrig Equipment Upgrade | 0.27579 | 0.26899 | 2003.2006
Industrial | Energy Efficiency | Transportation Equipment | N/A | Pump System Optimization | 82.7596 | 80.5738 | 614577.2082
Industrial | Energy Efficiency | Transportation Equipment | N/A | Pump Improved Controls | 0.60428 | 0.58832 | 4487.4217
Industrial | Energy Efficiency | Transportation Equipment | N/A | Motor Optimization | 3.7626 | 3.6633 | 27941.626
Industrial | Energy Efficiency | Transportation Equipment | N/A | Motor Improved Controls | 0.6006 | 0.58474 | 4460.0822
Industrial | Energy Efficiency | Transportation Equipment | N/A | Pump Equipment Upgrade | 0.9475 | 0.92248 | 7036.2138
Industrial | Energy Efficiency | Transportation Equipment | N/A | Motor Equipment Upgrades | 2.835 | 2.7601 | 21052.7219
Industrial | Energy Efficiency | Transportation Equipment | N/A | Fan System Optimization | 13.7741 | 13.4103 | 102287.2733
Industrial | Energy Efficiency | Transportation Equipment | N/A | Fan Improved Controls | 82.5972 | 80.4156 | 613370.8042
Industrial | Energy Efficiency | Transportation Equipment | N/A | Fan Equipment Upgrades | 0.4017 | 0.39109 | 2983.0086
Industrial | Energy Efficiency | Transportation Equipment | N/A | Lighting Controls | 3.5267 | 3.4281 | 24707.9086
Industrial | Energy Efficiency | Transportation Equipment | N/A | Efficient Lighting - Other Interior Lighting | 27.5124 | 26.7428 | 192748.3236
Industrial | Energy Efficiency | Transportation Equipment | N/A | Efficient Lighting - High Bay | 12.1226 | 11.7834 | 84929.127
Industrial | Energy Efficiency | Transportation Equipment | N/A | HVAC Recommissioning | 54.9173 | 53.5849 | 385509.7021
Industrial | Energy Efficiency | Transportation Equipment | N/A | HVAC Improved Controls | 4.8908 | 4.7722 | 34332.7173
Industrial | Energy Efficiency | Transportation Equipment | N/A | Building Envelope Improvements | 6.971 | 6.8019 | 48935.2678
Industrial | Energy Efficiency | Transportation Equipment | N/A | HVAC Equipment Upgrades | 20.8867 | 20.3799 | 146620.7056
Industrial | Energy Efficiency | Transportation Equipment | N/A | Lighting Controls - Exterior | 0 | 0 | 1517.8276
Industrial | Energy Efficiency | Transportation Equipment | N/A | Efficient Lighting - Exterior | 0 | 0 | 15720.1642
Industrial | Energy Efficiency | Transportation Equipment | N/A | Compressed Air System Optimization | 3.2101 | 3.1253 | 23838.1872
Industrial | Energy Efficiency | Transportation Equipment | N/A | Compressed Air Controls | 2.0201 | 1.9668 | 15001.6536
Industrial | Energy Efficiency | Transportation Equipment | N/A | Compressed Air Equipment | 6.2139 | 6.0498 | 46145.0098
Industrial | Energy Efficiency | Water and Wastewater | N/A | Process Other Systems Optimization | 0.24826 | 0.24214 | 1803.2829
Industrial | Energy Efficiency | Water and Wastewater | N/A | Plant Energy Management | 0.22414 | 0.21915 | 1643.2936
Industrial | Energy Efficiency | Water and Wastewater | N/A | Process Heat System Optimization | 0.012104 | 0.011805 | 87.9171
Industrial | Energy Efficiency | Water and Wastewater | N/A | Process Heat Improved Controls | 0.019148 | 0.018676 | 139.0834
Industrial | Energy Efficiency | Water and Wastewater | N/A | Process Refrig System Optimization | 0.65021 | 0.63417 | 4722.8603
Industrial | Energy Efficiency | Water and Wastewater | N/A | Process Refrig Controls | 0.21156 | 0.20635 | 1536.722
Industrial | Energy Efficiency | Water and Wastewater | N/A | Process Refrig Equipment Upgrade | 0.057624 | 0.056204 | 418.563
Industrial | Energy Efficiency | Water and Wastewater | N/A | Pump System Optimization | 0.09402 | 0.091537 | 698.1985
Industrial | Energy Efficiency | Water and Wastewater | N/A | Pump Improved Controls | 0.0084859 | 0.0082618 | 63.0168
Industrial | Energy Efficiency | Water and Wastewater | N/A | Motor Optimization | 0.021389 | 0.020824 | 158.8374
Industrial | Energy Efficiency | Water and Wastewater | N/A | Motor Improved Controls | 0.12327 | 0.12001 | 915.3872
Industrial | Energy Efficiency | Water and Wastewater | N/A | Pump Equipment Upgrade | 0.090547 | 0.088156 | 672.4083
Industrial | Energy Efficiency | Water and Wastewater | N/A | Motor Equipment Upgrades | 0.026711 | 0.026006 | 198.3595
Industrial | Energy Efficiency | Water and Wastewater | N/A | Fan System Optimization | 0.77802 | 0.75747 | 5777.606
Industrial | Energy Efficiency | Water and Wastewater | N/A | Fan Improved Controls | 0.7965 | 0.77546 | 5914.8541
Industrial | Energy Efficiency | Water and Wastewater | N/A | Fan Equipment Upgrades | 0.02925 | 0.028477 | 217.2118
Industrial | Energy Efficiency | Water and Wastewater | N/A | Lighting Controls | 0.018802 | 0.018276 | 131.7248
Industrial | Energy Efficiency | Water and Wastewater | N/A | Efficient Lighting - Other Interior Lighting | 0.12843 | 0.12484 | 899.7526
Industrial | Energy Efficiency | Water and Wastewater | N/A | Efficient Lighting - High Bay | 0.11607 | 0.11282 | 813.1681
Industrial | Energy Efficiency | Water and Wastewater | N/A | HVAC Recommissioning | 0.94824 | 0.92523 | 6656.4643
Industrial | Energy Efficiency | Water and Wastewater | N/A | HVAC Improved Controls | 0.083536 | 0.081509 | 586.4048
Industrial | Energy Efficiency | Water and Wastewater | N/A | Building Envelope Improvements | 0.024225 | 0.023637 | 170.0562
Industrial | Energy Efficiency | Water and Wastewater | N/A | HVAC Equipment Upgrades | 0.051079 | 0.04984 | 358.5686
Industrial | Energy Efficiency | Water and Wastewater | N/A | Lighting Controls - Exterior | 0 | 0 | 17.3212
Industrial | Energy Efficiency | Water and Wastewater | N/A | Efficient Lighting - Exterior | 0 | 0 | 97.7238
Industrial | Energy Efficiency | Water and Wastewater | N/A | Compressed Air System Optimization | 0.039342 | 0.038303 | 292.1544
Industrial | Energy Efficiency | Water and Wastewater | N/A | Compressed Air Controls | 0.035831 | 0.034885 | 266.0844
Industrial | Energy Efficiency | Water and Wastewater | N/A | Compressed Air Equipment | 0.06518 | 0.063458 | 484.0291
Residential | Demand Response | Single Family | N/A | Central air conditioner - Load Shed | 2.2473 | 0 | 0
Residential | Demand Response | Multi-Family | N/A | Central air conditioner - Load Shed | 0.87756 | 0 | 0
Residential | Demand Response | Mobile Home/Other | N/A | Central air conditioner - Load Shed | 1.5655 | 0 | 0
Residential | Demand Response | Single Family | N/A | Central air conditioner - 50% cycling | 1.1236 | 0 | 0
Residential | Demand Response | Multi-Family | N/A | Central air conditioner - 50% cycling | 0.43878 | 0 | 0
Residential | Demand Response | Mobile Home/Other | N/A | Central air conditioner - 50% cycling | 0.78274 | 0 | 0
Residential | Demand Response | Single Family | N/A | Water heater switches | 0.40952 | 0.34267 | 0
Residential | Demand Response | Multi-Family | N/A | Water heater switches | 0.40952 | 0.34267 | 0
Residential | Demand Response | Mobile Home/Other | N/A | Water heater switches | 0.40952 | 0.34267 | 0
Residential | Demand Response | Single Family | N/A | Pool pump switches | 0.79425 | 0.49487 | 0
Residential | Demand Response | Multi-Family | N/A | Pool pump switches | 0.79425 | 0.49487 | 0
Residential | Demand Response | Mobile Home/Other | N/A | Pool pump switches | 0.79425 | 0.49487 | 0
Residential | Demand Response | Single Family | N/A | Room AC control | 0.28091 | 0.25409 | 0
Residential | Demand Response | Multi-Family | N/A | Room AC control | 0.10969 | 0.12692 | 0
Residential | Demand Response | Mobile Home/Other | N/A | Room AC control | 0.19569 | 0.23334 | 0
Residential | Demand Response | Single Family | N/A | Smart thermostats - Utility Installation | 1.1236 | 0.43195 | 0
Residential | Demand Response | Multi-Family | N/A | Smart thermostats - Utility Installation | 0.43878 | 0.21577 | 0
Residential | Demand Response | Mobile Home/Other | N/A | Smart thermostats - Utility Installation | 0.78274 | 0.39668 | 0
Residential | Demand Response | Single Family | N/A | Smart thermostats - BYOT | 1.1236 | 0.43195 | 0
Residential | Demand Response | Multi-Family | N/A | Smart thermostats - BYOT | 0.43878 | 0.21577 | 0
Residential | Demand Response | Mobile Home/Other | N/A | Smart thermostats - BYOT | 0.78274 | 0.39668 | 0
Residential | Demand Response | Single Family | N/A | CPP + Tech | 1.6586 | 0.86787 | 0
Residential | Demand Response | Multi-Family | N/A | CPP + Tech | 0.97379 | 0.54996 | 0
Residential | Demand Response | Mobile Home/Other | N/A | CPP + Tech | 1.3177 | 0.816 | 0
Residential | Demand Response | Single Family | N/A | Central Heating - Load Shed | 0 | 2.0327 | 0
Residential | Demand Response | Multi-Family | N/A | Central Heating - Load Shed | 0 | 1.0154 | 0
Residential | Demand Response | Mobile Home/Other | N/A | Central Heating - Load Shed | 0 | 1.8667 | 0
Residential | Demand Response | Single Family | N/A | Central Heating - 50% cycling | 0 | 1.0164 | 0
Residential | Demand Response | Multi-Family | N/A | Central Heating - 50% cycling | 0 | 0.50769 | 0
Residential | Demand Response | Mobile Home/Other | N/A | Central Heating - 50% cycling | 0 | 0.93336 | 0
Commercial | Demand Response | 0-15,000 kWh | N/A | Central air conditioner - Load Shed | 0.63387 | 0 | 0
Commercial | Demand Response | 15,001-25,000 kWh | N/A | Central air conditioner - Load Shed | 1.8048 | 0 | 0
Commercial | Demand Response | 25,001-50,000 kWh | N/A | Central air conditioner - Load Shed | 3.8648 | 0 | 0
Commercial | Demand Response | 50,001 kWh + | N/A | Central air conditioner - Load Shed | 4.6198 | 0 | 0
Commercial | Demand Response | 0-15,000 kWh | N/A | Central air conditioner - 50% cycling | 0.31693 | 0 | 0
Commercial | Demand Response | 15,001-25,000 kWh | N/A | Central air conditioner - 50% cycling | 0.90239 | 0 | 0
Commercial | Demand Response | 25,001-50,000 kWh | N/A | Central air conditioner - 50% cycling | 1.9324 | 0 | 0
Commercial | Demand Response | 50,001 kWh + | N/A | Central air conditioner - 50% cycling | 2.3099 | 0 | 0
Commercial | Demand Response | 0-15,000 kWh | N/A | Smart thermostats - Utility Installation | 0.31693 | 0.091626 | 0
Commercial | Demand Response | 15,001-25,000 kWh | N/A | Smart thermostats - Utility Installation | 0.90239 | 0.30999 | 0
Commercial | Demand Response | 25,001-50,000 kWh | N/A | Smart thermostats - Utility Installation | 1.9324 | 0.51975 | 0
Commercial | Demand Response | 50,001 kWh + | N/A | Smart thermostats - Utility Installation | 2.3099 | 1.1301 | 0
Commercial | Demand Response | 0-15,000 kWh | N/A | Smart thermostats - BYOT | 0.31693 | 0.091626 | 0
Commercial | Demand Response | 15,001-25,000 kWh | N/A | Smart thermostats - BYOT | 0.90239 | 0.30999 | 0
Commercial | Demand Response | 25,001-50,000 kWh | N/A | Smart thermostats - BYOT | 1.9324 | 0.51975 | 0
Commercial | Demand Response | 50,001 kWh + | N/A | Smart thermostats - BYOT | 2.3099 | 1.1301 | 0
Commercial | Demand Response | 0-15,000 kWh | N/A | CPP + Tech | 0.31693 | 0.13474 | 0
Commercial | Demand Response | 15,001-25,000 kWh | N/A | CPP + Tech | 0.90239 | 0.45587 | 0
Commercial | Demand Response | 25,001-50,000 kWh | N/A | CPP + Tech | 1.9324 | 0.76434 | 0
Commercial | Demand Response | 50,001 kWh + | N/A | CPP + Tech | 2.3099 | 1.6618 | 0
Commercial | Demand Response | 0-15,000 kWh | N/A | Central Heating - Load Shed | 0 | 0.43118 | 0
Commercial | Demand Response | 15,001-25,000 kWh | N/A | Central Heating - Load Shed | 0 | 1.4588 | 0
Commercial | Demand Response | 25,001-50,000 kWh | N/A | Central Heating - Load Shed | 0 | 2.4459 | 0
Commercial | Demand Response | 50,001 kWh + | N/A | Central Heating - Load Shed | 0 | 5.3179 | 0
Commercial | Demand Response | 0-15,000 kWh | N/A | Central Heating - 50% cycling | 0 | 0.21559 | 0
Commercial | Demand Response | 15,001-25,000 kWh | N/A | Central Heating - 50% cycling | 0 | 0.72938 | 0
Commercial | Demand Response | 25,001-50,000 kWh | N/A | Central Heating - 50% cycling | 0 | 1.2229 | 0
Commercial | Demand Response | 50,001 kWh + | N/A | Central Heating - 50% cycling | 0 | 2.6589 | 0
Industrial | Demand Response | 0-50 kW | N/A | Auto DR | 19.3855 | 11.1804 | 0
Industrial | Demand Response | 51-300 kW | N/A | Auto DR | 75.5927 | 55.8595 | 0
Industrial | Demand Response | 301-500 kW | N/A | Auto DR | 262.2964 | 213.8319 | 0
Industrial | Demand Response | 501 kW + | N/A | Auto DR | 925.6915 | 688.2752 | 0
Industrial | Demand Response | 0-50 kW | N/A | CPP | 19.3855 | 11.1804 | 0
Industrial | Demand Response | 51-300 kW | N/A | CPP | 75.5927 | 55.8595 | 0
Industrial | Demand Response | 301-500 kW | N/A | CPP | 262.2964 | 213.8319 | 0
Industrial | Demand Response | 501 kW + | N/A | CPP | 925.6915 | 688.2752 | 0
Industrial | Demand Response | 0-50 kW | N/A | Firm Service Level | 19.3855 | 11.1804 | 0
Industrial | Demand Response | 51-300 kW | N/A | Firm Service Level | 75.5927 | 55.8595 | 0
Industrial | Demand Response | 301-500 kW | N/A | Firm Service Level | 262.2964 | 213.8319 | 0
Industrial | Demand Response | 501 kW + | N/A | Firm Service Level | 925.6915 | 688.2752 | 0
Industrial | Demand Response | 0-50 kW | N/A | Guaranteed Load Drop | 19.3855 | 11.1804 | 0
Industrial | Demand Response | 51-300 kW | N/A | Guaranteed Load Drop | 75.5927 | 55.8595 | 0
Industrial | Demand Response | 301-500 kW | N/A | Guaranteed Load Drop | 262.2964 | 213.8319 | 0
Industrial | Demand Response | 501 kW + | N/A | Guaranteed Load Drop | 925.6915 | 688.2752 | 0
Residential | Distributed Energy Resources | Single Family | Any | Solar Voltaic (17.1w/sf2) | 0.0039055 | 0.00014557 | 26.3009
Residential | Distributed Energy Resources | Multi-Family | Any | Solar Voltaic (17.1w/sf2) | 0.0039055 | 0.00014557 | 26.3009
Commercial | Distributed Energy Resources | Assembly | Any | Solar Voltaic (17.1w/sf2) | 0.0039055 | 0.00014557 | 26.5262
Commercial | Distributed Energy Resources | College and University | Any | Solar Voltaic (17.1w/sf2) | 0.0039055 | 0.00014557 | 26.5262
Commercial | Distributed Energy Resources | Grocery | Any | Solar Voltaic (17.1w/sf2) | 0.0039055 | 0.00014557 | 26.5262
Commercial | Distributed Energy Resources | Healthcare | Any | Solar Voltaic (17.1w/sf2) | 0.0039055 | 0.00014557 | 26.5262
Commercial | Distributed Energy Resources | Hospitals | Any | Solar Voltaic (17.1w/sf2) | 0.0039055 | 0.00014557 | 26.5262
Commercial | Distributed Energy Resources | Institutional | Any | Solar Voltaic (17.1w/sf2) | 0.0039055 | 0.00014557 | 26.5262
Commercial | Distributed Energy Resources | Lodging/Hospitality | Any | Solar Voltaic (17.1w/sf2) | 0.0039055 | 0.00014557 | 26.5262
Commercial | Distributed Energy Resources | Miscellaneous | Any | Solar Voltaic (17.1w/sf2) | 0.0039055 | 0.00014557 | 26.5262
Commercial | Distributed Energy Resources | Offices | Any | Solar Voltaic (17.1w/sf2) | 0.0039055 | 0.00014557 | 26.5262
Commercial | Distributed Energy Resources | Restaurants | Any | Solar Voltaic (17.1w/sf2) | 0.0039055 | 0.00014557 | 26.5262
Commercial | Distributed Energy Resources | Retail | Any | Solar Voltaic (17.1w/sf2) | 0.0039055 | 0.00014557 | 26.5262
Commercial | Distributed Energy Resources | Schools K-12 | Any | Solar Voltaic (17.1w/sf2) | 0.0039055 | 0.00014557 | 26.5262
Commercial | Distributed Energy Resources | Warehouse | Any | Solar Voltaic (17.1w/sf2) | 0.0039055 | 0.00014557 | 26.5262
Residential | Distributed Energy Resources | Single Family | N/A | Storage | 0 | 0.00069149 | 0
Residential | Distributed Energy Resources | Multi-Family | N/A | Storage | 0 | 0.12087 | 0
Residential | Distributed Energy Resources | Single Family | N/A | Storage with other DSM (EE and DR) | 0.26991 | 0.29583 | 0
Residential | Distributed Energy Resources | Multi-Family | N/A | Storage with other DSM (EE and DR) | 0.5276 | 0.46801 | 0
Commercial | Distributed Energy Resources | Seg 1 - 15 MWh | N/A | Storage | 0 | 0 | 0
Commercial | Distributed Energy Resources | Seg 2 - 25 MWh | N/A | Storage | 0 | 0 | 0
Commercial | Distributed Energy Resources | Seg 3 - 50 MWh) | N/A | Storage | 0 | 0 | 0
Commercial | Distributed Energy Resources | Seg 4 51+ MWh | N/A | Storage | 0 | 0 | 0
Commercial | Distributed Energy Resources | Seg 1 - 15 MWh | N/A | Storage with other DSM (EE and DR) | 0.031435 | 0 | 0
Commercial | Distributed Energy Resources | Seg 2 - 25 MWh | N/A | Storage with other DSM (EE and DR) | 0.00078277 | 0 | 0
Commercial | Distributed Energy Resources | Seg 3 - 50 MWh) | N/A | Storage with other DSM (EE and DR) | 0.0078417 | 0 | 0
Commercial | Distributed Energy Resources | Seg 4 51+ MWh | N/A | Storage with other DSM (EE and DR) | 0.016365 | 0 | 0
Commercial | Distributed Energy Resources | Industrial Facility Only | Any | 5500 kW Steam Turbine-Biomass | 5500 | 4014.5521 | 43362000
Commercial | Distributed Energy Resources | Industrial Facility Only | Any | 3500 kW Steam Turbine-Biomass | 3500 | 2554.715 | 27594000
Commercial | Distributed Energy Resources | Commercial Facility | Any | 3500 kW Gas Turbine | 3500 | 2554.715 | 24834600
Commercial | Distributed Energy Resources | Commercial Facility | Any | 3000 kW Gas Turbine | 3000 | 2189.7557 | 21286800
Commercial | Distributed Energy Resources | Commercial Facility | Any | 2500 kW Gas Turbine | 2500 | 1824.7964 | 17739000
Commercial | Distributed Energy Resources | Commercial Facility | Any | 4500 kW Reciprocating Engine | 4500 | 3284.6335 | 15768000
Commercial | Distributed Energy Resources | Commercial Facility | Any | 1500 kW Steam Turbine-Biomass | 1500 | 1094.8778 | 11826000
Commercial | Distributed Energy Resources | Commercial Facility | Any | 3000 kW Reciprocating Engine | 3000 | 2189.7557 | 10512000
Commercial | Distributed Energy Resources | Industrial Facility Only | Any | 1125 kW Fuel Cell | 1125 | 821.1584 | 6997050
Commercial | Distributed Energy Resources | Commercial Facility | Any | 800 kW Fuel Cell-Biogas | 800 | 583.9348 | 4975680
Commercial | Distributed Energy Resources | Commercial Facility | Any | 1250 kW Reciprocating Engine | 1250 | 912.3982 | 4380000
Commercial | Distributed Energy Resources | Industrial Facility Only | Any | 1250 kW Reciprocating Engine-Biogas | 1250 | 912.3982 | 4380000
Commercial | Distributed Energy Resources | Commercial Facility | Any | 500 kW Fuel Cell | 500 | 364.9593 | 3109800
Commercial | Distributed Energy Resources | Commercial Facility | Any | 350 kW Reciprocating Engine | 350 | 255.4715 | 1226400
Commercial | Distributed Energy Resources | Commercial Facility | Any | 175 kW Fuel Cell | 175 | 127.7357 | 1088430
Commercial | Distributed Energy Resources | Commercial Facility | Any | 200 kW Micro Turbine | 200 | 145.9837 | 858480
Commercial | Distributed Energy Resources | Commercial Facility | Any | 150 kW Reciprocating Engine | 150 | 109.4878 | 525600
Commercial | Distributed Energy Resources | Commercial Facility | Any | 100 kW Micro Turbine | 100 | 72.9919 | 429240
Commercial | Distributed Energy Resources | Industrial Facility Only | Any | 100 kW Micro Turbine- Biogas | 100 | 72.9919 | 429240
Commercial | Distributed Energy Resources | Commercial Facility | Any | 50 kW Micro Turbine | 50 | 36.4959 | 214620