## RIM P to F
Measures Changing from Passing to Failing | [10 empty] | Measures Changing from Passing to Failing | [10 empty] | Measures Passing | [7 empty] | Measures Passing
Lower Fuel Costs Economic Potential – RIM | [10 empty] | Higher Fuel Costs Economic Potential – RIM | [10 empty] | 1-Year Payback Economic Potential – RIM | [7 empty] | 3-Year Payback Economic Potential – RIM
Customer Class | Segment | Vintage | Measure Name | TRC | RIM | PCT | Summer (MW) | Winter (MW) | Energy (GWh) | Reason For Failure | Customer Class | Segment | Vintage | Measure Name | TRC | RIM | PCT | Summer (MW) | Winter (MW) | Energy (GWh) | Reason For Failure | Customer Class | Measure Name | TRC | RIM | PCT | Summer (MW) | Winter (MW) | Energy (GWh) | Customer Class | Measure Name | TRC | RIM | PCT | Summer (MW) | Winter (MW) | Energy (GWh)
Residential | Single Family | Existing | Central AC Tune Up | 0.047372 | 0.76117 | -314.4632 | 0.11566 | 0 | 187.352 | RIM score less than one | Residential | Single Family | Existing | Window Sun Protection | 0.34635 | 0.80854 | -45.3504 | 0.13817 | -0.063238 | 91.8622 | RIM score less than one | Residential | Ceiling Insulation(R12 to R38) | 1.1143 | 1.5081 | 608.0361 | 0.2849 | 0.39813 | 843 | Residential | Ceiling Insulation(R12 to R38) | 1.1143 | 1.5081 | 608.0361 | 0.2849 | 0.39813 | 843
Residential | Multi-Family | Existing | Central AC Tune Up | 0.022945 | 0.76114 | -328.7586 | 0.056024 | 0 | 90.75 | RIM score less than one | [11 empty] | Residential | Ceiling Insulation(R12 to R38) | 1.1143 | 1.5081 | 608.0361 | 0.2849 | 0.39813 | 843 | Residential | Ceiling Insulation(R12 to R38) | 1.1143 | 1.5081 | 608.0361 | 0.2849 | 0.39813 | 843
Residential | Manufactured Home | Existing | Central AC Tune Up | 0.031515 | 0.76111 | -323.742 | 0.076952 | 0 | 124.65 | RIM score less than one | [11 empty] | Residential | Ceiling Insulation(R2 to R38) | 3.2827 | 1.3939 | 10629.8521 | 0.81093 | 1.4913 | 3236 | Residential | Ceiling Insulation(R2 to R38) | 3.2827 | 1.3939 | 10629.8521 | 0.81093 | 1.4913 | 3236
Residential | Single Family | Existing | Energy Star Windows | 1.1611 | 0.96551 | 833.6542 | 0.072717 | 0.18568 | 577.4358 | RIM score less than one | [11 empty] | Residential | Ceiling Insulation(R2 to R38) | 2.3804 | 1.3939 | 5536.2289 | 0.48841 | 0.89818 | 1949 | Residential | Ceiling Insulation(R2 to R38) | 2.3804 | 1.3939 | 5536.2289 | 0.48841 | 0.89818 | 1949
Residential | Multi-Family | Existing | Energy Star Windows | 1.1611 | 0.96551 | 833.6542 | 0.072717 | 0.18568 | 577.4358 | RIM score less than one | [11 empty] | Residential | Ceiling Insulation(R2 to R38) | 2.3241 | 1.3938 | 5624.3025 | 0.5031 | 0.92519 | 2007.61 | Residential | Ceiling Insulation(R2 to R38) | 2.3241 | 1.3938 | 5624.3025 | 0.5031 | 0.92519 | 2007.61
Residential | Manufactured Home | Existing | Energy Star Windows | 1.1611 | 0.96551 | 833.6542 | 0.072717 | 0.18568 | 577.4358 | RIM score less than one | [11 empty] | Residential | Ceiling Insulation(R2 to R38) | 3.2827 | 1.3939 | 10629.8521 | 0.81093 | 1.4913 | 3236 | Residential | Ceiling Insulation(R2 to R38) | 3.2827 | 1.3939 | 10629.8521 | 0.81093 | 1.4913 | 3236
Residential | Single Family | Existing | Floor Insulation | 0.021878 | 0.99417 | -6108.5883 | 0 | 0.04491 | 73 | RIM score less than one | [11 empty] | Residential | Ceiling Insulation(R2 to R38) | 2.3804 | 1.3939 | 5536.2289 | 0.48841 | 0.89818 | 1949 | Residential | Ceiling Insulation(R2 to R38) | 2.3804 | 1.3939 | 5536.2289 | 0.48841 | 0.89818 | 1949
Residential | Multi-Family | Existing | Floor Insulation | 0.010762 | 0.98846 | -5159.9782 | 0 | 0.018456 | 30 | RIM score less than one | [11 empty] | Residential | Ceiling Insulation(R2 to R38) | 2.3241 | 1.3938 | 5624.3025 | 0.5031 | 0.92519 | 2007.61 | Residential | Ceiling Insulation(R2 to R38) | 2.3241 | 1.3938 | 5624.3025 | 0.5031 | 0.92519 | 2007.61
Residential | Manufactured Home | Existing | Floor Insulation | 0.020222 | 0.99629 | -5366.7206 | 0 | 0.036297 | 59 | RIM score less than one | [11 empty] | Residential | Duct Repair | 2.4976 | 1.4252 | 1788.5313 | 0.27758 | 0.3067 | 794.0628 | Residential | Duct Repair | 2.4976 | 1.4252 | 1788.5313 | 0.27758 | 0.3067 | 794.0628
Residential | Single Family | New | High Efficiency Convection Oven | 0.053586 | 0.89954 | -1713.1672 | 0.020919 | 0.0068781 | 84.3 | RIM score less than one | [11 empty] | Residential | Duct Repair | 1.5964 | 1.4008 | 803.3436 | 0.13446 | 0.26586 | 516.36 | Residential | Duct Repair | 1.5964 | 1.4008 | 803.3436 | 0.13446 | 0.26586 | 516.36
Residential | Multi-Family | New | High Efficiency Convection Oven | 0.053586 | 0.89954 | -1713.1672 | 0.020919 | 0.0068781 | 84.3 | RIM score less than one | [11 empty] | Residential | Duct Repair | 2.3911 | 1.3948 | 1727.1473 | 0.18468 | 0.4253 | 776.76 | Residential | Duct Repair | 2.3911 | 1.3948 | 1727.1473 | 0.18468 | 0.4253 | 776.76
Residential | Manufactured Home | New | High Efficiency Convection Oven | 0.053586 | 0.89954 | -1713.1672 | 0.020919 | 0.0068781 | 84.3 | RIM score less than one | [11 empty] | Residential | ENERGY STAR Certified Home | 1.1199 | 1.4071 | 5317.9087 | 1.9801 | 0.60051 | 5378.2595 | Residential | ENERGY STAR Certified Home | 1.1199 | 1.4071 | 5317.9087 | 1.9801 | 0.60051 | 5378.2595
Residential | Single Family | Turnover | High Efficiency Convection Oven | 0.053586 | 0.89954 | -1713.1672 | 0.020919 | 0.0068781 | 84.3 | RIM score less than one | [11 empty] | Residential | ENERGY STAR Certified Home | 1.1199 | 1.4071 | 5317.9087 | 1.9801 | 0.60051 | 5378.2595 | Residential | ENERGY STAR Certified Home | 1.1199 | 1.4071 | 5317.9087 | 1.9801 | 0.60051 | 5378.2595
Residential | Multi-Family | Turnover | High Efficiency Convection Oven | 0.053586 | 0.89954 | -1713.1672 | 0.020919 | 0.0068781 | 84.3 | RIM score less than one | [11 empty] | Residential | Energy Star Room AC | 4.1115 | 1.5138 | 208.9696 | 0.093 | 0 | 150.6455 | Residential | Energy Star Room AC | 4.1115 | 1.5138 | 208.9696 | 0.093 | 0 | 150.6455
Residential | Manufactured Home | Turnover | High Efficiency Convection Oven | 0.053586 | 0.89954 | -1713.1672 | 0.020919 | 0.0068781 | 84.3 | RIM score less than one | [11 empty] | Residential | Energy Star Room AC | 4.1115 | 1.5138 | 208.9696 | 0.093 | 0 | 150.6455 | Residential | Energy Star Room AC | 4.1115 | 1.5138 | 208.9696 | 0.093 | 0 | 150.6455
Residential | Single Family | Existing | HVAC ECM Motor | 0.088796 | 0.96794 | -714.1734 | 0.0082352 | 0.016593 | 48.0178 | RIM score less than one | [11 empty] | Residential | Energy Star Room AC | 4.1115 | 1.5138 | 208.9696 | 0.093 | 0 | 150.6455 | Residential | Energy Star Room AC | 4.1115 | 1.5138 | 208.9696 | 0.093 | 0 | 150.6455
Residential | Multi-Family | Existing | HVAC ECM Motor | 0.088796 | 0.96794 | -714.1734 | 0.0082352 | 0.016593 | 48.0178 | RIM score less than one | [11 empty] | Residential | Energy Star Room AC | 4.1115 | 1.5138 | 208.9696 | 0.093 | 0 | 150.6455 | Residential | Energy Star Room AC | 4.1115 | 1.5138 | 208.9696 | 0.093 | 0 | 150.6455
Residential | Manufactured Home | Existing | HVAC ECM Motor | 0.088796 | 0.96794 | -714.1734 | 0.0082352 | 0.016593 | 48.0178 | RIM score less than one | [11 empty] | Residential | Energy Star Room AC | 4.1115 | 1.5138 | 208.9696 | 0.093 | 0 | 150.6455 | Residential | Energy Star Room AC | 4.1115 | 1.5138 | 208.9696 | 0.093 | 0 | 150.6455
Residential | Single Family | New | HVAC ECM Motor | 0.088796 | 0.96794 | -714.1734 | 0.0082352 | 0.016593 | 48.0178 | RIM score less than one | [11 empty] | Residential | Energy Star Room AC | 4.1115 | 1.5138 | 208.9696 | 0.093 | 0 | 150.6455 | Residential | Energy Star Room AC | 4.1115 | 1.5138 | 208.9696 | 0.093 | 0 | 150.6455
Residential | Multi-Family | New | HVAC ECM Motor | 0.088796 | 0.96794 | -714.1734 | 0.0082352 | 0.016593 | 48.0178 | RIM score less than one | [11 empty] | Residential | Energy Star Windows | 1.3637 | 1.152 | 1227.1668 | 0.072717 | 0.18568 | 577.4358 | Residential | Energy Star Windows | 1.3637 | 1.152 | 1227.1668 | 0.072717 | 0.18568 | 577.4358
Residential | Manufactured Home | New | HVAC ECM Motor | 0.088796 | 0.96794 | -714.1734 | 0.0082352 | 0.016593 | 48.0178 | RIM score less than one | [11 empty] | Residential | Energy Star Windows | 1.3637 | 1.152 | 1227.1668 | 0.072717 | 0.18568 | 577.4358 | Residential | Energy Star Windows | 1.3637 | 1.152 | 1227.1668 | 0.072717 | 0.18568 | 577.4358
Residential | Multi-Family | Existing | Sealed crawlspace | 0.006237 | 0.99855 | -12986.9891 | 0.0067683 | 0.041583 | 66.6 | RIM score less than one | [11 empty] | Residential | Energy Star Windows | 1.3637 | 1.152 | 1227.1668 | 0.072717 | 0.18568 | 577.4358 | Residential | Energy Star Windows | 1.3637 | 1.152 | 1227.1668 | 0.072717 | 0.18568 | 577.4358
Residential | Manufactured Home | Existing | Sealed crawlspace | 0.011639 | 0.99961 | -13595.4892 | 0.013311 | 0.081779 | 130.98 | RIM score less than one | [11 empty] | Residential | Programmable Thermostat | 2.8477 | 2.0162 | 136.7648 | 0.1026 | 0 | 113.8157 | Residential | Programmable Thermostat | 2.8477 | 2.0162 | 136.7648 | 0.1026 | 0 | 113.8157
Commercial/Industrial | Assembly | Existing | Airside Economizer | 4.2226 | 0.86699 | 1642.8879 | -0.46324 | 2.0439e-05 | 2253.2313 | RIM score less than one | [11 empty] | Residential | Programmable Thermostat | 1.8531 | 2.0176 | 45.7714 | 0.066717 | 0 | 74.0116 | Residential | Programmable Thermostat | 1.8531 | 2.0176 | 45.7714 | 0.066717 | 0 | 74.0116
Commercial/Industrial | Grocery | Existing | Airside Economizer | 3.9874 | 0.78363 | 4039.4074 | -1.2116 | 0.036509 | 5424.8726 | RIM score less than one | [11 empty] | Residential | Programmable Thermostat | 2.786 | 2.0165 | 131.0953 | 0.10036 | 0 | 111.3356 | Residential | Programmable Thermostat | 2.786 | 2.0165 | 131.0953 | 0.10036 | 0 | 111.3356
Commercial/Industrial | Healthcare | Existing | Airside Economizer | 4.2217 | 0.8668 | 6904.1886 | -1.9468 | 8.5893e-05 | 9469.1388 | RIM score less than one | [11 empty] | Residential | Smart Thermostat | 1.6559 | 2.0167 | 111.3611 | 0.2386 | 0 | 264.6876 | Residential | Smart Thermostat | 1.6559 | 2.0167 | 111.3611 | 0.2386 | 0 | 264.6876
Commercial/Industrial | Institutional | Existing | Airside Economizer | 4.2218 | 0.86684 | 7981.3156 | -2.2505 | 9.9293e-05 | 10946.4253 | RIM score less than one | [11 empty] | Residential | Smart Thermostat | 1.6198 | 2.0166 | 98.1761 | 0.2334 | 0 | 258.92 | Residential | Smart Thermostat | 1.6198 | 2.0166 | 98.1761 | 0.2334 | 0 | 258.92
Commercial/Industrial | Lodging/Hospitality | Existing | Airside Economizer | 3.9876 | 0.78366 | 6686.2992 | -2.0055 | 0.060432 | 8979.6145 | RIM score less than one | [11 empty] | Residential | Two Speed Pool Pump | 1.5595 | 1.4306 | 824.3588 | 0.56852 | 0 | 1046.07 | Residential | Two Speed Pool Pump | 1.5595 | 1.4306 | 824.3588 | 0.56852 | 0 | 1046.07
Commercial/Industrial | Miscellaneous | Existing | Airside Economizer | 4.2217 | 0.86682 | 76091.341 | -21.4554 | 0.00094663 | 104359.7599 | RIM score less than one | [11 empty] | Residential | Two Speed Pool Pump | 1.5595 | 1.4306 | 824.3588 | 0.56852 | 0 | 1046.07 | Residential | Two Speed Pool Pump | 1.5595 | 1.4306 | 824.3588 | 0.56852 | 0 | 1046.07
Commercial/Industrial | Offices | Existing | Airside Economizer | 4.2216 | 0.86678 | 5687.857 | -1.6038 | 7.0761e-05 | 7800.9322 | RIM score less than one | [11 empty] | Residential | Two Speed Pool Pump | 1.5595 | 1.4306 | 824.3588 | 0.56852 | 0 | 1046.07 | Residential | Two Speed Pool Pump | 1.5595 | 1.4306 | 824.3588 | 0.56852 | 0 | 1046.07
Commercial/Industrial | Restaurants | Existing | Airside Economizer | 3.987 | 0.78355 | 4209.0871 | -1.2625 | 0.038043 | 5652.7504 | RIM score less than one | [11 empty] | Residential | Two Speed Pool Pump | 1.5595 | 1.4306 | 824.3588 | 0.56852 | 0 | 1046.07 | Residential | Two Speed Pool Pump | 1.5595 | 1.4306 | 824.3588 | 0.56852 | 0 | 1046.07
Commercial/Industrial | Retail | Existing | Airside Economizer | 3.9875 | 0.78365 | 1838.4268 | -0.55142 | 0.016616 | 2468.9837 | RIM score less than one | [11 empty] | Residential | Two Speed Pool Pump | 1.5595 | 1.4306 | 824.3588 | 0.56852 | 0 | 1046.07 | Residential | Two Speed Pool Pump | 1.5595 | 1.4306 | 824.3588 | 0.56852 | 0 | 1046.07
Commercial/Industrial | Schools K-12 | Existing | Airside Economizer | 4.2219 | 0.86685 | 6727.5099 | -1.8969 | 8.3695e-05 | 9226.8228 | RIM score less than one | [11 empty] | Residential | Two Speed Pool Pump | 1.5595 | 1.4306 | 824.3588 | 0.56852 | 0 | 1046.07 | Residential | Two Speed Pool Pump | 1.5595 | 1.4306 | 824.3588 | 0.56852 | 0 | 1046.07
Commercial/Industrial | Warehouse | Existing | Airside Economizer | 4.2204 | 0.86654 | 668.3134 | -0.18844 | 8.3143e-06 | 916.5961 | RIM score less than one | [11 empty] | Residential | Variable Speed Pool Pump | 1.5597 | 1.4306 | 2492.1836 | 1.7184 | 0 | 3161.84 | Residential | Variable Speed Pool Pump | 1.5597 | 1.4306 | 2492.1836 | 1.7184 | 0 | 3161.84
Commercial/Industrial | Assembly | New | Airside Economizer | 4.2226 | 0.86699 | 1642.8879 | -0.46324 | 2.0439e-05 | 2253.2313 | RIM score less than one | [11 empty] | Residential | Variable Speed Pool Pump | 1.5597 | 1.4306 | 2492.1836 | 1.7184 | 0 | 3161.84 | Residential | Variable Speed Pool Pump | 1.5597 | 1.4306 | 2492.1836 | 1.7184 | 0 | 3161.84
Commercial/Industrial | Grocery | New | Airside Economizer | 3.9874 | 0.78363 | 4039.4074 | -1.2116 | 0.036509 | 5424.8726 | RIM score less than one | [11 empty] | Residential | Variable Speed Pool Pump | 1.5597 | 1.4306 | 2492.1836 | 1.7184 | 0 | 3161.84 | Residential | Variable Speed Pool Pump | 1.5597 | 1.4306 | 2492.1836 | 1.7184 | 0 | 3161.84
Commercial/Industrial | Healthcare | New | Airside Economizer | 4.2217 | 0.8668 | 6904.1886 | -1.9468 | 8.5893e-05 | 9469.1388 | RIM score less than one | [11 empty] | Residential | Variable Speed Pool Pump | 1.5597 | 1.4306 | 2492.1836 | 1.7184 | 0 | 3161.84 | Residential | Variable Speed Pool Pump | 1.5597 | 1.4306 | 2492.1836 | 1.7184 | 0 | 3161.84
Commercial/Industrial | Institutional | New | Airside Economizer | 4.2218 | 0.86684 | 7981.3156 | -2.2505 | 9.9293e-05 | 10946.4253 | RIM score less than one | [11 empty] | Residential | Variable Speed Pool Pump | 1.5597 | 1.4306 | 2492.1836 | 1.7184 | 0 | 3161.84 | Residential | Variable Speed Pool Pump | 1.5597 | 1.4306 | 2492.1836 | 1.7184 | 0 | 3161.84
Commercial/Industrial | Lodging/Hospitality | New | Airside Economizer | 3.9876 | 0.78366 | 6686.2992 | -2.0055 | 0.060432 | 8979.6145 | RIM score less than one | [11 empty] | Residential | Variable Speed Pool Pump | 1.5597 | 1.4306 | 2492.1836 | 1.7184 | 0 | 3161.84 | Residential | Variable Speed Pool Pump | 1.5597 | 1.4306 | 2492.1836 | 1.7184 | 0 | 3161.84
Commercial/Industrial | Miscellaneous | New | Airside Economizer | 4.2217 | 0.86682 | 76091.341 | -21.4554 | 0.00094663 | 104359.7599 | RIM score less than one | [11 empty] | Commercial/Industrial | Anti-Sweat Controls | 1.3026 | 1.4558 | 374.3808 | 0.081727 | 0.082167 | 1022.6336 | Commercial/Industrial | Anti-Sweat Controls | 1.3026 | 1.4558 | 374.3808 | 0.081727 | 0.082167 | 1022.6336
Commercial/Industrial | Offices | New | Airside Economizer | 4.2216 | 0.86678 | 5687.857 | -1.6038 | 7.0761e-05 | 7800.9322 | RIM score less than one | [11 empty] | Commercial/Industrial | Anti-Sweat Controls | 1.4422 | 1.3279 | 468.247 | 0.13259 | 0.11106 | 1022.6336 | Commercial/Industrial | Anti-Sweat Controls | 1.3026 | 1.4558 | 374.3808 | 0.081727 | 0.082167 | 1022.6336
Commercial/Industrial | Restaurants | New | Airside Economizer | 3.987 | 0.78355 | 4209.0871 | -1.2625 | 0.038043 | 5652.7504 | RIM score less than one | [11 empty] | Commercial/Industrial | Anti-Sweat Controls | 1.3026 | 1.4558 | 374.3808 | 0.081727 | 0.082167 | 1022.6336 | Commercial/Industrial | Anti-Sweat Controls | 1.4422 | 1.3279 | 468.247 | 0.13259 | 0.11106 | 1022.6336
Commercial/Industrial | Retail | New | Airside Economizer | 3.9875 | 0.78365 | 1838.4268 | -0.55142 | 0.016616 | 2468.9837 | RIM score less than one | [11 empty] | Commercial/Industrial | Anti-Sweat Controls | 1.4422 | 1.3279 | 468.247 | 0.13259 | 0.11106 | 1022.6336 | Commercial/Industrial | Anti-Sweat Controls | 1.4422 | 1.3279 | 468.247 | 0.13259 | 0.11106 | 1022.6336
Commercial/Industrial | Schools K-12 | New | Airside Economizer | 4.2219 | 0.86685 | 6727.5099 | -1.8969 | 8.3695e-05 | 9226.8228 | RIM score less than one | [11 empty] | Commercial/Industrial | Anti-Sweat Controls | 1.4422 | 1.3279 | 468.247 | 0.13259 | 0.11106 | 1022.6336 | Commercial/Industrial | Anti-Sweat Controls | 1.3026 | 1.4558 | 374.3808 | 0.081727 | 0.082167 | 1022.6336
Commercial/Industrial | Warehouse | New | Airside Economizer | 4.2204 | 0.86654 | 668.3134 | -0.18844 | 8.3143e-06 | 916.5961 | RIM score less than one | [11 empty] | Commercial/Industrial | Anti-Sweat Controls | 1.3026 | 1.4558 | 374.3808 | 0.081727 | 0.082167 | 1022.6336 | Commercial/Industrial | Anti-Sweat Controls | 1.3026 | 1.4558 | 374.3808 | 0.081727 | 0.082167 | 1022.6336
Commercial/Industrial | Grocery | Existing | Ceiling Insulation(R2 to R38) | 2.5886 | 0.97381 | 5.0177 | 0.00036978 | 0.00084567 | 1.812 | RIM score less than one | [11 empty] | Commercial/Industrial | Anti-Sweat Controls | 1.4422 | 1.3279 | 468.247 | 0.13259 | 0.11106 | 1022.6336 | Commercial/Industrial | Anti-Sweat Controls | 1.3026 | 1.4558 | 374.3808 | 0.081727 | 0.082167 | 1022.6336
Commercial/Industrial | Restaurants | Existing | Ceiling Insulation(R2 to R38) | 2.5886 | 0.97381 | 5.0177 | 0.00036978 | 0.00084567 | 1.812 | RIM score less than one | [11 empty] | Commercial/Industrial | Anti-Sweat Controls | 1.3026 | 1.4558 | 374.3808 | 0.081727 | 0.082167 | 1022.6336 | Commercial/Industrial | Anti-Sweat Controls | 1.3026 | 1.4558 | 374.3808 | 0.081727 | 0.082167 | 1022.6336
Commercial/Industrial | Retail | Existing | Ceiling Insulation(R2 to R38) | 2.5886 | 0.97381 | 5.0177 | 0.00036978 | 0.00084567 | 1.812 | RIM score less than one | [11 empty] | Commercial/Industrial | Anti-Sweat Controls | 1.3026 | 1.4558 | 374.3808 | 0.081727 | 0.082167 | 1022.6336 | Commercial/Industrial | Anti-Sweat Controls | 1.3026 | 1.4558 | 374.3808 | 0.081727 | 0.082167 | 1022.6336
Commercial/Industrial | Grocery | New | Ceiling Insulation(R2 to R38) | 2.5599 | 0.97805 | 4.9123 | 0.0003641 | 0.00083269 | 1.7842 | RIM score less than one | [11 empty] | Commercial/Industrial | Anti-Sweat Controls | 1.4422 | 1.3279 | 468.247 | 0.13259 | 0.11106 | 1022.6336 | Commercial/Industrial | Anti-Sweat Controls | 1.3026 | 1.4558 | 374.3808 | 0.081727 | 0.082167 | 1022.6336
Commercial/Industrial | Restaurants | New | Ceiling Insulation(R2 to R38) | 2.5599 | 0.97805 | 4.9123 | 0.0003641 | 0.00083269 | 1.7842 | RIM score less than one | [11 empty] | Commercial/Industrial | Anti-Sweat Controls | 1.3026 | 1.4558 | 374.3808 | 0.081727 | 0.082167 | 1022.6336 | Commercial/Industrial | Anti-Sweat Controls | 1.3026 | 1.4558 | 374.3808 | 0.081727 | 0.082167 | 1022.6336
Commercial/Industrial | Retail | New | Ceiling Insulation(R2 to R38) | 2.5599 | 0.97805 | 4.9123 | 0.0003641 | 0.00083269 | 1.7842 | RIM score less than one | [11 empty] | Commercial/Industrial | Anti-Sweat Controls | 1.4422 | 1.3279 | 468.247 | 0.13259 | 0.11106 | 1022.6336 | Commercial/Industrial | Anti-Sweat Controls | 1.3026 | 1.4558 | 374.3808 | 0.081727 | 0.082167 | 1022.6336
Commercial/Industrial | Grocery | New | CFL-23W | 11.4437 | 0.98761 | 39.4638 | 0.0093469 | 2.5304e-06 | 38.808 | RIM score less than one | [11 empty] | Commercial/Industrial | Anti-Sweat Controls | 1.3026 | 1.4558 | 374.3808 | 0.081727 | 0.082167 | 1022.6336 | Commercial/Industrial | Anti-Sweat Controls | 1.3026 | 1.4558 | 374.3808 | 0.081727 | 0.082167 | 1022.6336
Commercial/Industrial | Lodging/Hospitality | New | CFL-23W | 7.7561 | 0.98853 | 25.9349 | 0.006329 | 1.7134e-06 | 26.278 | RIM score less than one | [11 empty] | Commercial/Industrial | Anti-Sweat Controls | 1.3026 | 1.4558 | 374.3808 | 0.081727 | 0.082167 | 1022.6336 | Commercial/Industrial | Anti-Sweat Controls | 1.3026 | 1.4558 | 374.3808 | 0.081727 | 0.082167 | 1022.6336
Commercial/Industrial | Restaurants | New | CFL-23W | 6.9155 | 0.98562 | 22.9344 | 0.0056597 | 1.5322e-06 | 23.499 | RIM score less than one | [11 empty] | Commercial/Industrial | Anti-Sweat Controls | 1.4422 | 1.3279 | 468.247 | 0.13259 | 0.11106 | 1022.6336 | Commercial/Industrial | Ceiling Insulation(R2 to R38) | 3.0011 | 1.2354 | 5.0039 | 0.00074942 | 0.00044143 | 1.812
Commercial/Industrial | Retail | New | CFL-23W | 10.3408 | 0.9927 | 35.2313 | 0.0084028 | 2.2748e-06 | 34.888 | RIM score less than one | [11 empty] | Commercial/Industrial | Anti-Sweat Controls | 1.3026 | 1.4558 | 374.3808 | 0.081727 | 0.082167 | 1022.6336 | Commercial/Industrial | Ceiling Insulation(R2 to R38) | 2.9661 | 1.24 | 4.8988 | 0.00073791 | 0.00043466 | 1.7842
Commercial/Industrial | Schools K-12 | New | CFL-23W | 4.9546 | 0.99879 | 15.5143 | 0.0039956 | 0.00092383 | 16.653 | RIM score less than one | [11 empty] | Commercial/Industrial | Anti-Sweat Controls | 1.4422 | 1.3279 | 468.247 | 0.13259 | 0.11106 | 1022.6336 | Commercial/Industrial | Ceiling Insulation(R2 to R38) | 2.929 | 1.1019 | 5.4261 | 0.00036978 | 0.00084567 | 1.812
Commercial/Industrial | Grocery | Turnover | CFL-23W | 11.4437 | 0.98761 | 39.4638 | 0.0093469 | 2.5304e-06 | 38.808 | RIM score less than one | [11 empty] | Commercial/Industrial | Anti-Sweat Controls | 1.4422 | 1.3279 | 468.247 | 0.13259 | 0.11106 | 1022.6336 | Commercial/Industrial | Ceiling Insulation(R2 to R38) | 2.8951 | 1.1061 | 5.3145 | 0.0003641 | 0.00083269 | 1.7842
Commercial/Industrial | Lodging/Hospitality | Turnover | CFL-23W | 7.7561 | 0.98853 | 25.9349 | 0.006329 | 1.7134e-06 | 26.278 | RIM score less than one | [11 empty] | Commercial/Industrial | Anti-Sweat Controls | 1.3026 | 1.4558 | 374.3808 | 0.081727 | 0.082167 | 1022.6336 | Commercial/Industrial | Ceiling Insulation(R2 to R38) | 3.0011 | 1.2354 | 5.0039 | 0.00074942 | 0.00044143 | 1.812
Commercial/Industrial | Restaurants | Turnover | CFL-23W | 6.9155 | 0.98562 | 22.9344 | 0.0056597 | 1.5322e-06 | 23.499 | RIM score less than one | [11 empty] | Commercial/Industrial | Anti-Sweat Controls | 1.4422 | 1.3279 | 468.247 | 0.13259 | 0.11106 | 1022.6336 | Commercial/Industrial | Ceiling Insulation(R2 to R38) | 2.9661 | 1.24 | 4.8988 | 0.00073791 | 0.00043466 | 1.7842
Commercial/Industrial | Retail | Turnover | CFL-23W | 10.3408 | 0.9927 | 35.2313 | 0.0084028 | 2.2748e-06 | 34.888 | RIM score less than one | [11 empty] | Commercial/Industrial | Anti-Sweat Controls | 1.3026 | 1.4558 | 374.3808 | 0.081727 | 0.082167 | 1022.6336 | Commercial/Industrial | Ceiling Insulation(R2 to R38) | 3.0011 | 1.2354 | 5.0039 | 0.00074942 | 0.00044143 | 1.812
Commercial/Industrial | Schools K-12 | Turnover | CFL-23W | 4.9546 | 0.99879 | 15.5143 | 0.0039956 | 0.00092383 | 16.653 | RIM score less than one | [11 empty] | Commercial/Industrial | Anti-Sweat Controls | 1.3026 | 1.4558 | 374.3808 | 0.081727 | 0.082167 | 1022.6336 | Commercial/Industrial | Ceiling Insulation(R2 to R38) | 2.9661 | 1.24 | 4.8988 | 0.00073791 | 0.00043466 | 1.7842
Commercial/Industrial | Assembly | Existing | Chilled Water Controls Optimization | 9.7559 | 0.94207 | 4035.7809 | 1.0162 | 0.0010128 | 2504.9773 | RIM score less than one | [11 empty] | Commercial/Industrial | Anti-Sweat Controls | 1.4422 | 1.3279 | 468.247 | 0.13259 | 0.11106 | 1022.6336 | Commercial/Industrial | Ceiling Insulation(R2 to R38) | 2.929 | 1.1019 | 5.4261 | 0.00036978 | 0.00084567 | 1.812
Commercial/Industrial | Healthcare | Existing | Chilled Water Controls Optimization | 14.8922 | 0.94204 | 6323.7624 | 1.5513 | 0.0015461 | 3823.8816 | RIM score less than one | [11 empty] | Commercial/Industrial | Anti-Sweat Controls | 1.3026 | 1.4558 | 374.3808 | 0.081727 | 0.082167 | 1022.6336 | Commercial/Industrial | Ceiling Insulation(R2 to R38) | 2.8951 | 1.1061 | 5.3145 | 0.0003641 | 0.00083269 | 1.7842
Commercial/Industrial | Institutional | Existing | Chilled Water Controls Optimization | 5.2697 | 0.94205 | 2037.5672 | 0.54895 | 0.0005471 | 1353.1094 | RIM score less than one | [11 empty] | Commercial/Industrial | Anti-Sweat Controls | 1.4422 | 1.3279 | 468.247 | 0.13259 | 0.11106 | 1022.6336 | Commercial/Industrial | Ceiling Insulation(R2 to R38) | 2.929 | 1.1019 | 5.4261 | 0.00036978 | 0.00084567 | 1.812
Commercial/Industrial | Lodging/Hospitality | Existing | Chilled Water Controls Optimization | 40.5348 | 0.94205 | 17745.8072 | 4.2225 | 0.0042083 | 10408.106 | RIM score less than one | [11 empty] | Commercial/Industrial | Anti-Sweat Controls | 1.3026 | 1.4558 | 374.3808 | 0.081727 | 0.082167 | 1022.6336 | Commercial/Industrial | Ceiling Insulation(R2 to R38) | 2.8951 | 1.1061 | 5.3145 | 0.0003641 | 0.00083269 | 1.7842
Commercial/Industrial | Miscellaneous | Existing | Chilled Water Controls Optimization | 12.5513 | 0.942 | 5281.2803 | 1.3075 | 0.0013031 | 3222.944 | RIM score less than one | [11 empty] | Commercial/Industrial | Ceiling Insulation(R2 to R38) | 3.0011 | 1.2354 | 5.0039 | 0.00074942 | 0.00044143 | 1.812 | Commercial/Industrial | Ceiling Insulation(R2 to R38) | 1.7591 | 1.5787 | 1.9473 | 0.00015078 | 0.00026903 | 1.3287
Commercial/Industrial | Offices | Existing | Chilled Water Controls Optimization | 12.8566 | 0.94205 | 5416.9785 | 1.3393 | 0.0013348 | 3301.1671 | RIM score less than one | [11 empty] | Commercial/Industrial | Ceiling Insulation(R2 to R38) | 2.929 | 1.1019 | 5.4261 | 0.00036978 | 0.00084567 | 1.812 | Commercial/Industrial | Ceiling Insulation(R2 to R38) | 1.7591 | 1.5787 | 1.9473 | 0.00015078 | 0.00026903 | 1.3287
Commercial/Industrial | Restaurants | Existing | Chilled Water Controls Optimization | 15.8092 | 0.94205 | 6732.2057 | 1.6468 | 0.0016413 | 4059.3282 | RIM score less than one | [11 empty] | Commercial/Industrial | Ceiling Insulation(R2 to R38) | 3.0011 | 1.2354 | 5.0039 | 0.00074942 | 0.00044143 | 1.812 | Commercial/Industrial | Chilled Water System - Variable Speed Drives | 1.9501 | 1.5463 | 7913.8614 | 1.0305 | 1.0305 | 9027.4109
Commercial/Industrial | Retail | Existing | Chilled Water Controls Optimization | 11.5689 | 0.94206 | 4843.3716 | 1.2051 | 0.0012011 | 2970.5121 | RIM score less than one | [11 empty] | Commercial/Industrial | Ceiling Insulation(R2 to R38) | 3.0011 | 1.2354 | 5.0039 | 0.00074942 | 0.00044143 | 1.812 | Commercial/Industrial | Chilled Water System - Variable Speed Drives | 1.9501 | 1.5463 | 7913.8614 | 1.0305 | 1.0305 | 9027.4109
Commercial/Industrial | Schools K-12 | Existing | Chilled Water Controls Optimization | 8.8748 | 0.94203 | 3643.4612 | 0.9245 | 0.00092139 | 2278.8251 | RIM score less than one | [11 empty] | Commercial/Industrial | Ceiling Insulation(R2 to R38) | 2.929 | 1.1019 | 5.4261 | 0.00036978 | 0.00084567 | 1.812 | Commercial/Industrial | Chilled Water System - Variable Speed Drives | 1.9501 | 1.5463 | 7913.8614 | 1.0305 | 1.0305 | 9027.4109
Commercial/Industrial | Warehouse | Existing | Chilled Water Controls Optimization | 3.4285 | 0.94205 | 1217.4236 | 0.35715 | 0.00035595 | 880.3386 | RIM score less than one | [11 empty] | Commercial/Industrial | Ceiling Insulation(R2 to R38) | 2.929 | 1.1019 | 5.4261 | 0.00036978 | 0.00084567 | 1.812 | Commercial/Industrial | Chilled Water System - Variable Speed Drives | 1.9501 | 1.5463 | 7913.8614 | 1.0305 | 1.0305 | 9027.4109
Commercial/Industrial | Assembly | New | Chilled Water Controls Optimization | 9.7559 | 0.94207 | 4035.7809 | 1.0162 | 0.0010128 | 2504.9773 | RIM score less than one | [11 empty] | Commercial/Industrial | Ceiling Insulation(R2 to R38) | 1.7591 | 1.5787 | 1.9473 | 0.00015078 | 0.00026903 | 1.3287 | Commercial/Industrial | Chilled Water System - Variable Speed Drives | 1.9501 | 1.5463 | 7913.8614 | 1.0305 | 1.0305 | 9027.4109
Commercial/Industrial | Healthcare | New | Chilled Water Controls Optimization | 14.8922 | 0.94204 | 6323.7624 | 1.5513 | 0.0015461 | 3823.8816 | RIM score less than one | [11 empty] | Commercial/Industrial | Ceiling Insulation(R2 to R38) | 2.9661 | 1.24 | 4.8988 | 0.00073791 | 0.00043466 | 1.7842 | Commercial/Industrial | Chilled Water System - Variable Speed Drives | 1.9501 | 1.5463 | 7913.8614 | 1.0305 | 1.0305 | 9027.4109
Commercial/Industrial | Institutional | New | Chilled Water Controls Optimization | 5.2697 | 0.94205 | 2037.5672 | 0.54895 | 0.0005471 | 1353.1094 | RIM score less than one | [11 empty] | Commercial/Industrial | Ceiling Insulation(R2 to R38) | 2.8951 | 1.1061 | 5.3145 | 0.0003641 | 0.00083269 | 1.7842 | Commercial/Industrial | Chilled Water System - Variable Speed Drives | 1.9501 | 1.5463 | 7913.8614 | 1.0305 | 1.0305 | 9027.4109
Commercial/Industrial | Lodging/Hospitality | New | Chilled Water Controls Optimization | 40.5348 | 0.94205 | 17745.8072 | 4.2225 | 0.0042083 | 10408.106 | RIM score less than one | [11 empty] | Commercial/Industrial | Ceiling Insulation(R2 to R38) | 2.9661 | 1.24 | 4.8988 | 0.00073791 | 0.00043466 | 1.7842 | Commercial/Industrial | Chilled Water System - Variable Speed Drives | 1.9501 | 1.5463 | 7913.8614 | 1.0305 | 1.0305 | 9027.4109
Commercial/Industrial | Miscellaneous | New | Chilled Water Controls Optimization | 12.5513 | 0.942 | 5281.2803 | 1.3075 | 0.0013031 | 3222.944 | RIM score less than one | [11 empty] | Commercial/Industrial | Ceiling Insulation(R2 to R38) | 2.9661 | 1.24 | 4.8988 | 0.00073791 | 0.00043466 | 1.7842 | Commercial/Industrial | Chilled Water System - Variable Speed Drives | 1.9501 | 1.5463 | 7913.8614 | 1.0305 | 1.0305 | 9027.4109
Commercial/Industrial | Offices | New | Chilled Water Controls Optimization | 12.8566 | 0.94205 | 5416.9785 | 1.3393 | 0.0013348 | 3301.1671 | RIM score less than one | [11 empty] | Commercial/Industrial | Ceiling Insulation(R2 to R38) | 2.8951 | 1.1061 | 5.3145 | 0.0003641 | 0.00083269 | 1.7842 | Commercial/Industrial | Chilled Water System - Variable Speed Drives | 1.9501 | 1.5463 | 7913.8614 | 1.0305 | 1.0305 | 9027.4109
Commercial/Industrial | Restaurants | New | Chilled Water Controls Optimization | 15.8092 | 0.94205 | 6732.2057 | 1.6468 | 0.0016413 | 4059.3282 | RIM score less than one | [11 empty] | Commercial/Industrial | Ceiling Insulation(R2 to R38) | 2.8951 | 1.1061 | 5.3145 | 0.0003641 | 0.00083269 | 1.7842 | Commercial/Industrial | Chilled Water System - Variable Speed Drives | 1.9501 | 1.5463 | 7913.8614 | 1.0305 | 1.0305 | 9027.4109
Commercial/Industrial | Retail | New | Chilled Water Controls Optimization | 11.5689 | 0.94206 | 4843.3716 | 1.2051 | 0.0012011 | 2970.5121 | RIM score less than one | [11 empty] | Commercial/Industrial | Ceiling Insulation(R2 to R38) | 1.7591 | 1.5787 | 1.9473 | 0.00015078 | 0.00026903 | 1.3287 | Commercial/Industrial | Chilled Water System - Variable Speed Drives | 1.9501 | 1.5463 | 7913.8614 | 1.0305 | 1.0305 | 9027.4109
Commercial/Industrial | Schools K-12 | New | Chilled Water Controls Optimization | 8.8748 | 0.94203 | 3643.4612 | 0.9245 | 0.00092139 | 2278.8251 | RIM score less than one | [11 empty] | Commercial/Industrial | Chilled Water Controls Optimization | 5.7509 | 1.0281 | 2151.8667 | 0.54895 | 0.0005471 | 1353.1094 | Commercial/Industrial | Chilled Water System - Variable Speed Drives | 1.9501 | 1.5463 | 7913.8614 | 1.0305 | 1.0305 | 9027.4109
Commercial/Industrial | Warehouse | New | Chilled Water Controls Optimization | 3.4285 | 0.94205 | 1217.4236 | 0.35715 | 0.00035595 | 880.3386 | RIM score less than one | [11 empty] | Commercial/Industrial | Chilled Water Controls Optimization | 3.7416 | 1.0281 | 1291.7874 | 0.35715 | 0.00035595 | 880.3386 | Commercial/Industrial | Chilled Water System - Variable Speed Drives | 1.9501 | 1.5463 | 7913.8614 | 1.0305 | 1.0305 | 9027.4109
Commercial/Industrial | Assembly | New | Energy Star PCs | 0.47422 | 0.93402 | -10.9739 | 0.017591 | 0 | 123.5154 | RIM score less than one | [11 empty] | Commercial/Industrial | Chilled Water Controls Optimization | 5.7509 | 1.0281 | 2151.8667 | 0.54895 | 0.0005471 | 1353.1094 | Commercial/Industrial | Chilled Water System - Variable Speed Drives | 1.9501 | 1.5463 | 7913.8614 | 1.0305 | 1.0305 | 9027.4109
Commercial/Industrial | College and University | New | Energy Star PCs | 0.53526 | 0.90171 | -6.0477 | 0.023703 | 0.023703 | 123.5154 | RIM score less than one | [11 empty] | Commercial/Industrial | Chilled Water Controls Optimization | 3.7416 | 1.0281 | 1291.7874 | 0.35715 | 0.00035595 | 880.3386 | Commercial/Industrial | Chilled Water System - Variable Speed Drives | 1.9501 | 1.5463 | 7913.8614 | 1.0305 | 1.0305 | 9027.4109
Commercial/Industrial | Grocery | New | Energy Star PCs | 0.47996 | 0.94532 | -10.9739 | 0.017591 | 0.0068231 | 123.5154 | RIM score less than one | [11 empty] | Commercial/Industrial | Chilled Water System - Variable Speed Drives | 1.9501 | 1.5463 | 7913.8614 | 1.0305 | 1.0305 | 9027.4109 | Commercial/Industrial | Chilled Water System - Variable Speed Drives | 1.9501 | 1.5463 | 7913.8614 | 1.0305 | 1.0305 | 9027.4109
Commercial/Industrial | Healthcare | New | Energy Star PCs | 0.47996 | 0.94532 | -10.9739 | 0.017591 | 0.0068231 | 123.5154 | RIM score less than one | [11 empty] | Commercial/Industrial | Chilled Water System - Variable Speed Drives | 1.9501 | 1.5463 | 7913.8614 | 1.0305 | 1.0305 | 9027.4109 | Commercial/Industrial | Chilled Water System - Variable Speed Drives | 1.9501 | 1.5463 | 7913.8614 | 1.0305 | 1.0305 | 9027.4109
Commercial/Industrial | Hospitals | New | Energy Star PCs | 0.53526 | 0.90171 | -6.0477 | 0.023703 | 0.023703 | 123.5154 | RIM score less than one | [11 empty] | Commercial/Industrial | Chilled Water System - Variable Speed Drives | 1.9501 | 1.5463 | 7913.8614 | 1.0305 | 1.0305 | 9027.4109 | Commercial/Industrial | Chilled Water System - Variable Speed Drives | 1.9501 | 1.5463 | 7913.8614 | 1.0305 | 1.0305 | 9027.4109
Commercial/Industrial | Institutional | New | Energy Star PCs | 0.47422 | 0.93402 | -10.9739 | 0.017591 | 0 | 123.5154 | RIM score less than one | [11 empty] | Commercial/Industrial | Chilled Water System - Variable Speed Drives | 1.9501 | 1.5463 | 7913.8614 | 1.0305 | 1.0305 | 9027.4109 | Commercial/Industrial | Chilled Water System - Variable Speed Drives | 1.9501 | 1.5463 | 7913.8614 | 1.0305 | 1.0305 | 9027.4109
Commercial/Industrial | Lodging/Hospitality | New | Energy Star PCs | 0.47996 | 0.94532 | -10.9739 | 0.017591 | 0.0068231 | 123.5154 | RIM score less than one | [11 empty] | Commercial/Industrial | Chilled Water System - Variable Speed Drives | 1.9501 | 1.5463 | 7913.8614 | 1.0305 | 1.0305 | 9027.4109 | Commercial/Industrial | Chilled Water System - Variable Speed Drives | 1.9501 | 1.5463 | 7913.8614 | 1.0305 | 1.0305 | 9027.4109
Commercial/Industrial | Miscellaneous | New | Energy Star PCs | 0.47422 | 0.93402 | -10.9739 | 0.017591 | 0 | 123.5154 | RIM score less than one | [11 empty] | Commercial/Industrial | Chilled Water System - Variable Speed Drives | 1.9501 | 1.5463 | 7913.8614 | 1.0305 | 1.0305 | 9027.4109 | Commercial/Industrial | Chilled Water System - Variable Speed Drives | 1.9501 | 1.5463 | 7913.8614 | 1.0305 | 1.0305 | 9027.4109
Commercial/Industrial | Offices | New | Energy Star PCs | 0.47996 | 0.94532 | -10.9739 | 0.017591 | 0.0068231 | 123.5154 | RIM score less than one | [11 empty] | Commercial/Industrial | Chilled Water System - Variable Speed Drives | 1.9501 | 1.5463 | 7913.8614 | 1.0305 | 1.0305 | 9027.4109 | Commercial/Industrial | Chilled Water System - Variable Speed Drives | 1.9501 | 1.5463 | 7913.8614 | 1.0305 | 1.0305 | 9027.4109
Commercial/Industrial | Restaurants | New | Energy Star PCs | 0.47422 | 0.93402 | -10.9739 | 0.017591 | 0 | 123.5154 | RIM score less than one | [11 empty] | Commercial/Industrial | Chilled Water System - Variable Speed Drives | 1.9501 | 1.5463 | 7913.8614 | 1.0305 | 1.0305 | 9027.4109 | Commercial/Industrial | Chilled Water System - Variable Speed Drives | 1.9501 | 1.5463 | 7913.8614 | 1.0305 | 1.0305 | 9027.4109
Commercial/Industrial | Retail | New | Energy Star PCs | 0.47996 | 0.94532 | -10.9739 | 0.017591 | 0.0068231 | 123.5154 | RIM score less than one | [11 empty] | Commercial/Industrial | Chilled Water System - Variable Speed Drives | 1.9501 | 1.5463 | 7913.8614 | 1.0305 | 1.0305 | 9027.4109 | Commercial/Industrial | Chilled Water System - Variable Speed Drives | 1.9501 | 1.5463 | 7913.8614 | 1.0305 | 1.0305 | 9027.4109
Commercial/Industrial | Schools K-12 | New | Energy Star PCs | 0.47996 | 0.94532 | -10.9739 | 0.017591 | 0.0068231 | 123.5154 | RIM score less than one | [11 empty] | Commercial/Industrial | Chilled Water System - Variable Speed Drives | 1.9501 | 1.5463 | 7913.8614 | 1.0305 | 1.0305 | 9027.4109 | Commercial/Industrial | Chilled Water System - Variable Speed Drives | 1.9501 | 1.5463 | 7913.8614 | 1.0305 | 1.0305 | 9027.4109
Commercial/Industrial | Warehouse | New | Energy Star PCs | 0.47422 | 0.93402 | -10.9739 | 0.017591 | 0 | 123.5154 | RIM score less than one | [11 empty] | Commercial/Industrial | Chilled Water System - Variable Speed Drives | 1.9501 | 1.5463 | 7913.8614 | 1.0305 | 1.0305 | 9027.4109 | Commercial/Industrial | Dedicated Outdoor Air System on VRF unit | 1.1445 | 1.2992 | 1091.3633 | 0.52396 | 0.52959 | 1721.9094
Commercial/Industrial | Assembly | Turnover | Energy Star PCs | 0.47422 | 0.93402 | -10.9739 | 0.017591 | 0 | 123.5154 | RIM score less than one | [11 empty] | Commercial/Industrial | Chilled Water System - Variable Speed Drives | 1.9501 | 1.5463 | 7913.8614 | 1.0305 | 1.0305 | 9027.4109 | Commercial/Industrial | Dedicated Outdoor Air System on VRF unit | 1.1445 | 1.2992 | 1091.3633 | 0.52396 | 0.52959 | 1721.9094
Commercial/Industrial | College and University | Turnover | Energy Star PCs | 0.53526 | 0.90171 | -6.0477 | 0.023703 | 0.023703 | 123.5154 | RIM score less than one | [11 empty] | Commercial/Industrial | Chilled Water System - Variable Speed Drives | 1.9501 | 1.5463 | 7913.8614 | 1.0305 | 1.0305 | 9027.4109 | Commercial/Industrial | Dedicated Outdoor Air System on VRF unit | 1.0903 | 1.2992 | 904.094 | 0.49919 | 0.50455 | 1640.5025
Commercial/Industrial | Grocery | Turnover | Energy Star PCs | 0.47996 | 0.94532 | -10.9739 | 0.017591 | 0.0068231 | 123.5154 | RIM score less than one | [11 empty] | Commercial/Industrial | Chilled Water System - Variable Speed Drives | 1.9501 | 1.5463 | 7913.8614 | 1.0305 | 1.0305 | 9027.4109 | Commercial/Industrial | Dedicated Outdoor Air System on VRF unit | 1.0903 | 1.2992 | 904.094 | 0.49919 | 0.50455 | 1640.5025
Commercial/Industrial | Healthcare | Turnover | Energy Star PCs | 0.47996 | 0.94532 | -10.9739 | 0.017591 | 0.0068231 | 123.5154 | RIM score less than one | [11 empty] | Commercial/Industrial | Chilled Water System - Variable Speed Drives | 1.9501 | 1.5463 | 7913.8614 | 1.0305 | 1.0305 | 9027.4109 | Commercial/Industrial | Dedicated Outdoor Air System on VRF unit | 0.90504 | 1.2992 | 262.863 | 0.41437 | 0.41882 | 1361.7563
Commercial/Industrial | Hospitals | Turnover | Energy Star PCs | 0.53526 | 0.90171 | -6.0477 | 0.023703 | 0.023703 | 123.5154 | RIM score less than one | [11 empty] | Commercial/Industrial | Chilled Water System - Variable Speed Drives | 1.9501 | 1.5463 | 7913.8614 | 1.0305 | 1.0305 | 9027.4109 | Commercial/Industrial | Dedicated Outdoor Air System on VRF unit | 0.90504 | 1.2992 | 262.863 | 0.41437 | 0.41882 | 1361.7563
Commercial/Industrial | Institutional | Turnover | Energy Star PCs | 0.47422 | 0.93402 | -10.9739 | 0.017591 | 0 | 123.5154 | RIM score less than one | [11 empty] | Commercial/Industrial | Chilled Water System - Variable Speed Drives | 1.9501 | 1.5463 | 7913.8614 | 1.0305 | 1.0305 | 9027.4109 | Commercial/Industrial | ECM Motors on Furnaces | 0.67367 | 1.2334 | 11.8117 | 0 | 0.070648 | 462.9948
Commercial/Industrial | Lodging/Hospitality | Turnover | Energy Star PCs | 0.47996 | 0.94532 | -10.9739 | 0.017591 | 0.0068231 | 123.5154 | RIM score less than one | [11 empty] | Commercial/Industrial | Chilled Water System - Variable Speed Drives | 1.9501 | 1.5463 | 7913.8614 | 1.0305 | 1.0305 | 9027.4109 | Commercial/Industrial | ECM Motors on Furnaces | 0.67367 | 1.2334 | 11.8117 | 0 | 0.070648 | 462.9948
Commercial/Industrial | Miscellaneous | Turnover | Energy Star PCs | 0.47422 | 0.93402 | -10.9739 | 0.017591 | 0 | 123.5154 | RIM score less than one | [11 empty] | Commercial/Industrial | Chilled Water System - Variable Speed Drives | 1.9501 | 1.5463 | 7913.8614 | 1.0305 | 1.0305 | 9027.4109 | Commercial/Industrial | ECM Motors on Furnaces | 1.1208 | 1.3665 | 514.8045 | 0 | 0.090908 | 796.3511
Commercial/Industrial | Offices | Turnover | Energy Star PCs | 0.47996 | 0.94532 | -10.9739 | 0.017591 | 0.0068231 | 123.5154 | RIM score less than one | [11 empty] | Commercial/Industrial | Chilled Water System - Variable Speed Drives | 1.9501 | 1.5463 | 7913.8614 | 1.0305 | 1.0305 | 9027.4109 | Commercial/Industrial | ECM Motors on Furnaces | 1.1208 | 1.3665 | 514.8045 | 0 | 0.090908 | 796.3511
Commercial/Industrial | Restaurants | Turnover | Energy Star PCs | 0.47422 | 0.93402 | -10.9739 | 0.017591 | 0 | 123.5154 | RIM score less than one | [11 empty] | Commercial/Industrial | Chilled Water System - Variable Speed Drives | 1.9501 | 1.5463 | 7913.8614 | 1.0305 | 1.0305 | 9027.4109 | Commercial/Industrial | ECM Motors on Furnaces | 0.92031 | 2.1667 | 130.7589 | 0 | 0 | 725.9759
Commercial/Industrial | Retail | Turnover | Energy Star PCs | 0.47996 | 0.94532 | -10.9739 | 0.017591 | 0.0068231 | 123.5154 | RIM score less than one | [11 empty] | Commercial/Industrial | Chilled Water System - Variable Speed Drives | 1.9501 | 1.5463 | 7913.8614 | 1.0305 | 1.0305 | 9027.4109 | Commercial/Industrial | ECM Motors on Furnaces | 0.92031 | 2.1667 | 130.7589 | 0 | 0 | 725.9759
Commercial/Industrial | Schools K-12 | Turnover | Energy Star PCs | 0.47996 | 0.94532 | -10.9739 | 0.017591 | 0.0068231 | 123.5154 | RIM score less than one | [11 empty] | Commercial/Industrial | Chilled Water System - Variable Speed Drives | 1.9501 | 1.5463 | 7913.8614 | 1.0305 | 1.0305 | 9027.4109 | Commercial/Industrial | ECM Motors on Furnaces | 1.2015 | 1.2331 | 666.4117 | 0 | 0.12604 | 825.9828
Commercial/Industrial | Warehouse | Turnover | Energy Star PCs | 0.47422 | 0.93402 | -10.9739 | 0.017591 | 0 | 123.5154 | RIM score less than one | [11 empty] | Commercial/Industrial | Chilled Water System - Variable Speed Drives | 1.9501 | 1.5463 | 7913.8614 | 1.0305 | 1.0305 | 9027.4109 | Commercial/Industrial | ECM Motors on Furnaces | 1.2015 | 1.2331 | 666.4117 | 0 | 0.12604 | 825.9828
Commercial/Industrial | Assembly | New | Energy Star Servers | 1.2898 | 0.94536 | 232.0173 | 0.16919 | 0.11767 | 1136.6997 | RIM score less than one | [11 empty] | Commercial/Industrial | Chilled Water System - Variable Speed Drives | 1.9501 | 1.5463 | 7913.8614 | 1.0305 | 1.0305 | 9027.4109 | Commercial/Industrial | ECM Motors on Furnaces | 2.4037 | 1.3668 | 2045.6587 | 0 | 0.19492 | 1707.525
Commercial/Industrial | College and University | New | Energy Star Servers | 1.2898 | 0.94536 | 232.0173 | 0.16919 | 0.11767 | 1136.6997 | RIM score less than one | [11 empty] | Commercial/Industrial | Chilled Water System - Variable Speed Drives | 1.9501 | 1.5463 | 7913.8614 | 1.0305 | 1.0305 | 9027.4109 | Commercial/Industrial | ECM Motors on Furnaces | 2.4037 | 1.3668 | 2045.6587 | 0 | 0.19492 | 1707.525
Commercial/Industrial | Grocery | New | Energy Star Servers | 1.2898 | 0.94536 | 232.0173 | 0.16919 | 0.11767 | 1136.6997 | RIM score less than one | [11 empty] | Commercial/Industrial | CO Sensors for Parking Garage Exhaust | 3.3105 | 1.895 | 5445.5559 | 0.20046 | 0.20046 | 4980.032 | Commercial/Industrial | ECM Motors on Furnaces | 1.5069 | 1.3669 | 975.3053 | 0 | 0.1222 | 1070.4441
Commercial/Industrial | Healthcare | New | Energy Star Servers | 1.2898 | 0.94536 | 232.0173 | 0.16919 | 0.11767 | 1136.6997 | RIM score less than one | [11 empty] | Commercial/Industrial | CO Sensors for Parking Garage Exhaust | 3.3105 | 1.895 | 5445.5559 | 0.20046 | 0.20046 | 4980.032 | Commercial/Industrial | ECM Motors on Furnaces | 1.5069 | 1.3669 | 975.3053 | 0 | 0.1222 | 1070.4441
Commercial/Industrial | Hospitals | New | Energy Star Servers | 1.2898 | 0.94536 | 232.0173 | 0.16919 | 0.11767 | 1136.6997 | RIM score less than one | [11 empty] | Commercial/Industrial | CO Sensors for Parking Garage Exhaust | 3.3105 | 1.895 | 5445.5559 | 0.20046 | 0.20046 | 4980.032 | Commercial/Industrial | ECM Motors on Furnaces | 1.249 | 2.1667 | 471.4361 | 0 | 0 | 985.253
Commercial/Industrial | Institutional | New | Energy Star Servers | 1.2898 | 0.94536 | 232.0173 | 0.16919 | 0.11767 | 1136.6997 | RIM score less than one | [11 empty] | Commercial/Industrial | CO Sensors for Parking Garage Exhaust | 3.3105 | 1.895 | 5445.5559 | 0.20046 | 0.20046 | 4980.032 | Commercial/Industrial | ECM Motors on Furnaces | 1.249 | 2.1667 | 471.4361 | 0 | 0 | 985.253
Commercial/Industrial | Lodging/Hospitality | New | Energy Star Servers | 1.2898 | 0.94536 | 232.0173 | 0.16919 | 0.11767 | 1136.6997 | RIM score less than one | [11 empty] | Commercial/Industrial | CO Sensors for Parking Garage Exhaust | 3.3105 | 1.895 | 5445.5559 | 0.20046 | 0.20046 | 4980.032 | Commercial/Industrial | Efficient Exhaust Hood | 2.2733 | 1.3585 | 10553.4586 | 1.7635 | 0.69217 | 8066.5
Commercial/Industrial | Miscellaneous | New | Energy Star Servers | 1.2898 | 0.94536 | 232.0173 | 0.16919 | 0.11767 | 1136.6997 | RIM score less than one | [11 empty] | Commercial/Industrial | CO Sensors for Parking Garage Exhaust | 3.3105 | 1.895 | 5445.5559 | 0.20046 | 0.20046 | 4980.032 | Commercial/Industrial | Efficient Exhaust Hood | 2.2733 | 1.3585 | 10553.4586 | 1.7635 | 0.69217 | 8066.5
Commercial/Industrial | Offices | New | Energy Star Servers | 1.2898 | 0.94536 | 232.0173 | 0.16919 | 0.11767 | 1136.6997 | RIM score less than one | [11 empty] | Commercial/Industrial | CO Sensors for Parking Garage Exhaust | 3.3105 | 1.895 | 5445.5559 | 0.20046 | 0.20046 | 4980.032 | Commercial/Industrial | Efficient Exhaust Hood | 2.2733 | 1.3585 | 10553.4586 | 1.7635 | 0.69217 | 8066.5
Commercial/Industrial | Restaurants | New | Energy Star Servers | 1.2898 | 0.94536 | 232.0173 | 0.16919 | 0.11767 | 1136.6997 | RIM score less than one | [11 empty] | Commercial/Industrial | CO Sensors for Parking Garage Exhaust | 3.3105 | 1.895 | 5445.5559 | 0.20046 | 0.20046 | 4980.032 | Commercial/Industrial | Efficient Exhaust Hood | 2.2733 | 1.3585 | 10553.4586 | 1.7635 | 0.69217 | 8066.5
Commercial/Industrial | Retail | New | Energy Star Servers | 1.2898 | 0.94536 | 232.0173 | 0.16919 | 0.11767 | 1136.6997 | RIM score less than one | [11 empty] | Commercial/Industrial | CO Sensors for Parking Garage Exhaust | 3.3105 | 1.895 | 5445.5559 | 0.20046 | 0.20046 | 4980.032 | Commercial/Industrial | Efficient Exhaust Hood | 2.2733 | 1.3585 | 10553.4586 | 1.7635 | 0.69217 | 8066.5
Commercial/Industrial | Schools K-12 | New | Energy Star Servers | 1.2898 | 0.94536 | 232.0173 | 0.16919 | 0.11767 | 1136.6997 | RIM score less than one | [11 empty] | Commercial/Industrial | CO Sensors for Parking Garage Exhaust | 3.3105 | 1.895 | 5445.5559 | 0.20046 | 0.20046 | 4980.032 | Commercial/Industrial | Efficient Exhaust Hood | 2.2733 | 1.3585 | 10553.4586 | 1.7635 | 0.69217 | 8066.5
Commercial/Industrial | Warehouse | New | Energy Star Servers | 1.2898 | 0.94536 | 232.0173 | 0.16919 | 0.11767 | 1136.6997 | RIM score less than one | [11 empty] | Commercial/Industrial | CO Sensors for Parking Garage Exhaust | 3.3105 | 1.895 | 5445.5559 | 0.20046 | 0.20046 | 4980.032 | Commercial/Industrial | Efficient Exhaust Hood | 2.2733 | 1.3585 | 10553.4586 | 1.7635 | 0.69217 | 8066.5
Commercial/Industrial | Assembly | Turnover | Energy Star Servers | 1.2898 | 0.94536 | 232.0173 | 0.16919 | 0.11767 | 1136.6997 | RIM score less than one | [11 empty] | Commercial/Industrial | CO Sensors for Parking Garage Exhaust | 3.3105 | 1.895 | 5445.5559 | 0.20046 | 0.20046 | 4980.032 | Commercial/Industrial | Efficient Exhaust Hood | 2.2733 | 1.3585 | 10553.4586 | 1.7635 | 0.69217 | 8066.5
Commercial/Industrial | College and University | Turnover | Energy Star Servers | 1.2898 | 0.94536 | 232.0173 | 0.16919 | 0.11767 | 1136.6997 | RIM score less than one | [11 empty] | Commercial/Industrial | CO Sensors for Parking Garage Exhaust | 3.3105 | 1.895 | 5445.5559 | 0.20046 | 0.20046 | 4980.032 | Commercial/Industrial | Efficient Exhaust Hood | 2.2733 | 1.3585 | 10553.4586 | 1.7635 | 0.69217 | 8066.5
Commercial/Industrial | Grocery | Turnover | Energy Star Servers | 1.2898 | 0.94536 | 232.0173 | 0.16919 | 0.11767 | 1136.6997 | RIM score less than one | [11 empty] | Commercial/Industrial | CO Sensors for Parking Garage Exhaust | 3.3105 | 1.895 | 5445.5559 | 0.20046 | 0.20046 | 4980.032 | Commercial/Industrial | Efficient Exhaust Hood | 2.2733 | 1.3585 | 10553.4586 | 1.7635 | 0.69217 | 8066.5
Commercial/Industrial | Healthcare | Turnover | Energy Star Servers | 1.2898 | 0.94536 | 232.0173 | 0.16919 | 0.11767 | 1136.6997 | RIM score less than one | [11 empty] | Commercial/Industrial | CO Sensors for Parking Garage Exhaust | 3.3105 | 1.895 | 5445.5559 | 0.20046 | 0.20046 | 4980.032 | Commercial/Industrial | Efficient Exhaust Hood | 2.2733 | 1.3585 | 10553.4586 | 1.7635 | 0.69217 | 8066.5
Commercial/Industrial | Hospitals | Turnover | Energy Star Servers | 1.2898 | 0.94536 | 232.0173 | 0.16919 | 0.11767 | 1136.6997 | RIM score less than one | [11 empty] | Commercial/Industrial | CO Sensors for Parking Garage Exhaust | 3.3105 | 1.895 | 5445.5559 | 0.20046 | 0.20046 | 4980.032 | Commercial/Industrial | Efficient Exhaust Hood | 2.2733 | 1.3585 | 10553.4586 | 1.7635 | 0.69217 | 8066.5
Commercial/Industrial | Institutional | Turnover | Energy Star Servers | 1.2898 | 0.94536 | 232.0173 | 0.16919 | 0.11767 | 1136.6997 | RIM score less than one | [11 empty] | Commercial/Industrial | CO Sensors for Parking Garage Exhaust | 3.3105 | 1.895 | 5445.5559 | 0.20046 | 0.20046 | 4980.032 | Commercial/Industrial | Efficient Exhaust Hood | 2.2733 | 1.3585 | 10553.4586 | 1.7635 | 0.69217 | 8066.5
Commercial/Industrial | Lodging/Hospitality | Turnover | Energy Star Servers | 1.2898 | 0.94536 | 232.0173 | 0.16919 | 0.11767 | 1136.6997 | RIM score less than one | [11 empty] | Commercial/Industrial | CO Sensors for Parking Garage Exhaust | 3.3105 | 1.895 | 5445.5559 | 0.20046 | 0.20046 | 4980.032 | Commercial/Industrial | Efficient Exhaust Hood | 2.2733 | 1.3585 | 10553.4586 | 1.7635 | 0.69217 | 8066.5
Commercial/Industrial | Miscellaneous | Turnover | Energy Star Servers | 1.2898 | 0.94536 | 232.0173 | 0.16919 | 0.11767 | 1136.6997 | RIM score less than one | [11 empty] | Commercial/Industrial | CO Sensors for Parking Garage Exhaust | 3.3105 | 1.895 | 5445.5559 | 0.20046 | 0.20046 | 4980.032 | Commercial/Industrial | Efficient Exhaust Hood | 2.2733 | 1.3585 | 10553.4586 | 1.7635 | 0.69217 | 8066.5
Commercial/Industrial | Offices | Turnover | Energy Star Servers | 1.2898 | 0.94536 | 232.0173 | 0.16919 | 0.11767 | 1136.6997 | RIM score less than one | [11 empty] | Commercial/Industrial | CO Sensors for Parking Garage Exhaust | 3.3105 | 1.895 | 5445.5559 | 0.20046 | 0.20046 | 4980.032 | Commercial/Industrial | Efficient Exhaust Hood | 2.2733 | 1.3585 | 10553.4586 | 1.7635 | 0.69217 | 8066.5
Commercial/Industrial | Restaurants | Turnover | Energy Star Servers | 1.2898 | 0.94536 | 232.0173 | 0.16919 | 0.11767 | 1136.6997 | RIM score less than one | [11 empty] | Commercial/Industrial | CO Sensors for Parking Garage Exhaust | 3.3105 | 1.895 | 5445.5559 | 0.20046 | 0.20046 | 4980.032 | Commercial/Industrial | Efficient Exhaust Hood | 2.2733 | 1.3585 | 10553.4586 | 1.7635 | 0.69217 | 8066.5
Commercial/Industrial | Retail | Turnover | Energy Star Servers | 1.2898 | 0.94536 | 232.0173 | 0.16919 | 0.11767 | 1136.6997 | RIM score less than one | [11 empty] | Commercial/Industrial | CO Sensors for Parking Garage Exhaust | 3.3105 | 1.895 | 5445.5559 | 0.20046 | 0.20046 | 4980.032 | Commercial/Industrial | Efficient Exhaust Hood | 2.2733 | 1.3585 | 10553.4586 | 1.7635 | 0.69217 | 8066.5
Commercial/Industrial | Schools K-12 | Turnover | Energy Star Servers | 1.2898 | 0.94536 | 232.0173 | 0.16919 | 0.11767 | 1136.6997 | RIM score less than one | [11 empty] | Commercial/Industrial | CO Sensors for Parking Garage Exhaust | 3.3105 | 1.895 | 5445.5559 | 0.20046 | 0.20046 | 4980.032 | Commercial/Industrial | Efficient Exhaust Hood | 2.2733 | 1.3585 | 10553.4586 | 1.7635 | 0.69217 | 8066.5
Commercial/Industrial | Warehouse | Turnover | Energy Star Servers | 1.2898 | 0.94536 | 232.0173 | 0.16919 | 0.11767 | 1136.6997 | RIM score less than one | [11 empty] | Commercial/Industrial | CO Sensors for Parking Garage Exhaust | 3.3105 | 1.895 | 5445.5559 | 0.20046 | 0.20046 | 4980.032 | Commercial/Industrial | Efficient Exhaust Hood | 2.2733 | 1.3585 | 10553.4586 | 1.7635 | 0.69217 | 8066.5
Commercial/Industrial | College and University | Existing | Faucet Aerator | 2.8969 | 0.91612 | 2399.0133 | 0.20663 | 0.54015 | 2241.317 | RIM score less than one | [11 empty] | Commercial/Industrial | CO Sensors for Parking Garage Exhaust | 3.3105 | 1.895 | 5445.5559 | 0.20046 | 0.20046 | 4980.032 | Commercial/Industrial | Efficient Exhaust Hood | 2.2733 | 1.3585 | 10553.4586 | 1.7635 | 0.69217 | 8066.5
Commercial/Industrial | Hospitals | Existing | Faucet Aerator | 2.897 | 0.91615 | 2751.8094 | 0.23702 | 0.61958 | 2570.9224 | RIM score less than one | [11 empty] | Commercial/Industrial | CO Sensors for Parking Garage Exhaust | 3.3105 | 1.895 | 5445.5559 | 0.20046 | 0.20046 | 4980.032 | Commercial/Industrial | Efficient Exhaust Hood | 2.2733 | 1.3585 | 10553.4586 | 1.7635 | 0.69217 | 8066.5
Commercial/Industrial | College and University | New | Faucet Aerator | 2.8969 | 0.91612 | 2399.0133 | 0.20663 | 0.54015 | 2241.317 | RIM score less than one | [11 empty] | Commercial/Industrial | Dedicated Outdoor Air System on VRF unit | 1.1445 | 1.2992 | 1091.3633 | 0.52396 | 0.52959 | 1721.9094 | Commercial/Industrial | Efficient Exhaust Hood | 2.2733 | 1.3585 | 10553.4586 | 1.7635 | 0.69217 | 8066.5
Commercial/Industrial | Hospitals | New | Faucet Aerator | 2.897 | 0.91615 | 2751.8094 | 0.23702 | 0.61958 | 2570.9224 | RIM score less than one | [11 empty] | Commercial/Industrial | Dedicated Outdoor Air System on VRF unit | 1.0903 | 1.2992 | 904.094 | 0.49919 | 0.50455 | 1640.5025 | Commercial/Industrial | Efficient Exhaust Hood | 2.2733 | 1.3585 | 10553.4586 | 1.7635 | 0.69217 | 8066.5
Commercial/Industrial | Warehouse | Existing | Floor Insulation | 0.023512 | 0.98662 | -3.8447 | 7.9086e-06 | 1.4111e-05 | 0.069693 | RIM score less than one | [11 empty] | Commercial/Industrial | Dedicated Outdoor Air System on VRF unit | 0.90504 | 1.2992 | 262.863 | 0.41437 | 0.41882 | 1361.7563 | Commercial/Industrial | Efficient Exhaust Hood | 2.2733 | 1.3585 | 10553.4586 | 1.7635 | 0.69217 | 8066.5
Commercial/Industrial | Warehouse | New | Floor Insulation | 0.023151 | 0.98662 | -3.8471 | 7.7872e-06 | 1.3894e-05 | 0.068623 | RIM score less than one | [11 empty] | Commercial/Industrial | Dedicated Outdoor Air System on VRF unit | 1.1445 | 1.2992 | 1091.3633 | 0.52396 | 0.52959 | 1721.9094 | Commercial/Industrial | Efficient Exhaust Hood | 2.2733 | 1.3585 | 10553.4586 | 1.7635 | 0.69217 | 8066.5
Commercial/Industrial | Assembly | Existing | Freezer-Cooler Replacement Gaskets | 0.1261 | 0.93945 | -218.5128 | 0.022767 | 0.0074125 | 156.3315 | RIM score less than one | [11 empty] | Commercial/Industrial | Dedicated Outdoor Air System on VRF unit | 1.0903 | 1.2992 | 904.094 | 0.49919 | 0.50455 | 1640.5025 | Commercial/Industrial | ENERGY STAR certified buildings program | 1.6678 | 1.2196 | 1331475.2245 | 283.4289 | 3.2562 | 672188.077
Commercial/Industrial | College and University | Existing | Freezer-Cooler Replacement Gaskets | 0.12438 | 0.9795 | -220.5256 | 0.020269 | 0.016978 | 156.3315 | RIM score less than one | [11 empty] | Commercial/Industrial | Dedicated Outdoor Air System on VRF unit | 0.90504 | 1.2992 | 262.863 | 0.41437 | 0.41882 | 1361.7563 | Commercial/Industrial | ENERGY STAR certified buildings program | 1.6678 | 1.2196 | 1331475.2245 | 283.4289 | 3.2562 | 672188.077
Commercial/Industrial | Grocery | Existing | Freezer-Cooler Replacement Gaskets | 0.1261 | 0.93945 | -218.5128 | 0.022767 | 0.0074125 | 156.3315 | RIM score less than one | [11 empty] | Commercial/Industrial | ECM Motors on Furnaces | 0.67367 | 1.2334 | 11.8117 | 0 | 0.070648 | 462.9948 | Commercial/Industrial | Energy Star Commercial Glass Door Refrigerator | 2.1961 | 1.401 | 875.6997 | 0.13478 | 0.046356 | 922.8665
Commercial/Industrial | Healthcare | Existing | Freezer-Cooler Replacement Gaskets | 0.12438 | 0.9795 | -220.5256 | 0.020269 | 0.016978 | 156.3315 | RIM score less than one | [11 empty] | Commercial/Industrial | ECM Motors on Furnaces | 1.1208 | 1.3665 | 514.8045 | 0 | 0.090908 | 796.3511 | Commercial/Industrial | Energy Star Commercial Glass Door Refrigerator | 2.1961 | 1.401 | 875.6997 | 0.13478 | 0.046356 | 922.8665
Commercial/Industrial | Hospitals | Existing | Freezer-Cooler Replacement Gaskets | 0.12438 | 0.9795 | -220.5256 | 0.020269 | 0.016978 | 156.3315 | RIM score less than one | [11 empty] | Commercial/Industrial | ECM Motors on Furnaces | 0.92031 | 2.1667 | 130.7589 | 0 | 0 | 725.9759 | Commercial/Industrial | Energy Star Commercial Glass Door Refrigerator | 2.1961 | 1.401 | 875.6997 | 0.13478 | 0.046356 | 922.8665
Commercial/Industrial | Institutional | Existing | Freezer-Cooler Replacement Gaskets | 0.1261 | 0.93945 | -218.5128 | 0.022767 | 0.0074125 | 156.3315 | RIM score less than one | [11 empty] | Commercial/Industrial | ECM Motors on Furnaces | 1.2015 | 1.2331 | 666.4117 | 0 | 0.12604 | 825.9828 | Commercial/Industrial | Energy Star Commercial Glass Door Refrigerator | 2.1961 | 1.401 | 875.6997 | 0.13478 | 0.046356 | 922.8665
Commercial/Industrial | Lodging/Hospitality | Existing | Freezer-Cooler Replacement Gaskets | 0.12438 | 0.9795 | -220.5256 | 0.020269 | 0.016978 | 156.3315 | RIM score less than one | [11 empty] | Commercial/Industrial | ECM Motors on Furnaces | 2.4037 | 1.3668 | 2045.6587 | 0 | 0.19492 | 1707.525 | Commercial/Industrial | Energy Star Commercial Glass Door Refrigerator | 2.1961 | 1.401 | 875.6997 | 0.13478 | 0.046356 | 922.8665
Commercial/Industrial | Miscellaneous | Existing | Freezer-Cooler Replacement Gaskets | 0.1261 | 0.93945 | -218.5128 | 0.022767 | 0.0074125 | 156.3315 | RIM score less than one | [11 empty] | Commercial/Industrial | ECM Motors on Furnaces | 1.5069 | 1.3669 | 975.3053 | 0 | 0.1222 | 1070.4441 | Commercial/Industrial | Energy Star Commercial Glass Door Refrigerator | 2.1961 | 1.401 | 875.6997 | 0.13478 | 0.046356 | 922.8665
Commercial/Industrial | Offices | Existing | Freezer-Cooler Replacement Gaskets | 0.1261 | 0.93945 | -218.5128 | 0.022767 | 0.0074125 | 156.3315 | RIM score less than one | [11 empty] | Commercial/Industrial | ECM Motors on Furnaces | 1.249 | 2.1667 | 471.4361 | 0 | 0 | 985.253 | Commercial/Industrial | Energy Star Commercial Glass Door Refrigerator | 2.1961 | 1.401 | 875.6997 | 0.13478 | 0.046356 | 922.8665
Commercial/Industrial | Restaurants | Existing | Freezer-Cooler Replacement Gaskets | 0.12438 | 0.9795 | -220.5256 | 0.020269 | 0.016978 | 156.3315 | RIM score less than one | [11 empty] | Commercial/Industrial | ECM Motors on Furnaces | 0.67367 | 1.2334 | 11.8117 | 0 | 0.070648 | 462.9948 | Commercial/Industrial | Energy Star Commercial Glass Door Refrigerator | 2.1961 | 1.401 | 875.6997 | 0.13478 | 0.046356 | 922.8665
Commercial/Industrial | Retail | Existing | Freezer-Cooler Replacement Gaskets | 0.1261 | 0.93945 | -218.5128 | 0.022767 | 0.0074125 | 156.3315 | RIM score less than one | [11 empty] | Commercial/Industrial | ECM Motors on Furnaces | 1.1208 | 1.3665 | 514.8045 | 0 | 0.090908 | 796.3511 | Commercial/Industrial | Energy Star Commercial Glass Door Refrigerator | 2.1961 | 1.401 | 875.6997 | 0.13478 | 0.046356 | 922.8665
Commercial/Industrial | Schools K-12 | Existing | Freezer-Cooler Replacement Gaskets | 0.12438 | 0.9795 | -220.5256 | 0.020269 | 0.016978 | 156.3315 | RIM score less than one | [11 empty] | Commercial/Industrial | ECM Motors on Furnaces | 0.92031 | 2.1667 | 130.7589 | 0 | 0 | 725.9759 | Commercial/Industrial | Energy Star Commercial Glass Door Refrigerator | 2.1961 | 1.401 | 875.6997 | 0.13478 | 0.046356 | 922.8665
Commercial/Industrial | Warehouse | Existing | Freezer-Cooler Replacement Gaskets | 0.1261 | 0.93945 | -218.5128 | 0.022767 | 0.0074125 | 156.3315 | RIM score less than one | [11 empty] | Commercial/Industrial | ECM Motors on Furnaces | 1.2015 | 1.2331 | 666.4117 | 0 | 0.12604 | 825.9828 | Commercial/Industrial | Energy Star Commercial Glass Door Refrigerator | 2.1961 | 1.401 | 875.6997 | 0.13478 | 0.046356 | 922.8665
Commercial/Industrial | Assembly | New | High Efficiency PTAC | 4.4577 | 0.99208 | 1806.9655 | 0.38889 | 0 | 781.6741 | RIM score less than one | [11 empty] | Commercial/Industrial | ECM Motors on Furnaces | 2.4037 | 1.3668 | 2045.6587 | 0 | 0.19492 | 1707.525 | Commercial/Industrial | Energy Star Commercial Glass Door Refrigerator | 2.1961 | 1.401 | 875.6997 | 0.13478 | 0.046356 | 922.8665
Commercial/Industrial | Grocery | New | High Efficiency PTAC | 2.4633 | 0.99239 | 836.4371 | 0.21483 | 0 | 431.8047 | RIM score less than one | [11 empty] | Commercial/Industrial | ECM Motors on Furnaces | 1.5069 | 1.3669 | 975.3053 | 0 | 0.1222 | 1070.4441 | Commercial/Industrial | Energy Star Commercial Glass Door Refrigerator | 2.1961 | 1.401 | 875.6997 | 0.13478 | 0.046356 | 922.8665
Commercial/Industrial | Healthcare | New | High Efficiency PTAC | 9.6997 | 0.99205 | 4356.8835 | 0.84622 | 0 | 1700.9037 | RIM score less than one | [11 empty] | Commercial/Industrial | ECM Motors on Furnaces | 1.249 | 2.1667 | 471.4361 | 0 | 0 | 985.253 | Commercial/Industrial | Energy Star Commercial Glass Door Refrigerator | 2.1961 | 1.401 | 875.6997 | 0.13478 | 0.046356 | 922.8665
Commercial/Industrial | Institutional | New | High Efficiency PTAC | 2.4086 | 0.99236 | 809.8928 | 0.21007 | 0 | 422.2356 | RIM score less than one | [11 empty] | Commercial/Industrial | Efficient Exhaust Hood | 2.2733 | 1.3585 | 10553.4586 | 1.7635 | 0.69217 | 8066.5 | Commercial/Industrial | Energy Star Commercial Oven | 2.1678 | 1.3794 | 6153.0615 | 1.0341 | 0.54113 | 6368
Commercial/Industrial | Lodging/Hospitality | New | High Efficiency PTAC | 7.3641 | 0.99214 | 3220.4529 | 0.6424 | 0 | 1291.2275 | RIM score less than one | [11 empty] | Commercial/Industrial | Efficient Exhaust Hood | 2.2733 | 1.3585 | 10553.4586 | 1.7635 | 0.69217 | 8066.5 | Commercial/Industrial | Energy Star Commercial Oven | 2.1678 | 1.3794 | 6153.0615 | 1.0341 | 0.54113 | 6368
Commercial/Industrial | Restaurants | New | High Efficiency PTAC | 7.2245 | 0.99217 | 3152.433 | 0.6302 | 0 | 1266.7068 | RIM score less than one | [11 empty] | Commercial/Industrial | Efficient Exhaust Hood | 2.2733 | 1.3585 | 10553.4586 | 1.7635 | 0.69217 | 8066.5 | Commercial/Industrial | Energy Star Commercial Oven | 2.1678 | 1.3794 | 6153.0615 | 1.0341 | 0.54113 | 6368
Commercial/Industrial | Retail | New | High Efficiency PTAC | 5.6621 | 0.99214 | 2392.6005 | 0.49393 | 0 | 992.7919 | RIM score less than one | [11 empty] | Commercial/Industrial | Efficient Exhaust Hood | 2.2733 | 1.3585 | 10553.4586 | 1.7635 | 0.69217 | 8066.5 | Commercial/Industrial | Energy Star Commercial Oven | 2.1678 | 1.3794 | 6153.0615 | 1.0341 | 0.54113 | 6368
Commercial/Industrial | Schools K-12 | New | High Efficiency PTAC | 4.9215 | 0.99205 | 2032.5926 | 0.42936 | 0 | 863.0113 | RIM score less than one | [11 empty] | Commercial/Industrial | Efficient Exhaust Hood | 2.2733 | 1.3585 | 10553.4586 | 1.7635 | 0.69217 | 8066.5 | Commercial/Industrial | Energy Star Commercial Oven | 2.1678 | 1.3794 | 6153.0615 | 1.0341 | 0.54113 | 6368
Commercial/Industrial | Warehouse | New | High Efficiency PTAC | 1.0817 | 0.99258 | 164.5329 | 0.094322 | 0 | 189.5874 | RIM score less than one | [11 empty] | Commercial/Industrial | Efficient Exhaust Hood | 2.2733 | 1.3585 | 10553.4586 | 1.7635 | 0.69217 | 8066.5 | Commercial/Industrial | Energy Star Commercial Oven | 2.1678 | 1.3794 | 6153.0615 | 1.0341 | 0.54113 | 6368
Commercial/Industrial | Assembly | Turnover | High Efficiency PTAC | 4.4577 | 0.99208 | 1806.9655 | 0.38889 | 0 | 781.6741 | RIM score less than one | [11 empty] | Commercial/Industrial | Efficient Exhaust Hood | 2.2733 | 1.3585 | 10553.4586 | 1.7635 | 0.69217 | 8066.5 | Commercial/Industrial | Energy Star Commercial Oven | 2.1678 | 1.3794 | 6153.0615 | 1.0341 | 0.54113 | 6368
Commercial/Industrial | Grocery | Turnover | High Efficiency PTAC | 2.4633 | 0.99239 | 836.4371 | 0.21483 | 0 | 431.8047 | RIM score less than one | [11 empty] | Commercial/Industrial | Efficient Exhaust Hood | 2.2733 | 1.3585 | 10553.4586 | 1.7635 | 0.69217 | 8066.5 | Commercial/Industrial | Energy Star Commercial Oven | 2.1678 | 1.3794 | 6153.0615 | 1.0341 | 0.54113 | 6368
Commercial/Industrial | Healthcare | Turnover | High Efficiency PTAC | 9.6997 | 0.99205 | 4356.8835 | 0.84622 | 0 | 1700.9037 | RIM score less than one | [11 empty] | Commercial/Industrial | Efficient Exhaust Hood | 2.2733 | 1.3585 | 10553.4586 | 1.7635 | 0.69217 | 8066.5 | Commercial/Industrial | Energy Star Commercial Oven | 2.1678 | 1.3794 | 6153.0615 | 1.0341 | 0.54113 | 6368
Commercial/Industrial | Institutional | Turnover | High Efficiency PTAC | 2.4086 | 0.99236 | 809.8928 | 0.21007 | 0 | 422.2356 | RIM score less than one | [11 empty] | Commercial/Industrial | Efficient Exhaust Hood | 2.2733 | 1.3585 | 10553.4586 | 1.7635 | 0.69217 | 8066.5 | Commercial/Industrial | Energy Star Commercial Oven | 2.1678 | 1.3794 | 6153.0615 | 1.0341 | 0.54113 | 6368
Commercial/Industrial | Lodging/Hospitality | Turnover | High Efficiency PTAC | 7.3641 | 0.99214 | 3220.4529 | 0.6424 | 0 | 1291.2275 | RIM score less than one | [11 empty] | Commercial/Industrial | Efficient Exhaust Hood | 2.2733 | 1.3585 | 10553.4586 | 1.7635 | 0.69217 | 8066.5 | Commercial/Industrial | Energy Star Commercial Oven | 2.1678 | 1.3794 | 6153.0615 | 1.0341 | 0.54113 | 6368
Commercial/Industrial | Restaurants | Turnover | High Efficiency PTAC | 7.2245 | 0.99217 | 3152.433 | 0.6302 | 0 | 1266.7068 | RIM score less than one | [11 empty] | Commercial/Industrial | Efficient Exhaust Hood | 2.2733 | 1.3585 | 10553.4586 | 1.7635 | 0.69217 | 8066.5 | Commercial/Industrial | Energy Star Commercial Oven | 2.1678 | 1.3794 | 6153.0615 | 1.0341 | 0.54113 | 6368
Commercial/Industrial | Retail | Turnover | High Efficiency PTAC | 5.6621 | 0.99214 | 2392.6005 | 0.49393 | 0 | 992.7919 | RIM score less than one | [11 empty] | Commercial/Industrial | Efficient Exhaust Hood | 2.2733 | 1.3585 | 10553.4586 | 1.7635 | 0.69217 | 8066.5 | Commercial/Industrial | Energy Star Commercial Oven | 2.1678 | 1.3794 | 6153.0615 | 1.0341 | 0.54113 | 6368
Commercial/Industrial | Schools K-12 | Turnover | High Efficiency PTAC | 4.9215 | 0.99205 | 2032.5926 | 0.42936 | 0 | 863.0113 | RIM score less than one | [11 empty] | Commercial/Industrial | Efficient Exhaust Hood | 2.2733 | 1.3585 | 10553.4586 | 1.7635 | 0.69217 | 8066.5 | Commercial/Industrial | Energy Star Commercial Oven | 2.1678 | 1.3794 | 6153.0615 | 1.0341 | 0.54113 | 6368
Commercial/Industrial | Warehouse | Turnover | High Efficiency PTAC | 1.0817 | 0.99258 | 164.5329 | 0.094322 | 0 | 189.5874 | RIM score less than one | [11 empty] | Commercial/Industrial | Efficient Exhaust Hood | 2.2733 | 1.3585 | 10553.4586 | 1.7635 | 0.69217 | 8066.5 | Commercial/Industrial | Energy Star Commercial Oven | 2.1678 | 1.3794 | 6153.0615 | 1.0341 | 0.54113 | 6368
Commercial/Industrial | Assembly | New | High Efficiency PTHP | 4.5077 | 0.99227 | 1830.9344 | 0.39314 | 0.00014395 | 790.4475 | RIM score less than one | [11 empty] | Commercial/Industrial | Efficient Exhaust Hood | 2.2733 | 1.3585 | 10553.4586 | 1.7635 | 0.69217 | 8066.5 | Commercial/Industrial | Energy Star Commercial Oven | 2.1678 | 1.3794 | 6153.0615 | 1.0341 | 0.54113 | 6368
Commercial/Industrial | Grocery | New | High Efficiency PTHP | 2.5486 | 0.9923 | 878.0891 | 0.22227 | 8.1383e-05 | 446.895 | RIM score less than one | [11 empty] | Commercial/Industrial | Efficient Exhaust Hood | 2.2733 | 1.3585 | 10553.4586 | 1.7635 | 0.69217 | 8066.5 | Commercial/Industrial | Energy Star Commercial Oven | 2.1678 | 1.3794 | 6153.0615 | 1.0341 | 0.54113 | 6368
Commercial/Industrial | Healthcare | New | High Efficiency PTHP | 9.778 | 0.99226 | 4394.2454 | 0.85282 | 0.00031225 | 1714.6605 | RIM score less than one | [11 empty] | Commercial/Industrial | Efficient Exhaust Hood | 2.2733 | 1.3585 | 10553.4586 | 1.7635 | 0.69217 | 8066.5 | Commercial/Industrial | Energy Star Commercial Oven | 2.1678 | 1.3794 | 6153.0615 | 1.0341 | 0.54113 | 6368
Commercial/Industrial | Institutional | New | High Efficiency PTHP | 2.4516 | 0.99232 | 830.9146 | 0.21381 | 7.8285e-05 | 429.886 | RIM score less than one | [11 empty] | Commercial/Industrial | Efficient Exhaust Hood | 2.2733 | 1.3585 | 10553.4586 | 1.7635 | 0.69217 | 8066.5 | Commercial/Industrial | Energy Star Commercial Oven | 2.1678 | 1.3794 | 6153.0615 | 1.0341 | 0.54113 | 6368
Commercial/Industrial | Lodging/Hospitality | New | High Efficiency PTHP | 7.4157 | 0.99219 | 3245.5471 | 0.64682 | 0.00023683 | 1300.4923 | RIM score less than one | [11 empty] | Commercial/Industrial | Efficient Exhaust Hood | 2.2733 | 1.3585 | 10553.4586 | 1.7635 | 0.69217 | 8066.5 | Commercial/Industrial | Energy Star Commercial Oven | 2.1678 | 1.3794 | 6153.0615 | 1.0341 | 0.54113 | 6368
Commercial/Industrial | Miscellaneous | New | High Efficiency PTHP | 2.5166 | 0.99197 | 862.9378 | 0.21955 | 8.0388e-05 | 441.4321 | RIM score less than one | [11 empty] | Commercial/Industrial | Efficient Exhaust Hood | 2.2733 | 1.3585 | 10553.4586 | 1.7635 | 0.69217 | 8066.5 | Commercial/Industrial | Energy Star Commercial Oven | 2.1678 | 1.3794 | 6153.0615 | 1.0341 | 0.54113 | 6368
Commercial/Industrial | Offices | New | High Efficiency PTHP | 5.0464 | 0.99232 | 2092.8459 | 0.44011 | 0.00016114 | 884.8808 | RIM score less than one | [11 empty] | Commercial/Industrial | Efficient Exhaust Hood | 2.2733 | 1.3585 | 10553.4586 | 1.7635 | 0.69217 | 8066.5 | Commercial/Industrial | Energy Star Commercial Oven | 2.1678 | 1.3794 | 6153.0615 | 1.0341 | 0.54113 | 6368
Commercial/Industrial | Restaurants | New | High Efficiency PTHP | 7.4074 | 0.99218 | 3241.5836 | 0.64611 | 0.00023657 | 1299.0632 | RIM score less than one | [11 empty] | Commercial/Industrial | Efficient Exhaust Hood | 2.2733 | 1.3585 | 10553.4586 | 1.7635 | 0.69217 | 8066.5 | Commercial/Industrial | Energy Star Commercial Oven | 2.1678 | 1.3794 | 6153.0615 | 1.0341 | 0.54113 | 6368
Commercial/Industrial | Retail | New | High Efficiency PTHP | 5.7767 | 0.99219 | 2448.3963 | 0.50387 | 0.00018449 | 1013.0761 | RIM score less than one | [11 empty] | Commercial/Industrial | Efficient Exhaust Hood | 2.2733 | 1.3585 | 10553.4586 | 1.7635 | 0.69217 | 8066.5 | Commercial/Industrial | Energy Star Commercial Oven | 2.1678 | 1.3794 | 6153.0615 | 1.0341 | 0.54113 | 6368
Commercial/Industrial | Schools K-12 | New | High Efficiency PTHP | 5.0272 | 0.99214 | 2083.9715 | 0.43852 | 0.00016056 | 881.6812 | RIM score less than one | [11 empty] | Commercial/Industrial | Efficient Exhaust Hood | 2.2733 | 1.3585 | 10553.4586 | 1.7635 | 0.69217 | 8066.5 | Commercial/Industrial | Energy Star Commercial Oven | 2.1678 | 1.3794 | 6153.0615 | 1.0341 | 0.54113 | 6368
Commercial/Industrial | Warehouse | New | High Efficiency PTHP | 1.1085 | 0.99203 | 177.8765 | 0.096704 | 3.5407e-05 | 194.4303 | RIM score less than one | [11 empty] | Commercial/Industrial | Efficient Exhaust Hood | 2.2733 | 1.3585 | 10553.4586 | 1.7635 | 0.69217 | 8066.5 | Commercial/Industrial | Energy Star Commercial Oven | 2.1678 | 1.3794 | 6153.0615 | 1.0341 | 0.54113 | 6368
Commercial/Industrial | Assembly | Turnover | High Efficiency PTHP | 4.5077 | 0.99227 | 1830.9344 | 0.39314 | 0.00014395 | 790.4475 | RIM score less than one | [11 empty] | Commercial/Industrial | ENERGY STAR certified buildings program | 1.6678 | 1.2196 | 1331475.2245 | 283.4289 | 3.2562 | 672188.077 | Commercial/Industrial | Energy Star Commercial Solid Door Refrigerator | 2.044 | 1.4002 | 776.9227 | 0.12695 | 0.056728 | 849.9239
Commercial/Industrial | Grocery | Turnover | High Efficiency PTHP | 2.5486 | 0.9923 | 878.0891 | 0.22227 | 8.1383e-05 | 446.895 | RIM score less than one | [11 empty] | Commercial/Industrial | ENERGY STAR certified buildings program | 1.6678 | 1.2196 | 1331475.2245 | 283.4289 | 3.2562 | 672188.077 | Commercial/Industrial | Energy Star Commercial Solid Door Refrigerator | 2.044 | 1.4002 | 776.9227 | 0.12695 | 0.056728 | 849.9239
Commercial/Industrial | Healthcare | Turnover | High Efficiency PTHP | 9.778 | 0.99226 | 4394.2454 | 0.85282 | 0.00031225 | 1714.6605 | RIM score less than one | [11 empty] | Commercial/Industrial | Energy Star Commercial Glass Door Refrigerator | 2.1961 | 1.401 | 875.6997 | 0.13478 | 0.046356 | 922.8665 | Commercial/Industrial | Energy Star Commercial Solid Door Refrigerator | 1.9999 | 1.4666 | 731.746 | 0.1102 | 0.092304 | 849.9239
Commercial/Industrial | Institutional | Turnover | High Efficiency PTHP | 2.4516 | 0.99232 | 830.9146 | 0.21381 | 7.8285e-05 | 429.886 | RIM score less than one | [11 empty] | Commercial/Industrial | Energy Star Commercial Glass Door Refrigerator | 2.1719 | 1.4668 | 834.914 | 0.11965 | 0.10023 | 922.8665 | Commercial/Industrial | Energy Star Commercial Solid Door Refrigerator | 1.9999 | 1.4666 | 731.746 | 0.1102 | 0.092304 | 849.9239
Commercial/Industrial | Lodging/Hospitality | Turnover | High Efficiency PTHP | 7.4157 | 0.99219 | 3245.5471 | 0.64682 | 0.00023683 | 1300.4923 | RIM score less than one | [11 empty] | Commercial/Industrial | Energy Star Commercial Glass Door Refrigerator | 2.1961 | 1.401 | 875.6997 | 0.13478 | 0.046356 | 922.8665 | Commercial/Industrial | Energy Star Commercial Solid Door Refrigerator | 2.044 | 1.4002 | 776.9227 | 0.12695 | 0.056728 | 849.9239
Commercial/Industrial | Miscellaneous | Turnover | High Efficiency PTHP | 2.5166 | 0.99197 | 862.9378 | 0.21955 | 8.0388e-05 | 441.4321 | RIM score less than one | [11 empty] | Commercial/Industrial | Energy Star Commercial Glass Door Refrigerator | 2.1719 | 1.4668 | 834.914 | 0.11965 | 0.10023 | 922.8665 | Commercial/Industrial | Energy Star Commercial Solid Door Refrigerator | 2.044 | 1.4002 | 776.9227 | 0.12695 | 0.056728 | 849.9239
Commercial/Industrial | Offices | Turnover | High Efficiency PTHP | 5.0464 | 0.99232 | 2092.8459 | 0.44011 | 0.00016114 | 884.8808 | RIM score less than one | [11 empty] | Commercial/Industrial | Energy Star Commercial Glass Door Refrigerator | 2.1719 | 1.4668 | 834.914 | 0.11965 | 0.10023 | 922.8665 | Commercial/Industrial | Energy Star Commercial Solid Door Refrigerator | 1.9999 | 1.4666 | 731.746 | 0.1102 | 0.092304 | 849.9239
Commercial/Industrial | Restaurants | Turnover | High Efficiency PTHP | 7.4074 | 0.99218 | 3241.5836 | 0.64611 | 0.00023657 | 1299.0632 | RIM score less than one | [11 empty] | Commercial/Industrial | Energy Star Commercial Glass Door Refrigerator | 2.1961 | 1.401 | 875.6997 | 0.13478 | 0.046356 | 922.8665 | Commercial/Industrial | Energy Star Commercial Solid Door Refrigerator | 1.9999 | 1.4666 | 731.746 | 0.1102 | 0.092304 | 849.9239
Commercial/Industrial | Retail | Turnover | High Efficiency PTHP | 5.7767 | 0.99219 | 2448.3963 | 0.50387 | 0.00018449 | 1013.0761 | RIM score less than one | [11 empty] | Commercial/Industrial | Energy Star Commercial Glass Door Refrigerator | 2.1719 | 1.4668 | 834.914 | 0.11965 | 0.10023 | 922.8665 | Commercial/Industrial | Energy Star Commercial Solid Door Refrigerator | 1.9999 | 1.4666 | 731.746 | 0.1102 | 0.092304 | 849.9239
Commercial/Industrial | Schools K-12 | Turnover | High Efficiency PTHP | 5.0272 | 0.99214 | 2083.9715 | 0.43852 | 0.00016056 | 881.6812 | RIM score less than one | [11 empty] | Commercial/Industrial | Energy Star Commercial Glass Door Refrigerator | 2.1961 | 1.401 | 875.6997 | 0.13478 | 0.046356 | 922.8665 | Commercial/Industrial | Energy Star Commercial Solid Door Refrigerator | 1.9999 | 1.4666 | 731.746 | 0.1102 | 0.092304 | 849.9239
Commercial/Industrial | Warehouse | Turnover | High Efficiency PTHP | 1.1085 | 0.99203 | 177.8765 | 0.096704 | 3.5407e-05 | 194.4303 | RIM score less than one | [11 empty] | Commercial/Industrial | Energy Star Commercial Glass Door Refrigerator | 2.1961 | 1.401 | 875.6997 | 0.13478 | 0.046356 | 922.8665 | Commercial/Industrial | Energy Star Commercial Solid Door Refrigerator | 2.044 | 1.4002 | 776.9227 | 0.12695 | 0.056728 | 849.9239
Commercial/Industrial | Assembly | Existing | HVAC tune-up | 0.39134 | 0.93468 | -55.4366 | 0.032828 | 0.0059761 | 165.3541 | RIM score less than one | [11 empty] | Commercial/Industrial | Energy Star Commercial Glass Door Refrigerator | 2.1719 | 1.4668 | 834.914 | 0.11965 | 0.10023 | 922.8665 | Commercial/Industrial | Energy Star Commercial Solid Door Refrigerator | 2.044 | 1.4002 | 776.9227 | 0.12695 | 0.056728 | 849.9239
Commercial/Industrial | Grocery | Existing | HVAC tune-up | 0.21591 | 0.93351 | -98.0191 | 0.018135 | 0.0033013 | 91.3433 | RIM score less than one | [11 empty] | Commercial/Industrial | Energy Star Commercial Glass Door Refrigerator | 2.1961 | 1.401 | 875.6997 | 0.13478 | 0.046356 | 922.8665 | Commercial/Industrial | Energy Star Commercial Solid Door Refrigerator | 1.9999 | 1.4666 | 731.746 | 0.1102 | 0.092304 | 849.9239
Commercial/Industrial | Institutional | Existing | HVAC tune-up | 0.21122 | 0.93392 | -99.1837 | 0.017733 | 0.0032281 | 89.3191 | RIM score less than one | [11 empty] | Commercial/Industrial | Energy Star Commercial Glass Door Refrigerator | 2.1719 | 1.4668 | 834.914 | 0.11965 | 0.10023 | 922.8665 | Commercial/Industrial | Energy Star Commercial Solid Door Refrigerator | 1.9999 | 1.4666 | 731.746 | 0.1102 | 0.092304 | 849.9239
Commercial/Industrial | Grocery | New | HVAC tune-up | 0.21591 | 0.93351 | -98.0191 | 0.018135 | 0.0033013 | 91.3433 | RIM score less than one | [11 empty] | Commercial/Industrial | Energy Star Commercial Glass Door Refrigerator | 2.1961 | 1.401 | 875.6997 | 0.13478 | 0.046356 | 922.8665 | Commercial/Industrial | Energy Star Commercial Solid Door Refrigerator | 2.044 | 1.4002 | 776.9227 | 0.12695 | 0.056728 | 849.9239
Commercial/Industrial | Institutional | New | HVAC tune-up | 0.21122 | 0.93392 | -99.1837 | 0.017733 | 0.0032281 | 89.3191 | RIM score less than one | [11 empty] | Commercial/Industrial | Energy Star Commercial Glass Door Refrigerator | 2.1961 | 1.401 | 875.6997 | 0.13478 | 0.046356 | 922.8665 | Commercial/Industrial | Energy Star Commercial Solid Door Refrigerator | 2.044 | 1.4002 | 776.9227 | 0.12695 | 0.056728 | 849.9239
Commercial/Industrial | Grocery | Existing | HVAC tune-up_RTU | 0.15384 | 0.93489 | -754.5472 | 0.086017 | 0.015659 | 433.2607 | RIM score less than one | [11 empty] | Commercial/Industrial | Energy Star Commercial Glass Door Refrigerator | 2.1719 | 1.4668 | 834.914 | 0.11965 | 0.10023 | 922.8665 | Commercial/Industrial | Energy Star Commercial Solid Door Refrigerator | 2.044 | 1.4002 | 776.9227 | 0.12695 | 0.056728 | 849.9239
Commercial/Industrial | Institutional | Existing | HVAC tune-up_RTU | 0.15037 | 0.93449 | -760.0714 | 0.084111 | 0.015312 | 423.6594 | RIM score less than one | [11 empty] | Commercial/Industrial | Energy Star Commercial Glass Door Refrigerator | 2.1961 | 1.401 | 875.6997 | 0.13478 | 0.046356 | 922.8665 | Commercial/Industrial | Energy Star Commercial Solid Door Refrigerator | 2.044 | 1.4002 | 776.9227 | 0.12695 | 0.056728 | 849.9239
Commercial/Industrial | Grocery | New | HVAC tune-up_RTU | 0.15384 | 0.93489 | -754.5472 | 0.086017 | 0.015659 | 433.2607 | RIM score less than one | [11 empty] | Commercial/Industrial | Energy Star Commercial Glass Door Refrigerator | 2.1719 | 1.4668 | 834.914 | 0.11965 | 0.10023 | 922.8665 | Commercial/Industrial | Energy Star Commercial Solid Door Refrigerator | 1.9999 | 1.4666 | 731.746 | 0.1102 | 0.092304 | 849.9239
Commercial/Industrial | Institutional | New | HVAC tune-up_RTU | 0.15037 | 0.93449 | -760.0714 | 0.084111 | 0.015312 | 423.6594 | RIM score less than one | [11 empty] | Commercial/Industrial | Energy Star Commercial Glass Door Refrigerator | 2.1719 | 1.4668 | 834.914 | 0.11965 | 0.10023 | 922.8665 | Commercial/Industrial | Energy Star Commercial Solid Door Refrigerator | 1.9999 | 1.4666 | 731.746 | 0.1102 | 0.092304 | 849.9239
Commercial/Industrial | Miscellaneous | New | HVAC tune-up_RTU | 0.15547 | 0.93443 | -751.7851 | 0.08697 | 0.015832 | 438.0614 | RIM score less than one | [11 empty] | Commercial/Industrial | Energy Star Commercial Glass Door Refrigerator | 2.1961 | 1.401 | 875.6997 | 0.13478 | 0.046356 | 922.8665 | Commercial/Industrial | Energy Star Commercial Solid Door Refrigerator | 2.044 | 1.4002 | 776.9227 | 0.12695 | 0.056728 | 849.9239
Commercial/Industrial | Offices | New | HVAC tune-up_RTU | 0.31342 | 0.93485 | -495.9464 | 0.17525 | 0.031903 | 882.7237 | RIM score less than one | [11 empty] | Commercial/Industrial | Energy Star Commercial Glass Door Refrigerator | 2.1719 | 1.4668 | 834.914 | 0.11965 | 0.10023 | 922.8665 | Commercial/Industrial | Energy Star Commercial Solid Door Refrigerator | 2.044 | 1.4002 | 776.9227 | 0.12695 | 0.056728 | 849.9239
Commercial/Industrial | Restaurants | New | HVAC tune-up_RTU | 0.45121 | 0.93471 | -272.5623 | 0.25233 | 0.045935 | 1270.9781 | RIM score less than one | [11 empty] | Commercial/Industrial | Energy Star Commercial Glass Door Refrigerator | 2.1961 | 1.401 | 875.6997 | 0.13478 | 0.046356 | 922.8665 | Commercial/Industrial | Energy Star Commercial Solid Door Refrigerator | 1.9999 | 1.4666 | 731.746 | 0.1102 | 0.092304 | 849.9239
Commercial/Industrial | Retail | New | HVAC tune-up_RTU | 0.3536 | 0.9346 | -430.692 | 0.19777 | 0.036002 | 996.1396 | RIM score less than one | [11 empty] | Commercial/Industrial | Energy Star Commercial Glass Door Refrigerator | 2.1961 | 1.401 | 875.6997 | 0.13478 | 0.046356 | 922.8665 | Commercial/Industrial | Energy Star Commercial Solid Door Refrigerator | 1.9999 | 1.4666 | 731.746 | 0.1102 | 0.092304 | 849.9239
Commercial/Industrial | Schools K-12 | New | HVAC tune-up_RTU | 0.3074 | 0.93467 | -505.6138 | 0.17191 | 0.031296 | 865.9214 | RIM score less than one | [11 empty] | Commercial/Industrial | Energy Star Commercial Glass Door Refrigerator | 2.1719 | 1.4668 | 834.914 | 0.11965 | 0.10023 | 922.8665 | Commercial/Industrial | Energy Star Commercial Solid Door Refrigerator | 2.044 | 1.4002 | 776.9227 | 0.12695 | 0.056728 | 849.9239
Commercial/Industrial | Warehouse | New | HVAC tune-up_RTU | 0.067531 | 0.93469 | -894.3781 | 0.037766 | 0.006875 | 190.2267 | RIM score less than one | [11 empty] | Commercial/Industrial | Energy Star Commercial Glass Door Refrigerator | 2.1961 | 1.401 | 875.6997 | 0.13478 | 0.046356 | 922.8665 | Commercial/Industrial | Energy Star Commercial Solid Door Refrigerator | 2.044 | 1.4002 | 776.9227 | 0.12695 | 0.056728 | 849.9239
Commercial/Industrial | Healthcare | Existing | Low Flow Shower Head | 3.7241 | 0.91593 | 176.0568 | 0.014317 | 0.037425 | 155.2928 | RIM score less than one | [11 empty] | Commercial/Industrial | Energy Star Commercial Glass Door Refrigerator | 2.1719 | 1.4668 | 834.914 | 0.11965 | 0.10023 | 922.8665 | Commercial/Industrial | Energy Star Hot Food Holding Cabinet | 0.89754 | 1.3382 | 375.3495 | 0.31862 | 0.15417 | 1730.1
Commercial/Industrial | Hospitals | Existing | Low Flow Shower Head | 3.7252 | 0.9162 | 4577.4763 | 0.37223 | 0.97305 | 4037.6135 | RIM score less than one | [11 empty] | Commercial/Industrial | Energy Star Commercial Glass Door Refrigerator | 2.1961 | 1.401 | 875.6997 | 0.13478 | 0.046356 | 922.8665 | Commercial/Industrial | Energy Star Hot Food Holding Cabinet | 0.89754 | 1.3382 | 375.3495 | 0.31862 | 0.15417 | 1730.1
Commercial/Industrial | Healthcare | New | Low Flow Shower Head | 3.7241 | 0.91593 | 176.0568 | 0.014317 | 0.037425 | 155.2928 | RIM score less than one | [11 empty] | Commercial/Industrial | Energy Star Commercial Oven | 2.1678 | 1.3794 | 6153.0615 | 1.0341 | 0.54113 | 6368 | Commercial/Industrial | Energy Star Hot Food Holding Cabinet | 0.89754 | 1.3382 | 375.3495 | 0.31862 | 0.15417 | 1730.1
Commercial/Industrial | Hospitals | New | Low Flow Shower Head | 3.7252 | 0.9162 | 4577.4763 | 0.37223 | 0.97305 | 4037.6135 | RIM score less than one | [11 empty] | Commercial/Industrial | Energy Star Commercial Oven | 2.1678 | 1.3794 | 6153.0615 | 1.0341 | 0.54113 | 6368 | Commercial/Industrial | Energy Star Hot Food Holding Cabinet | 0.89754 | 1.3382 | 375.3495 | 0.31862 | 0.15417 | 1730.1
Commercial/Industrial | Restaurants | Existing | Low-Flow Pre-Rinse Sprayers | 1.4259 | 0.9989 | 666.8125 | 0.35603 | 0.19768 | 2261.9741 | RIM score less than one | [11 empty] | Commercial/Industrial | Energy Star Commercial Oven | 2.1678 | 1.3794 | 6153.0615 | 1.0341 | 0.54113 | 6368 | Commercial/Industrial | Energy Star Hot Food Holding Cabinet | 0.89754 | 1.3382 | 375.3495 | 0.31862 | 0.15417 | 1730.1
Commercial/Industrial | Restaurants | New | Low-Flow Pre-Rinse Sprayers | 1.4259 | 0.9989 | 666.8125 | 0.35603 | 0.19768 | 2261.9741 | RIM score less than one | [11 empty] | Commercial/Industrial | Energy Star Commercial Oven | 2.1678 | 1.3794 | 6153.0615 | 1.0341 | 0.54113 | 6368 | Commercial/Industrial | Energy Star Hot Food Holding Cabinet | 0.89754 | 1.3382 | 375.3495 | 0.31862 | 0.15417 | 1730.1
Commercial/Industrial | Assembly | Existing | Network PC Power Management | 0.46921 | 0.98723 | -443.6594 | 0.39582 | 0 | 2661.0035 | RIM score less than one | [11 empty] | Commercial/Industrial | Energy Star Commercial Oven | 2.1678 | 1.3794 | 6153.0615 | 1.0341 | 0.54113 | 6368 | Commercial/Industrial | Energy Star Hot Food Holding Cabinet | 0.89754 | 1.3382 | 375.3495 | 0.31862 | 0.15417 | 1730.1
Commercial/Industrial | Institutional | Existing | Network PC Power Management | 0.46812 | 0.9872 | -731.2238 | 0.64622 | 0 | 4344.3187 | RIM score less than one | [11 empty] | Commercial/Industrial | Energy Star Commercial Oven | 2.1678 | 1.3794 | 6153.0615 | 1.0341 | 0.54113 | 6368 | Commercial/Industrial | Energy Star Hot Food Holding Cabinet | 0.89754 | 1.3382 | 375.3495 | 0.31862 | 0.15417 | 1730.1
Commercial/Industrial | Miscellaneous | Existing | Network PC Power Management | 0.48042 | 0.98723 | -8789.4447 | 8.6767 | 0 | 58330.5263 | RIM score less than one | [11 empty] | Commercial/Industrial | Energy Star Commercial Oven | 2.1678 | 1.3794 | 6153.0615 | 1.0341 | 0.54113 | 6368 | Commercial/Industrial | Energy Star Hot Food Holding Cabinet | 0.89754 | 1.3382 | 375.3495 | 0.31862 | 0.15417 | 1730.1
Commercial/Industrial | Restaurants | Existing | Network PC Power Management | 0.47505 | 0.98727 | -504.0179 | 0.47359 | 0 | 3183.805 | RIM score less than one | [11 empty] | Commercial/Industrial | Energy Star Commercial Oven | 2.1678 | 1.3794 | 6153.0615 | 1.0341 | 0.54113 | 6368 | Commercial/Industrial | Energy Star Hot Food Holding Cabinet | 0.89754 | 1.3382 | 375.3495 | 0.31862 | 0.15417 | 1730.1
Commercial/Industrial | Warehouse | Existing | Network PC Power Management | 0.37958 | 0.98682 | -128.7257 | 0.058244 | 0 | 391.5584 | RIM score less than one | [11 empty] | Commercial/Industrial | Energy Star Commercial Oven | 2.1678 | 1.3794 | 6153.0615 | 1.0341 | 0.54113 | 6368 | Commercial/Industrial | Energy Star Hot Food Holding Cabinet | 0.89754 | 1.3382 | 375.3495 | 0.31862 | 0.15417 | 1730.1
Commercial/Industrial | Assembly | New | Network PC Power Management | 0.46921 | 0.98723 | -443.6594 | 0.39582 | 0 | 2661.0035 | RIM score less than one | [11 empty] | Commercial/Industrial | Energy Star Commercial Oven | 2.1678 | 1.3794 | 6153.0615 | 1.0341 | 0.54113 | 6368 | Commercial/Industrial | Energy Star Hot Food Holding Cabinet | 0.89754 | 1.3382 | 375.3495 | 0.31862 | 0.15417 | 1730.1
Commercial/Industrial | Institutional | New | Network PC Power Management | 0.46812 | 0.9872 | -731.2238 | 0.64622 | 0 | 4344.3187 | RIM score less than one | [11 empty] | Commercial/Industrial | Energy Star Commercial Oven | 2.1678 | 1.3794 | 6153.0615 | 1.0341 | 0.54113 | 6368 | Commercial/Industrial | Energy Star Hot Food Holding Cabinet | 0.89754 | 1.3382 | 375.3495 | 0.31862 | 0.15417 | 1730.1
Commercial/Industrial | Miscellaneous | New | Network PC Power Management | 0.48042 | 0.98723 | -8789.4447 | 8.6767 | 0 | 58330.5263 | RIM score less than one | [11 empty] | Commercial/Industrial | Energy Star Commercial Oven | 2.1678 | 1.3794 | 6153.0615 | 1.0341 | 0.54113 | 6368 | Commercial/Industrial | Energy Star Hot Food Holding Cabinet | 0.89754 | 1.3382 | 375.3495 | 0.31862 | 0.15417 | 1730.1
Commercial/Industrial | Restaurants | New | Network PC Power Management | 0.47505 | 0.98727 | -504.0179 | 0.47359 | 0 | 3183.805 | RIM score less than one | [11 empty] | Commercial/Industrial | Energy Star Commercial Oven | 2.1678 | 1.3794 | 6153.0615 | 1.0341 | 0.54113 | 6368 | Commercial/Industrial | Energy Star Hot Food Holding Cabinet | 0.89754 | 1.3382 | 375.3495 | 0.31862 | 0.15417 | 1730.1
Commercial/Industrial | Warehouse | New | Network PC Power Management | 0.37958 | 0.98682 | -128.7257 | 0.058244 | 0 | 391.5584 | RIM score less than one | [11 empty] | Commercial/Industrial | Energy Star Commercial Oven | 2.1678 | 1.3794 | 6153.0615 | 1.0341 | 0.54113 | 6368 | Commercial/Industrial | Energy Star Hot Food Holding Cabinet | 0.89754 | 1.3382 | 375.3495 | 0.31862 | 0.15417 | 1730.1
Commercial/Industrial | Grocery | New | Premium T8 - Fixture Replacement | 0.741 | 0.98978 | 6.1794 | 0.014277 | 7.8218e-07 | 58.5446 | RIM score less than one | [11 empty] | Commercial/Industrial | Energy Star Commercial Oven | 2.1678 | 1.3794 | 6153.0615 | 1.0341 | 0.54113 | 6368 | Commercial/Industrial | Energy Star Hot Food Holding Cabinet | 0.89754 | 1.3382 | 375.3495 | 0.31862 | 0.15417 | 1730.1
Commercial/Industrial | Lodging/Hospitality | New | Premium T8 - Fixture Replacement | 0.5 | 0.98633 | -14.3361 | 0.0096676 | 5.2963e-07 | 39.6422 | RIM score less than one | [11 empty] | Commercial/Industrial | Energy Star Commercial Oven | 2.1678 | 1.3794 | 6153.0615 | 1.0341 | 0.54113 | 6368 | Commercial/Industrial | Energy Star Hot Food Holding Cabinet | 0.89754 | 1.3382 | 375.3495 | 0.31862 | 0.15417 | 1730.1
Commercial/Industrial | Restaurants | New | Premium T8 - Fixture Replacement | 0.45034 | 0.99343 | -18.8862 | 0.0086452 | 4.7362e-07 | 35.4499 | RIM score less than one | [11 empty] | Commercial/Industrial | Energy Star Commercial Oven | 2.1678 | 1.3794 | 6153.0615 | 1.0341 | 0.54113 | 6368 | Commercial/Industrial | Energy Star Hot Food Holding Cabinet | 0.89754 | 1.3382 | 375.3495 | 0.31862 | 0.15417 | 1730.1
Commercial/Industrial | Retail | New | Premium T8 - Fixture Replacement | 0.66589 | 0.9894 | -0.23887 | 0.012835 | 7.0317e-07 | 52.631 | RIM score less than one | [11 empty] | Commercial/Industrial | Energy Star Commercial Oven | 2.1678 | 1.3794 | 6153.0615 | 1.0341 | 0.54113 | 6368 | Commercial/Industrial | Energy Star Hot Food Holding Cabinet | 0.89754 | 1.3382 | 375.3495 | 0.31862 | 0.15417 | 1730.1
Commercial/Industrial | Schools K-12 | New | Premium T8 - Fixture Replacement | 0.32003 | 0.9999 | -30.1639 | 0.0060897 | 0.0013931 | 25.1222 | RIM score less than one | [11 empty] | Commercial/Industrial | Energy Star Commercial Oven | 2.1678 | 1.3794 | 6153.0615 | 1.0341 | 0.54113 | 6368 | Commercial/Industrial | Energy Star Hot Food Holding Cabinet | 0.89754 | 1.3382 | 375.3495 | 0.31862 | 0.15417 | 1730.1
Commercial/Industrial | Grocery | Turnover | Premium T8 - Fixture Replacement | 0.741 | 0.98978 | 6.1794 | 0.014277 | 7.8218e-07 | 58.5446 | RIM score less than one | [11 empty] | Commercial/Industrial | Energy Star Commercial Oven | 2.1678 | 1.3794 | 6153.0615 | 1.0341 | 0.54113 | 6368 | Commercial/Industrial | Energy Star Hot Food Holding Cabinet | 0.89754 | 1.3382 | 375.3495 | 0.31862 | 0.15417 | 1730.1
Commercial/Industrial | Lodging/Hospitality | Turnover | Premium T8 - Fixture Replacement | 0.5 | 0.98633 | -14.3361 | 0.0096676 | 5.2963e-07 | 39.6422 | RIM score less than one | [11 empty] | Commercial/Industrial | Energy Star Commercial Oven | 2.1678 | 1.3794 | 6153.0615 | 1.0341 | 0.54113 | 6368 | Commercial/Industrial | Energy Star Hot Food Holding Cabinet | 0.89754 | 1.3382 | 375.3495 | 0.31862 | 0.15417 | 1730.1
Commercial/Industrial | Restaurants | Turnover | Premium T8 - Fixture Replacement | 0.45034 | 0.99343 | -18.8862 | 0.0086452 | 4.7362e-07 | 35.4499 | RIM score less than one | [11 empty] | Commercial/Industrial | Energy Star Commercial Oven | 2.1678 | 1.3794 | 6153.0615 | 1.0341 | 0.54113 | 6368 | Commercial/Industrial | Energy Star Hot Food Holding Cabinet | 0.89754 | 1.3382 | 375.3495 | 0.31862 | 0.15417 | 1730.1
Commercial/Industrial | Retail | Turnover | Premium T8 - Fixture Replacement | 0.66589 | 0.9894 | -0.23887 | 0.012835 | 7.0317e-07 | 52.631 | RIM score less than one | [11 empty] | Commercial/Industrial | Energy Star Commercial Oven | 2.1678 | 1.3794 | 6153.0615 | 1.0341 | 0.54113 | 6368 | Commercial/Industrial | Energy Star Hot Food Holding Cabinet | 0.89754 | 1.3382 | 375.3495 | 0.31862 | 0.15417 | 1730.1
Commercial/Industrial | Schools K-12 | Turnover | Premium T8 - Fixture Replacement | 0.32003 | 0.9999 | -30.1639 | 0.0060897 | 0.0013931 | 25.1222 | RIM score less than one | [11 empty] | Commercial/Industrial | Energy Star Commercial Oven | 2.1678 | 1.3794 | 6153.0615 | 1.0341 | 0.54113 | 6368 | Commercial/Industrial | Energy Star Hot Food Holding Cabinet | 0.89754 | 1.3382 | 375.3495 | 0.31862 | 0.15417 | 1730.1
Commercial/Industrial | Grocery | New | Premium T8 - Lamp Replacement | 11.2037 | 0.99438 | 19.8222 | 0.0047075 | 7.8845e-07 | 19.5149 | RIM score less than one | [11 empty] | Commercial/Industrial | Energy Star Commercial Oven | 2.1678 | 1.3794 | 6153.0615 | 1.0341 | 0.54113 | 6368 | Commercial/Industrial | Energy Star Uninterruptable Power Supply | 1.0555 | 1.4373 | 1.7043 | 0.00061097 | 0.00061097 | 5.3521
Commercial/Industrial | Lodging/Hospitality | New | Premium T8 - Lamp Replacement | 7.6248 | 0.99943 | 13.0147 | 0.0031876 | 5.3388e-07 | 13.2141 | RIM score less than one | [11 empty] | Commercial/Industrial | Energy Star Commercial Oven | 2.1678 | 1.3794 | 6153.0615 | 1.0341 | 0.54113 | 6368 | Commercial/Industrial | Energy Star Uninterruptable Power Supply | 1.0555 | 1.4373 | 1.7043 | 0.00061097 | 0.00061097 | 5.3521
Commercial/Industrial | Restaurants | New | Premium T8 - Lamp Replacement | 6.8091 | 0.99805 | 11.5049 | 0.0028505 | 4.7742e-07 | 11.8166 | RIM score less than one | [11 empty] | Commercial/Industrial | Energy Star Commercial Solid Door Freezer | 6.0195 | 1.4005 | 3241.216 | 0.37834 | 0.16907 | 2533.0469 | Commercial/Industrial | Energy Star Uninterruptable Power Supply | 1.0555 | 1.4373 | 1.7043 | 0.00061097 | 0.00061097 | 5.3521
Commercial/Industrial | Warehouse | New | Premium T8 - Lamp Replacement | 7.7677 | 0.99867 | 13.2893 | 0.0032515 | 0.00074654 | 13.4605 | RIM score less than one | [11 empty] | Commercial/Industrial | Energy Star Commercial Solid Door Freezer | 5.8887 | 1.4666 | 3106.5748 | 0.32842 | 0.27509 | 2533.0469 | Commercial/Industrial | Energy Star Uninterruptable Power Supply | 1.0555 | 1.4373 | 1.7043 | 0.00061097 | 0.00061097 | 5.3521
Commercial/Industrial | Grocery | Turnover | Premium T8 - Lamp Replacement | 11.2037 | 0.99438 | 19.8222 | 0.0047075 | 7.8845e-07 | 19.5149 | RIM score less than one | [11 empty] | Commercial/Industrial | Energy Star Commercial Solid Door Freezer | 6.0195 | 1.4005 | 3241.216 | 0.37834 | 0.16907 | 2533.0469 | Commercial/Industrial | Energy Star Uninterruptable Power Supply | 1.0555 | 1.4373 | 1.7043 | 0.00061097 | 0.00061097 | 5.3521
Commercial/Industrial | Lodging/Hospitality | Turnover | Premium T8 - Lamp Replacement | 7.6248 | 0.99943 | 13.0147 | 0.0031876 | 5.3388e-07 | 13.2141 | RIM score less than one | [11 empty] | Commercial/Industrial | Energy Star Commercial Solid Door Freezer | 5.8887 | 1.4666 | 3106.5748 | 0.32842 | 0.27509 | 2533.0469 | Commercial/Industrial | Energy Star Uninterruptable Power Supply | 1.0555 | 1.4373 | 1.7043 | 0.00061097 | 0.00061097 | 5.3521
Commercial/Industrial | Restaurants | Turnover | Premium T8 - Lamp Replacement | 6.8091 | 0.99805 | 11.5049 | 0.0028505 | 4.7742e-07 | 11.8166 | RIM score less than one | [11 empty] | Commercial/Industrial | Energy Star Commercial Solid Door Freezer | 5.8887 | 1.4666 | 3106.5748 | 0.32842 | 0.27509 | 2533.0469 | Commercial/Industrial | Energy Star Uninterruptable Power Supply | 1.0555 | 1.4373 | 1.7043 | 0.00061097 | 0.00061097 | 5.3521
Commercial/Industrial | Warehouse | Turnover | Premium T8 - Lamp Replacement | 7.7677 | 0.99867 | 13.2893 | 0.0032515 | 0.00074654 | 13.4605 | RIM score less than one | [11 empty] | Commercial/Industrial | Energy Star Commercial Solid Door Freezer | 6.0195 | 1.4005 | 3241.216 | 0.37834 | 0.16907 | 2533.0469 | Commercial/Industrial | Energy Star Uninterruptable Power Supply | 1.0555 | 1.4373 | 1.7043 | 0.00061097 | 0.00061097 | 5.3521
Commercial/Industrial | Grocery | Existing | Programmable Thermostat | 2.6529 | 0.9793 | 5536.1169 | 1.5442 | -0.0029304 | 4167.1083 | RIM score less than one | [11 empty] | Commercial/Industrial | Energy Star Commercial Solid Door Freezer | 5.8887 | 1.4666 | 3106.5748 | 0.32842 | 0.27509 | 2533.0469 | Commercial/Industrial | Energy Star Uninterruptable Power Supply | 1.0555 | 1.4373 | 1.7043 | 0.00061097 | 0.00061097 | 5.3521
Commercial/Industrial | Restaurants | Existing | Programmable Thermostat | 2.2114 | 0.97927 | 5351.1122 | 1.6091 | -0.0030535 | 4342.1523 | RIM score less than one | [11 empty] | Commercial/Industrial | Energy Star Commercial Solid Door Freezer | 6.0195 | 1.4005 | 3241.216 | 0.37834 | 0.16907 | 2533.0469 | Commercial/Industrial | Energy Star Uninterruptable Power Supply | 1.0555 | 1.4373 | 1.7043 | 0.00061097 | 0.00061097 | 5.3521
Commercial/Industrial | Retail | Existing | Programmable Thermostat | 0.48292 | 0.97922 | -1585.5532 | 0.70282 | -0.0013337 | 1896.5464 | RIM score less than one | [11 empty] | Commercial/Industrial | Energy Star Commercial Solid Door Freezer | 6.0195 | 1.4005 | 3241.216 | 0.37834 | 0.16907 | 2533.0469 | Commercial/Industrial | Energy Star Uninterruptable Power Supply | 1.0555 | 1.4373 | 1.7043 | 0.00061097 | 0.00061097 | 5.3521
Commercial/Industrial | Grocery | New | Programmable Thermostat | 2.6529 | 0.9793 | 5536.1169 | 1.5442 | -0.0029304 | 4167.1083 | RIM score less than one | [11 empty] | Commercial/Industrial | Energy Star Commercial Solid Door Freezer | 5.8887 | 1.4666 | 3106.5748 | 0.32842 | 0.27509 | 2533.0469 | Commercial/Industrial | Energy Star Uninterruptable Power Supply | 1.0555 | 1.4373 | 1.7043 | 0.00061097 | 0.00061097 | 5.3521
Commercial/Industrial | Restaurants | New | Programmable Thermostat | 2.2114 | 0.97927 | 5351.1122 | 1.6091 | -0.0030535 | 4342.1523 | RIM score less than one | [11 empty] | Commercial/Industrial | Energy Star Commercial Solid Door Freezer | 6.0195 | 1.4005 | 3241.216 | 0.37834 | 0.16907 | 2533.0469 | Commercial/Industrial | Energy Star Uninterruptable Power Supply | 1.0555 | 1.4373 | 1.7043 | 0.00061097 | 0.00061097 | 5.3521
Commercial/Industrial | Retail | New | Programmable Thermostat | 0.48292 | 0.97922 | -1585.5532 | 0.70282 | -0.0013337 | 1896.5464 | RIM score less than one | [11 empty] | Commercial/Industrial | Energy Star Commercial Solid Door Freezer | 5.8887 | 1.4666 | 3106.5748 | 0.32842 | 0.27509 | 2533.0469 | Commercial/Industrial | Energy Star Uninterruptable Power Supply | 1.0555 | 1.4373 | 1.7043 | 0.00061097 | 0.00061097 | 5.3521
Commercial/Industrial | Assembly | Existing | Smart Strip Plug Outlet | 0.4346 | 0.92573 | -7.4025 | 0.0083127 | 0 | 55.9044 | RIM score less than one | [11 empty] | Commercial/Industrial | Energy Star Commercial Solid Door Freezer | 6.0195 | 1.4005 | 3241.216 | 0.37834 | 0.16907 | 2533.0469 | Commercial/Industrial | Energy Star Uninterruptable Power Supply | 1.0555 | 1.4373 | 1.7043 | 0.00061097 | 0.00061097 | 5.3521
Commercial/Industrial | College and University | Existing | Smart Strip Plug Outlet | 0.58342 | 0.94588 | -1.4488 | 0.021843 | 0.015181 | 146.8994 | RIM score less than one | [11 empty] | Commercial/Industrial | Energy Star Commercial Solid Door Freezer | 6.0195 | 1.4005 | 3241.216 | 0.37834 | 0.16907 | 2533.0469 | Commercial/Industrial | Energy Star Uninterruptable Power Supply | 1.0555 | 1.4373 | 1.7043 | 0.00061097 | 0.00061097 | 5.3521
Commercial/Industrial | Grocery | Existing | Smart Strip Plug Outlet | 0.56422 | 0.94445 | -1.6035 | 0.010578 | 0.0073516 | 71.1401 | RIM score less than one | [11 empty] | Commercial/Industrial | Energy Star Commercial Solid Door Freezer | 5.8887 | 1.4666 | 3106.5748 | 0.32842 | 0.27509 | 2533.0469 | Commercial/Industrial | Energy Star Uninterruptable Power Supply | 1.0555 | 1.4373 | 1.7043 | 0.00061097 | 0.00061097 | 5.3521
Commercial/Industrial | Healthcare | Existing | Smart Strip Plug Outlet | 0.79423 | 0.94597 | 9.3733 | 0.014866 | 0.010332 | 99.9794 | RIM score less than one | [11 empty] | Commercial/Industrial | Energy Star Commercial Solid Door Freezer | 6.0195 | 1.4005 | 3241.216 | 0.37834 | 0.16907 | 2533.0469 | Commercial/Industrial | Energy Star Uninterruptable Power Supply | 1.0555 | 1.4373 | 1.7043 | 0.00061097 | 0.00061097 | 5.3521
Commercial/Industrial | Hospitals | Existing | Smart Strip Plug Outlet | 0.87049 | 0.94562 | 104.3425 | 0.1304 | 0.090625 | 876.9623 | RIM score less than one | [11 empty] | Commercial/Industrial | Energy Star Commercial Solid Door Freezer | 5.8887 | 1.4666 | 3106.5748 | 0.32842 | 0.27509 | 2533.0469 | Commercial/Industrial | Energy Star Uninterruptable Power Supply | 1.0555 | 1.4373 | 1.7043 | 0.00061097 | 0.00061097 | 5.3521
Commercial/Industrial | Institutional | Existing | Smart Strip Plug Outlet | 0.70839 | 0.92426 | 6.0579 | 0.013571 | 0 | 91.2687 | RIM score less than one | [11 empty] | Commercial/Industrial | Energy Star Commercial Solid Door Freezer | 5.8887 | 1.4666 | 3106.5748 | 0.32842 | 0.27509 | 2533.0469 | Commercial/Industrial | Energy Star Uninterruptable Power Supply | 1.0555 | 1.4373 | 1.7043 | 0.00061097 | 0.00061097 | 5.3521
Commercial/Industrial | Lodging/Hospitality | Existing | Smart Strip Plug Outlet | 0.65092 | 0.94421 | 2.5652 | 0.012207 | 0.0084835 | 82.0924 | RIM score less than one | [11 empty] | Commercial/Industrial | Energy Star Commercial Solid Door Freezer | 6.0195 | 1.4005 | 3241.216 | 0.37834 | 0.16907 | 2533.0469 | Commercial/Industrial | Energy Star Uninterruptable Power Supply | 1.0555 | 1.4373 | 1.7043 | 0.00061097 | 0.00061097 | 5.3521
Commercial/Industrial | Miscellaneous | Existing | Smart Strip Plug Outlet | 0.86453 | 0.9241 | 150.942 | 0.18222 | 0 | 1225.4519 | RIM score less than one | [11 empty] | Commercial/Industrial | Energy Star Commercial Solid Door Freezer | 5.8887 | 1.4666 | 3106.5748 | 0.32842 | 0.27509 | 2533.0469 | Commercial/Industrial | Energy Star Uninterruptable Power Supply | 1.0555 | 1.4373 | 1.7043 | 0.00061097 | 0.00061097 | 5.3521
Commercial/Industrial | Offices | Existing | Smart Strip Plug Outlet | 0.55195 | 0.94732 | -2.2725 | 0.010317 | 0.00717 | 69.3824 | RIM score less than one | [11 empty] | Commercial/Industrial | Energy Star Commercial Solid Door Freezer | 6.0195 | 1.4005 | 3241.216 | 0.37834 | 0.16907 | 2533.0469 | Commercial/Industrial | Energy Star Uninterruptable Power Supply | 1.0555 | 1.4373 | 1.7043 | 0.00061097 | 0.00061097 | 5.3521
Commercial/Industrial | Restaurants | Existing | Smart Strip Plug Outlet | 0.51892 | 0.92384 | -3.222 | 0.0099458 | 0 | 66.8878 | RIM score less than one | [11 empty] | Commercial/Industrial | Energy Star Commercial Solid Door Freezer | 6.0195 | 1.4005 | 3241.216 | 0.37834 | 0.16907 | 2533.0469 | Commercial/Industrial | Energy Star Uninterruptable Power Supply | 1.0555 | 1.4373 | 1.7043 | 0.00061097 | 0.00061097 | 5.3521
Commercial/Industrial | Retail | Existing | Smart Strip Plug Outlet | 0.23996 | 0.94414 | -17.1613 | 0.0045002 | 0.0031276 | 30.265 | RIM score less than one | [11 empty] | Commercial/Industrial | Energy Star Commercial Solid Door Freezer | 5.8887 | 1.4666 | 3106.5748 | 0.32842 | 0.27509 | 2533.0469 | Commercial/Industrial | Energy Star Uninterruptable Power Supply | 1.0555 | 1.4373 | 1.7043 | 0.00061097 | 0.00061097 | 5.3521
Commercial/Industrial | Schools K-12 | Existing | Smart Strip Plug Outlet | 0.79937 | 0.94513 | 9.654 | 0.014976 | 0.010408 | 100.717 | RIM score less than one | [11 empty] | Commercial/Industrial | Energy Star Commercial Solid Door Freezer | 6.0195 | 1.4005 | 3241.216 | 0.37834 | 0.16907 | 2533.0469 | Commercial/Industrial | Energy Star Uninterruptable Power Supply | 1.0555 | 1.4373 | 1.7043 | 0.00061097 | 0.00061097 | 5.3521
Commercial/Industrial | Warehouse | Existing | Smart Strip Plug Outlet | 0.063162 | 0.91433 | -25.5497 | 0.0012232 | 0 | 8.2262 | RIM score less than one | [11 empty] | Commercial/Industrial | Energy Star Commercial Solid Door Freezer | 5.8887 | 1.4666 | 3106.5748 | 0.32842 | 0.27509 | 2533.0469 | Commercial/Industrial | Facility Commissioning | 1.0115 | 1.2069 | 5879.2791 | 3.3572 | 0.33698 | 15623.633
Commercial/Industrial | Assembly | New | Smart Strip Plug Outlet | 0.4346 | 0.92573 | -7.4025 | 0.0083127 | 0 | 55.9044 | RIM score less than one | [11 empty] | Commercial/Industrial | Energy Star Commercial Solid Door Freezer | 6.0195 | 1.4005 | 3241.216 | 0.37834 | 0.16907 | 2533.0469 | Commercial/Industrial | Facility Commissioning | 0.97765 | 1.2068 | 5560.0865 | 3.4982 | 0.35113 | 16279.921
Commercial/Industrial | College and University | New | Smart Strip Plug Outlet | 0.58342 | 0.94588 | -1.4488 | 0.021843 | 0.015181 | 146.8994 | RIM score less than one | [11 empty] | Commercial/Industrial | Energy Star Commercial Solid Door Refrigerator | 2.044 | 1.4002 | 776.9227 | 0.12695 | 0.056728 | 849.9239 | Commercial/Industrial | Facility Energy Management System | 0.9781 | 1.5201 | 33226.2196 | 16.2679 | 14.0526 | 109886.5187
Commercial/Industrial | Grocery | New | Smart Strip Plug Outlet | 0.56422 | 0.94445 | -1.6035 | 0.010578 | 0.0073516 | 71.1401 | RIM score less than one | [11 empty] | Commercial/Industrial | Energy Star Commercial Solid Door Refrigerator | 1.9999 | 1.4666 | 731.746 | 0.1102 | 0.092304 | 849.9239 | Commercial/Industrial | Facility Energy Management System | 0.9781 | 1.5201 | 33226.2196 | 16.2679 | 14.0526 | 109886.5187
Commercial/Industrial | Healthcare | New | Smart Strip Plug Outlet | 0.79423 | 0.94597 | 9.3733 | 0.014866 | 0.010332 | 99.9794 | RIM score less than one | [11 empty] | Commercial/Industrial | Energy Star Commercial Solid Door Refrigerator | 2.044 | 1.4002 | 776.9227 | 0.12695 | 0.056728 | 849.9239 | Commercial/Industrial | Facility Energy Management System | 2.7816 | 1.3494 | 110289.6556 | 16.2055 | 1.3935 | 77318.837
Commercial/Industrial | Hospitals | New | Smart Strip Plug Outlet | 0.87049 | 0.94562 | 104.3425 | 0.1304 | 0.090625 | 876.9623 | RIM score less than one | [11 empty] | Commercial/Industrial | Energy Star Commercial Solid Door Refrigerator | 1.9999 | 1.4666 | 731.746 | 0.1102 | 0.092304 | 849.9239 | Commercial/Industrial | Facility Energy Management System | 2.7816 | 1.3494 | 110289.6556 | 16.2055 | 1.3935 | 77318.837
Commercial/Industrial | Institutional | New | Smart Strip Plug Outlet | 0.70839 | 0.92426 | 6.0579 | 0.013571 | 0 | 91.2687 | RIM score less than one | [11 empty] | Commercial/Industrial | Energy Star Commercial Solid Door Refrigerator | 1.9999 | 1.4666 | 731.746 | 0.1102 | 0.092304 | 849.9239 | Commercial/Industrial | Facility Energy Management System | 2.5972 | 1.5201 | 990150.5697 | 119.2704 | 103.029 | 805650.1165
Commercial/Industrial | Lodging/Hospitality | New | Smart Strip Plug Outlet | 0.65092 | 0.94421 | 2.5652 | 0.012207 | 0.0084835 | 82.0924 | RIM score less than one | [11 empty] | Commercial/Industrial | Energy Star Commercial Solid Door Refrigerator | 2.044 | 1.4002 | 776.9227 | 0.12695 | 0.056728 | 849.9239 | Commercial/Industrial | Facility Energy Management System | 2.5972 | 1.5201 | 990150.5697 | 119.2704 | 103.029 | 805650.1165
Commercial/Industrial | Miscellaneous | New | Smart Strip Plug Outlet | 0.86453 | 0.9241 | 150.942 | 0.18222 | 0 | 1225.4519 | RIM score less than one | [11 empty] | Commercial/Industrial | Energy Star Commercial Solid Door Refrigerator | 1.9999 | 1.4666 | 731.746 | 0.1102 | 0.092304 | 849.9239 | Commercial/Industrial | Facility Energy Management System | 1.7376 | 1.3069 | 84994.186 | 19.134 | 8.7976 | 73321.6996
Commercial/Industrial | Offices | New | Smart Strip Plug Outlet | 0.55195 | 0.94732 | -2.2725 | 0.010317 | 0.00717 | 69.3824 | RIM score less than one | [11 empty] | Commercial/Industrial | Energy Star Commercial Solid Door Refrigerator | 2.044 | 1.4002 | 776.9227 | 0.12695 | 0.056728 | 849.9239 | Commercial/Industrial | Facility Energy Management System | 1.7376 | 1.3069 | 84994.186 | 19.134 | 8.7976 | 73321.6996
Commercial/Industrial | Restaurants | New | Smart Strip Plug Outlet | 0.51892 | 0.92384 | -3.222 | 0.0099458 | 0 | 66.8878 | RIM score less than one | [11 empty] | Commercial/Industrial | Energy Star Commercial Solid Door Refrigerator | 2.044 | 1.4002 | 776.9227 | 0.12695 | 0.056728 | 849.9239 | Commercial/Industrial | Facility Energy Management System | 2.1366 | 1.3494 | 1071511.6859 | 178.6019 | 15.3582 | 852134.0156
Commercial/Industrial | Retail | New | Smart Strip Plug Outlet | 0.23996 | 0.94414 | -17.1613 | 0.0045002 | 0.0031276 | 30.265 | RIM score less than one | [11 empty] | Commercial/Industrial | Energy Star Commercial Solid Door Refrigerator | 1.9999 | 1.4666 | 731.746 | 0.1102 | 0.092304 | 849.9239 | Commercial/Industrial | Facility Energy Management System | 2.1366 | 1.3494 | 1071511.6859 | 178.6019 | 15.3582 | 852134.0156
Commercial/Industrial | Schools K-12 | New | Smart Strip Plug Outlet | 0.79937 | 0.94513 | 9.654 | 0.014976 | 0.010408 | 100.717 | RIM score less than one | [11 empty] | Commercial/Industrial | Energy Star Commercial Solid Door Refrigerator | 2.044 | 1.4002 | 776.9227 | 0.12695 | 0.056728 | 849.9239 | Commercial/Industrial | Facility Energy Management System | 2.8701 | 1.3494 | 91958.7791 | 13.3506 | 1.148 | 63697.3454
Commercial/Industrial | Warehouse | New | Smart Strip Plug Outlet | 0.063162 | 0.91433 | -25.5497 | 0.0012232 | 0 | 8.2262 | RIM score less than one | [11 empty] | Commercial/Industrial | Energy Star Commercial Solid Door Refrigerator | 1.9999 | 1.4666 | 731.746 | 0.1102 | 0.092304 | 849.9239 | Commercial/Industrial | Facility Energy Management System | 2.8701 | 1.3494 | 91958.7791 | 13.3506 | 1.148 | 63697.3454
Commercial/Industrial | Grocery | Existing | Smart Thermostat | 4.7063 | 0.97928 | 17811.1855 | 4.2896 | -0.0081399 | 11575.3008 | RIM score less than one | [11 empty] | Commercial/Industrial | Energy Star Commercial Solid Door Refrigerator | 2.044 | 1.4002 | 776.9227 | 0.12695 | 0.056728 | 849.9239 | Commercial/Industrial | Facility Energy Management System | 1.4113 | 1.3069 | 18747.0641 | 5.261 | 2.419 | 20160.1173
Commercial/Industrial | Restaurants | Existing | Smart Thermostat | 3.9232 | 0.9793 | 17905.5541 | 4.4698 | -0.0084818 | 12061.5342 | RIM score less than one | [11 empty] | Commercial/Industrial | Energy Star Commercial Solid Door Refrigerator | 2.044 | 1.4002 | 776.9227 | 0.12695 | 0.056728 | 849.9239 | Commercial/Industrial | Facility Energy Management System | 1.4113 | 1.3069 | 18747.0641 | 5.261 | 2.419 | 20160.1173
Commercial/Industrial | Retail | Existing | Smart Thermostat | 0.85679 | 0.97931 | 1678.3927 | 1.9523 | -0.0037047 | 5268.1844 | RIM score less than one | [11 empty] | Commercial/Industrial | Energy Star Commercial Solid Door Refrigerator | 1.9999 | 1.4666 | 731.746 | 0.1102 | 0.092304 | 849.9239 | Commercial/Industrial | Facility Energy Management System | 1.0475 | 1.3494 | 37654.0767 | 15.7908 | 1.3579 | 75340.2418
Commercial/Industrial | Grocery | New | Smart Thermostat | 4.7063 | 0.97928 | 17811.1855 | 4.2896 | -0.0081399 | 11575.3008 | RIM score less than one | [11 empty] | Commercial/Industrial | Energy Star Commercial Solid Door Refrigerator | 2.044 | 1.4002 | 776.9227 | 0.12695 | 0.056728 | 849.9239 | Commercial/Industrial | Facility Energy Management System | 1.0475 | 1.3494 | 37654.0767 | 15.7908 | 1.3579 | 75340.2418
Commercial/Industrial | Restaurants | New | Smart Thermostat | 3.9232 | 0.9793 | 17905.5541 | 4.4698 | -0.0084818 | 12061.5342 | RIM score less than one | [11 empty] | Commercial/Industrial | Energy Star Commercial Solid Door Refrigerator | 1.9999 | 1.4666 | 731.746 | 0.1102 | 0.092304 | 849.9239 | Commercial/Industrial | Heat Pump Water Heater | 1.4707 | 1.3131 | 2713.8471 | 0.74275 | 0.49402 | 4395.1625
Commercial/Industrial | Retail | New | Smart Thermostat | 0.85679 | 0.97931 | 1678.3927 | 1.9523 | -0.0037047 | 5268.1844 | RIM score less than one | [11 empty] | Commercial/Industrial | Energy Star Commercial Solid Door Refrigerator | 1.9999 | 1.4666 | 731.746 | 0.1102 | 0.092304 | 849.9239 | Commercial/Industrial | Heat Pump Water Heater | 1.4707 | 1.3131 | 2713.8471 | 0.74275 | 0.49402 | 4395.1625
Commercial/Industrial | Assembly | Existing | Strip Curtains for Walk-ins | 0.15219 | 0.93903 | -457.0793 | 0.060723 | 0.016724 | 420 | RIM score less than one | [11 empty] | Commercial/Industrial | Energy Star Commercial Solid Door Refrigerator | 2.044 | 1.4002 | 776.9227 | 0.12695 | 0.056728 | 849.9239 | Commercial/Industrial | High Bay Fluorescent (T5) | 2.6002 | 1.456 | 622.0994 | 0.088136 | 0.086472 | 476.593
Commercial/Industrial | College and University | Existing | Strip Curtains for Walk-ins | 0.15059 | 0.97868 | -462.1306 | 0.054455 | 0.045613 | 420 | RIM score less than one | [11 empty] | Commercial/Industrial | Energy Star Commercial Solid Door Refrigerator | 1.9999 | 1.4666 | 731.746 | 0.1102 | 0.092304 | 849.9239 | Commercial/Industrial | High Bay Fluorescent (T5) | 2.6002 | 1.456 | 622.0994 | 0.088136 | 0.086472 | 476.593
Commercial/Industrial | Grocery | Existing | Strip Curtains for Walk-ins | 0.15219 | 0.93903 | -457.0793 | 0.060723 | 0.016724 | 420 | RIM score less than one | [11 empty] | Commercial/Industrial | Energy Star Commercial Solid Door Refrigerator | 2.044 | 1.4002 | 776.9227 | 0.12695 | 0.056728 | 849.9239 | Commercial/Industrial | High Bay LED | 2.1311 | 1.4562 | 682.4143 | 0.10761 | 0.10558 | 581.9107
Commercial/Industrial | Healthcare | Existing | Strip Curtains for Walk-ins | 0.15059 | 0.97868 | -462.1306 | 0.054455 | 0.045613 | 420 | RIM score less than one | [11 empty] | Commercial/Industrial | Energy Star Commercial Solid Door Refrigerator | 2.044 | 1.4002 | 776.9227 | 0.12695 | 0.056728 | 849.9239 | Commercial/Industrial | High Bay LED | 2.1311 | 1.4562 | 682.4143 | 0.10761 | 0.10558 | 581.9107
Commercial/Industrial | Hospitals | Existing | Strip Curtains for Walk-ins | 0.15059 | 0.97868 | -462.1306 | 0.054455 | 0.045613 | 420 | RIM score less than one | [11 empty] | Commercial/Industrial | Energy Star Commercial Solid Door Refrigerator | 1.9999 | 1.4666 | 731.746 | 0.1102 | 0.092304 | 849.9239 | Commercial/Industrial | High Bay LED | 2.4449 | 1.4564 | 845.6366 | 0.12344 | 0.12111 | 667.4977
Commercial/Industrial | Institutional | Existing | Strip Curtains for Walk-ins | 0.15219 | 0.93903 | -457.0793 | 0.060723 | 0.016724 | 420 | RIM score less than one | [11 empty] | Commercial/Industrial | Energy Star Commercial Solid Door Refrigerator | 2.044 | 1.4002 | 776.9227 | 0.12695 | 0.056728 | 849.9239 | Commercial/Industrial | High Bay LED | 2.4449 | 1.4564 | 845.6366 | 0.12344 | 0.12111 | 667.4977
Commercial/Industrial | Lodging/Hospitality | Existing | Strip Curtains for Walk-ins | 0.15059 | 0.97868 | -462.1306 | 0.054455 | 0.045613 | 420 | RIM score less than one | [11 empty] | Commercial/Industrial | Energy Star Commercial Solid Door Refrigerator | 1.9999 | 1.4666 | 731.746 | 0.1102 | 0.092304 | 849.9239 | Commercial/Industrial | High Bay LED | 2.4105 | 1.4562 | 827.8866 | 0.12172 | 0.11942 | 658.1903
Commercial/Industrial | Miscellaneous | Existing | Strip Curtains for Walk-ins | 0.15219 | 0.93903 | -457.0793 | 0.060723 | 0.016724 | 420 | RIM score less than one | [11 empty] | Commercial/Industrial | Energy Star Commercial Solid Door Refrigerator | 2.044 | 1.4002 | 776.9227 | 0.12695 | 0.056728 | 849.9239 | Commercial/Industrial | High Bay LED | 2.4105 | 1.4562 | 827.8866 | 0.12172 | 0.11942 | 658.1903
Commercial/Industrial | Offices | Existing | Strip Curtains for Walk-ins | 0.15219 | 0.93903 | -457.0793 | 0.060723 | 0.016724 | 420 | RIM score less than one | [11 empty] | Commercial/Industrial | Energy Star Hot Food Holding Cabinet | 0.89754 | 1.3382 | 375.3495 | 0.31862 | 0.15417 | 1730.1 | Commercial/Industrial | High Bay LED | 2.4876 | 1.4562 | 868.0169 | 0.12561 | 0.12324 | 679.233
Commercial/Industrial | Restaurants | Existing | Strip Curtains for Walk-ins | 0.15059 | 0.97868 | -462.1306 | 0.054455 | 0.045613 | 420 | RIM score less than one | [11 empty] | Commercial/Industrial | Energy Star Hot Food Holding Cabinet | 0.89754 | 1.3382 | 375.3495 | 0.31862 | 0.15417 | 1730.1 | Commercial/Industrial | High Bay LED | 2.4876 | 1.4562 | 868.0169 | 0.12561 | 0.12324 | 679.233
Commercial/Industrial | Retail | Existing | Strip Curtains for Walk-ins | 0.15219 | 0.93903 | -457.0793 | 0.060723 | 0.016724 | 420 | RIM score less than one | [11 empty] | Commercial/Industrial | Energy Star Hot Food Holding Cabinet | 0.89754 | 1.3382 | 375.3495 | 0.31862 | 0.15417 | 1730.1 | Commercial/Industrial | High Bay LED | 1.7626 | 1.456 | 490.6377 | 0.089016 | 0.087335 | 481.351
Commercial/Industrial | Schools K-12 | Existing | Strip Curtains for Walk-ins | 0.15059 | 0.97868 | -462.1306 | 0.054455 | 0.045613 | 420 | RIM score less than one | [11 empty] | Commercial/Industrial | Energy Star Hot Food Holding Cabinet | 0.89754 | 1.3382 | 375.3495 | 0.31862 | 0.15417 | 1730.1 | Commercial/Industrial | High Bay LED | 1.7626 | 1.456 | 490.6377 | 0.089016 | 0.087335 | 481.351
Commercial/Industrial | Warehouse | Existing | Strip Curtains for Walk-ins | 0.15219 | 0.93903 | -457.0793 | 0.060723 | 0.016724 | 420 | RIM score less than one | [11 empty] | Commercial/Industrial | Energy Star Hot Food Holding Cabinet | 0.89754 | 1.3382 | 375.3495 | 0.31862 | 0.15417 | 1730.1 | Commercial/Industrial | High Efficiency Chiller (Air Cooled, 50 tons) | 1.6084 | 1.4184 | 16773.884 | 3.6935 | 3.7483 | 12977.2822
Commercial/Industrial | Assembly | New | Strip Curtains for Walk-ins | 0.15219 | 0.93903 | -457.0793 | 0.060723 | 0.016724 | 420 | RIM score less than one | [11 empty] | Commercial/Industrial | Energy Star Hot Food Holding Cabinet | 0.89754 | 1.3382 | 375.3495 | 0.31862 | 0.15417 | 1730.1 | Commercial/Industrial | High Efficiency Chiller (Air Cooled, 50 tons) | 1.6084 | 1.4184 | 16773.884 | 3.6935 | 3.7483 | 12977.2822
Commercial/Industrial | College and University | New | Strip Curtains for Walk-ins | 0.15059 | 0.97868 | -462.1306 | 0.054455 | 0.045613 | 420 | RIM score less than one | [11 empty] | Commercial/Industrial | Energy Star Hot Food Holding Cabinet | 0.89754 | 1.3382 | 375.3495 | 0.31862 | 0.15417 | 1730.1 | Commercial/Industrial | High Efficiency Chiller (Air Cooled, 50 tons) | 1.7844 | 1.4184 | 20742.9587 | 4.0976 | 4.1584 | 14397.1378
Commercial/Industrial | Grocery | New | Strip Curtains for Walk-ins | 0.15219 | 0.93903 | -457.0793 | 0.060723 | 0.016724 | 420 | RIM score less than one | [11 empty] | Commercial/Industrial | Energy Star Hot Food Holding Cabinet | 0.89754 | 1.3382 | 375.3495 | 0.31862 | 0.15417 | 1730.1 | Commercial/Industrial | High Efficiency Chiller (Air Cooled, 50 tons) | 1.7844 | 1.4184 | 20742.9587 | 4.0976 | 4.1584 | 14397.1378
Commercial/Industrial | Healthcare | New | Strip Curtains for Walk-ins | 0.15059 | 0.97868 | -462.1306 | 0.054455 | 0.045613 | 420 | RIM score less than one | [11 empty] | Commercial/Industrial | Energy Star Hot Food Holding Cabinet | 0.89754 | 1.3382 | 375.3495 | 0.31862 | 0.15417 | 1730.1 | Commercial/Industrial | High Efficiency Chiller (Air Cooled, 50 tons) | 0.88851 | 1.4184 | 536.76 | 2.0403 | 2.0706 | 7168.7817
Commercial/Industrial | Hospitals | New | Strip Curtains for Walk-ins | 0.15059 | 0.97868 | -462.1306 | 0.054455 | 0.045613 | 420 | RIM score less than one | [11 empty] | Commercial/Industrial | Energy Star Hot Food Holding Cabinet | 0.89754 | 1.3382 | 375.3495 | 0.31862 | 0.15417 | 1730.1 | Commercial/Industrial | High Efficiency Chiller (Air Cooled, 50 tons) | 0.88851 | 1.4184 | 536.76 | 2.0403 | 2.0706 | 7168.7817
Commercial/Industrial | Institutional | New | Strip Curtains for Walk-ins | 0.15219 | 0.93903 | -457.0793 | 0.060723 | 0.016724 | 420 | RIM score less than one | [11 empty] | Commercial/Industrial | Energy Star Hot Food Holding Cabinet | 0.89754 | 1.3382 | 375.3495 | 0.31862 | 0.15417 | 1730.1 | Commercial/Industrial | High Efficiency Chiller (Air Cooled, 50 tons) | 3.4999 | 1.4184 | 59434.4984 | 8.037 | 8.1562 | 28238.2483
Commercial/Industrial | Lodging/Hospitality | New | Strip Curtains for Walk-ins | 0.15059 | 0.97868 | -462.1306 | 0.054455 | 0.045613 | 420 | RIM score less than one | [11 empty] | Commercial/Industrial | Energy Star Hot Food Holding Cabinet | 0.89754 | 1.3382 | 375.3495 | 0.31862 | 0.15417 | 1730.1 | Commercial/Industrial | High Efficiency Chiller (Air Cooled, 50 tons) | 3.4999 | 1.4184 | 59434.4984 | 8.037 | 8.1562 | 28238.2483
Commercial/Industrial | Miscellaneous | New | Strip Curtains for Walk-ins | 0.15219 | 0.93903 | -457.0793 | 0.060723 | 0.016724 | 420 | RIM score less than one | [11 empty] | Commercial/Industrial | Energy Star Hot Food Holding Cabinet | 0.89754 | 1.3382 | 375.3495 | 0.31862 | 0.15417 | 1730.1 | Commercial/Industrial | High Efficiency Chiller (Air Cooled, 50 tons) | 3.3153 | 1.4184 | 55271.1333 | 7.6131 | 7.726 | 26748.8892
Commercial/Industrial | Offices | New | Strip Curtains for Walk-ins | 0.15219 | 0.93903 | -457.0793 | 0.060723 | 0.016724 | 420 | RIM score less than one | [11 empty] | Commercial/Industrial | Energy Star Hot Food Holding Cabinet | 0.89754 | 1.3382 | 375.3495 | 0.31862 | 0.15417 | 1730.1 | Commercial/Industrial | High Efficiency Chiller (Air Cooled, 50 tons) | 3.3153 | 1.4184 | 55271.1333 | 7.6131 | 7.726 | 26748.8892
Commercial/Industrial | Restaurants | New | Strip Curtains for Walk-ins | 0.15059 | 0.97868 | -462.1306 | 0.054455 | 0.045613 | 420 | RIM score less than one | [11 empty] | Commercial/Industrial | Energy Star Hot Food Holding Cabinet | 0.89754 | 1.3382 | 375.3495 | 0.31862 | 0.15417 | 1730.1 | Commercial/Industrial | High Efficiency Chiller (Air Cooled, 50 tons) | 0.86884 | 1.4184 | 92.6678 | 1.9951 | 2.0247 | 7009.9168
Commercial/Industrial | Retail | New | Strip Curtains for Walk-ins | 0.15219 | 0.93903 | -457.0793 | 0.060723 | 0.016724 | 420 | RIM score less than one | [11 empty] | Commercial/Industrial | Energy Star Hot Food Holding Cabinet | 0.89754 | 1.3382 | 375.3495 | 0.31862 | 0.15417 | 1730.1 | Commercial/Industrial | High Efficiency Chiller (Air Cooled, 50 tons) | 0.86884 | 1.4184 | 92.6678 | 1.9951 | 2.0247 | 7009.9168
Commercial/Industrial | Schools K-12 | New | Strip Curtains for Walk-ins | 0.15059 | 0.97868 | -462.1306 | 0.054455 | 0.045613 | 420 | RIM score less than one | [11 empty] | Commercial/Industrial | Energy Star Hot Food Holding Cabinet | 0.89754 | 1.3382 | 375.3495 | 0.31862 | 0.15417 | 1730.1 | Commercial/Industrial | High Efficiency Chiller (Air Cooled, 50 tons) | 2.6569 | 1.4184 | 40421.7978 | 6.1012 | 6.1917 | 21436.8418
Commercial/Industrial | Warehouse | New | Strip Curtains for Walk-ins | 0.15219 | 0.93903 | -457.0793 | 0.060723 | 0.016724 | 420 | RIM score less than one | [11 empty] | Commercial/Industrial | Energy Star Hot Food Holding Cabinet | 0.89754 | 1.3382 | 375.3495 | 0.31862 | 0.15417 | 1730.1 | Commercial/Industrial | High Efficiency Chiller (Air Cooled, 50 tons) | 2.6569 | 1.4184 | 40421.7978 | 6.1012 | 6.1917 | 21436.8418
Commercial/Industrial | Healthcare | Existing | Thermostatic Shower Restriction Valve | 7.3361 | 0.91603 | 948.7761 | 0.070379 | 0.18398 | 763.4095 | RIM score less than one | [11 empty] | Commercial/Industrial | Energy Star Hot Food Holding Cabinet | 0.89754 | 1.3382 | 375.3495 | 0.31862 | 0.15417 | 1730.1 | Commercial/Industrial | High Efficiency Chiller (Air Cooled, 50 tons) | 0.89837 | 1.4184 | 758.8062 | 2.0629 | 2.0935 | 7248.2142
Commercial/Industrial | Hospitals | Existing | Thermostatic Shower Restriction Valve | 7.3371 | 0.91616 | 24668.1782 | 1.8299 | 4.7834 | 19848.6463 | RIM score less than one | [11 empty] | Commercial/Industrial | Energy Star Hot Food Holding Cabinet | 0.89754 | 1.3382 | 375.3495 | 0.31862 | 0.15417 | 1730.1 | Commercial/Industrial | High Efficiency Chiller (Air Cooled, 50 tons) | 0.89837 | 1.4184 | 758.8062 | 2.0629 | 2.0935 | 7248.2142
Commercial/Industrial | Healthcare | New | Thermostatic Shower Restriction Valve | 7.3361 | 0.91603 | 948.7761 | 0.070379 | 0.18398 | 763.4095 | RIM score less than one | [11 empty] | Commercial/Industrial | Energy Star Hot Food Holding Cabinet | 0.89754 | 1.3382 | 375.3495 | 0.31862 | 0.15417 | 1730.1 | Commercial/Industrial | High Efficiency Chiller (Air Cooled, 50 tons) | 1.8103 | 1.4184 | 21325.8298 | 4.157 | 4.2186 | 14605.6481
Commercial/Industrial | Hospitals | New | Thermostatic Shower Restriction Valve | 7.3371 | 0.91616 | 24668.1782 | 1.8299 | 4.7834 | 19848.6463 | RIM score less than one | [11 empty] | Commercial/Industrial | Energy Star Hot Food Holding Cabinet | 0.89754 | 1.3382 | 375.3495 | 0.31862 | 0.15417 | 1730.1 | Commercial/Industrial | High Efficiency Chiller (Air Cooled, 50 tons) | 1.8103 | 1.4184 | 21325.8298 | 4.157 | 4.2186 | 14605.6481
Commercial/Industrial | Grocery | Existing | Wall Insulation | 1.8506 | 0.9571 | 4.61 | 0.00039401 | 0.00090108 | 1.9307 | RIM score less than one | [11 empty] | Commercial/Industrial | Energy Star Hot Food Holding Cabinet | 0.89754 | 1.3382 | 375.3495 | 0.31862 | 0.15417 | 1730.1 | Commercial/Industrial | High Efficiency Chiller (Air Cooled, 50 tons) | 2.6065 | 1.4184 | 39283.8113 | 5.9854 | 6.0742 | 21029.7503
Commercial/Industrial | Restaurants | Existing | Wall Insulation | 1.8706 | 0.95338 | 4.718 | 0.00039983 | 0.0009144 | 1.9593 | RIM score less than one | [11 empty] | Commercial/Industrial | Energy Star Hot Food Holding Cabinet | 0.89754 | 1.3382 | 375.3495 | 0.31862 | 0.15417 | 1730.1 | Commercial/Industrial | High Efficiency Chiller (Air Cooled, 50 tons) | 2.6065 | 1.4184 | 39283.8113 | 5.9854 | 6.0742 | 21029.7503
Commercial/Industrial | Retail | Existing | Wall Insulation | 1.8506 | 0.9571 | 4.61 | 0.00039401 | 0.00090108 | 1.9307 | RIM score less than one | [11 empty] | Commercial/Industrial | Energy Star Hot Food Holding Cabinet | 0.89754 | 1.3382 | 375.3495 | 0.31862 | 0.15417 | 1730.1 | Commercial/Industrial | High Efficiency Chiller (Air Cooled, 50 tons) | 2.0428 | 1.4184 | 26571.6698 | 4.6911 | 4.7607 | 16482.2406
Commercial/Industrial | Assembly | Existing | Warehouse Loading Dock Seals | 0.1022 | 0.9634 | -0.67642 | 7.6946e-06 | 1.3729e-05 | 0.067808 | RIM score less than one | [11 empty] | Commercial/Industrial | Energy Star Hot Food Holding Cabinet | 0.89754 | 1.3382 | 375.3495 | 0.31862 | 0.15417 | 1730.1 | Commercial/Industrial | High Efficiency Chiller (Air Cooled, 50 tons) | 2.0428 | 1.4184 | 26571.6698 | 4.6911 | 4.7607 | 16482.2406
Commercial/Industrial | College and University | Existing | Warehouse Loading Dock Seals | 0.049925 | 0.9634 | -0.74956 | 3.7587e-06 | 6.7064e-06 | 0.033123 | RIM score less than one | [11 empty] | Commercial/Industrial | Energy Star Servers | 1.5132 | 1.1092 | 265.9748 | 0.16919 | 0.11767 | 1136.6997 | Commercial/Industrial | High Efficiency Chiller (Air Cooled, 50 tons) | 1.7758 | 1.4184 | 20548.6683 | 4.0778 | 4.1383 | 14327.6344
Commercial/Industrial | Grocery | Existing | Warehouse Loading Dock Seals | 0.34755 | 0.9634 | -0.33317 | 2.6166e-05 | 4.6686e-05 | 0.23058 | RIM score less than one | [11 empty] | Commercial/Industrial | Energy Star Servers | 1.5132 | 1.1092 | 265.9748 | 0.16919 | 0.11767 | 1136.6997 | Commercial/Industrial | High Efficiency Chiller (Air Cooled, 50 tons) | 1.7758 | 1.4184 | 20548.6683 | 4.0778 | 4.1383 | 14327.6344
Commercial/Industrial | Healthcare | Existing | Warehouse Loading Dock Seals | 0.096845 | 0.9634 | -0.68392 | 7.2912e-06 | 1.3009e-05 | 0.064252 | RIM score less than one | [11 empty] | Commercial/Industrial | Energy Star Servers | 1.5132 | 1.1092 | 265.9748 | 0.16919 | 0.11767 | 1136.6997 | Commercial/Industrial | High Efficiency Chiller (Water cooled-centrifugal, 200 tons) | 1.529 | 1.2337 | 24059.3251 | 6.3192 | 0.27371 | 16050.3747
Commercial/Industrial | Hospitals | Existing | Warehouse Loading Dock Seals | 0.050096 | 0.9634 | -0.74932 | 3.7716e-06 | 6.7294e-06 | 0.033237 | RIM score less than one | [11 empty] | Commercial/Industrial | Energy Star Servers | 1.5132 | 1.1092 | 265.9748 | 0.16919 | 0.11767 | 1136.6997 | Commercial/Industrial | High Efficiency Chiller (Water cooled-centrifugal, 200 tons) | 1.529 | 1.2337 | 24059.3251 | 6.3192 | 0.27371 | 16050.3747
Commercial/Industrial | Institutional | Existing | Warehouse Loading Dock Seals | 0.31255 | 0.9634 | -0.38214 | 2.3531e-05 | 4.1985e-05 | 0.20736 | RIM score less than one | [11 empty] | Commercial/Industrial | Energy Star Servers | 1.5132 | 1.1092 | 265.9748 | 0.16919 | 0.11767 | 1136.6997 | Commercial/Industrial | High Efficiency Chiller (Water cooled-centrifugal, 200 tons) | 1.6962 | 1.2337 | 29683.222 | 7.0105 | 0.30366 | 17806.4601
Commercial/Industrial | Lodging/Hospitality | Existing | Warehouse Loading Dock Seals | 0.23512 | 0.9634 | -0.49046 | 1.7702e-05 | 3.1584e-05 | 0.15599 | RIM score less than one | [11 empty] | Commercial/Industrial | Energy Star Servers | 1.5132 | 1.1092 | 265.9748 | 0.16919 | 0.11767 | 1136.6997 | Commercial/Industrial | High Efficiency Chiller (Water cooled-centrifugal, 200 tons) | 1.6962 | 1.2337 | 29683.222 | 7.0105 | 0.30366 | 17806.4601
Commercial/Industrial | Miscellaneous | Existing | Warehouse Loading Dock Seals | 0.062474 | 0.9634 | -0.732 | 4.7035e-06 | 8.3921e-06 | 0.041449 | RIM score less than one | [11 empty] | Commercial/Industrial | Energy Star Servers | 1.5132 | 1.1092 | 265.9748 | 0.16919 | 0.11767 | 1136.6997 | Commercial/Industrial | High Efficiency Chiller (Water cooled-centrifugal, 200 tons) | 0.84462 | 1.2337 | 1052.4739 | 3.4908 | 0.1512 | 8866.3891
Commercial/Industrial | Offices | Existing | Warehouse Loading Dock Seals | 0.45359 | 0.9634 | -0.18482 | 3.4149e-05 | 6.093e-05 | 0.30093 | RIM score less than one | [11 empty] | Commercial/Industrial | Energy Star Servers | 1.5132 | 1.1092 | 265.9748 | 0.16919 | 0.11767 | 1136.6997 | Commercial/Industrial | High Efficiency Chiller (Water cooled-centrifugal, 200 tons) | 0.84462 | 1.2337 | 1052.4739 | 3.4908 | 0.1512 | 8866.3891
Commercial/Industrial | Restaurants | Existing | Warehouse Loading Dock Seals | 0.33723 | 0.9634 | -0.3476 | 2.5389e-05 | 4.5301e-05 | 0.22374 | RIM score less than one | [11 empty] | Commercial/Industrial | Energy Star Servers | 1.5132 | 1.1092 | 265.9748 | 0.16919 | 0.11767 | 1136.6997 | Commercial/Industrial | High Efficiency Chiller (Water cooled-centrifugal, 200 tons) | 3.327 | 1.2337 | 84506.3855 | 13.7503 | 0.59559 | 34925.2223
Commercial/Industrial | Retail | Existing | Warehouse Loading Dock Seals | 0.14732 | 0.9634 | -0.6133 | 1.1091e-05 | 1.9789e-05 | 0.097739 | RIM score less than one | [11 empty] | Commercial/Industrial | Energy Star Servers | 1.5132 | 1.1092 | 265.9748 | 0.16919 | 0.11767 | 1136.6997 | Commercial/Industrial | High Efficiency Chiller (Water cooled-centrifugal, 200 tons) | 3.327 | 1.2337 | 84506.3855 | 13.7503 | 0.59559 | 34925.2223
Commercial/Industrial | Schools K-12 | Existing | Warehouse Loading Dock Seals | 0.033644 | 0.9634 | -0.77234 | 2.533e-06 | 4.5194e-06 | 0.022321 | RIM score less than one | [11 empty] | Commercial/Industrial | Energy Star Servers | 1.5132 | 1.1092 | 265.9748 | 0.16919 | 0.11767 | 1136.6997 | Commercial/Industrial | High Efficiency Chiller (Water cooled-centrifugal, 200 tons) | 3.1515 | 1.2337 | 78607.1928 | 13.0251 | 0.56417 | 33083.1747
Commercial/Industrial | Warehouse | Existing | Warehouse Loading Dock Seals | 0.093034 | 0.9634 | -0.68925 | 7.0043e-06 | 1.2497e-05 | 0.061724 | RIM score less than one | [11 empty] | Commercial/Industrial | Energy Star Servers | 1.5132 | 1.1092 | 265.9748 | 0.16919 | 0.11767 | 1136.6997 | Commercial/Industrial | High Efficiency Chiller (Water cooled-centrifugal, 200 tons) | 3.1515 | 1.2337 | 78607.1928 | 13.0251 | 0.56417 | 33083.1747
Commercial/Industrial | Assembly | New | Warehouse Loading Dock Seals | 0.10063 | 0.9634 | -0.67862 | 7.5765e-06 | 1.3518e-05 | 0.066767 | RIM score less than one | [11 empty] | Commercial/Industrial | Energy Star Servers | 1.5132 | 1.1092 | 265.9748 | 0.16919 | 0.11767 | 1136.6997 | Commercial/Industrial | High Efficiency Chiller (Water cooled-centrifugal, 200 tons) | 0.82589 | 1.2337 | 423.2266 | 3.4134 | 0.14785 | 8669.904
Commercial/Industrial | College and University | New | Warehouse Loading Dock Seals | 0.049159 | 0.9634 | -0.75063 | 3.701e-06 | 6.6035e-06 | 0.032615 | RIM score less than one | [11 empty] | Commercial/Industrial | Energy Star Servers | 1.5132 | 1.1092 | 265.9748 | 0.16919 | 0.11767 | 1136.6997 | Commercial/Industrial | High Efficiency Chiller (Water cooled-centrifugal, 200 tons) | 0.82589 | 1.2337 | 423.2266 | 3.4134 | 0.14785 | 8669.904
Commercial/Industrial | Grocery | New | Warehouse Loading Dock Seals | 0.34222 | 0.9634 | -0.34063 | 2.5764e-05 | 4.597e-05 | 0.22705 | RIM score less than one | [11 empty] | Commercial/Industrial | Energy Star Servers | 1.5132 | 1.1092 | 265.9748 | 0.16919 | 0.11767 | 1136.6997 | Commercial/Industrial | High Efficiency Chiller (Water cooled-centrifugal, 200 tons) | 2.5257 | 1.2337 | 57566.7392 | 10.4385 | 0.45213 | 26513.205
Commercial/Industrial | Healthcare | New | Warehouse Loading Dock Seals | 0.095358 | 0.9634 | -0.686 | 7.1792e-06 | 1.2809e-05 | 0.063266 | RIM score less than one | [11 empty] | Commercial/Industrial | Energy Star Servers | 1.5132 | 1.1092 | 265.9748 | 0.16919 | 0.11767 | 1136.6997 | Commercial/Industrial | High Efficiency Chiller (Water cooled-centrifugal, 200 tons) | 2.5257 | 1.2337 | 57566.7392 | 10.4385 | 0.45213 | 26513.205
Commercial/Industrial | Hospitals | New | Warehouse Loading Dock Seals | 0.049327 | 0.9634 | -0.7504 | 3.7137e-06 | 6.6261e-06 | 0.032726 | RIM score less than one | [11 empty] | Commercial/Industrial | Energy Star Servers | 1.5132 | 1.1092 | 265.9748 | 0.16919 | 0.11767 | 1136.6997 | Commercial/Industrial | High Efficiency Chiller (Water cooled-centrifugal, 200 tons) | 0.85397 | 1.2337 | 1367.0975 | 3.5294 | 0.15288 | 8964.6316
Commercial/Industrial | Institutional | New | Warehouse Loading Dock Seals | 0.30775 | 0.9634 | -0.38885 | 2.317e-05 | 4.134e-05 | 0.20418 | RIM score less than one | [11 empty] | Commercial/Industrial | Energy Star Servers | 1.5132 | 1.1092 | 265.9748 | 0.16919 | 0.11767 | 1136.6997 | Commercial/Industrial | High Efficiency Chiller (Water cooled-centrifugal, 200 tons) | 0.85397 | 1.2337 | 1367.0975 | 3.5294 | 0.15288 | 8964.6316
Commercial/Industrial | Lodging/Hospitality | New | Warehouse Loading Dock Seals | 0.23151 | 0.9634 | -0.49551 | 1.743e-05 | 3.1099e-05 | 0.1536 | RIM score less than one | [11 empty] | Commercial/Industrial | Energy Star Servers | 1.5132 | 1.1092 | 265.9748 | 0.16919 | 0.11767 | 1136.6997 | Commercial/Industrial | High Efficiency Chiller (Water cooled-centrifugal, 200 tons) | 1.7208 | 1.2337 | 30509.109 | 7.1121 | 0.30805 | 18064.3467
Commercial/Industrial | Miscellaneous | New | Warehouse Loading Dock Seals | 0.061515 | 0.9634 | -0.73335 | 4.6313e-06 | 8.2633e-06 | 0.040813 | RIM score less than one | [11 empty] | Commercial/Industrial | Energy Star Servers | 1.5132 | 1.1092 | 265.9748 | 0.16919 | 0.11767 | 1136.6997 | Commercial/Industrial | High Efficiency Chiller (Water cooled-centrifugal, 200 tons) | 1.7208 | 1.2337 | 30509.109 | 7.1121 | 0.30805 | 18064.3467
Commercial/Industrial | Offices | New | Warehouse Loading Dock Seals | 0.44662 | 0.9634 | -0.19456 | 3.3625e-05 | 5.9995e-05 | 0.29632 | RIM score less than one | [11 empty] | Commercial/Industrial | Energy Star Servers | 1.5132 | 1.1092 | 265.9748 | 0.16919 | 0.11767 | 1136.6997 | Commercial/Industrial | High Efficiency Chiller (Water cooled-centrifugal, 200 tons) | 2.4777 | 1.2337 | 55954.2932 | 10.2402 | 0.44355 | 26009.712
Commercial/Industrial | Restaurants | New | Warehouse Loading Dock Seals | 0.33206 | 0.9634 | -0.35484 | 2.5e-05 | 4.4605e-05 | 0.22031 | RIM score less than one | [11 empty] | Commercial/Industrial | Energy Star Servers | 1.5132 | 1.1092 | 265.9748 | 0.16919 | 0.11767 | 1136.6997 | Commercial/Industrial | High Efficiency Chiller (Water cooled-centrifugal, 200 tons) | 2.4777 | 1.2337 | 55954.2932 | 10.2402 | 0.44355 | 26009.712
Commercial/Industrial | Retail | New | Warehouse Loading Dock Seals | 0.14506 | 0.9634 | -0.61647 | 1.0921e-05 | 1.9485e-05 | 0.096238 | RIM score less than one | [11 empty] | Commercial/Industrial | Energy Star Servers | 1.5132 | 1.1092 | 265.9748 | 0.16919 | 0.11767 | 1136.6997 | Commercial/Industrial | High Efficiency Chiller (Water cooled-centrifugal, 200 tons) | 1.9419 | 1.2337 | 37942.0917 | 8.0259 | 0.34763 | 20385.3267
Commercial/Industrial | Schools K-12 | New | Warehouse Loading Dock Seals | 0.033128 | 0.9634 | -0.77306 | 2.4941e-06 | 4.45e-06 | 0.021979 | RIM score less than one | [11 empty] | Commercial/Industrial | Energy Star Servers | 1.5132 | 1.1092 | 265.9748 | 0.16919 | 0.11767 | 1136.6997 | Commercial/Industrial | High Efficiency Chiller (Water cooled-centrifugal, 200 tons) | 1.9419 | 1.2337 | 37942.0917 | 8.0259 | 0.34763 | 20385.3267
Commercial/Industrial | Warehouse | New | Warehouse Loading Dock Seals | 0.091606 | 0.9634 | -0.69125 | 6.8968e-06 | 1.2305e-05 | 0.060777 | RIM score less than one | [11 empty] | Commercial/Industrial | Energy Star Servers | 1.5132 | 1.1092 | 265.9748 | 0.16919 | 0.11767 | 1136.6997 | Commercial/Industrial | High Efficiency Chiller (Water cooled-centrifugal, 200 tons) | 1.6881 | 1.2337 | 29407.9264 | 6.9767 | 0.30219 | 17720.4978
Commercial/Industrial | Assembly | Existing | Window Sun Protection | 0.12043 | 0.93181 | -826.0317 | 0.04043 | -0.010022 | 105.7983 | RIM score less than one | [11 empty] | Commercial/Industrial | Energy Star Servers | 1.5132 | 1.1092 | 265.9748 | 0.16919 | 0.11767 | 1136.6997 | Commercial/Industrial | High Efficiency Chiller (Water cooled-centrifugal, 200 tons) | 1.6881 | 1.2337 | 29407.9264 | 6.9767 | 0.30219 | 17720.4978
Commercial/Industrial | College and University | Existing | Window Sun Protection | 0.12043 | 0.93181 | -826.0317 | 0.04043 | -0.010022 | 105.7983 | RIM score less than one | [11 empty] | Commercial/Industrial | Energy Star Steamer | 4.7676 | 1.4137 | 12193.442 | 1.4645 | 0.85037 | 9967 | Commercial/Industrial | High Efficiency Chiller (Water cooled-positive displacement, 100 tons) | 0.88942 | 1.2336 | 1396.1477 | 2.0051 | 0.08685 | 5092.9074
Commercial/Industrial | Grocery | Existing | Window Sun Protection | 0.12043 | 0.93181 | -826.0317 | 0.04043 | -0.010022 | 105.7983 | RIM score less than one | [11 empty] | Commercial/Industrial | Energy Star Steamer | 4.7676 | 1.4137 | 12193.442 | 1.4645 | 0.85037 | 9967 | Commercial/Industrial | High Efficiency Chiller (Water cooled-positive displacement, 100 tons) | 0.88942 | 1.2336 | 1396.1477 | 2.0051 | 0.08685 | 5092.9074
Commercial/Industrial | Healthcare | Existing | Window Sun Protection | 0.12043 | 0.93181 | -826.0317 | 0.04043 | -0.010022 | 105.7983 | RIM score less than one | [11 empty] | Commercial/Industrial | Energy Star Steamer | 4.7676 | 1.4137 | 12193.442 | 1.4645 | 0.85037 | 9967 | Commercial/Industrial | High Efficiency Chiller (Water cooled-positive displacement, 100 tons) | 0.98674 | 1.2337 | 3180.6535 | 2.2245 | 0.096353 | 5650.1267
Commercial/Industrial | Hospitals | Existing | Window Sun Protection | 0.12043 | 0.93181 | -826.0317 | 0.04043 | -0.010022 | 105.7983 | RIM score less than one | [11 empty] | Commercial/Industrial | Energy Star Steamer | 4.7676 | 1.4137 | 12193.442 | 1.4645 | 0.85037 | 9967 | Commercial/Industrial | High Efficiency Chiller (Water cooled-positive displacement, 100 tons) | 0.98674 | 1.2337 | 3180.6535 | 2.2245 | 0.096353 | 5650.1267
Commercial/Industrial | Institutional | Existing | Window Sun Protection | 0.12043 | 0.93181 | -826.0317 | 0.04043 | -0.010022 | 105.7983 | RIM score less than one | [11 empty] | Commercial/Industrial | Energy Star Steamer | 4.7676 | 1.4137 | 12193.442 | 1.4645 | 0.85037 | 9967 | Commercial/Industrial | High Efficiency Chiller (Water cooled-positive displacement, 100 tons) | 1.9354 | 1.2337 | 20576.4649 | 4.3631 | 0.18898 | 11082.0417
Commercial/Industrial | Offices | Existing | Window Sun Protection | 0.12043 | 0.93181 | -826.0317 | 0.04043 | -0.010022 | 105.7983 | RIM score less than one | [11 empty] | Commercial/Industrial | Energy Star Steamer | 4.7676 | 1.4137 | 12193.442 | 1.4645 | 0.85037 | 9967 | Commercial/Industrial | High Efficiency Chiller (Water cooled-positive displacement, 100 tons) | 1.9354 | 1.2337 | 20576.4649 | 4.3631 | 0.18898 | 11082.0417
Commercial/Industrial | Restaurants | Existing | Window Sun Protection | 0.12043 | 0.93181 | -826.0317 | 0.04043 | -0.010022 | 105.7983 | RIM score less than one | [11 empty] | Commercial/Industrial | Energy Star Steamer | 4.7676 | 1.4137 | 12193.442 | 1.4645 | 0.85037 | 9967 | Commercial/Industrial | High Efficiency Chiller (Water cooled-positive displacement, 100 tons) | 1.8333 | 1.2337 | 18704.6057 | 4.133 | 0.17902 | 10497.5458
Commercial/Industrial | Retail | Existing | Window Sun Protection | 0.12043 | 0.93181 | -826.0317 | 0.04043 | -0.010022 | 105.7983 | RIM score less than one | [11 empty] | Commercial/Industrial | Energy Star Steamer | 4.7676 | 1.4137 | 12193.442 | 1.4645 | 0.85037 | 9967 | Commercial/Industrial | High Efficiency Chiller (Water cooled-positive displacement, 100 tons) | 1.8333 | 1.2337 | 18704.6057 | 4.133 | 0.17902 | 10497.5458
Commercial/Industrial | Schools K-12 | Existing | Window Sun Protection | 0.12043 | 0.93181 | -826.0317 | 0.04043 | -0.010022 | 105.7983 | RIM score less than one | [11 empty] | Commercial/Industrial | Energy Star Steamer | 4.7676 | 1.4137 | 12193.442 | 1.4645 | 0.85037 | 9967 | Commercial/Industrial | High Efficiency Chiller (Water cooled-positive displacement, 100 tons) | 1.4692 | 1.2337 | 12028.3079 | 3.3122 | 0.14347 | 8412.8439
Commercial/Industrial | Assembly | New | Window Sun Protection | 0.072128 | 0.93012 | -897.1494 | 0.024258 | -0.0060129 | 63.479 | RIM score less than one | [11 empty] | Commercial/Industrial | Energy Star Steamer | 4.7676 | 1.4137 | 12193.442 | 1.4645 | 0.85037 | 9967 | Commercial/Industrial | High Efficiency Chiller (Water cooled-positive displacement, 100 tons) | 1.4692 | 1.2337 | 12028.3079 | 3.3122 | 0.14347 | 8412.8439
Commercial/Industrial | College and University | New | Window Sun Protection | 0.072128 | 0.93012 | -897.1494 | 0.024258 | -0.0060129 | 63.479 | RIM score less than one | [11 empty] | Commercial/Industrial | Energy Star Steamer | 4.7676 | 1.4137 | 12193.442 | 1.4645 | 0.85037 | 9967 | Commercial/Industrial | High Efficiency Chiller (Water cooled-positive displacement, 100 tons) | 1.0011 | 1.2337 | 3442.7138 | 2.2567 | 0.097748 | 5731.9562
Commercial/Industrial | Grocery | New | Window Sun Protection | 0.072128 | 0.93012 | -897.1494 | 0.024258 | -0.0060129 | 63.479 | RIM score less than one | [11 empty] | Commercial/Industrial | Energy Star Steamer | 4.7676 | 1.4137 | 12193.442 | 1.4645 | 0.85037 | 9967 | Commercial/Industrial | High Efficiency Chiller (Water cooled-positive displacement, 100 tons) | 1.0011 | 1.2337 | 3442.7138 | 2.2567 | 0.097748 | 5731.9562
Commercial/Industrial | Healthcare | New | Window Sun Protection | 0.072128 | 0.93012 | -897.1494 | 0.024258 | -0.0060129 | 63.479 | RIM score less than one | [11 empty] | Commercial/Industrial | Energy Star Steamer | 4.7676 | 1.4137 | 12193.442 | 1.4645 | 0.85037 | 9967 | Commercial/Industrial | High Efficiency Chiller (Water cooled-positive displacement, 100 tons) | 1.4413 | 1.2337 | 11516.6664 | 3.2493 | 0.14074 | 8253.0817
Commercial/Industrial | Hospitals | New | Window Sun Protection | 0.072128 | 0.93012 | -897.1494 | 0.024258 | -0.0060129 | 63.479 | RIM score less than one | [11 empty] | Commercial/Industrial | Energy Star Steamer | 4.7676 | 1.4137 | 12193.442 | 1.4645 | 0.85037 | 9967 | Commercial/Industrial | High Efficiency Chiller (Water cooled-positive displacement, 100 tons) | 1.4413 | 1.2337 | 11516.6664 | 3.2493 | 0.14074 | 8253.0817
Commercial/Industrial | Institutional | New | Window Sun Protection | 0.072128 | 0.93012 | -897.1494 | 0.024258 | -0.0060129 | 63.479 | RIM score less than one | [11 empty] | Commercial/Industrial | Energy Star Steamer | 4.7676 | 1.4137 | 12193.442 | 1.4645 | 0.85037 | 9967 | Commercial/Industrial | High Efficiency Chiller (Water cooled-positive displacement, 100 tons) | 1.1296 | 1.2337 | 5801.2563 | 2.5467 | 0.11031 | 6468.421
Commercial/Industrial | Offices | New | Window Sun Protection | 0.072128 | 0.93012 | -897.1494 | 0.024258 | -0.0060129 | 63.479 | RIM score less than one | [11 empty] | Commercial/Industrial | Energy Star Steamer | 4.7676 | 1.4137 | 12193.442 | 1.4645 | 0.85037 | 9967 | Commercial/Industrial | High Efficiency Chiller (Water cooled-positive displacement, 100 tons) | 1.1296 | 1.2337 | 5801.2563 | 2.5467 | 0.11031 | 6468.421
Commercial/Industrial | Restaurants | New | Window Sun Protection | 0.072128 | 0.93012 | -897.1494 | 0.024258 | -0.0060129 | 63.479 | RIM score less than one | [11 empty] | Commercial/Industrial | Energy Star Steamer | 4.7676 | 1.4137 | 12193.442 | 1.4645 | 0.85037 | 9967 | Commercial/Industrial | High Efficiency Chiller (Water cooled-positive displacement, 100 tons) | 0.982 | 1.2337 | 3093.3 | 2.2138 | 0.095887 | 5622.8503
Commercial/Industrial | Retail | New | Window Sun Protection | 0.072128 | 0.93012 | -897.1494 | 0.024258 | -0.0060129 | 63.479 | RIM score less than one | [11 empty] | Commercial/Industrial | Energy Star Steamer | 4.7676 | 1.4137 | 12193.442 | 1.4645 | 0.85037 | 9967 | Commercial/Industrial | High Efficiency Chiller (Water cooled-positive displacement, 100 tons) | 0.982 | 1.2337 | 3093.3 | 2.2138 | 0.095887 | 5622.8503
Commercial/Industrial | Schools K-12 | New | Window Sun Protection | 0.072128 | 0.93012 | -897.1494 | 0.024258 | -0.0060129 | 63.479 | RIM score less than one | [11 empty] | Commercial/Industrial | Energy Star Steamer | 4.7676 | 1.4137 | 12193.442 | 1.4645 | 0.85037 | 9967 | Commercial/Industrial | High Efficiency DX 135k- less than 240k BTU | 0.86964 | 1.1295 | 1188.0492 | 1.6817 | 0 | 4066.8949
Commercial/Industrial | Agriculture and Assembly | Any | Process Refrig System Optimization | 0.54759 | 0.96498 | -1139.4717 | 2.3753 | 2.3167 | 17253.3325 | RIM score less than one | [11 empty] | Commercial/Industrial | Energy Star Steamer | 4.7676 | 1.4137 | 12193.442 | 1.4645 | 0.85037 | 9967 | Commercial/Industrial | High Efficiency DX 135k- less than 240k BTU | 0.86964 | 1.1295 | 1188.0492 | 1.6817 | 0 | 4066.8949
Commercial/Industrial | Chemicals and Plastics | Any | Process Refrig System Optimization | 5.4992 | 0.96498 | 54464.5498 | 15.7697 | 15.3808 | 114545.0826 | RIM score less than one | [11 empty] | Commercial/Industrial | Energy Star Steamer | 4.7676 | 1.4137 | 12193.442 | 1.4645 | 0.85037 | 9967 | Commercial/Industrial | High Efficiency DX 135k- less than 240k BTU | 0.82374 | 1.1295 | 621.7191 | 1.593 | 0 | 3852.3962
Commercial/Industrial | Construction | Any | Process Refrig System Optimization | 1.0163 | 0.96498 | 21695.6484 | 14.1351 | 13.7866 | 102672.0373 | RIM score less than one | [11 empty] | Commercial/Industrial | Energy Star Steamer | 4.7676 | 1.4137 | 12193.442 | 1.4645 | 0.85037 | 9967 | Commercial/Industrial | High Efficiency DX 135k- less than 240k BTU | 0.82374 | 1.1295 | 621.7191 | 1.593 | 0 | 3852.3962
Commercial/Industrial | Electrical and Electronic Equip. | Any | Process Refrig System Optimization | 15.984 | 0.96498 | 21456.9497 | 5.7385 | 5.597 | 41682.6524 | RIM score less than one | [11 empty] | Commercial/Industrial | Energy Star Steamer | 4.7676 | 1.4137 | 12193.442 | 1.4645 | 0.85037 | 9967 | Commercial/Industrial | High Efficiency HID Lighting | 0.77993 | 2.0686 | 2.5753 | 0 | 0 | 484.169
Commercial/Industrial | Metal Products and Machinery | Any | Process Refrig System Optimization | 20.6374 | 0.96503 | 1147.9795 | 0.30428 | 0.29677 | 2210.1421 | RIM score less than one | [11 empty] | Commercial/Industrial | Energy Star Steamer | 4.7676 | 1.4137 | 12193.442 | 1.4645 | 0.85037 | 9967 | Commercial/Industrial | High Efficiency HID Lighting | 0.77993 | 2.0686 | 2.5753 | 0 | 0 | 484.169
Commercial/Industrial | Miscellaneous Manufacturing | Any | Process Refrig System Optimization | 0.36053 | 0.96493 | -1065.0111 | 0.38785 | 0.37829 | 2817.2169 | RIM score less than one | [11 empty] | Commercial/Industrial | Energy Star Steamer | 4.7676 | 1.4137 | 12193.442 | 1.4645 | 0.85037 | 9967 | Commercial/Industrial | High Efficiency HID Lighting | 0.77993 | 2.0686 | 2.5753 | 0 | 0 | 484.169
Commercial/Industrial | Primary Resources Industries | Any | Process Refrig System Optimization | 20.6365 | 0.96498 | 10850.5906 | 2.876 | 2.8051 | 20890.0483 | RIM score less than one | [11 empty] | Commercial/Industrial | Energy Star Steamer | 4.7676 | 1.4137 | 12193.442 | 1.4645 | 0.85037 | 9967 | Commercial/Industrial | High Efficiency HID Lighting | 0.77993 | 2.0686 | 2.5753 | 0 | 0 | 484.169
Commercial/Industrial | Water and Wastewater | Any | Process Refrig System Optimization | 1.0162 | 0.96496 | 997.9885 | 0.65021 | 0.63417 | 4722.8603 | RIM score less than one | [11 empty] | Commercial/Industrial | Energy Star Uninterruptable Power Supply | 1.0555 | 1.4373 | 1.7043 | 0.00061097 | 0.00061097 | 5.3521 | Commercial/Industrial | High Efficiency HID Lighting | 0.77993 | 2.0686 | 2.5753 | 0 | 0 | 484.169
[22 empty] | Commercial/Industrial | Energy Star Uninterruptable Power Supply | 1.0555 | 1.4373 | 1.7043 | 0.00061097 | 0.00061097 | 5.3521 | Commercial/Industrial | High Efficiency HID Lighting | 0.77993 | 2.0686 | 2.5753 | 0 | 0 | 484.169
[22 empty] | Commercial/Industrial | Energy Star Uninterruptable Power Supply | 1.0555 | 1.4373 | 1.7043 | 0.00061097 | 0.00061097 | 5.3521 | Commercial/Industrial | High Efficiency HID Lighting | 0.77993 | 2.0686 | 2.5753 | 0 | 0 | 484.169
[22 empty] | Commercial/Industrial | Energy Star Uninterruptable Power Supply | 1.0555 | 1.4373 | 1.7043 | 0.00061097 | 0.00061097 | 5.3521 | Commercial/Industrial | High Efficiency HID Lighting | 0.77993 | 2.0686 | 2.5753 | 0 | 0 | 484.169
[22 empty] | Commercial/Industrial | Energy Star Uninterruptable Power Supply | 1.0555 | 1.4373 | 1.7043 | 0.00061097 | 0.00061097 | 5.3521 | Commercial/Industrial | High Efficiency HID Lighting | 0.77993 | 2.0686 | 2.5753 | 0 | 0 | 484.169
[22 empty] | Commercial/Industrial | Energy Star Uninterruptable Power Supply | 1.0555 | 1.4373 | 1.7043 | 0.00061097 | 0.00061097 | 5.3521 | Commercial/Industrial | High Efficiency HID Lighting | 0.77993 | 2.0686 | 2.5753 | 0 | 0 | 484.169
[22 empty] | Commercial/Industrial | Energy Star Uninterruptable Power Supply | 1.0555 | 1.4373 | 1.7043 | 0.00061097 | 0.00061097 | 5.3521 | Commercial/Industrial | High Efficiency HID Lighting | 0.77993 | 2.0686 | 2.5753 | 0 | 0 | 484.169
[22 empty] | Commercial/Industrial | Energy Star Uninterruptable Power Supply | 1.0555 | 1.4373 | 1.7043 | 0.00061097 | 0.00061097 | 5.3521 | Commercial/Industrial | High Efficiency HID Lighting | 0.77993 | 2.0686 | 2.5753 | 0 | 0 | 484.169
[22 empty] | Commercial/Industrial | Energy Star Uninterruptable Power Supply | 1.0555 | 1.4373 | 1.7043 | 0.00061097 | 0.00061097 | 5.3521 | Commercial/Industrial | High Efficiency HID Lighting | 0.77993 | 2.0686 | 2.5753 | 0 | 0 | 484.169
[22 empty] | Commercial/Industrial | Energy Star Uninterruptable Power Supply | 1.0555 | 1.4373 | 1.7043 | 0.00061097 | 0.00061097 | 5.3521 | Commercial/Industrial | High Efficiency HID Lighting | 0.77993 | 2.0686 | 2.5753 | 0 | 0 | 484.169
[22 empty] | Commercial/Industrial | Energy Star Uninterruptable Power Supply | 1.0555 | 1.4373 | 1.7043 | 0.00061097 | 0.00061097 | 5.3521 | Commercial/Industrial | High Efficiency HID Lighting | 0.77993 | 2.0686 | 2.5753 | 0 | 0 | 484.169
[22 empty] | Commercial/Industrial | Energy Star Uninterruptable Power Supply | 1.0555 | 1.4373 | 1.7043 | 0.00061097 | 0.00061097 | 5.3521 | Commercial/Industrial | High Efficiency HID Lighting | 0.77993 | 2.0686 | 2.5753 | 0 | 0 | 484.169
[22 empty] | Commercial/Industrial | Energy Star Uninterruptable Power Supply | 1.0555 | 1.4373 | 1.7043 | 0.00061097 | 0.00061097 | 5.3521 | Commercial/Industrial | High Efficiency HID Lighting | 0.77993 | 2.0686 | 2.5753 | 0 | 0 | 484.169
[22 empty] | Commercial/Industrial | Energy Star Uninterruptable Power Supply | 1.0555 | 1.4373 | 1.7043 | 0.00061097 | 0.00061097 | 5.3521 | Commercial/Industrial | High Efficiency HID Lighting | 0.77993 | 2.0686 | 2.5753 | 0 | 0 | 484.169
[22 empty] | Commercial/Industrial | Energy Star Uninterruptable Power Supply | 1.0555 | 1.4373 | 1.7043 | 0.00061097 | 0.00061097 | 5.3521 | Commercial/Industrial | High Efficiency HID Lighting | 0.77993 | 2.0686 | 2.5753 | 0 | 0 | 484.169
[22 empty] | Commercial/Industrial | Energy Star Uninterruptable Power Supply | 1.0555 | 1.4373 | 1.7043 | 0.00061097 | 0.00061097 | 5.3521 | Commercial/Industrial | High Efficiency HID Lighting | 0.77993 | 2.0686 | 2.5753 | 0 | 0 | 484.169
[22 empty] | Commercial/Industrial | Energy Star Uninterruptable Power Supply | 1.0555 | 1.4373 | 1.7043 | 0.00061097 | 0.00061097 | 5.3521 | Commercial/Industrial | High Efficiency HID Lighting | 0.77993 | 2.0686 | 2.5753 | 0 | 0 | 484.169
[22 empty] | Commercial/Industrial | Energy Star Uninterruptable Power Supply | 1.0555 | 1.4373 | 1.7043 | 0.00061097 | 0.00061097 | 5.3521 | Commercial/Industrial | High Efficiency HID Lighting | 0.77993 | 2.0686 | 2.5753 | 0 | 0 | 484.169
[22 empty] | Commercial/Industrial | Energy Star Uninterruptable Power Supply | 1.0555 | 1.4373 | 1.7043 | 0.00061097 | 0.00061097 | 5.3521 | Commercial/Industrial | High Efficiency HID Lighting | 0.77993 | 2.0686 | 2.5753 | 0 | 0 | 484.169
[22 empty] | Commercial/Industrial | Energy Star Uninterruptable Power Supply | 1.0555 | 1.4373 | 1.7043 | 0.00061097 | 0.00061097 | 5.3521 | Commercial/Industrial | High Efficiency HID Lighting | 0.77993 | 2.0686 | 2.5753 | 0 | 0 | 484.169
[22 empty] | Commercial/Industrial | Energy Star Uninterruptable Power Supply | 1.0555 | 1.4373 | 1.7043 | 0.00061097 | 0.00061097 | 5.3521 | Commercial/Industrial | High Efficiency HID Lighting | 0.77993 | 2.0686 | 2.5753 | 0 | 0 | 484.169
[22 empty] | Commercial/Industrial | Energy Star Uninterruptable Power Supply | 1.0555 | 1.4373 | 1.7043 | 0.00061097 | 0.00061097 | 5.3521 | Commercial/Industrial | High Efficiency HID Lighting | 0.77993 | 2.0686 | 2.5753 | 0 | 0 | 484.169
[22 empty] | Commercial/Industrial | Energy Star Uninterruptable Power Supply | 1.0555 | 1.4373 | 1.7043 | 0.00061097 | 0.00061097 | 5.3521 | Commercial/Industrial | High Efficiency PTAC | 2.683 | 1.0809 | 895.0317 | 0.21483 | 0 | 431.8047
[22 empty] | Commercial/Industrial | Energy Star Uninterruptable Power Supply | 1.0555 | 1.4373 | 1.7043 | 0.00061097 | 0.00061097 | 5.3521 | Commercial/Industrial | High Efficiency PTAC | 2.683 | 1.0809 | 895.0317 | 0.21483 | 0 | 431.8047
[22 empty] | Commercial/Industrial | Energy Star Uninterruptable Power Supply | 1.0555 | 1.4373 | 1.7043 | 0.00061097 | 0.00061097 | 5.3521 | Commercial/Industrial | High Efficiency PTAC | 2.6235 | 1.0809 | 867.1888 | 0.21007 | 0 | 422.2356
[22 empty] | Commercial/Industrial | Energy Star Uninterruptable Power Supply | 1.0555 | 1.4373 | 1.7043 | 0.00061097 | 0.00061097 | 5.3521 | Commercial/Industrial | High Efficiency PTAC | 2.6235 | 1.0809 | 867.1888 | 0.21007 | 0 | 422.2356
[22 empty] | Commercial/Industrial | ENERGY STAR Water Cooler | 2.2235 | 1.3261 | 459.8984 | 0.095219 | 0.095219 | 547.5 | Commercial/Industrial | High Efficiency PTAC | 2.4687 | 1.1293 | 791.9916 | 0.18074 | 0 | 436.5892
[22 empty] | Commercial/Industrial | ENERGY STAR Water Cooler | 2.2235 | 1.3261 | 459.8984 | 0.095219 | 0.095219 | 547.5 | Commercial/Industrial | High Efficiency PTAC | 2.4687 | 1.1293 | 791.9916 | 0.18074 | 0 | 436.5892
[22 empty] | Commercial/Industrial | ENERGY STAR Water Cooler | 2.2235 | 1.3261 | 459.8984 | 0.095219 | 0.095219 | 547.5 | Commercial/Industrial | High Efficiency PTAC | 1.1782 | 1.0811 | 190.2593 | 0.094322 | 0 | 189.5874
[22 empty] | Commercial/Industrial | ENERGY STAR Water Cooler | 2.2235 | 1.3261 | 459.8984 | 0.095219 | 0.095219 | 547.5 | Commercial/Industrial | High Efficiency PTAC | 1.1782 | 1.0811 | 190.2593 | 0.094322 | 0 | 189.5874
[22 empty] | Commercial/Industrial | ENERGY STAR Water Cooler | 2.2235 | 1.3261 | 459.8984 | 0.095219 | 0.095219 | 547.5 | Commercial/Industrial | High Efficiency PTHP | 2.776 | 1.0808 | 938.7313 | 0.22227 | 8.1383e-05 | 446.895
[22 empty] | Commercial/Industrial | ENERGY STAR Water Cooler | 2.2235 | 1.3261 | 459.8984 | 0.095219 | 0.095219 | 547.5 | Commercial/Industrial | High Efficiency PTHP | 2.776 | 1.0808 | 938.7313 | 0.22227 | 8.1383e-05 | 446.895
[22 empty] | Commercial/Industrial | ENERGY STAR Water Cooler | 2.2235 | 1.3261 | 459.8984 | 0.095219 | 0.095219 | 547.5 | Commercial/Industrial | High Efficiency PTHP | 2.6703 | 1.0809 | 889.2488 | 0.21381 | 7.8285e-05 | 429.886
[22 empty] | Commercial/Industrial | ENERGY STAR Water Cooler | 2.2235 | 1.3261 | 459.8984 | 0.095219 | 0.095219 | 547.5 | Commercial/Industrial | High Efficiency PTHP | 2.6703 | 1.0809 | 889.2488 | 0.21381 | 7.8285e-05 | 429.886
[22 empty] | Commercial/Industrial | ENERGY STAR Water Cooler | 2.2235 | 1.3261 | 459.8984 | 0.095219 | 0.095219 | 547.5 | Commercial/Industrial | High Efficiency PTHP | 2.7412 | 1.0805 | 922.8388 | 0.21955 | 8.0388e-05 | 441.4321
[22 empty] | Commercial/Industrial | ENERGY STAR Water Cooler | 2.2235 | 1.3261 | 459.8984 | 0.095219 | 0.095219 | 547.5 | Commercial/Industrial | High Efficiency PTHP | 2.7412 | 1.0805 | 922.8388 | 0.21955 | 8.0388e-05 | 441.4321
[22 empty] | Commercial/Industrial | ENERGY STAR Water Cooler | 2.2235 | 1.3261 | 459.8984 | 0.095219 | 0.095219 | 547.5 | Commercial/Industrial | High Efficiency PTHP | 1.2074 | 1.0806 | 204.2601 | 0.096704 | 3.5407e-05 | 194.4303
[22 empty] | Commercial/Industrial | ENERGY STAR Water Cooler | 2.2235 | 1.3261 | 459.8984 | 0.095219 | 0.095219 | 547.5 | Commercial/Industrial | High Efficiency PTHP | 1.2074 | 1.0806 | 204.2601 | 0.096704 | 3.5407e-05 | 194.4303
[22 empty] | Commercial/Industrial | ENERGY STAR Water Cooler | 2.2235 | 1.3261 | 459.8984 | 0.095219 | 0.095219 | 547.5 | Commercial/Industrial | Hotel Card Energy Control Systems | 0.79093 | 2.0711 | 6.3744 | 0.0044883 | -0.016893 | 561.42
[22 empty] | Commercial/Industrial | ENERGY STAR Water Cooler | 2.2235 | 1.3261 | 459.8984 | 0.095219 | 0.095219 | 547.5 | Commercial/Industrial | Hotel Card Energy Control Systems | 0.79093 | 2.0711 | 6.3744 | 0.0044883 | -0.016893 | 561.42
[22 empty] | Commercial/Industrial | ENERGY STAR Water Cooler | 2.2235 | 1.3261 | 459.8984 | 0.095219 | 0.095219 | 547.5 | Commercial/Industrial | HVAC tune-up | 0.72404 | 1.0671 | 13.9911 | 0.053199 | 0.0096843 | 267.9572
[22 empty] | Commercial/Industrial | ENERGY STAR Water Cooler | 2.2235 | 1.3261 | 459.8984 | 0.095219 | 0.095219 | 547.5 | Commercial/Industrial | HVAC tune-up | 0.72404 | 1.0671 | 13.9911 | 0.053199 | 0.0096843 | 267.9572
[22 empty] | Commercial/Industrial | ENERGY STAR Water Cooler | 2.2235 | 1.3261 | 459.8984 | 0.095219 | 0.095219 | 547.5 | Commercial/Industrial | Interior Lighting Controls | 0.88177 | 1.8228 | 91.7795 | 0 | 0 | 776.16
[22 empty] | Commercial/Industrial | ENERGY STAR Water Cooler | 2.2235 | 1.3261 | 459.8984 | 0.095219 | 0.095219 | 547.5 | Commercial/Industrial | Interior Lighting Controls | 0.88177 | 1.8228 | 91.7795 | 0 | 0 | 776.16
[22 empty] | Commercial/Industrial | ENERGY STAR Water Cooler | 2.2235 | 1.3261 | 459.8984 | 0.095219 | 0.095219 | 547.5 | Commercial/Industrial | Interior Lighting Controls | 0.7997 | 1.8228 | 41.493 | 0 | 0 | 703.92
[22 empty] | Commercial/Industrial | ENERGY STAR Water Cooler | 2.2235 | 1.3261 | 459.8984 | 0.095219 | 0.095219 | 547.5 | Commercial/Industrial | Interior Lighting Controls | 0.7997 | 1.8228 | 41.493 | 0 | 0 | 703.92
[22 empty] | Commercial/Industrial | ENERGY STAR Water Cooler | 2.2235 | 1.3261 | 459.8984 | 0.095219 | 0.095219 | 547.5 | Commercial/Industrial | Interior Lighting Controls | 1.0819 | 1.8228 | 214.3773 | 0 | 0 | 952.28
[22 empty] | Commercial/Industrial | ENERGY STAR Water Cooler | 2.2235 | 1.3261 | 459.8984 | 0.095219 | 0.095219 | 547.5 | Commercial/Industrial | Interior Lighting Controls | 1.0819 | 1.8228 | 214.3773 | 0 | 0 | 952.28
[22 empty] | Commercial/Industrial | ENERGY STAR Water Cooler | 2.2235 | 1.3261 | 459.8984 | 0.095219 | 0.095219 | 547.5 | Commercial/Industrial | Interior Lighting Controls | 0.79271 | 1.8228 | 37.205 | 0 | 0 | 697.76
[22 empty] | Commercial/Industrial | ENERGY STAR Water Cooler | 2.2235 | 1.3261 | 459.8984 | 0.095219 | 0.095219 | 547.5 | Commercial/Industrial | Interior Lighting Controls | 0.79271 | 1.8228 | 37.205 | 0 | 0 | 697.76
[22 empty] | Commercial/Industrial | ENERGY STAR Water Cooler | 2.2235 | 1.3261 | 459.8984 | 0.095219 | 0.095219 | 547.5 | Commercial/Industrial | LED Exterior Lighting | 0.82888 | 2.0686 | 55.7122 | 0 | 0 | 763.42
[22 empty] | Commercial/Industrial | ENERGY STAR Water Cooler | 2.2235 | 1.3261 | 459.8984 | 0.095219 | 0.095219 | 547.5 | Commercial/Industrial | LED Exterior Lighting | 0.82888 | 2.0686 | 55.7122 | 0 | 0 | 763.42
[22 empty] | Commercial/Industrial | Facility Commissioning | 1.0115 | 1.2069 | 5879.2791 | 3.3572 | 0.33698 | 15623.633 | Commercial/Industrial | LED Exterior Lighting | 0.82888 | 2.0686 | 55.7122 | 0 | 0 | 763.42
[22 empty] | Commercial/Industrial | Facility Commissioning | 0.97765 | 1.2068 | 5560.0865 | 3.4982 | 0.35113 | 16279.921 | Commercial/Industrial | LED Exterior Lighting | 0.82888 | 2.0686 | 55.7122 | 0 | 0 | 763.42
[22 empty] | Commercial/Industrial | Facility Energy Management System | 0.9781 | 1.5201 | 33226.2196 | 16.2679 | 14.0526 | 109886.5187 | Commercial/Industrial | LED Exterior Lighting | 0.82888 | 2.0686 | 55.7122 | 0 | 0 | 763.42
[22 empty] | Commercial/Industrial | Facility Energy Management System | 7.5316 | 1.3069 | 85143.3485 | 11.5595 | 5.3149 | 44295.9859 | Commercial/Industrial | LED Exterior Lighting | 0.82888 | 2.0686 | 55.7122 | 0 | 0 | 763.42
[22 empty] | Commercial/Industrial | Facility Energy Management System | 2.7816 | 1.3494 | 110289.6556 | 16.2055 | 1.3935 | 77318.837 | Commercial/Industrial | LED Exterior Lighting | 0.82888 | 2.0686 | 55.7122 | 0 | 0 | 763.42
[22 empty] | Commercial/Industrial | Facility Energy Management System | 2.5972 | 1.5201 | 990150.5697 | 119.2704 | 103.029 | 805650.1165 | Commercial/Industrial | LED Exterior Lighting | 0.82888 | 2.0686 | 55.7122 | 0 | 0 | 763.42
[22 empty] | Commercial/Industrial | Facility Energy Management System | 3.1361 | 1.3494 | 133152.288 | 18.7338 | 1.6109 | 89381.399 | Commercial/Industrial | LED Exterior Lighting | 0.82888 | 2.0686 | 55.7122 | 0 | 0 | 763.42
[22 empty] | Commercial/Industrial | Facility Energy Management System | 1.7376 | 1.3069 | 84994.186 | 19.134 | 8.7976 | 73321.6996 | Commercial/Industrial | LED Exterior Lighting | 0.82888 | 2.0686 | 55.7122 | 0 | 0 | 763.42
[22 empty] | Commercial/Industrial | Facility Energy Management System | 2.1366 | 1.3494 | 1071511.6859 | 178.6019 | 15.3582 | 852134.0156 | Commercial/Industrial | LED Exterior Lighting | 0.82888 | 2.0686 | 55.7122 | 0 | 0 | 763.42
[22 empty] | Commercial/Industrial | Facility Energy Management System | 2.8701 | 1.3494 | 91958.7791 | 13.3506 | 1.148 | 63697.3454 | Commercial/Industrial | LED Exterior Lighting | 0.82888 | 2.0686 | 55.7122 | 0 | 0 | 763.42
[22 empty] | Commercial/Industrial | Facility Energy Management System | 7.2793 | 1.3069 | 88353.8385 | 12.0451 | 5.5382 | 46156.6879 | Commercial/Industrial | LED Exterior Lighting | 0.82888 | 2.0686 | 55.7122 | 0 | 0 | 763.42
[22 empty] | Commercial/Industrial | Facility Energy Management System | 1.4113 | 1.3069 | 18747.0641 | 5.261 | 2.419 | 20160.1173 | Commercial/Industrial | LED Exterior Lighting | 0.82888 | 2.0686 | 55.7122 | 0 | 0 | 763.42
[22 empty] | Commercial/Industrial | Facility Energy Management System | 1.0475 | 1.3494 | 37654.0767 | 15.7908 | 1.3579 | 75340.2418 | Commercial/Industrial | LED Exterior Lighting | 0.82888 | 2.0686 | 55.7122 | 0 | 0 | 763.42
[22 empty] | Commercial/Industrial | Facility Energy Management System | 0.9781 | 1.5201 | 33226.2196 | 16.2679 | 14.0526 | 109886.5187 | Commercial/Industrial | LED Exterior Lighting | 0.82888 | 2.0686 | 55.7122 | 0 | 0 | 763.42
[22 empty] | Commercial/Industrial | Facility Energy Management System | 7.5316 | 1.3069 | 85143.3485 | 11.5595 | 5.3149 | 44295.9859 | Commercial/Industrial | LED Exterior Lighting | 0.82888 | 2.0686 | 55.7122 | 0 | 0 | 763.42
[22 empty] | Commercial/Industrial | Facility Energy Management System | 2.7816 | 1.3494 | 110289.6556 | 16.2055 | 1.3935 | 77318.837 | Commercial/Industrial | LED Exterior Lighting | 0.82888 | 2.0686 | 55.7122 | 0 | 0 | 763.42
[22 empty] | Commercial/Industrial | Facility Energy Management System | 2.5972 | 1.5201 | 990150.5697 | 119.2704 | 103.029 | 805650.1165 | Commercial/Industrial | LED Exterior Lighting | 0.82888 | 2.0686 | 55.7122 | 0 | 0 | 763.42
[22 empty] | Commercial/Industrial | Facility Energy Management System | 3.1361 | 1.3494 | 133152.288 | 18.7338 | 1.6109 | 89381.399 | Commercial/Industrial | LED Exterior Lighting | 0.82888 | 2.0686 | 55.7122 | 0 | 0 | 763.42
[22 empty] | Commercial/Industrial | Facility Energy Management System | 1.7376 | 1.3069 | 84994.186 | 19.134 | 8.7976 | 73321.6996 | Commercial/Industrial | LED Exterior Lighting | 0.82888 | 2.0686 | 55.7122 | 0 | 0 | 763.42
[22 empty] | Commercial/Industrial | Facility Energy Management System | 2.1366 | 1.3494 | 1071511.6859 | 178.6019 | 15.3582 | 852134.0156 | Commercial/Industrial | LED Exterior Lighting | 0.82888 | 2.0686 | 55.7122 | 0 | 0 | 763.42
[22 empty] | Commercial/Industrial | Facility Energy Management System | 2.8701 | 1.3494 | 91958.7791 | 13.3506 | 1.148 | 63697.3454 | Commercial/Industrial | LED Exterior Lighting | 0.82888 | 2.0686 | 55.7122 | 0 | 0 | 763.42
[22 empty] | Commercial/Industrial | Facility Energy Management System | 7.2793 | 1.3069 | 88353.8385 | 12.0451 | 5.5382 | 46156.6879 | Commercial/Industrial | LED Exterior Lighting | 0.82888 | 2.0686 | 55.7122 | 0 | 0 | 763.42
[22 empty] | Commercial/Industrial | Facility Energy Management System | 1.4113 | 1.3069 | 18747.0641 | 5.261 | 2.419 | 20160.1173 | Commercial/Industrial | LED Exterior Lighting | 0.82888 | 2.0686 | 55.7122 | 0 | 0 | 763.42
[22 empty] | Commercial/Industrial | Facility Energy Management System | 1.0475 | 1.3494 | 37654.0767 | 15.7908 | 1.3579 | 75340.2418 | Commercial/Industrial | LED Exterior Lighting | 0.82888 | 2.0686 | 55.7122 | 0 | 0 | 763.42
[22 empty] | Commercial/Industrial | Faucet Aerator | 3.6204 | 1.2489 | 213.5402 | 0.041217 | 0.024823 | 197.7633 | Commercial/Industrial | LED Street Lights | 3.1138 | 2.3079 | 1917.7465 | 0 | 0 | 1691.1226
[22 empty] | Commercial/Industrial | Faucet Aerator | 3.2968 | 1.0426 | 2588.3413 | 0.20663 | 0.54015 | 2241.317 | Commercial/Industrial | LED Street Lights | 3.1138 | 2.3079 | 1917.7465 | 0 | 0 | 1691.1226
[22 empty] | Commercial/Industrial | Faucet Aerator | 3.6204 | 1.2489 | 213.5402 | 0.041217 | 0.024823 | 197.7633 | Commercial/Industrial | LED Street Lights | 3.1138 | 2.3079 | 1917.7465 | 0 | 0 | 1691.1226
[22 empty] | Commercial/Industrial | Faucet Aerator | 3.2969 | 1.0426 | 2968.9797 | 0.23702 | 0.61958 | 2570.9224 | Commercial/Industrial | LED Street Lights | 3.1138 | 2.3079 | 1917.7465 | 0 | 0 | 1691.1226
[22 empty] | Commercial/Industrial | Faucet Aerator | 3.6233 | 1.25 | 11531.1727 | 2.2257 | 1.3404 | 10679.2161 | Commercial/Industrial | LED Street Lights | 3.1138 | 2.3079 | 1917.7465 | 0 | 0 | 1691.1226
[22 empty] | Commercial/Industrial | Faucet Aerator | 3.6233 | 1.25 | 1708.3219 | 0.32974 | 0.19858 | 1582.1061 | Commercial/Industrial | LED Street Lights | 3.1138 | 2.3079 | 1917.7465 | 0 | 0 | 1691.1226
[22 empty] | Commercial/Industrial | Faucet Aerator | 3.6204 | 1.2489 | 213.5402 | 0.041217 | 0.024823 | 197.7633 | Commercial/Industrial | LED Street Lights | 3.1138 | 2.3079 | 1917.7465 | 0 | 0 | 1691.1226
[22 empty] | Commercial/Industrial | Faucet Aerator | 3.6146 | 1.2469 | 71.1801 | 0.013739 | 0.0082744 | 65.9211 | Commercial/Industrial | LED Street Lights | 3.1138 | 2.3079 | 1917.7465 | 0 | 0 | 1691.1226
[22 empty] | Commercial/Industrial | Faucet Aerator | 3.6146 | 1.2469 | 71.1801 | 0.013739 | 0.0082744 | 65.9211 | Commercial/Industrial | LED Street Lights | 3.1138 | 2.3079 | 1917.7465 | 0 | 0 | 1691.1226
[22 empty] | Commercial/Industrial | Faucet Aerator | 3.6204 | 1.2489 | 213.5402 | 0.041217 | 0.024823 | 197.7633 | Commercial/Industrial | LED Street Lights | 3.1138 | 2.3079 | 1917.7465 | 0 | 0 | 1691.1226
[22 empty] | Commercial/Industrial | Faucet Aerator | 3.2968 | 1.0426 | 2588.3413 | 0.20663 | 0.54015 | 2241.317 | Commercial/Industrial | LED Street Lights | 3.1138 | 2.3079 | 1917.7465 | 0 | 0 | 1691.1226
[22 empty] | Commercial/Industrial | Faucet Aerator | 3.6204 | 1.2489 | 213.5402 | 0.041217 | 0.024823 | 197.7633 | Commercial/Industrial | LED Street Lights | 3.1138 | 2.3079 | 1917.7465 | 0 | 0 | 1691.1226
[22 empty] | Commercial/Industrial | Faucet Aerator | 3.2969 | 1.0426 | 2968.9797 | 0.23702 | 0.61958 | 2570.9224 | Commercial/Industrial | LED Street Lights | 3.1138 | 2.3079 | 1917.7465 | 0 | 0 | 1691.1226
[22 empty] | Commercial/Industrial | Faucet Aerator | 3.6233 | 1.25 | 11531.1727 | 2.2257 | 1.3404 | 10679.2161 | Commercial/Industrial | LED Street Lights | 3.1138 | 2.3079 | 1917.7465 | 0 | 0 | 1691.1226
[22 empty] | Commercial/Industrial | Faucet Aerator | 3.6233 | 1.25 | 1708.3219 | 0.32974 | 0.19858 | 1582.1061 | Commercial/Industrial | LED Street Lights | 3.1138 | 2.3079 | 1917.7465 | 0 | 0 | 1691.1226
[22 empty] | Commercial/Industrial | Faucet Aerator | 3.6204 | 1.2489 | 213.5402 | 0.041217 | 0.024823 | 197.7633 | Commercial/Industrial | LED Street Lights | 3.1138 | 2.3079 | 1917.7465 | 0 | 0 | 1691.1226
[22 empty] | Commercial/Industrial | Faucet Aerator | 3.6146 | 1.2469 | 71.1801 | 0.013739 | 0.0082744 | 65.9211 | Commercial/Industrial | LED Street Lights | 3.1138 | 2.3079 | 1917.7465 | 0 | 0 | 1691.1226
[22 empty] | Commercial/Industrial | Faucet Aerator | 3.6146 | 1.2469 | 71.1801 | 0.013739 | 0.0082744 | 65.9211 | Commercial/Industrial | LED Street Lights | 3.1138 | 2.3079 | 1917.7465 | 0 | 0 | 1691.1226
[22 empty] | Commercial/Industrial | Floating Head Pressure Controls | 4.1176 | 1.4884 | 3655.8052 | 0.38051 | 0.1781 | 2523.5714 | Commercial/Industrial | LED Street Lights | 3.1138 | 2.3079 | 1917.7465 | 0 | 0 | 1691.1226
[22 empty] | Commercial/Industrial | Floating Head Pressure Controls | 4.0169 | 1.5617 | 3484.786 | 0.32719 | 0.27407 | 2523.5714 | Commercial/Industrial | LED Street Lights | 3.1138 | 2.3079 | 1917.7465 | 0 | 0 | 1691.1226
[22 empty] | Commercial/Industrial | Floating Head Pressure Controls | 4.1176 | 1.4884 | 3655.8052 | 0.38051 | 0.1781 | 2523.5714 | Commercial/Industrial | LED Street Lights | 3.1138 | 2.3079 | 1917.7465 | 0 | 0 | 1691.1226
[22 empty] | Commercial/Industrial | Floating Head Pressure Controls | 4.0169 | 1.5617 | 3484.786 | 0.32719 | 0.27407 | 2523.5714 | Commercial/Industrial | LED Street Lights | 3.1138 | 2.3079 | 1917.7465 | 0 | 0 | 1691.1226
[22 empty] | Commercial/Industrial | Floating Head Pressure Controls | 4.0169 | 1.5617 | 3484.786 | 0.32719 | 0.27407 | 2523.5714 | Commercial/Industrial | LED Street Lights | 3.1138 | 2.3079 | 1917.7465 | 0 | 0 | 1691.1226
[22 empty] | Commercial/Industrial | Floating Head Pressure Controls | 4.1176 | 1.4884 | 3655.8052 | 0.38051 | 0.1781 | 2523.5714 | Commercial/Industrial | LED Street Lights | 3.1138 | 2.3079 | 1917.7465 | 0 | 0 | 1691.1226
[22 empty] | Commercial/Industrial | Floating Head Pressure Controls | 4.0169 | 1.5617 | 3484.786 | 0.32719 | 0.27407 | 2523.5714 | Commercial/Industrial | LED Street Lights | 3.1138 | 2.3079 | 1917.7465 | 0 | 0 | 1691.1226
[22 empty] | Commercial/Industrial | Floating Head Pressure Controls | 4.1176 | 1.4884 | 3655.8052 | 0.38051 | 0.1781 | 2523.5714 | Commercial/Industrial | LED Street Lights | 3.1138 | 2.3079 | 1917.7465 | 0 | 0 | 1691.1226
[22 empty] | Commercial/Industrial | Floating Head Pressure Controls | 4.1176 | 1.4884 | 3655.8052 | 0.38051 | 0.1781 | 2523.5714 | Commercial/Industrial | Low U-Value Windows | 0.9795 | 1.2643 | 224.1522 | 0.12991 | 0.0014526 | 349.5006
[22 empty] | Commercial/Industrial | Floating Head Pressure Controls | 4.0169 | 1.5617 | 3484.786 | 0.32719 | 0.27407 | 2523.5714 | Commercial/Industrial | Low U-Value Windows | 0.9795 | 1.2643 | 224.1522 | 0.12991 | 0.0014526 | 349.5006
[22 empty] | Commercial/Industrial | Floating Head Pressure Controls | 4.1176 | 1.4884 | 3655.8052 | 0.38051 | 0.1781 | 2523.5714 | Commercial/Industrial | Low U-Value Windows | 0.9795 | 1.2643 | 224.1522 | 0.12991 | 0.0014526 | 349.5006
[22 empty] | Commercial/Industrial | Floating Head Pressure Controls | 4.0169 | 1.5617 | 3484.786 | 0.32719 | 0.27407 | 2523.5714 | Commercial/Industrial | Low U-Value Windows | 0.9795 | 1.2643 | 224.1522 | 0.12991 | 0.0014526 | 349.5006
[22 empty] | Commercial/Industrial | Floating Head Pressure Controls | 4.1176 | 1.4884 | 3655.8052 | 0.38051 | 0.1781 | 2523.5714 | Commercial/Industrial | Low U-Value Windows | 0.9795 | 1.2643 | 224.1522 | 0.12991 | 0.0014526 | 349.5006
[22 empty] | Commercial/Industrial | Floating Head Pressure Controls | 4.1176 | 1.4884 | 3655.8052 | 0.38051 | 0.1781 | 2523.5714 | Commercial/Industrial | Low U-Value Windows | 0.9795 | 1.2643 | 224.1522 | 0.12991 | 0.0014526 | 349.5006
[22 empty] | Commercial/Industrial | Floating Head Pressure Controls | 4.0169 | 1.5617 | 3484.786 | 0.32719 | 0.27407 | 2523.5714 | Commercial/Industrial | Low U-Value Windows | 1.0367 | 1.1807 | 330.7716 | 0.15422 | -0.034707 | 349.5006
[22 empty] | Commercial/Industrial | Floating Head Pressure Controls | 4.1176 | 1.4884 | 3655.8052 | 0.38051 | 0.1781 | 2523.5714 | Commercial/Industrial | Low U-Value Windows | 0.93733 | 1.2771 | 182.094 | 0.12032 | -0.020318 | 349.5006
[22 empty] | Commercial/Industrial | Floating Head Pressure Controls | 4.0169 | 1.5617 | 3484.786 | 0.32719 | 0.27407 | 2523.5714 | Commercial/Industrial | Low U-Value Windows | 0.9795 | 1.2643 | 224.1522 | 0.12991 | 0.0014526 | 349.5006
[22 empty] | Commercial/Industrial | Floating Head Pressure Controls | 4.0169 | 1.5617 | 3484.786 | 0.32719 | 0.27407 | 2523.5714 | Commercial/Industrial | Low U-Value Windows | 0.9795 | 1.2643 | 224.1522 | 0.12991 | 0.0014526 | 349.5006
[22 empty] | Commercial/Industrial | Floating Head Pressure Controls | 4.1176 | 1.4884 | 3655.8052 | 0.38051 | 0.1781 | 2523.5714 | Commercial/Industrial | Low U-Value Windows | 0.9795 | 1.2643 | 224.1522 | 0.12991 | 0.0014526 | 349.5006
[22 empty] | Commercial/Industrial | Floating Head Pressure Controls | 4.0169 | 1.5617 | 3484.786 | 0.32719 | 0.27407 | 2523.5714 | Commercial/Industrial | Low U-Value Windows | 0.9795 | 1.2643 | 224.1522 | 0.12991 | 0.0014526 | 349.5006
[22 empty] | Commercial/Industrial | Floating Head Pressure Controls | 4.1176 | 1.4884 | 3655.8052 | 0.38051 | 0.1781 | 2523.5714 | Commercial/Industrial | Low U-Value Windows | 0.93733 | 1.2771 | 182.094 | 0.12032 | -0.020318 | 349.5006
[22 empty] | Commercial/Industrial | Floating Head Pressure Controls | 4.1176 | 1.4884 | 3655.8052 | 0.38051 | 0.1781 | 2523.5714 | Commercial/Industrial | Outdoor Lighting Controls | 0.76874 | 1.8228 | 18.7226 | 0 | 0 | 562.52
[22 empty] | Commercial/Industrial | Floating Head Pressure Controls | 4.0169 | 1.5617 | 3484.786 | 0.32719 | 0.27407 | 2523.5714 | Commercial/Industrial | Outdoor Lighting Controls | 0.76874 | 1.8228 | 18.7226 | 0 | 0 | 562.52
[22 empty] | Commercial/Industrial | Floating Head Pressure Controls | 4.1176 | 1.4884 | 3655.8052 | 0.38051 | 0.1781 | 2523.5714 | Commercial/Industrial | Outdoor Lighting Controls | 0.76874 | 1.8228 | 18.7226 | 0 | 0 | 562.52
[22 empty] | Commercial/Industrial | Floating Head Pressure Controls | 4.0169 | 1.5617 | 3484.786 | 0.32719 | 0.27407 | 2523.5714 | Commercial/Industrial | Outdoor Lighting Controls | 0.76874 | 1.8228 | 18.7226 | 0 | 0 | 562.52
[22 empty] | Commercial/Industrial | Floating Head Pressure Controls | 4.1176 | 1.4884 | 3655.8052 | 0.38051 | 0.1781 | 2523.5714 | Commercial/Industrial | Outdoor Lighting Controls | 0.76874 | 1.8228 | 18.7226 | 0 | 0 | 562.52
[22 empty] | Commercial/Industrial | Heat Pump Pool Heater | 3.9089 | 1.8042 | 10868.1176 | 0 | 0.34381 | 9411.7647 | Commercial/Industrial | Outdoor Lighting Controls | 0.76874 | 1.8228 | 18.7226 | 0 | 0 | 562.52
[22 empty] | Commercial/Industrial | Heat Pump Pool Heater | 3.9089 | 1.8042 | 10868.1176 | 0 | 0.34381 | 9411.7647 | Commercial/Industrial | Outdoor Lighting Controls | 0.76874 | 1.8228 | 18.7226 | 0 | 0 | 562.52
[22 empty] | Commercial/Industrial | Heat Pump Pool Heater | 3.9089 | 1.8042 | 10868.1176 | 0 | 0.34381 | 9411.7647 | Commercial/Industrial | Outdoor Lighting Controls | 0.76874 | 1.8228 | 18.7226 | 0 | 0 | 562.52
[22 empty] | Commercial/Industrial | Heat Pump Pool Heater | 3.9089 | 1.8042 | 10868.1176 | 0 | 0.34381 | 9411.7647 | Commercial/Industrial | Outdoor Lighting Controls | 0.76874 | 1.8228 | 18.7226 | 0 | 0 | 562.52
[22 empty] | Commercial/Industrial | Heat Pump Pool Heater | 3.9089 | 1.8042 | 10868.1176 | 0 | 0.34381 | 9411.7647 | Commercial/Industrial | Outdoor Lighting Controls | 0.76874 | 1.8228 | 18.7226 | 0 | 0 | 562.52
[22 empty] | Commercial/Industrial | Heat Pump Pool Heater | 3.9089 | 1.8042 | 10868.1176 | 0 | 0.34381 | 9411.7647 | Commercial/Industrial | Outdoor Lighting Controls | 0.76874 | 1.8228 | 18.7226 | 0 | 0 | 562.52
[22 empty] | Commercial/Industrial | Heat Pump Pool Heater | 3.9089 | 1.8042 | 10868.1176 | 0 | 0.34381 | 9411.7647 | Commercial/Industrial | Outdoor Lighting Controls | 0.76874 | 1.8228 | 18.7226 | 0 | 0 | 562.52
[22 empty] | Commercial/Industrial | Heat Pump Pool Heater | 3.9089 | 1.8042 | 10868.1176 | 0 | 0.34381 | 9411.7647 | Commercial/Industrial | Outdoor Lighting Controls | 0.76874 | 1.8228 | 18.7226 | 0 | 0 | 562.52
[22 empty] | Commercial/Industrial | Heat Pump Pool Heater | 3.9089 | 1.8042 | 10868.1176 | 0 | 0.34381 | 9411.7647 | Commercial/Industrial | Outdoor Lighting Controls | 0.76874 | 1.8228 | 18.7226 | 0 | 0 | 562.52
[22 empty] | Commercial/Industrial | Heat Pump Pool Heater | 3.9089 | 1.8042 | 10868.1176 | 0 | 0.34381 | 9411.7647 | Commercial/Industrial | Outdoor Lighting Controls | 0.76874 | 1.8228 | 18.7226 | 0 | 0 | 562.52
[22 empty] | Commercial/Industrial | Heat Pump Pool Heater | 3.9089 | 1.8042 | 10868.1176 | 0 | 0.34381 | 9411.7647 | Commercial/Industrial | Outdoor Lighting Controls | 0.76874 | 1.8228 | 18.7226 | 0 | 0 | 562.52
[22 empty] | Commercial/Industrial | Heat Pump Pool Heater | 3.9089 | 1.8042 | 10868.1176 | 0 | 0.34381 | 9411.7647 | Commercial/Industrial | Outdoor Lighting Controls | 0.76874 | 1.8228 | 18.7226 | 0 | 0 | 562.52
[22 empty] | Commercial/Industrial | Heat Pump Pool Heater | 3.9089 | 1.8042 | 10868.1176 | 0 | 0.34381 | 9411.7647 | Commercial/Industrial | Outdoor Lighting Controls | 0.76874 | 1.8228 | 18.7226 | 0 | 0 | 562.52
[22 empty] | Commercial/Industrial | Heat Pump Pool Heater | 3.9089 | 1.8042 | 10868.1176 | 0 | 0.34381 | 9411.7647 | Commercial/Industrial | Outdoor Lighting Controls | 0.76874 | 1.8228 | 18.7226 | 0 | 0 | 562.52
[22 empty] | Commercial/Industrial | Heat Pump Pool Heater | 3.9089 | 1.8042 | 10868.1176 | 0 | 0.34381 | 9411.7647 | Commercial/Industrial | Outdoor Lighting Controls | 0.76874 | 1.8228 | 18.7226 | 0 | 0 | 562.52
[22 empty] | Commercial/Industrial | Heat Pump Pool Heater | 3.9089 | 1.8042 | 10868.1176 | 0 | 0.34381 | 9411.7647 | Commercial/Industrial | Outdoor Lighting Controls | 0.76874 | 1.8228 | 18.7226 | 0 | 0 | 562.52
[22 empty] | Commercial/Industrial | Heat Pump Pool Heater | 3.9089 | 1.8042 | 10868.1176 | 0 | 0.34381 | 9411.7647 | Commercial/Industrial | Outdoor Lighting Controls | 0.76874 | 1.8228 | 18.7226 | 0 | 0 | 562.52
[22 empty] | Commercial/Industrial | Heat Pump Pool Heater | 3.9089 | 1.8042 | 10868.1176 | 0 | 0.34381 | 9411.7647 | Commercial/Industrial | Outdoor Lighting Controls | 0.76874 | 1.8228 | 18.7226 | 0 | 0 | 562.52
[22 empty] | Commercial/Industrial | Heat Pump Pool Heater | 3.9089 | 1.8042 | 10868.1176 | 0 | 0.34381 | 9411.7647 | Commercial/Industrial | Outdoor Lighting Controls | 0.76874 | 1.8228 | 18.7226 | 0 | 0 | 562.52
[22 empty] | Commercial/Industrial | Heat Pump Pool Heater | 3.9089 | 1.8042 | 10868.1176 | 0 | 0.34381 | 9411.7647 | Commercial/Industrial | Outdoor Lighting Controls | 0.76874 | 1.8228 | 18.7226 | 0 | 0 | 562.52
[22 empty] | Commercial/Industrial | Heat Pump Pool Heater | 3.9089 | 1.8042 | 10868.1176 | 0 | 0.34381 | 9411.7647 | Commercial/Industrial | Outdoor Lighting Controls | 0.76874 | 1.8228 | 18.7226 | 0 | 0 | 562.52
[22 empty] | Commercial/Industrial | Heat Pump Pool Heater | 3.9089 | 1.8042 | 10868.1176 | 0 | 0.34381 | 9411.7647 | Commercial/Industrial | Premium T8 - Fixture Replacement | 0.82829 | 1.1064 | 9.9703 | 0.014277 | 7.8218e-07 | 58.5446
[22 empty] | Commercial/Industrial | Heat Pump Pool Heater | 3.9089 | 1.8042 | 10868.1176 | 0 | 0.34381 | 9411.7647 | Commercial/Industrial | Premium T8 - Fixture Replacement | 0.82829 | 1.1064 | 9.9703 | 0.014277 | 7.8218e-07 | 58.5446
[22 empty] | Commercial/Industrial | Heat Pump Pool Heater | 3.9089 | 1.8042 | 10868.1176 | 0 | 0.34381 | 9411.7647 | Commercial/Industrial | Premium T8 - Fixture Replacement | 0.76002 | 1.1236 | 3.5585 | 0.012871 | 0.0029443 | 53.0957
[22 empty] | Commercial/Industrial | Heat Pump Pool Heater | 3.9089 | 1.8042 | 10868.1176 | 0 | 0.34381 | 9411.7647 | Commercial/Industrial | Premium T8 - Fixture Replacement | 0.76002 | 1.1236 | 3.5585 | 0.012871 | 0.0029443 | 53.0957
[22 empty] | Commercial/Industrial | Heat Pump Pool Heater | 3.9089 | 1.8042 | 10868.1176 | 0 | 0.34381 | 9411.7647 | Commercial/Industrial | Premium T8 - Fixture Replacement | 0.82576 | 1.3894 | 6.6515 | 0.0075271 | 0.0069818 | 71.8291
[22 empty] | Commercial/Industrial | Heat Pump Water Heater | 1.4707 | 1.3131 | 2713.8471 | 0.74275 | 0.49402 | 4395.1625 | Commercial/Industrial | Premium T8 - Fixture Replacement | 0.82576 | 1.3894 | 6.6515 | 0.0075271 | 0.0069818 | 71.8291
[22 empty] | Commercial/Industrial | Heat Pump Water Heater | 1.961 | 1.3132 | 4580.2237 | 0.99034 | 0.65869 | 5860.2167 | Commercial/Industrial | Premium T8 - Fixture Replacement | 0.74436 | 1.106 | 3.1691 | 0.012835 | 7.0317e-07 | 52.631
[22 empty] | Commercial/Industrial | Heat Pump Water Heater | 4.7065 | 1.3132 | 375798.3114 | 59.4203 | 39.5217 | 351613.0036 | Commercial/Industrial | Premium T8 - Fixture Replacement | 0.74436 | 1.106 | 3.1691 | 0.012835 | 7.0317e-07 | 52.631
[22 empty] | Commercial/Industrial | Heat Pump Water Heater | 4.4124 | 1.3132 | 278242.1303 | 44.5652 | 29.6412 | 263709.7527 | Commercial/Industrial | Programmable Thermostat | 0.80878 | 1.5359 | 5573.9368 | 6.3351 | 1.8716 | 75790.8694
[22 empty] | Commercial/Industrial | Heat Pump Water Heater | 4.0855 | 1.3132 | 38003.5664 | 6.1896 | 4.1168 | 36626.3545 | Commercial/Industrial | Programmable Thermostat | 0.80878 | 1.5359 | 5573.9368 | 6.3351 | 1.8716 | 75790.8694
[22 empty] | Commercial/Industrial | Heat Pump Water Heater | 2.9416 | 1.3132 | 8312.9768 | 1.4855 | 0.98804 | 8790.3251 | Commercial/Industrial | PSC to ECM Evaporator Fan Motor (Reach-In) | 1.3749 | 1.4925 | 379.4552 | 0.070139 | 0.0064253 | 503.9324
[22 empty] | Commercial/Industrial | Heat Pump Water Heater | 1.4707 | 1.3131 | 2713.8471 | 0.74275 | 0.49402 | 4395.1625 | Commercial/Industrial | PSC to ECM Evaporator Fan Motor (Reach-In) | 1.3749 | 1.4925 | 379.4552 | 0.070139 | 0.0064253 | 503.9324
[22 empty] | Commercial/Industrial | Heat Pump Water Heater | 1.961 | 1.3132 | 4580.2237 | 0.99034 | 0.65869 | 5860.2167 | Commercial/Industrial | PSC to ECM Evaporator Fan Motor (Reach-In) | 1.3916 | 1.562 | 364.0554 | 0.065337 | 0.054728 | 503.9324
[22 empty] | Commercial/Industrial | Heat Pump Water Heater | 4.7065 | 1.3132 | 375798.3114 | 59.4203 | 39.5217 | 351613.0036 | Commercial/Industrial | PSC to ECM Evaporator Fan Motor (Reach-In) | 1.3916 | 1.562 | 364.0554 | 0.065337 | 0.054728 | 503.9324
[22 empty] | Commercial/Industrial | Heat Pump Water Heater | 4.4124 | 1.3132 | 278242.1303 | 44.5652 | 29.6412 | 263709.7527 | Commercial/Industrial | PSC to ECM Evaporator Fan Motor (Reach-In) | 1.3749 | 1.4925 | 379.4552 | 0.070139 | 0.0064253 | 503.9324
[22 empty] | Commercial/Industrial | Heat Pump Water Heater | 4.0855 | 1.3132 | 38003.5664 | 6.1896 | 4.1168 | 36626.3545 | Commercial/Industrial | PSC to ECM Evaporator Fan Motor (Reach-In) | 1.3749 | 1.4925 | 379.4552 | 0.070139 | 0.0064253 | 503.9324
[22 empty] | Commercial/Industrial | Heat Pump Water Heater | 2.9416 | 1.3132 | 8312.9768 | 1.4855 | 0.98804 | 8790.3251 | Commercial/Industrial | PSC to ECM Evaporator Fan Motor (Reach-In) | 1.3916 | 1.562 | 364.0554 | 0.065337 | 0.054728 | 503.9324
[22 empty] | Commercial/Industrial | High Bay Fluorescent (T5) | 3.1448 | 1.4566 | 811.9803 | 0.10655 | 0.10454 | 576.1587 | Commercial/Industrial | PSC to ECM Evaporator Fan Motor (Reach-In) | 1.3916 | 1.562 | 364.0554 | 0.065337 | 0.054728 | 503.9324
[22 empty] | Commercial/Industrial | High Bay Fluorescent (T5) | 4.8181 | 1.456 | 1397.2872 | 0.16331 | 0.16022 | 883.0693 | Commercial/Industrial | PSC to ECM Evaporator Fan Motor (Reach-In) | 1.3916 | 1.562 | 364.0554 | 0.065337 | 0.054728 | 503.9324
[22 empty] | Commercial/Industrial | High Bay Fluorescent (T5) | 6.0599 | 1.456 | 1831.3007 | 0.20539 | 0.20151 | 1110.648 | Commercial/Industrial | PSC to ECM Evaporator Fan Motor (Reach-In) | 1.3916 | 1.562 | 364.0554 | 0.065337 | 0.054728 | 503.9324
[22 empty] | Commercial/Industrial | High Bay Fluorescent (T5) | 5.4969 | 1.4563 | 1634.1608 | 0.18628 | 0.18276 | 1007.276 | Commercial/Industrial | PSC to ECM Evaporator Fan Motor (Reach-In) | 1.3749 | 1.4925 | 379.4552 | 0.070139 | 0.0064253 | 503.9324
[22 empty] | Commercial/Industrial | High Bay Fluorescent (T5) | 7.4368 | 1.4564 | 2311.9249 | 0.252 | 0.24724 | 1362.6673 | Commercial/Industrial | PSC to ECM Evaporator Fan Motor (Reach-In) | 1.3749 | 1.4925 | 379.4552 | 0.070139 | 0.0064253 | 503.9324
[22 empty] | Commercial/Industrial | High Bay Fluorescent (T5) | 3.607 | 1.4564 | 973.5892 | 0.12222 | 0.11991 | 660.8997 | Commercial/Industrial | PSC to ECM Evaporator Fan Motor (Reach-In) | 1.3916 | 1.562 | 364.0554 | 0.065337 | 0.054728 | 503.9324
[22 empty] | Commercial/Industrial | High Bay Fluorescent (T5) | 4.1043 | 1.4564 | 1147.4238 | 0.13908 | 0.13645 | 752.0513 | Commercial/Industrial | PSC to ECM Evaporator Fan Motor (Reach-In) | 1.3916 | 1.562 | 364.0554 | 0.065337 | 0.054728 | 503.9324
[22 empty] | Commercial/Industrial | High Bay Fluorescent (T5) | 4.8181 | 1.456 | 1397.2872 | 0.16331 | 0.16022 | 883.0693 | Commercial/Industrial | PSC to ECM Evaporator Fan Motor (Reach-In) | 1.3749 | 1.4925 | 379.4552 | 0.070139 | 0.0064253 | 503.9324
[22 empty] | Commercial/Industrial | High Bay Fluorescent (T5) | 3.5561 | 1.4562 | 956.0147 | 0.12052 | 0.11824 | 651.6843 | Commercial/Industrial | PSC to ECM Evaporator Fan Motor (Reach-In) | 1.3749 | 1.4925 | 379.4552 | 0.070139 | 0.0064253 | 503.9324
[22 empty] | Commercial/Industrial | High Bay Fluorescent (T5) | 3.6702 | 1.4563 | 995.7483 | 0.12437 | 0.12202 | 672.519 | Commercial/Industrial | PSC to ECM Evaporator Fan Motor (Reach-In) | 1.3749 | 1.4925 | 379.4552 | 0.070139 | 0.0064253 | 503.9324
[22 empty] | Commercial/Industrial | High Bay Fluorescent (T5) | 5.4478 | 1.456 | 1617.3504 | 0.18465 | 0.18116 | 998.4613 | Commercial/Industrial | PSC to ECM Evaporator Fan Motor (Reach-In) | 1.3749 | 1.4925 | 379.4552 | 0.070139 | 0.0064253 | 503.9324
[22 empty] | Commercial/Industrial | High Bay Fluorescent (T5) | 2.6002 | 1.456 | 622.0994 | 0.088136 | 0.086472 | 476.593 | Commercial/Industrial | PSC to ECM Evaporator Fan Motor (Reach-In) | 1.3916 | 1.562 | 364.0554 | 0.065337 | 0.054728 | 503.9324
[22 empty] | Commercial/Industrial | High Bay Fluorescent (T5) | 4.1797 | 1.456 | 1174.1676 | 0.14167 | 0.13899 | 766.0747 | Commercial/Industrial | PSC to ECM Evaporator Fan Motor (Reach-In) | 1.3916 | 1.562 | 364.0554 | 0.065337 | 0.054728 | 503.9324
[22 empty] | Commercial/Industrial | High Bay Fluorescent (T5) | 3.1448 | 1.4566 | 811.9803 | 0.10655 | 0.10454 | 576.1587 | Commercial/Industrial | PSC to ECM Evaporator Fan Motor (Reach-In) | 1.3749 | 1.4925 | 379.4552 | 0.070139 | 0.0064253 | 503.9324
[22 empty] | Commercial/Industrial | High Bay Fluorescent (T5) | 4.8181 | 1.456 | 1397.2872 | 0.16331 | 0.16022 | 883.0693 | Commercial/Industrial | PSC to ECM Evaporator Fan Motor (Reach-In) | 1.3749 | 1.4925 | 379.4552 | 0.070139 | 0.0064253 | 503.9324
[22 empty] | Commercial/Industrial | High Bay Fluorescent (T5) | 6.0599 | 1.456 | 1831.3007 | 0.20539 | 0.20151 | 1110.648 | Commercial/Industrial | PSC to ECM Evaporator Fan Motor (Reach-In) | 1.3916 | 1.562 | 364.0554 | 0.065337 | 0.054728 | 503.9324
[22 empty] | Commercial/Industrial | High Bay Fluorescent (T5) | 5.4969 | 1.4563 | 1634.1608 | 0.18628 | 0.18276 | 1007.276 | Commercial/Industrial | PSC to ECM Evaporator Fan Motor (Reach-In) | 1.3916 | 1.562 | 364.0554 | 0.065337 | 0.054728 | 503.9324
[22 empty] | Commercial/Industrial | High Bay Fluorescent (T5) | 7.4368 | 1.4564 | 2311.9249 | 0.252 | 0.24724 | 1362.6673 | Commercial/Industrial | PSC to ECM Evaporator Fan Motor (Reach-In) | 1.3749 | 1.4925 | 379.4552 | 0.070139 | 0.0064253 | 503.9324
[22 empty] | Commercial/Industrial | High Bay Fluorescent (T5) | 3.607 | 1.4564 | 973.5892 | 0.12222 | 0.11991 | 660.8997 | Commercial/Industrial | PSC to ECM Evaporator Fan Motor (Reach-In) | 1.3749 | 1.4925 | 379.4552 | 0.070139 | 0.0064253 | 503.9324
[22 empty] | Commercial/Industrial | High Bay Fluorescent (T5) | 4.1043 | 1.4564 | 1147.4238 | 0.13908 | 0.13645 | 752.0513 | Commercial/Industrial | PSC to ECM Evaporator Fan Motor (Walk-In, Refrigerator) | 0.89175 | 1.4915 | 68.0807 | 0.04552 | 0.00417 | 327.0516
[22 empty] | Commercial/Industrial | High Bay Fluorescent (T5) | 4.8181 | 1.456 | 1397.2872 | 0.16331 | 0.16022 | 883.0693 | Commercial/Industrial | PSC to ECM Evaporator Fan Motor (Walk-In, Refrigerator) | 0.89175 | 1.4915 | 68.0807 | 0.04552 | 0.00417 | 327.0516
[22 empty] | Commercial/Industrial | High Bay Fluorescent (T5) | 3.5561 | 1.4562 | 956.0147 | 0.12052 | 0.11824 | 651.6843 | Commercial/Industrial | PSC to ECM Evaporator Fan Motor (Walk-In, Refrigerator) | 0.90257 | 1.561 | 58.0862 | 0.042404 | 0.035519 | 327.0516
[22 empty] | Commercial/Industrial | High Bay Fluorescent (T5) | 3.6702 | 1.4563 | 995.7483 | 0.12437 | 0.12202 | 672.519 | Commercial/Industrial | PSC to ECM Evaporator Fan Motor (Walk-In, Refrigerator) | 0.90257 | 1.561 | 58.0862 | 0.042404 | 0.035519 | 327.0516
[22 empty] | Commercial/Industrial | High Bay Fluorescent (T5) | 5.4478 | 1.456 | 1617.3504 | 0.18465 | 0.18116 | 998.4613 | Commercial/Industrial | PSC to ECM Evaporator Fan Motor (Walk-In, Refrigerator) | 0.89175 | 1.4915 | 68.0807 | 0.04552 | 0.00417 | 327.0516
[22 empty] | Commercial/Industrial | High Bay Fluorescent (T5) | 2.6002 | 1.456 | 622.0994 | 0.088136 | 0.086472 | 476.593 | Commercial/Industrial | PSC to ECM Evaporator Fan Motor (Walk-In, Refrigerator) | 0.89175 | 1.4915 | 68.0807 | 0.04552 | 0.00417 | 327.0516
[22 empty] | Commercial/Industrial | High Bay Fluorescent (T5) | 4.1797 | 1.456 | 1174.1676 | 0.14167 | 0.13899 | 766.0747 | Commercial/Industrial | PSC to ECM Evaporator Fan Motor (Walk-In, Refrigerator) | 0.90257 | 1.561 | 58.0862 | 0.042404 | 0.035519 | 327.0516
[22 empty] | Commercial/Industrial | High Bay LED | 2.1311 | 1.4562 | 682.4143 | 0.10761 | 0.10558 | 581.9107 | Commercial/Industrial | PSC to ECM Evaporator Fan Motor (Walk-In, Refrigerator) | 0.90257 | 1.561 | 58.0862 | 0.042404 | 0.035519 | 327.0516
[22 empty] | Commercial/Industrial | High Bay LED | 3.2666 | 1.4563 | 1273.5645 | 0.16494 | 0.16182 | 891.8853 | Commercial/Industrial | PSC to ECM Evaporator Fan Motor (Walk-In, Refrigerator) | 0.90257 | 1.561 | 58.0862 | 0.042404 | 0.035519 | 327.0516
[22 empty] | Commercial/Industrial | High Bay LED | 4.1079 | 1.4561 | 1711.911 | 0.20744 | 0.20353 | 1121.736 | Commercial/Industrial | PSC to ECM Evaporator Fan Motor (Walk-In, Refrigerator) | 0.90257 | 1.561 | 58.0862 | 0.042404 | 0.035519 | 327.0516
[22 empty] | Commercial/Industrial | High Bay LED | 3.7258 | 1.4562 | 1512.8029 | 0.18814 | 0.18458 | 1017.332 | Commercial/Industrial | PSC to ECM Evaporator Fan Motor (Walk-In, Refrigerator) | 0.89175 | 1.4915 | 68.0807 | 0.04552 | 0.00417 | 327.0516
[22 empty] | Commercial/Industrial | High Bay LED | 5.0405 | 1.4563 | 2197.3333 | 0.25451 | 0.24971 | 1376.2713 | Commercial/Industrial | PSC to ECM Evaporator Fan Motor (Walk-In, Refrigerator) | 0.89175 | 1.4915 | 68.0807 | 0.04552 | 0.00417 | 327.0516
[22 empty] | Commercial/Industrial | High Bay LED | 2.4449 | 1.4564 | 845.6366 | 0.12344 | 0.12111 | 667.4977 | Commercial/Industrial | PSC to ECM Evaporator Fan Motor (Walk-In, Refrigerator) | 0.90257 | 1.561 | 58.0862 | 0.042404 | 0.035519 | 327.0516
[22 empty] | Commercial/Industrial | High Bay LED | 2.7813 | 1.456 | 1021.2067 | 0.14047 | 0.13781 | 759.5593 | Commercial/Industrial | PSC to ECM Evaporator Fan Motor (Walk-In, Refrigerator) | 0.90257 | 1.561 | 58.0862 | 0.042404 | 0.035519 | 327.0516
[22 empty] | Commercial/Industrial | High Bay LED | 3.2666 | 1.4563 | 1273.5645 | 0.16494 | 0.16182 | 891.8853 | Commercial/Industrial | PSC to ECM Evaporator Fan Motor (Walk-In, Refrigerator) | 0.89175 | 1.4915 | 68.0807 | 0.04552 | 0.00417 | 327.0516
[22 empty] | Commercial/Industrial | High Bay LED | 2.4105 | 1.4562 | 827.8866 | 0.12172 | 0.11942 | 658.1903 | Commercial/Industrial | PSC to ECM Evaporator Fan Motor (Walk-In, Refrigerator) | 0.89175 | 1.4915 | 68.0807 | 0.04552 | 0.00417 | 327.0516
[22 empty] | Commercial/Industrial | High Bay LED | 2.4876 | 1.4562 | 868.0169 | 0.12561 | 0.12324 | 679.233 | Commercial/Industrial | PSC to ECM Evaporator Fan Motor (Walk-In, Refrigerator) | 0.89175 | 1.4915 | 68.0807 | 0.04552 | 0.00417 | 327.0516
[22 empty] | Commercial/Industrial | High Bay LED | 3.6938 | 1.4564 | 1495.8247 | 0.18649 | 0.18297 | 1008.4293 | Commercial/Industrial | PSC to ECM Evaporator Fan Motor (Walk-In, Refrigerator) | 0.89175 | 1.4915 | 68.0807 | 0.04552 | 0.00417 | 327.0516
[22 empty] | Commercial/Industrial | High Bay LED | 1.7626 | 1.456 | 490.6377 | 0.089016 | 0.087335 | 481.351 | Commercial/Industrial | PSC to ECM Evaporator Fan Motor (Walk-In, Refrigerator) | 0.90257 | 1.561 | 58.0862 | 0.042404 | 0.035519 | 327.0516
[22 empty] | Commercial/Industrial | High Bay LED | 2.8335 | 1.4562 | 1048.2174 | 0.14308 | 0.14038 | 773.7227 | Commercial/Industrial | PSC to ECM Evaporator Fan Motor (Walk-In, Refrigerator) | 0.90257 | 1.561 | 58.0862 | 0.042404 | 0.035519 | 327.0516
[22 empty] | Commercial/Industrial | High Bay LED | 2.1311 | 1.4562 | 682.4143 | 0.10761 | 0.10558 | 581.9107 | Commercial/Industrial | PSC to ECM Evaporator Fan Motor (Walk-In, Refrigerator) | 0.89175 | 1.4915 | 68.0807 | 0.04552 | 0.00417 | 327.0516
[22 empty] | Commercial/Industrial | High Bay LED | 3.2666 | 1.4563 | 1273.5645 | 0.16494 | 0.16182 | 891.8853 | Commercial/Industrial | PSC to ECM Evaporator Fan Motor (Walk-In, Refrigerator) | 0.89175 | 1.4915 | 68.0807 | 0.04552 | 0.00417 | 327.0516
[22 empty] | Commercial/Industrial | High Bay LED | 4.1079 | 1.4561 | 1711.911 | 0.20744 | 0.20353 | 1121.736 | Commercial/Industrial | PSC to ECM Evaporator Fan Motor (Walk-In, Refrigerator) | 0.90257 | 1.561 | 58.0862 | 0.042404 | 0.035519 | 327.0516
[22 empty] | Commercial/Industrial | High Bay LED | 3.7258 | 1.4562 | 1512.8029 | 0.18814 | 0.18458 | 1017.332 | Commercial/Industrial | PSC to ECM Evaporator Fan Motor (Walk-In, Refrigerator) | 0.90257 | 1.561 | 58.0862 | 0.042404 | 0.035519 | 327.0516
[22 empty] | Commercial/Industrial | High Bay LED | 5.0405 | 1.4563 | 2197.3333 | 0.25451 | 0.24971 | 1376.2713 | Commercial/Industrial | PSC to ECM Evaporator Fan Motor (Walk-In, Refrigerator) | 0.89175 | 1.4915 | 68.0807 | 0.04552 | 0.00417 | 327.0516
[22 empty] | Commercial/Industrial | High Bay LED | 2.4449 | 1.4564 | 845.6366 | 0.12344 | 0.12111 | 667.4977 | Commercial/Industrial | PSC to ECM Evaporator Fan Motor (Walk-In, Refrigerator) | 0.89175 | 1.4915 | 68.0807 | 0.04552 | 0.00417 | 327.0516
[22 empty] | Commercial/Industrial | High Bay LED | 2.7813 | 1.456 | 1021.2067 | 0.14047 | 0.13781 | 759.5593 | Commercial/Industrial | Smart Thermostat | 1.0812 | 1.7605 | 6972.6369 | 0.23991 | -3.3199 | 20204.7382
[22 empty] | Commercial/Industrial | High Bay LED | 3.2666 | 1.4563 | 1273.5645 | 0.16494 | 0.16182 | 891.8853 | Commercial/Industrial | Smart Thermostat | 1.0812 | 1.7605 | 6972.6369 | 0.23991 | -3.3199 | 20204.7382
[22 empty] | Commercial/Industrial | High Bay LED | 2.4105 | 1.4562 | 827.8866 | 0.12172 | 0.11942 | 658.1903 | Commercial/Industrial | Smart Thermostat | 1.4348 | 1.5359 | 117672.6387 | 17.5975 | 5.1988 | 210530.1929
[22 empty] | Commercial/Industrial | High Bay LED | 2.4876 | 1.4562 | 868.0169 | 0.12561 | 0.12324 | 679.233 | Commercial/Industrial | Smart Thermostat | 1.4348 | 1.5359 | 117672.6387 | 17.5975 | 5.1988 | 210530.1929
[22 empty] | Commercial/Industrial | High Bay LED | 3.6938 | 1.4564 | 1495.8247 | 0.18649 | 0.18297 | 1008.4293 | Commercial/Industrial | Smart Thermostat | 1.2499 | 1.7605 | 10144.6651 | 0.27734 | -3.8379 | 23356.8925
[22 empty] | Commercial/Industrial | High Bay LED | 1.7626 | 1.456 | 490.6377 | 0.089016 | 0.087335 | 481.351 | Commercial/Industrial | Smart Thermostat | 1.2499 | 1.7605 | 10144.6651 | 0.27734 | -3.8379 | 23356.8925
[22 empty] | Commercial/Industrial | High Bay LED | 2.8335 | 1.4562 | 1048.2174 | 0.14308 | 0.14038 | 773.7227 | Commercial/Industrial | Smart Thermostat | 0.87693 | 1.7605 | 42549.2978 | 2.644 | -36.5889 | 222677.233
[22 empty] | Commercial/Industrial | High Efficiency Chiller (Air Cooled, 50 tons) | 1.6084 | 1.4184 | 16773.884 | 3.6935 | 3.7483 | 12977.2822 | Commercial/Industrial | Smart Thermostat | 0.87693 | 1.7605 | 42549.2978 | 2.644 | -36.5889 | 222677.233
[22 empty] | Commercial/Industrial | High Efficiency Chiller (Air Cooled, 50 tons) | 1.7844 | 1.4184 | 20742.9587 | 4.0976 | 4.1584 | 14397.1378 | Commercial/Industrial | Smart Thermostat | 1.1648 | 1.7604 | 6534.0745 | 0.19764 | -2.735 | 16645.2088
[22 empty] | Commercial/Industrial | High Efficiency Chiller (Air Cooled, 50 tons) | 0.88851 | 1.4184 | 536.76 | 2.0403 | 2.0706 | 7168.7817 | Commercial/Industrial | Smart Thermostat | 1.1648 | 1.7604 | 6534.0745 | 0.19764 | -2.735 | 16645.2088
[22 empty] | Commercial/Industrial | High Efficiency Chiller (Air Cooled, 50 tons) | 3.4999 | 1.4184 | 59434.4984 | 8.037 | 8.1562 | 28238.2483 | Commercial/Industrial | Smart Thermostat | 0.94143 | 1.076 | 2178.9507 | 1.9523 | -0.0037047 | 5268.1844
[22 empty] | Commercial/Industrial | High Efficiency Chiller (Air Cooled, 50 tons) | 3.3153 | 1.4184 | 55271.1333 | 7.6131 | 7.726 | 26748.8892 | Commercial/Industrial | Smart Thermostat | 0.94143 | 1.076 | 2178.9507 | 1.9523 | -0.0037047 | 5268.1844
[22 empty] | Commercial/Industrial | High Efficiency Chiller (Air Cooled, 50 tons) | 0.86884 | 1.4184 | 92.6678 | 1.9951 | 2.0247 | 7009.9168 | Commercial/Industrial | Solar Pool Heater | 1.0975 | 1.8042 | 4525.9299 | 0 | 0.37007 | 10130.719
[22 empty] | Commercial/Industrial | High Efficiency Chiller (Air Cooled, 50 tons) | 2.6569 | 1.4184 | 40421.7978 | 6.1012 | 6.1917 | 21436.8418 | Commercial/Industrial | Solar Pool Heater | 1.0975 | 1.8042 | 4525.9299 | 0 | 0.37007 | 10130.719
[22 empty] | Commercial/Industrial | High Efficiency Chiller (Air Cooled, 50 tons) | 0.89837 | 1.4184 | 758.8062 | 2.0629 | 2.0935 | 7248.2142 | Commercial/Industrial | Solar Pool Heater | 1.0975 | 1.8042 | 4525.9299 | 0 | 0.37007 | 10130.719
[22 empty] | Commercial/Industrial | High Efficiency Chiller (Air Cooled, 50 tons) | 1.8103 | 1.4184 | 21325.8298 | 4.157 | 4.2186 | 14605.6481 | Commercial/Industrial | Solar Pool Heater | 1.0975 | 1.8042 | 4525.9299 | 0 | 0.37007 | 10130.719
[22 empty] | Commercial/Industrial | High Efficiency Chiller (Air Cooled, 50 tons) | 2.6065 | 1.4184 | 39283.8113 | 5.9854 | 6.0742 | 21029.7503 | Commercial/Industrial | Solar Pool Heater | 1.0975 | 1.8042 | 4525.9299 | 0 | 0.37007 | 10130.719
[22 empty] | Commercial/Industrial | High Efficiency Chiller (Air Cooled, 50 tons) | 2.0428 | 1.4184 | 26571.6698 | 4.6911 | 4.7607 | 16482.2406 | Commercial/Industrial | Solar Pool Heater | 1.0975 | 1.8042 | 4525.9299 | 0 | 0.37007 | 10130.719
[22 empty] | Commercial/Industrial | High Efficiency Chiller (Air Cooled, 50 tons) | 1.7758 | 1.4184 | 20548.6683 | 4.0778 | 4.1383 | 14327.6344 | Commercial/Industrial | Solar Pool Heater | 1.0975 | 1.8042 | 4525.9299 | 0 | 0.37007 | 10130.719
[22 empty] | Commercial/Industrial | High Efficiency Chiller (Air Cooled, 50 tons) | 1.6084 | 1.4184 | 16773.884 | 3.6935 | 3.7483 | 12977.2822 | Commercial/Industrial | Solar Pool Heater | 1.0975 | 1.8042 | 4525.9299 | 0 | 0.37007 | 10130.719
[22 empty] | Commercial/Industrial | High Efficiency Chiller (Air Cooled, 50 tons) | 1.7844 | 1.4184 | 20742.9587 | 4.0976 | 4.1584 | 14397.1378 | Commercial/Industrial | Solar Pool Heater | 1.0975 | 1.8042 | 4525.9299 | 0 | 0.37007 | 10130.719
[22 empty] | Commercial/Industrial | High Efficiency Chiller (Air Cooled, 50 tons) | 0.88851 | 1.4184 | 536.76 | 2.0403 | 2.0706 | 7168.7817 | Commercial/Industrial | Solar Pool Heater | 1.0975 | 1.8042 | 4525.9299 | 0 | 0.37007 | 10130.719
[22 empty] | Commercial/Industrial | High Efficiency Chiller (Air Cooled, 50 tons) | 3.4999 | 1.4184 | 59434.4984 | 8.037 | 8.1562 | 28238.2483 | Commercial/Industrial | Solar Pool Heater | 1.0975 | 1.8042 | 4525.9299 | 0 | 0.37007 | 10130.719
[22 empty] | Commercial/Industrial | High Efficiency Chiller (Air Cooled, 50 tons) | 3.3153 | 1.4184 | 55271.1333 | 7.6131 | 7.726 | 26748.8892 | Commercial/Industrial | Solar Pool Heater | 1.0975 | 1.8042 | 4525.9299 | 0 | 0.37007 | 10130.719
[22 empty] | Commercial/Industrial | High Efficiency Chiller (Air Cooled, 50 tons) | 0.86884 | 1.4184 | 92.6678 | 1.9951 | 2.0247 | 7009.9168 | Commercial/Industrial | Solar Pool Heater | 1.0975 | 1.8042 | 4525.9299 | 0 | 0.37007 | 10130.719
[22 empty] | Commercial/Industrial | High Efficiency Chiller (Air Cooled, 50 tons) | 2.6569 | 1.4184 | 40421.7978 | 6.1012 | 6.1917 | 21436.8418 | Commercial/Industrial | Solar Pool Heater | 1.0975 | 1.8042 | 4525.9299 | 0 | 0.37007 | 10130.719
[22 empty] | Commercial/Industrial | High Efficiency Chiller (Air Cooled, 50 tons) | 0.89837 | 1.4184 | 758.8062 | 2.0629 | 2.0935 | 7248.2142 | Commercial/Industrial | Solar Pool Heater | 1.0975 | 1.8042 | 4525.9299 | 0 | 0.37007 | 10130.719
[22 empty] | Commercial/Industrial | High Efficiency Chiller (Air Cooled, 50 tons) | 1.8103 | 1.4184 | 21325.8298 | 4.157 | 4.2186 | 14605.6481 | Commercial/Industrial | Solar Pool Heater | 1.0975 | 1.8042 | 4525.9299 | 0 | 0.37007 | 10130.719
[22 empty] | Commercial/Industrial | High Efficiency Chiller (Air Cooled, 50 tons) | 2.6065 | 1.4184 | 39283.8113 | 5.9854 | 6.0742 | 21029.7503 | Commercial/Industrial | Solar Pool Heater | 1.0975 | 1.8042 | 4525.9299 | 0 | 0.37007 | 10130.719
[22 empty] | Commercial/Industrial | High Efficiency Chiller (Air Cooled, 50 tons) | 2.0428 | 1.4184 | 26571.6698 | 4.6911 | 4.7607 | 16482.2406 | Commercial/Industrial | Solar Pool Heater | 1.0975 | 1.8042 | 4525.9299 | 0 | 0.37007 | 10130.719
[22 empty] | Commercial/Industrial | High Efficiency Chiller (Air Cooled, 50 tons) | 1.7758 | 1.4184 | 20548.6683 | 4.0778 | 4.1383 | 14327.6344 | Commercial/Industrial | Solar Pool Heater | 1.0975 | 1.8042 | 4525.9299 | 0 | 0.37007 | 10130.719
[22 empty] | Commercial/Industrial | High Efficiency Chiller (Water cooled-centrifugal, 200 tons) | 1.529 | 1.2337 | 24059.3251 | 6.3192 | 0.27371 | 16050.3747 | Commercial/Industrial | Solar Pool Heater | 1.0975 | 1.8042 | 4525.9299 | 0 | 0.37007 | 10130.719
[22 empty] | Commercial/Industrial | High Efficiency Chiller (Water cooled-centrifugal, 200 tons) | 1.6962 | 1.2337 | 29683.222 | 7.0105 | 0.30366 | 17806.4601 | Commercial/Industrial | Solar Pool Heater | 1.0975 | 1.8042 | 4525.9299 | 0 | 0.37007 | 10130.719
[22 empty] | Commercial/Industrial | High Efficiency Chiller (Water cooled-centrifugal, 200 tons) | 0.84462 | 1.2337 | 1052.4739 | 3.4908 | 0.1512 | 8866.3891 | Commercial/Industrial | Solar Pool Heater | 1.0975 | 1.8042 | 4525.9299 | 0 | 0.37007 | 10130.719
[22 empty] | Commercial/Industrial | High Efficiency Chiller (Water cooled-centrifugal, 200 tons) | 3.327 | 1.2337 | 84506.3855 | 13.7503 | 0.59559 | 34925.2223 | Commercial/Industrial | Solar Pool Heater | 1.0975 | 1.8042 | 4525.9299 | 0 | 0.37007 | 10130.719
[22 empty] | Commercial/Industrial | High Efficiency Chiller (Water cooled-centrifugal, 200 tons) | 3.1515 | 1.2337 | 78607.1928 | 13.0251 | 0.56417 | 33083.1747 | Commercial/Industrial | Solar Pool Heater | 1.0975 | 1.8042 | 4525.9299 | 0 | 0.37007 | 10130.719
[22 empty] | Commercial/Industrial | High Efficiency Chiller (Water cooled-centrifugal, 200 tons) | 0.82589 | 1.2337 | 423.2266 | 3.4134 | 0.14785 | 8669.904 | Commercial/Industrial | Solar Pool Heater | 1.0975 | 1.8042 | 4525.9299 | 0 | 0.37007 | 10130.719
[22 empty] | Commercial/Industrial | High Efficiency Chiller (Water cooled-centrifugal, 200 tons) | 2.5257 | 1.2337 | 57566.7392 | 10.4385 | 0.45213 | 26513.205 | Commercial/Industrial | Solar Pool Heater | 1.0975 | 1.8042 | 4525.9299 | 0 | 0.37007 | 10130.719
[22 empty] | Commercial/Industrial | High Efficiency Chiller (Water cooled-centrifugal, 200 tons) | 0.85397 | 1.2337 | 1367.0975 | 3.5294 | 0.15288 | 8964.6316 | Commercial/Industrial | Solar Water Heater | 0.87785 | 1.7028 | 32136.6953 | 15.5509 | 2.1833 | 208061.6998
[22 empty] | Commercial/Industrial | High Efficiency Chiller (Water cooled-centrifugal, 200 tons) | 1.7208 | 1.2337 | 30509.109 | 7.1121 | 0.30805 | 18064.3467 | Commercial/Industrial | Solar Water Heater | 0.87785 | 1.7028 | 32136.6953 | 15.5509 | 2.1833 | 208061.6998
[22 empty] | Commercial/Industrial | High Efficiency Chiller (Water cooled-centrifugal, 200 tons) | 2.4777 | 1.2337 | 55954.2932 | 10.2402 | 0.44355 | 26009.712 | Commercial/Industrial | Solar Water Heater | 1.0447 | 1.7028 | 155971.5288 | 30.8448 | 4.3304 | 412684.3632
[22 empty] | Commercial/Industrial | High Efficiency Chiller (Water cooled-centrifugal, 200 tons) | 1.9419 | 1.2337 | 37942.0917 | 8.0259 | 0.34763 | 20385.3267 | Commercial/Industrial | Solar Water Heater | 1.0447 | 1.7028 | 155971.5288 | 30.8448 | 4.3304 | 412684.3632
[22 empty] | Commercial/Industrial | High Efficiency Chiller (Water cooled-centrifugal, 200 tons) | 1.6881 | 1.2337 | 29407.9264 | 6.9767 | 0.30219 | 17720.4978 | Commercial/Industrial | Solar Water Heater | 1.0447 | 1.7028 | 18716.5835 | 3.7014 | 0.51965 | 49522.1236
[22 empty] | Commercial/Industrial | High Efficiency Chiller (Water cooled-centrifugal, 200 tons) | 1.529 | 1.2337 | 24059.3251 | 6.3192 | 0.27371 | 16050.3747 | Commercial/Industrial | Solar Water Heater | 1.0447 | 1.7028 | 18716.5835 | 3.7014 | 0.51965 | 49522.1236
[22 empty] | Commercial/Industrial | High Efficiency Chiller (Water cooled-centrifugal, 200 tons) | 1.6962 | 1.2337 | 29683.222 | 7.0105 | 0.30366 | 17806.4601 | Commercial/Industrial | Solar Water Heater | 0.97942 | 1.7028 | 92718.3246 | 23.1336 | 3.2478 | 309513.2724
[22 empty] | Commercial/Industrial | High Efficiency Chiller (Water cooled-centrifugal, 200 tons) | 0.84462 | 1.2337 | 1052.4739 | 3.4908 | 0.1512 | 8866.3891 | Commercial/Industrial | Solar Water Heater | 0.97942 | 1.7028 | 92718.3246 | 23.1336 | 3.2478 | 309513.2724
[22 empty] | Commercial/Industrial | High Efficiency Chiller (Water cooled-centrifugal, 200 tons) | 3.327 | 1.2337 | 84506.3855 | 13.7503 | 0.59559 | 34925.2223 | Commercial/Industrial | Solar Water Heater | 0.90687 | 1.7028 | 8564.599 | 3.213 | 0.45109 | 42987.9545
[22 empty] | Commercial/Industrial | High Efficiency Chiller (Water cooled-centrifugal, 200 tons) | 3.1515 | 1.2337 | 78607.1928 | 13.0251 | 0.56417 | 33083.1747 | Commercial/Industrial | Solar Water Heater | 0.90687 | 1.7028 | 8564.599 | 3.213 | 0.45109 | 42987.9545
[22 empty] | Commercial/Industrial | High Efficiency Chiller (Water cooled-centrifugal, 200 tons) | 0.82589 | 1.2337 | 423.2266 | 3.4134 | 0.14785 | 8669.904 | Commercial/Industrial | Variable Refrigerant Flow (VRF) HVAC Systems | 1.2249 | 1.2993 | 4509.6997 | 1.8466 | 1.8664 | 6068.4799
[22 empty] | Commercial/Industrial | High Efficiency Chiller (Water cooled-centrifugal, 200 tons) | 2.5257 | 1.2337 | 57566.7392 | 10.4385 | 0.45213 | 26513.205 | Commercial/Industrial | Variable Refrigerant Flow (VRF) HVAC Systems | 1.2249 | 1.2993 | 4509.6997 | 1.8466 | 1.8664 | 6068.4799
[22 empty] | Commercial/Industrial | High Efficiency Chiller (Water cooled-centrifugal, 200 tons) | 0.85397 | 1.2337 | 1367.0975 | 3.5294 | 0.15288 | 8964.6316 | Commercial/Industrial | Variable Refrigerant Flow (VRF) HVAC Systems | 1.1673 | 1.2993 | 3853.7508 | 1.7598 | 1.7787 | 5783.3358
[22 empty] | Commercial/Industrial | High Efficiency Chiller (Water cooled-centrifugal, 200 tons) | 1.7208 | 1.2337 | 30509.109 | 7.1121 | 0.30805 | 18064.3467 | Commercial/Industrial | Variable Refrigerant Flow (VRF) HVAC Systems | 1.1673 | 1.2993 | 3853.7508 | 1.7598 | 1.7787 | 5783.3358
[22 empty] | Commercial/Industrial | High Efficiency Chiller (Water cooled-centrifugal, 200 tons) | 2.4777 | 1.2337 | 55954.2932 | 10.2402 | 0.44355 | 26009.712 | Commercial/Industrial | Variable Refrigerant Flow (VRF) HVAC Systems | 0.97163 | 1.2993 | 1623.9201 | 1.4649 | 1.4806 | 4814.0178
[22 empty] | Commercial/Industrial | High Efficiency Chiller (Water cooled-centrifugal, 200 tons) | 1.9419 | 1.2337 | 37942.0917 | 8.0259 | 0.34763 | 20385.3267 | Commercial/Industrial | Variable Refrigerant Flow (VRF) HVAC Systems | 0.97163 | 1.2993 | 1623.9201 | 1.4649 | 1.4806 | 4814.0178
[22 empty] | Commercial/Industrial | High Efficiency Chiller (Water cooled-centrifugal, 200 tons) | 1.6881 | 1.2337 | 29407.9264 | 6.9767 | 0.30219 | 17720.4978 | Commercial/Industrial | Variable Speed Pool Pump | 1.0919 | 1.1844 | 1496.9496 | 0.7602 | 0.118 | 3230.25
[22 empty] | Commercial/Industrial | High Efficiency Chiller (Water cooled-positive displacement, 100 tons) | 0.88942 | 1.2336 | 1396.1477 | 2.0051 | 0.08685 | 5092.9074 | Commercial/Industrial | Variable Speed Pool Pump | 1.0919 | 1.1844 | 1496.9496 | 0.7602 | 0.118 | 3230.25
[22 empty] | Commercial/Industrial | High Efficiency Chiller (Water cooled-positive displacement, 100 tons) | 0.98674 | 1.2337 | 3180.6535 | 2.2245 | 0.096353 | 5650.1267 | Commercial/Industrial | Variable Speed Pool Pump | 1.0919 | 1.1844 | 1496.9496 | 0.7602 | 0.118 | 3230.25
[22 empty] | Commercial/Industrial | High Efficiency Chiller (Water cooled-positive displacement, 100 tons) | 1.9354 | 1.2337 | 20576.4649 | 4.3631 | 0.18898 | 11082.0417 | Commercial/Industrial | Variable Speed Pool Pump | 1.0919 | 1.1844 | 1496.9496 | 0.7602 | 0.118 | 3230.25
[22 empty] | Commercial/Industrial | High Efficiency Chiller (Water cooled-positive displacement, 100 tons) | 1.8333 | 1.2337 | 18704.6057 | 4.133 | 0.17902 | 10497.5458 | Commercial/Industrial | Variable Speed Pool Pump | 1.0919 | 1.1844 | 1496.9496 | 0.7602 | 0.118 | 3230.25
[22 empty] | Commercial/Industrial | High Efficiency Chiller (Water cooled-positive displacement, 100 tons) | 1.4692 | 1.2337 | 12028.3079 | 3.3122 | 0.14347 | 8412.8439 | Commercial/Industrial | Variable Speed Pool Pump | 1.0919 | 1.1844 | 1496.9496 | 0.7602 | 0.118 | 3230.25
[22 empty] | Commercial/Industrial | High Efficiency Chiller (Water cooled-positive displacement, 100 tons) | 1.0011 | 1.2337 | 3442.7138 | 2.2567 | 0.097748 | 5731.9562 | Commercial/Industrial | Variable Speed Pool Pump | 1.0919 | 1.1844 | 1496.9496 | 0.7602 | 0.118 | 3230.25
[22 empty] | Commercial/Industrial | High Efficiency Chiller (Water cooled-positive displacement, 100 tons) | 1.4413 | 1.2337 | 11516.6664 | 3.2493 | 0.14074 | 8253.0817 | Commercial/Industrial | Variable Speed Pool Pump | 1.0919 | 1.1844 | 1496.9496 | 0.7602 | 0.118 | 3230.25
[22 empty] | Commercial/Industrial | High Efficiency Chiller (Water cooled-positive displacement, 100 tons) | 1.1296 | 1.2337 | 5801.2563 | 2.5467 | 0.11031 | 6468.421 | Commercial/Industrial | Variable Speed Pool Pump | 1.0919 | 1.1844 | 1496.9496 | 0.7602 | 0.118 | 3230.25
[22 empty] | Commercial/Industrial | High Efficiency Chiller (Water cooled-positive displacement, 100 tons) | 0.982 | 1.2337 | 3093.3 | 2.2138 | 0.095887 | 5622.8503 | Commercial/Industrial | Variable Speed Pool Pump | 1.0919 | 1.1844 | 1496.9496 | 0.7602 | 0.118 | 3230.25
[22 empty] | Commercial/Industrial | High Efficiency Chiller (Water cooled-positive displacement, 100 tons) | 0.88942 | 1.2336 | 1396.1477 | 2.0051 | 0.08685 | 5092.9074 | Commercial/Industrial | Variable Speed Pool Pump | 1.0919 | 1.1844 | 1496.9496 | 0.7602 | 0.118 | 3230.25
[22 empty] | Commercial/Industrial | High Efficiency Chiller (Water cooled-positive displacement, 100 tons) | 0.98674 | 1.2337 | 3180.6535 | 2.2245 | 0.096353 | 5650.1267 | Commercial/Industrial | Variable Speed Pool Pump | 1.0919 | 1.1844 | 1496.9496 | 0.7602 | 0.118 | 3230.25
[22 empty] | Commercial/Industrial | High Efficiency Chiller (Water cooled-positive displacement, 100 tons) | 1.9354 | 1.2337 | 20576.4649 | 4.3631 | 0.18898 | 11082.0417 | Commercial/Industrial | Variable Speed Pool Pump | 1.0919 | 1.1844 | 1496.9496 | 0.7602 | 0.118 | 3230.25
[22 empty] | Commercial/Industrial | High Efficiency Chiller (Water cooled-positive displacement, 100 tons) | 1.8333 | 1.2337 | 18704.6057 | 4.133 | 0.17902 | 10497.5458 | Commercial/Industrial | Variable Speed Pool Pump | 1.0919 | 1.1844 | 1496.9496 | 0.7602 | 0.118 | 3230.25
[22 empty] | Commercial/Industrial | High Efficiency Chiller (Water cooled-positive displacement, 100 tons) | 1.4692 | 1.2337 | 12028.3079 | 3.3122 | 0.14347 | 8412.8439 | Commercial/Industrial | Variable Speed Pool Pump | 1.0919 | 1.1844 | 1496.9496 | 0.7602 | 0.118 | 3230.25
[22 empty] | Commercial/Industrial | High Efficiency Chiller (Water cooled-positive displacement, 100 tons) | 1.0011 | 1.2337 | 3442.7138 | 2.2567 | 0.097748 | 5731.9562 | Commercial/Industrial | Variable Speed Pool Pump | 1.0919 | 1.1844 | 1496.9496 | 0.7602 | 0.118 | 3230.25
[22 empty] | Commercial/Industrial | High Efficiency Chiller (Water cooled-positive displacement, 100 tons) | 1.4413 | 1.2337 | 11516.6664 | 3.2493 | 0.14074 | 8253.0817 | Commercial/Industrial | Variable Speed Pool Pump | 1.0919 | 1.1844 | 1496.9496 | 0.7602 | 0.118 | 3230.25
[22 empty] | Commercial/Industrial | High Efficiency Chiller (Water cooled-positive displacement, 100 tons) | 1.1296 | 1.2337 | 5801.2563 | 2.5467 | 0.11031 | 6468.421 | Commercial/Industrial | Variable Speed Pool Pump | 1.0919 | 1.1844 | 1496.9496 | 0.7602 | 0.118 | 3230.25
[22 empty] | Commercial/Industrial | High Efficiency Chiller (Water cooled-positive displacement, 100 tons) | 0.982 | 1.2337 | 3093.3 | 2.2138 | 0.095887 | 5622.8503 | Commercial/Industrial | Variable Speed Pool Pump | 1.0919 | 1.1844 | 1496.9496 | 0.7602 | 0.118 | 3230.25
[22 empty] | Commercial/Industrial | High Efficiency DX 135k- less than 240k BTU | 0.86964 | 1.1295 | 1188.0492 | 1.6817 | 0 | 4066.8949 | Commercial/Industrial | Variable Speed Pool Pump | 1.0919 | 1.1844 | 1496.9496 | 0.7602 | 0.118 | 3230.25
[22 empty] | Commercial/Industrial | High Efficiency DX 135k- less than 240k BTU | 0.82374 | 1.1295 | 621.7191 | 1.593 | 0 | 3852.3962 | Commercial/Industrial | Variable Speed Pool Pump | 1.0919 | 1.1844 | 1496.9496 | 0.7602 | 0.118 | 3230.25
[22 empty] | Commercial/Industrial | High Efficiency DX 135k- less than 240k BTU | 0.86964 | 1.1295 | 1188.0492 | 1.6817 | 0 | 4066.8949 | Commercial/Industrial | Variable Speed Pool Pump | 1.0919 | 1.1844 | 1496.9496 | 0.7602 | 0.118 | 3230.25
[22 empty] | Commercial/Industrial | High Efficiency DX 135k- less than 240k BTU | 0.82374 | 1.1295 | 621.7191 | 1.593 | 0 | 3852.3962 | Commercial/Industrial | Variable Speed Pool Pump | 1.0919 | 1.1844 | 1496.9496 | 0.7602 | 0.118 | 3230.25
[22 empty] | Commercial/Industrial | High Efficiency HID Lighting | 0.77993 | 2.0686 | 2.5753 | 0 | 0 | 484.169 | Commercial/Industrial | Variable Speed Pool Pump | 1.0919 | 1.1844 | 1496.9496 | 0.7602 | 0.118 | 3230.25
[22 empty] | Commercial/Industrial | High Efficiency HID Lighting | 0.77993 | 2.0686 | 2.5753 | 0 | 0 | 484.169 | Commercial/Industrial | VSD Controlled Compressor | 1.654 | 1.4885 | 12224.2052 | 1.9843 | 0.92875 | 13160.16
[22 empty] | Commercial/Industrial | High Efficiency HID Lighting | 0.77993 | 2.0686 | 2.5753 | 0 | 0 | 484.169 | Commercial/Industrial | VSD Controlled Compressor | 1.654 | 1.4885 | 12224.2052 | 1.9843 | 0.92875 | 13160.16
[22 empty] | Commercial/Industrial | High Efficiency HID Lighting | 0.77993 | 2.0686 | 2.5753 | 0 | 0 | 484.169 | Commercial/Industrial | VSD Controlled Compressor | 1.6134 | 1.5616 | 11332.3582 | 1.7063 | 1.4292 | 13160.16
[22 empty] | Commercial/Industrial | High Efficiency HID Lighting | 0.77993 | 2.0686 | 2.5753 | 0 | 0 | 484.169 | Commercial/Industrial | VSD Controlled Compressor | 1.6134 | 1.5616 | 11332.3582 | 1.7063 | 1.4292 | 13160.16
[22 empty] | Commercial/Industrial | High Efficiency HID Lighting | 0.77993 | 2.0686 | 2.5753 | 0 | 0 | 484.169 | Commercial/Industrial | VSD Controlled Compressor | 1.654 | 1.4885 | 12224.2052 | 1.9843 | 0.92875 | 13160.16
[22 empty] | Commercial/Industrial | High Efficiency HID Lighting | 0.77993 | 2.0686 | 2.5753 | 0 | 0 | 484.169 | Commercial/Industrial | VSD Controlled Compressor | 1.654 | 1.4885 | 12224.2052 | 1.9843 | 0.92875 | 13160.16
[22 empty] | Commercial/Industrial | High Efficiency HID Lighting | 0.77993 | 2.0686 | 2.5753 | 0 | 0 | 484.169 | Commercial/Industrial | VSD Controlled Compressor | 1.6134 | 1.5616 | 11332.3582 | 1.7063 | 1.4292 | 13160.16
[22 empty] | Commercial/Industrial | High Efficiency HID Lighting | 0.77993 | 2.0686 | 2.5753 | 0 | 0 | 484.169 | Commercial/Industrial | VSD Controlled Compressor | 1.6134 | 1.5616 | 11332.3582 | 1.7063 | 1.4292 | 13160.16
[22 empty] | Commercial/Industrial | High Efficiency HID Lighting | 0.77993 | 2.0686 | 2.5753 | 0 | 0 | 484.169 | Commercial/Industrial | VSD Controlled Compressor | 1.6134 | 1.5616 | 11332.3582 | 1.7063 | 1.4292 | 13160.16
[22 empty] | Commercial/Industrial | High Efficiency HID Lighting | 0.77993 | 2.0686 | 2.5753 | 0 | 0 | 484.169 | Commercial/Industrial | VSD Controlled Compressor | 1.6134 | 1.5616 | 11332.3582 | 1.7063 | 1.4292 | 13160.16
[22 empty] | Commercial/Industrial | High Efficiency HID Lighting | 0.77993 | 2.0686 | 2.5753 | 0 | 0 | 484.169 | Commercial/Industrial | VSD Controlled Compressor | 1.654 | 1.4885 | 12224.2052 | 1.9843 | 0.92875 | 13160.16
[22 empty] | Commercial/Industrial | High Efficiency HID Lighting | 0.77993 | 2.0686 | 2.5753 | 0 | 0 | 484.169 | Commercial/Industrial | VSD Controlled Compressor | 1.654 | 1.4885 | 12224.2052 | 1.9843 | 0.92875 | 13160.16
[22 empty] | Commercial/Industrial | High Efficiency HID Lighting | 0.77993 | 2.0686 | 2.5753 | 0 | 0 | 484.169 | Commercial/Industrial | VSD Controlled Compressor | 1.6134 | 1.5616 | 11332.3582 | 1.7063 | 1.4292 | 13160.16
[22 empty] | Commercial/Industrial | High Efficiency HID Lighting | 0.77993 | 2.0686 | 2.5753 | 0 | 0 | 484.169 | Commercial/Industrial | VSD Controlled Compressor | 1.6134 | 1.5616 | 11332.3582 | 1.7063 | 1.4292 | 13160.16
[22 empty] | Commercial/Industrial | High Efficiency HID Lighting | 0.77993 | 2.0686 | 2.5753 | 0 | 0 | 484.169 | Commercial/Industrial | VSD Controlled Compressor | 1.654 | 1.4885 | 12224.2052 | 1.9843 | 0.92875 | 13160.16
[22 empty] | Commercial/Industrial | High Efficiency HID Lighting | 0.77993 | 2.0686 | 2.5753 | 0 | 0 | 484.169 | Commercial/Industrial | VSD Controlled Compressor | 1.654 | 1.4885 | 12224.2052 | 1.9843 | 0.92875 | 13160.16
[22 empty] | Commercial/Industrial | High Efficiency HID Lighting | 0.77993 | 2.0686 | 2.5753 | 0 | 0 | 484.169 | Commercial/Industrial | VSD Controlled Compressor | 1.654 | 1.4885 | 12224.2052 | 1.9843 | 0.92875 | 13160.16
[22 empty] | Commercial/Industrial | High Efficiency HID Lighting | 0.77993 | 2.0686 | 2.5753 | 0 | 0 | 484.169 | Commercial/Industrial | VSD Controlled Compressor | 1.654 | 1.4885 | 12224.2052 | 1.9843 | 0.92875 | 13160.16
[22 empty] | Commercial/Industrial | High Efficiency HID Lighting | 0.77993 | 2.0686 | 2.5753 | 0 | 0 | 484.169 | Commercial/Industrial | VSD Controlled Compressor | 1.6134 | 1.5616 | 11332.3582 | 1.7063 | 1.4292 | 13160.16
[22 empty] | Commercial/Industrial | High Efficiency HID Lighting | 0.77993 | 2.0686 | 2.5753 | 0 | 0 | 484.169 | Commercial/Industrial | VSD Controlled Compressor | 1.6134 | 1.5616 | 11332.3582 | 1.7063 | 1.4292 | 13160.16
[22 empty] | Commercial/Industrial | High Efficiency HID Lighting | 0.77993 | 2.0686 | 2.5753 | 0 | 0 | 484.169 | Commercial/Industrial | VSD Controlled Compressor | 1.654 | 1.4885 | 12224.2052 | 1.9843 | 0.92875 | 13160.16
[22 empty] | Commercial/Industrial | High Efficiency HID Lighting | 0.77993 | 2.0686 | 2.5753 | 0 | 0 | 484.169 | Commercial/Industrial | VSD Controlled Compressor | 1.654 | 1.4885 | 12224.2052 | 1.9843 | 0.92875 | 13160.16
[22 empty] | Commercial/Industrial | High Efficiency HID Lighting | 0.77993 | 2.0686 | 2.5753 | 0 | 0 | 484.169 | Commercial/Industrial | VSD Controlled Compressor | 1.6134 | 1.5616 | 11332.3582 | 1.7063 | 1.4292 | 13160.16
[22 empty] | Commercial/Industrial | High Efficiency HID Lighting | 0.77993 | 2.0686 | 2.5753 | 0 | 0 | 484.169 | Commercial/Industrial | VSD Controlled Compressor | 1.6134 | 1.5616 | 11332.3582 | 1.7063 | 1.4292 | 13160.16
[22 empty] | Commercial/Industrial | High Efficiency HID Lighting | 0.77993 | 2.0686 | 2.5753 | 0 | 0 | 484.169 | Commercial/Industrial | VSD Controlled Compressor | 1.654 | 1.4885 | 12224.2052 | 1.9843 | 0.92875 | 13160.16
[22 empty] | Commercial/Industrial | High Efficiency PTAC | 4.8555 | 1.0806 | 1913.0362 | 0.38889 | 0 | 781.6741 | Commercial/Industrial | VSD Controlled Compressor | 1.654 | 1.4885 | 12224.2052 | 1.9843 | 0.92875 | 13160.16
[22 empty] | Commercial/Industrial | High Efficiency PTAC | 4.1592 | 1.24 | 1572.5281 | 0.24769 | 0 | 867.1977 | Commercial/Industrial | Wall Insulation | 2.1267 | 1.2212 | 4.4902 | 0.00078702 | 0.00046358 | 1.9029
[22 empty] | Commercial/Industrial | High Efficiency PTAC | 2.683 | 1.0809 | 895.0317 | 0.21483 | 0 | 431.8047 | Commercial/Industrial | Wall Insulation | 2.0981 | 1.0851 | 5.0451 | 0.00039401 | 0.00090108 | 1.9307
[22 empty] | Commercial/Industrial | High Efficiency PTAC | 7.7272 | 1.24 | 3231.6857 | 0.4602 | 0 | 1611.1936 | Commercial/Industrial | Wall Insulation | 2.1506 | 1.2171 | 4.5953 | 0.00079852 | 0.00047035 | 1.9307
[22 empty] | Commercial/Industrial | High Efficiency PTAC | 2.6235 | 1.0809 | 867.1888 | 0.21007 | 0 | 422.2356 | Commercial/Industrial | Wall Insulation | 2.1267 | 1.2212 | 4.4902 | 0.00078702 | 0.00046358 | 1.9029
[22 empty] | Commercial/Industrial | High Efficiency PTAC | 8.0211 | 1.0807 | 3395.6685 | 0.6424 | 0 | 1291.2275 | Commercial/Industrial | Wall Insulation | 2.1219 | 1.0814 | 5.1596 | 0.00039983 | 0.0009144 | 1.9593
[22 empty] | Commercial/Industrial | High Efficiency PTAC | 2.4687 | 1.1293 | 791.9916 | 0.18074 | 0 | 436.5892 | Commercial/Industrial | Wall Insulation | 2.0981 | 1.0851 | 5.0451 | 0.00039401 | 0.00090108 | 1.9307
[22 empty] | Commercial/Industrial | High Efficiency PTAC | 4.974 | 1.1292 | 1962.74 | 0.36421 | 0 | 879.7571 | Commercial/Industrial | Wall Insulation | 1.6536 | 1.4743 | 2.8892 | 0.00022233 | 0.0003967 | 1.9593
[22 empty] | Commercial/Industrial | High Efficiency PTAC | 7.869 | 1.0807 | 3324.3212 | 0.6302 | 0 | 1266.7068 | Commercial/Industrial | Water Cooled Refrigeration Heat Recovery | 0.9175 | 1.7465 | 11497.6943 | 0 | 2.3284 | 34829.6652
[22 empty] | Commercial/Industrial | High Efficiency PTAC | 6.1672 | 1.0807 | 2527.3193 | 0.49393 | 0 | 992.7919 | Commercial/Industrial | Water Cooled Refrigeration Heat Recovery | 0.9175 | 1.7465 | 11497.6943 | 0 | 2.3284 | 34829.6652
[22 empty] | Commercial/Industrial | High Efficiency PTAC | 5.3606 | 1.0806 | 2149.7005 | 0.42936 | 0 | 863.0113 | Commercial/Industrial | Building Envelope Improvements | 5.7369 | 1.5997 | 113131.2878 | 6.971 | 6.8019 | 48935.2678
[22 empty] | Commercial/Industrial | High Efficiency PTAC | 1.1782 | 1.0811 | 190.2593 | 0.094322 | 0 | 189.5874 | Commercial/Industrial | Compressed Air Controls | 1.7488 | 1.3853 | 88332.34 | 13.1623 | 12.8147 | 97743.9554
[22 empty] | Commercial/Industrial | High Efficiency PTAC | 4.8555 | 1.0806 | 1913.0362 | 0.38889 | 0 | 781.6741 | Commercial/Industrial | Compressed Air Equipment | 2.161 | 1.443 | 149880.392 | 17.3816 | 16.9226 | 129077.005
[22 empty] | Commercial/Industrial | High Efficiency PTAC | 4.1592 | 1.24 | 1572.5281 | 0.24769 | 0 | 867.1977 | Commercial/Industrial | Compressed Air Equipment | 2.2494 | 1.443 | 14023.6374 | 1.5907 | 1.5487 | 11812.8005
[22 empty] | Commercial/Industrial | High Efficiency PTAC | 2.683 | 1.0809 | 895.0317 | 0.21483 | 0 | 431.8047 | Commercial/Industrial | Efficient Lighting - High Bay | 2.1836 | 1.3947 | 192750.9885 | 24.4336 | 23.7501 | 171178.7609
[22 empty] | Commercial/Industrial | High Efficiency PTAC | 7.7272 | 1.24 | 3231.6857 | 0.4602 | 0 | 1611.1936 | Commercial/Industrial | Efficient Lighting - High Bay | 2.1836 | 1.3947 | 76721.8919 | 9.7255 | 9.4534 | 68135.3634
[22 empty] | Commercial/Industrial | High Efficiency PTAC | 2.6235 | 1.0809 | 867.1888 | 0.21007 | 0 | 422.2356 | Commercial/Industrial | Efficient Lighting - High Bay | 2.1836 | 1.3947 | 19905.5473 | 2.5233 | 2.4527 | 17677.7662
[22 empty] | Commercial/Industrial | High Efficiency PTAC | 8.0211 | 1.0807 | 3395.6685 | 0.6424 | 0 | 1291.2275 | Commercial/Industrial | Efficient Lighting - High Bay | 2.1836 | 1.3947 | 46710.1524 | 5.9211 | 5.7555 | 41482.4643
[22 empty] | Commercial/Industrial | High Efficiency PTAC | 2.4687 | 1.1293 | 791.9916 | 0.18074 | 0 | 436.5892 | Commercial/Industrial | Efficient Lighting - High Bay | 2.1835 | 1.3947 | 17528.5002 | 2.222 | 2.1598 | 15566.7526
[22 empty] | Commercial/Industrial | High Efficiency PTAC | 4.974 | 1.1292 | 1962.74 | 0.36421 | 0 | 879.7571 | Commercial/Industrial | Efficient Lighting - High Bay | 2.1836 | 1.3947 | 49578.6417 | 6.2847 | 6.1089 | 44029.9188
[22 empty] | Commercial/Industrial | High Efficiency PTAC | 7.869 | 1.0807 | 3324.3212 | 0.6302 | 0 | 1266.7068 | Commercial/Industrial | Efficient Lighting - High Bay | 2.1836 | 1.3947 | 10417.0005 | 1.3205 | 1.2835 | 9251.1548
[22 empty] | Commercial/Industrial | High Efficiency PTAC | 6.1672 | 1.0807 | 2527.3193 | 0.49393 | 0 | 992.7919 | Commercial/Industrial | Efficient Lighting - High Bay | 2.1836 | 1.3947 | 351462.9322 | 44.5523 | 43.306 | 312128.045
[22 empty] | Commercial/Industrial | High Efficiency PTAC | 5.3606 | 1.0806 | 2149.7005 | 0.42936 | 0 | 863.0113 | Commercial/Industrial | Efficient Lighting - High Bay | 2.1835 | 1.3947 | 17078.3518 | 2.1649 | 2.1043 | 15166.9837
[22 empty] | Commercial/Industrial | High Efficiency PTAC | 1.1782 | 1.0811 | 190.2593 | 0.094322 | 0 | 189.5874 | Commercial/Industrial | Efficient Lighting - High Bay | 2.1836 | 1.3947 | 15524.3261 | 1.9679 | 1.9129 | 13786.8808
[22 empty] | Commercial/Industrial | High Efficiency PTHP | 4.9099 | 1.0808 | 1938.1957 | 0.39314 | 0.00014395 | 790.4475 | Commercial/Industrial | Efficient Lighting - High Bay | 2.1836 | 1.3947 | 95632.0347 | 12.1226 | 11.7834 | 84929.127
[22 empty] | Commercial/Industrial | High Efficiency PTHP | 4.2813 | 1.2669 | 1588.9382 | 0.24922 | 0.075355 | 875.9712 | Commercial/Industrial | Efficient Lighting - High Bay | 2.1837 | 1.3948 | 915.6448 | 0.11607 | 0.11282 | 813.1681
[22 empty] | Commercial/Industrial | High Efficiency PTHP | 2.776 | 1.0808 | 938.7313 | 0.22227 | 8.1383e-05 | 446.895 | Commercial/Industrial | Efficient Lighting - Other Interior Lighting | 1.2699 | 1.4222 | 44440.3592 | 8.9343 | 8.6844 | 62592.8376
[22 empty] | Commercial/Industrial | High Efficiency PTHP | 7.9506 | 1.2668 | 3260.7302 | 0.46284 | 0.13995 | 1626.8454 | Commercial/Industrial | Efficient Lighting - Other Interior Lighting | 1.2699 | 1.4222 | 101279.6184 | 20.3613 | 19.7918 | 142649.1306
[22 empty] | Commercial/Industrial | High Efficiency PTHP | 2.6703 | 1.0809 | 889.2488 | 0.21381 | 7.8285e-05 | 429.886 | Commercial/Industrial | Efficient Lighting - Other Interior Lighting | 1.2699 | 1.4222 | 13887.4686 | 2.7919 | 2.7138 | 19560.0594
[22 empty] | Commercial/Industrial | High Efficiency PTHP | 8.0774 | 1.0807 | 3422.0199 | 0.64682 | 0.00023683 | 1300.4923 | Commercial/Industrial | Efficient Lighting - Other Interior Lighting | 1.2699 | 1.4222 | 59305.0179 | 11.9227 | 11.5892 | 83529.2383
[22 empty] | Commercial/Industrial | High Efficiency PTHP | 2.7412 | 1.0805 | 922.8388 | 0.21955 | 8.0388e-05 | 441.4321 | Commercial/Industrial | Efficient Lighting - Other Interior Lighting | 1.2699 | 1.4222 | 13014.3972 | 2.6164 | 2.5432 | 18330.3659
[22 empty] | Commercial/Industrial | High Efficiency PTHP | 5.4967 | 1.0809 | 2212.9215 | 0.44011 | 0.00016114 | 884.8808 | Commercial/Industrial | Efficient Lighting - Other Interior Lighting | 1.2699 | 1.4222 | 21096.8305 | 4.2413 | 4.1227 | 29714.2181
[22 empty] | Commercial/Industrial | High Efficiency PTHP | 8.0684 | 1.0807 | 3417.8625 | 0.64611 | 0.00023657 | 1299.0632 | Commercial/Industrial | Efficient Lighting - Other Interior Lighting | 1.2699 | 1.4222 | 4778.4804 | 0.96067 | 0.9338 | 6730.3381
[22 empty] | Commercial/Industrial | High Efficiency PTHP | 6.2922 | 1.0807 | 2585.8676 | 0.50387 | 0.00018449 | 1013.0761 | Commercial/Industrial | Efficient Lighting - Other Interior Lighting | 1.2699 | 1.4222 | 114375.9658 | 22.9942 | 22.351 | 161094.923
[22 empty] | Commercial/Industrial | High Efficiency PTHP | 5.4759 | 1.0807 | 2203.6129 | 0.43852 | 0.00016056 | 881.6812 | Commercial/Industrial | Efficient Lighting - Other Interior Lighting | 1.2699 | 1.4222 | 13047.0137 | 2.623 | 2.5496 | 18376.3053
[22 empty] | Commercial/Industrial | High Efficiency PTHP | 1.2074 | 1.0806 | 204.2601 | 0.096704 | 3.5407e-05 | 194.4303 | Commercial/Industrial | Efficient Lighting - Other Interior Lighting | 1.2699 | 1.4222 | 21931.0597 | 4.409 | 4.2857 | 30889.2026
[22 empty] | Commercial/Industrial | High Efficiency PTHP | 4.9099 | 1.0808 | 1938.1957 | 0.39314 | 0.00014395 | 790.4475 | Commercial/Industrial | Efficient Lighting - Other Interior Lighting | 1.2699 | 1.4222 | 136849.5993 | 27.5124 | 26.7428 | 192748.3236
[22 empty] | Commercial/Industrial | High Efficiency PTHP | 4.2813 | 1.2669 | 1588.9382 | 0.24922 | 0.075355 | 875.9712 | Commercial/Industrial | Efficient Lighting - Other Interior Lighting | 1.2699 | 1.4222 | 638.8163 | 0.12843 | 0.12484 | 899.7526
[22 empty] | Commercial/Industrial | High Efficiency PTHP | 2.776 | 1.0808 | 938.7313 | 0.22227 | 8.1383e-05 | 446.895 | Commercial/Industrial | Fan Equipment Upgrades | 2.3039 | 1.443 | 6504.2302 | 0.72858 | 0.70934 | 5410.4698
[22 empty] | Commercial/Industrial | High Efficiency PTHP | 7.9506 | 1.2668 | 3260.7302 | 0.46284 | 0.13995 | 1626.8454 | Commercial/Industrial | Fan Equipment Upgrades | 2.1928 | 1.443 | 10671.56 | 1.2274 | 1.195 | 9115.0869
[22 empty] | Commercial/Industrial | High Efficiency PTHP | 2.6703 | 1.0809 | 889.2488 | 0.21381 | 7.8285e-05 | 429.886 | Commercial/Industrial | Fan Equipment Upgrades | 2.1509 | 1.443 | 29976.4598 | 3.4857 | 3.3936 | 25884.7363
[22 empty] | Commercial/Industrial | High Efficiency PTHP | 8.0774 | 1.0807 | 3422.0199 | 0.64682 | 0.00023683 | 1300.4923 | Commercial/Industrial | Fan Equipment Upgrades | 1.9622 | 1.443 | 3264.0674 | 0.4017 | 0.39109 | 2983.0086
[22 empty] | Commercial/Industrial | High Efficiency PTHP | 2.7412 | 1.0805 | 922.8388 | 0.21955 | 8.0388e-05 | 441.4321 | Commercial/Industrial | HVAC Equipment Upgrades | 1.863 | 1.5029 | 26847.0169 | 3.1452 | 3.0689 | 22079.0115
[22 empty] | Commercial/Industrial | High Efficiency PTHP | 5.4967 | 1.0809 | 2212.9215 | 0.44011 | 0.00016114 | 884.8808 | Commercial/Industrial | HVAC Equipment Upgrades | 2.5268 | 1.5029 | 132733.8553 | 12.9438 | 12.6298 | 90863.5695
[22 empty] | Commercial/Industrial | High Efficiency PTHP | 8.0684 | 1.0807 | 3417.8625 | 0.64611 | 0.00023657 | 1299.0632 | Commercial/Industrial | HVAC Recommissioning | 1.4087 | 1.2751 | 87995.6071 | 20.6141 | 20.114 | 144707.3819
[22 empty] | Commercial/Industrial | High Efficiency PTHP | 6.2922 | 1.0807 | 2585.8676 | 0.50387 | 0.00018449 | 1013.0761 | Commercial/Industrial | HVAC Recommissioning | 1.3977 | 1.2751 | 232431.7853 | 54.9173 | 53.5849 | 385509.7021
[22 empty] | Commercial/Industrial | High Efficiency PTHP | 5.4759 | 1.0807 | 2203.6129 | 0.43852 | 0.00016056 | 881.6812 | Commercial/Industrial | HVAC Recommissioning | 1.4086 | 1.2751 | 4047.7522 | 0.94824 | 0.92523 | 6656.4643
[22 empty] | Commercial/Industrial | High Efficiency PTHP | 1.2074 | 1.0806 | 204.2601 | 0.096704 | 3.5407e-05 | 194.4303 | Commercial/Industrial | Lighting Controls - Exterior | 1.6395 | 1.9249 | 1069.5411 | 0 | 0 | 2235.3813
[22 empty] | Commercial/Industrial | Hot Water Pipe Insulation | 3.1041 | 1.4902 | 1534.0118 | 0.15144 | 0.1702 | 1355.592 | Commercial/Industrial | Lighting Controls - Exterior | 1.6593 | 1.9249 | 181.9938 | 0 | 0 | 376.553
[22 empty] | Commercial/Industrial | Hot Water Pipe Insulation | 3.0879 | 1.5463 | 14895.5196 | 1.5475 | 1.5475 | 13555.9203 | Commercial/Industrial | Lighting Controls - Exterior | 1.6069 | 1.9249 | 639.9425 | 0 | 0 | 1360.9544
[22 empty] | Commercial/Industrial | Hot Water Pipe Insulation | 2.9915 | 1.3835 | 1574.9188 | 0.10667 | 0.18442 | 1355.592 | Commercial/Industrial | Lighting Controls - Exterior | 1.3304 | 1.9249 | 196.159 | 0 | 0 | 510.7132
[22 empty] | Commercial/Industrial | Hot Water Pipe Insulation | 3.1041 | 1.4902 | 1534.0118 | 0.15144 | 0.1702 | 1355.592 | Commercial/Industrial | Lighting Controls - Exterior | 1.4586 | 1.9249 | 288.7379 | 0 | 0 | 674.4456
[22 empty] | Commercial/Industrial | Hot Water Pipe Insulation | 3.0879 | 1.5463 | 22343.2795 | 2.3212 | 2.3212 | 20333.8804 | Commercial/Industrial | Lighting Controls - Exterior | 1.5795 | 1.9249 | 2306.014 | 0 | 0 | 4980.25
[22 empty] | Commercial/Industrial | Hot Water Pipe Insulation | 3.1044 | 1.4903 | 38350.2944 | 3.786 | 4.255 | 33889.8007 | Commercial/Industrial | Lighting Controls - Exterior | 1.5489 | 1.9249 | 226.2676 | 0 | 0 | 497.5976
[22 empty] | Commercial/Industrial | Hot Water Pipe Insulation | 2.9917 | 1.3836 | 4724.7563 | 0.32002 | 0.55325 | 4066.7761 | Commercial/Industrial | Lighting Controls - Exterior | 1.6593 | 1.9249 | 8.3716 | 0 | 0 | 17.3212
[22 empty] | Commercial/Industrial | Hot Water Pipe Insulation | 3.1044 | 1.4903 | 30680.2355 | 3.0288 | 3.404 | 27111.8406 | Commercial/Industrial | Motor Equipment Upgrades | 1.4938 | 1.2923 | 19859.6181 | 4.2144 | 4.1031 | 31296.1261
[22 empty] | Commercial/Industrial | Hot Water Pipe Insulation | 3.1044 | 1.4903 | 4602.0353 | 0.45432 | 0.51059 | 4066.7761 | Commercial/Industrial | Motor Equipment Upgrades | 1.4721 | 1.2924 | 325.8839 | 0.070162 | 0.068309 | 521.0287
[22 empty] | Commercial/Industrial | Hot Water Pipe Insulation | 2.9919 | 1.3837 | 3149.8375 | 0.21335 | 0.36883 | 2711.1841 | Commercial/Industrial | Motor Optimization | 1.0459 | 1.2923 | 315124.7391 | 114.3046 | 111.2855 | 848831.5375
[22 empty] | Commercial/Industrial | Hot Water Pipe Insulation | 2.9917 | 1.3836 | 4724.7563 | 0.32002 | 0.55325 | 4066.7761 | Commercial/Industrial | Process Heat Equipment Upgrade | 1.3892 | 1.2856 | 59438.9118 | 13.8146 | 13.474 | 100344.2214
[22 empty] | Commercial/Industrial | Hot Water Pipe Insulation | 3.1041 | 1.4902 | 1534.0118 | 0.15144 | 0.1702 | 1355.592 | Commercial/Industrial | Process Heat Equipment Upgrade | 1.3892 | 1.2856 | 79439.8406 | 18.4632 | 18.0079 | 134109.6045
[22 empty] | Commercial/Industrial | Hot Water Pipe Insulation | 3.1041 | 1.4902 | 1534.0118 | 0.15144 | 0.1702 | 1355.592 | Commercial/Industrial | Process Heat Improved Controls | 0.81729 | 1.4352 | 255.5473 | 0.46655 | 0.45505 | 3388.8584
[22 empty] | Commercial/Industrial | Hot Water Pipe Insulation | 3.1041 | 1.4902 | 1534.0118 | 0.15144 | 0.1702 | 1355.592 | Commercial/Industrial | Process Refrig Controls | 1.129 | 1.435 | 291.0414 | 0.071425 | 0.069664 | 518.8079
[22 empty] | Commercial/Industrial | Hot Water Pipe Insulation | 3.0879 | 1.5463 | 14895.5196 | 1.5475 | 1.5475 | 13555.9203 | Commercial/Industrial | Process Refrig Controls | 1.5743 | 1.4352 | 5821.7827 | 0.87044 | 0.84898 | 6322.5701
[22 empty] | Commercial/Industrial | Hot Water Pipe Insulation | 2.9915 | 1.3835 | 1574.9188 | 0.10667 | 0.18442 | 1355.592 | Commercial/Industrial | Process Refrig Controls | 0.84195 | 1.4353 | 54.4243 | 0.059063 | 0.057607 | 429.013
[22 empty] | Commercial/Industrial | Hot Water Pipe Insulation | 3.1041 | 1.4902 | 1534.0118 | 0.15144 | 0.1702 | 1355.592 | Commercial/Industrial | Process Refrig Equipment Upgrade | 1.5593 | 1.2856 | 6050.0327 | 1.2527 | 1.2218 | 9099.2988
[22 empty] | Commercial/Industrial | Hot Water Pipe Insulation | 3.0879 | 1.5463 | 22343.2795 | 2.3212 | 2.3212 | 20333.8804 | Commercial/Industrial | Process Refrig Equipment Upgrade | 1.346 | 1.2851 | 236.8465 | 0.057085 | 0.055677 | 414.644
[22 empty] | Commercial/Industrial | Hot Water Pipe Insulation | 3.1044 | 1.4903 | 38350.2944 | 3.786 | 4.255 | 33889.8007 | Commercial/Industrial | Process Refrig Equipment Upgrade | 1.648 | 1.2855 | 1910.1449 | 0.37737 | 0.36807 | 2741.0997
[22 empty] | Commercial/Industrial | Hot Water Pipe Insulation | 2.9917 | 1.3836 | 4724.7563 | 0.32002 | 0.55325 | 4066.7761 | Commercial/Industrial | Process Refrig Equipment Upgrade | 1.3592 | 1.2844 | 107.6678 | 0.025633 | 0.025001 | 186.1908
[22 empty] | Commercial/Industrial | Hot Water Pipe Insulation | 3.1044 | 1.4903 | 30680.2355 | 3.0288 | 3.404 | 27111.8406 | Commercial/Industrial | Process Refrig Equipment Upgrade | 1.2511 | 1.2855 | 1387.2579 | 0.36806 | 0.35899 | 2673.4852
[22 empty] | Commercial/Industrial | Hot Water Pipe Insulation | 3.1044 | 1.4903 | 4602.0353 | 0.45432 | 0.51059 | 4066.7761 | Commercial/Industrial | Process Refrig Equipment Upgrade | 1.559 | 1.2854 | 278.2984 | 0.057624 | 0.056204 | 418.563
[22 empty] | Commercial/Industrial | Hot Water Pipe Insulation | 2.9919 | 1.3837 | 3149.8375 | 0.21335 | 0.36883 | 2711.1841 | Commercial/Industrial | Pump Equipment Upgrade | 1.6765 | 1.443 | 8154.7615 | 1.1319 | 1.102 | 8405.3604
[22 empty] | Commercial/Industrial | Hot Water Pipe Insulation | 2.9917 | 1.3836 | 4724.7563 | 0.32002 | 0.55325 | 4066.7761 | Commercial/Industrial | Pump Equipment Upgrade | 2.1958 | 1.443 | 36303.1443 | 4.1724 | 4.0622 | 30984.6514
[22 empty] | Commercial/Industrial | Hot Water Pipe Insulation | 3.1041 | 1.4902 | 1534.0118 | 0.15144 | 0.1702 | 1355.592 | Commercial/Industrial | Pump Equipment Upgrade | 1.5755 | 1.443 | 15588.2758 | 2.2927 | 2.2322 | 17025.9946
[22 empty] | Commercial/Industrial | Hot Water Pipe Insulation | 3.1041 | 1.4902 | 1534.0118 | 0.15144 | 0.1702 | 1355.592 | Commercial/Industrial | Pump Equipment Upgrade | 1.9622 | 1.443 | 7699.1654 | 0.9475 | 0.92248 | 7036.2138
[22 empty] | Commercial/Industrial | Hotel Card Energy Control Systems | 0.79093 | 2.0711 | 6.3744 | 0.0044883 | -0.016893 | 561.42 | Commercial/Industrial | Pump System Optimization | 1.2658 | 1.2923 | 45876.9829 | 11.7934 | 11.4819 | 87578.2988
[22 empty] | Commercial/Industrial | Hotel Card Energy Control Systems | 0.79093 | 2.0711 | 6.3744 | 0.0044883 | -0.016893 | 561.42
[22 empty] | Commercial/Industrial | HVAC tune-up | 0.72404 | 1.0671 | 13.9911 | 0.053199 | 0.0096843 | 267.9572
[22 empty] | Commercial/Industrial | HVAC tune-up | 0.72404 | 1.0671 | 13.9911 | 0.053199 | 0.0096843 | 267.9572
[22 empty] | Commercial/Industrial | Interior Lighting Controls | 0.88177 | 1.8228 | 91.7795 | 0 | 0 | 776.16
[22 empty] | Commercial/Industrial | Interior Lighting Controls | 0.7997 | 1.8228 | 41.493 | 0 | 0 | 703.92
[22 empty] | Commercial/Industrial | Interior Lighting Controls | 1.0819 | 1.8228 | 214.3773 | 0 | 0 | 952.28
[22 empty] | Commercial/Industrial | Interior Lighting Controls | 0.79271 | 1.8228 | 37.205 | 0 | 0 | 697.76
[22 empty] | Commercial/Industrial | Interior Lighting Controls | 0.88177 | 1.8228 | 91.7795 | 0 | 0 | 776.16
[22 empty] | Commercial/Industrial | Interior Lighting Controls | 0.7997 | 1.8228 | 41.493 | 0 | 0 | 703.92
[22 empty] | Commercial/Industrial | Interior Lighting Controls | 1.0819 | 1.8228 | 214.3773 | 0 | 0 | 952.28
[22 empty] | Commercial/Industrial | Interior Lighting Controls | 0.79271 | 1.8228 | 37.205 | 0 | 0 | 697.76
[22 empty] | Commercial/Industrial | LED Display Lighting (Exterior) | 3.9261 | 2.1667 | 395.8859 | 0 | 0 | 377.692
[22 empty] | Commercial/Industrial | LED Display Lighting (Exterior) | 3.9261 | 2.1667 | 395.8859 | 0 | 0 | 377.692
[22 empty] | Commercial/Industrial | LED Display Lighting (Exterior) | 3.9261 | 2.1667 | 395.8859 | 0 | 0 | 377.692
[22 empty] | Commercial/Industrial | LED Display Lighting (Exterior) | 3.9261 | 2.1667 | 395.8859 | 0 | 0 | 377.692
[22 empty] | Commercial/Industrial | LED Display Lighting (Exterior) | 3.9261 | 2.1667 | 395.8859 | 0 | 0 | 377.692
[22 empty] | Commercial/Industrial | LED Display Lighting (Exterior) | 3.9261 | 2.1667 | 395.8859 | 0 | 0 | 377.692
[22 empty] | Commercial/Industrial | LED Display Lighting (Exterior) | 3.9261 | 2.1667 | 395.8859 | 0 | 0 | 377.692
[22 empty] | Commercial/Industrial | LED Display Lighting (Exterior) | 3.9261 | 2.1667 | 395.8859 | 0 | 0 | 377.692
[22 empty] | Commercial/Industrial | LED Display Lighting (Exterior) | 3.9261 | 2.1667 | 395.8859 | 0 | 0 | 377.692
[22 empty] | Commercial/Industrial | LED Display Lighting (Exterior) | 3.9261 | 2.1667 | 395.8859 | 0 | 0 | 377.692
[22 empty] | Commercial/Industrial | LED Display Lighting (Exterior) | 3.9261 | 2.1667 | 395.8859 | 0 | 0 | 377.692
[22 empty] | Commercial/Industrial | LED Display Lighting (Exterior) | 3.9261 | 2.1667 | 395.8859 | 0 | 0 | 377.692
[22 empty] | Commercial/Industrial | LED Display Lighting (Exterior) | 3.9261 | 2.1667 | 395.8859 | 0 | 0 | 377.692
[22 empty] | Commercial/Industrial | LED Display Lighting (Exterior) | 3.9261 | 2.1667 | 395.8859 | 0 | 0 | 377.692
[22 empty] | Commercial/Industrial | LED Display Lighting (Exterior) | 3.9261 | 2.1667 | 395.8859 | 0 | 0 | 377.692
[22 empty] | Commercial/Industrial | LED Display Lighting (Exterior) | 3.9261 | 2.1667 | 395.8859 | 0 | 0 | 377.692
[22 empty] | Commercial/Industrial | LED Display Lighting (Exterior) | 3.9261 | 2.1667 | 395.8859 | 0 | 0 | 377.692
[22 empty] | Commercial/Industrial | LED Display Lighting (Exterior) | 3.9261 | 2.1667 | 395.8859 | 0 | 0 | 377.692
[22 empty] | Commercial/Industrial | LED Display Lighting (Exterior) | 3.9261 | 2.1667 | 395.8859 | 0 | 0 | 377.692
[22 empty] | Commercial/Industrial | LED Display Lighting (Exterior) | 3.9261 | 2.1667 | 395.8859 | 0 | 0 | 377.692
[22 empty] | Commercial/Industrial | LED Display Lighting (Exterior) | 3.9261 | 2.1667 | 395.8859 | 0 | 0 | 377.692
[22 empty] | Commercial/Industrial | LED Display Lighting (Exterior) | 3.9261 | 2.1667 | 395.8859 | 0 | 0 | 377.692
[22 empty] | Commercial/Industrial | LED Display Lighting (Exterior) | 3.9261 | 2.1667 | 395.8859 | 0 | 0 | 377.692
[22 empty] | Commercial/Industrial | LED Display Lighting (Exterior) | 3.9261 | 2.1667 | 395.8859 | 0 | 0 | 377.692
[22 empty] | Commercial/Industrial | LED Display Lighting (Exterior) | 3.9261 | 2.1667 | 395.8859 | 0 | 0 | 377.692
[22 empty] | Commercial/Industrial | LED Display Lighting (Exterior) | 3.9261 | 2.1667 | 395.8859 | 0 | 0 | 377.692
[22 empty] | Commercial/Industrial | LED Display Lighting (Interior) | 4.4695 | 1.3075 | 467.7664 | 0.066388 | 0.014997 | 270.344
[22 empty] | Commercial/Industrial | LED Display Lighting (Interior) | 5.524 | 1.6351 | 583.6318 | 0.043517 | 0.04079 | 414.352
[22 empty] | Commercial/Industrial | LED Display Lighting (Interior) | 8.4582 | 1.2935 | 989.7759 | 0.1264 | 9.1014e-06 | 521.136
[22 empty] | Commercial/Industrial | LED Display Lighting (Interior) | 7.8129 | 1.3074 | 892.8904 | 0.11606 | 0.026219 | 472.632
[22 empty] | Commercial/Industrial | LED Display Lighting (Interior) | 5.1271 | 1.3076 | 551.3294 | 0.076152 | 0.017203 | 310.106
[22 empty] | Commercial/Industrial | LED Display Lighting (Interior) | 5.7276 | 1.2936 | 637.7947 | 0.085589 | 6.1628e-06 | 352.876
[22 empty] | Commercial/Industrial | LED Display Lighting (Interior) | 6.8492 | 1.3073 | 770.4105 | 0.10175 | 0.022986 | 414.352
[22 empty] | Commercial/Industrial | LED Display Lighting (Interior) | 5.0558 | 1.3077 | 542.2421 | 0.07509 | 0.016963 | 305.782
[22 empty] | Commercial/Industrial | LED Display Lighting (Interior) | 5.1201 | 1.2931 | 559.7296 | 0.076537 | 5.511e-06 | 315.558
[22 empty] | Commercial/Industrial | LED Display Lighting (Interior) | 7.6026 | 1.2933 | 879.6589 | 0.11363 | 8.182e-06 | 468.496
[22 empty] | Commercial/Industrial | LED Display Lighting (Interior) | 3.6963 | 1.3072 | 369.5849 | 0.054915 | 0.012405 | 223.626
[22 empty] | Commercial/Industrial | LED Display Lighting (Interior) | 5.9446 | 1.3079 | 655.0422 | 0.08827 | 0.01994 | 359.456
[22 empty] | Commercial/Industrial | LED Display Lighting (Interior) | 4.4695 | 1.3075 | 467.7664 | 0.066388 | 0.014997 | 270.344
[22 empty] | Commercial/Industrial | LED Display Lighting (Interior) | 5.524 | 1.6351 | 583.6318 | 0.043517 | 0.04079 | 414.352
[22 empty] | Commercial/Industrial | LED Display Lighting (Interior) | 8.4582 | 1.2935 | 989.7759 | 0.1264 | 9.1014e-06 | 521.136
[22 empty] | Commercial/Industrial | LED Display Lighting (Interior) | 7.8129 | 1.3074 | 892.8904 | 0.11606 | 0.026219 | 472.632
[22 empty] | Commercial/Industrial | LED Display Lighting (Interior) | 5.1271 | 1.3076 | 551.3294 | 0.076152 | 0.017203 | 310.106
[22 empty] | Commercial/Industrial | LED Display Lighting (Interior) | 5.7276 | 1.2936 | 637.7947 | 0.085589 | 6.1628e-06 | 352.876
[22 empty] | Commercial/Industrial | LED Display Lighting (Interior) | 6.8492 | 1.3073 | 770.4105 | 0.10175 | 0.022986 | 414.352
[22 empty] | Commercial/Industrial | LED Display Lighting (Interior) | 5.0558 | 1.3077 | 542.2421 | 0.07509 | 0.016963 | 305.782
[22 empty] | Commercial/Industrial | LED Display Lighting (Interior) | 5.1201 | 1.2931 | 559.7296 | 0.076537 | 5.511e-06 | 315.558
[22 empty] | Commercial/Industrial | LED Display Lighting (Interior) | 7.6026 | 1.2933 | 879.6589 | 0.11363 | 8.182e-06 | 468.496
[22 empty] | Commercial/Industrial | LED Display Lighting (Interior) | 3.6963 | 1.3072 | 369.5849 | 0.054915 | 0.012405 | 223.626
[22 empty] | Commercial/Industrial | LED Display Lighting (Interior) | 5.9446 | 1.3079 | 655.0422 | 0.08827 | 0.01994 | 359.456
[22 empty] | Commercial/Industrial | LED Exterior Lighting | 0.82888 | 2.0686 | 55.7122 | 0 | 0 | 763.42
[22 empty] | Commercial/Industrial | LED Exterior Lighting | 0.82888 | 2.0686 | 55.7122 | 0 | 0 | 763.42
[22 empty] | Commercial/Industrial | LED Exterior Lighting | 0.82888 | 2.0686 | 55.7122 | 0 | 0 | 763.42
[22 empty] | Commercial/Industrial | LED Exterior Lighting | 0.82888 | 2.0686 | 55.7122 | 0 | 0 | 763.42
[22 empty] | Commercial/Industrial | LED Exterior Lighting | 0.82888 | 2.0686 | 55.7122 | 0 | 0 | 763.42
[22 empty] | Commercial/Industrial | LED Exterior Lighting | 0.82888 | 2.0686 | 55.7122 | 0 | 0 | 763.42
[22 empty] | Commercial/Industrial | LED Exterior Lighting | 0.82888 | 2.0686 | 55.7122 | 0 | 0 | 763.42
[22 empty] | Commercial/Industrial | LED Exterior Lighting | 0.82888 | 2.0686 | 55.7122 | 0 | 0 | 763.42
[22 empty] | Commercial/Industrial | LED Exterior Lighting | 0.82888 | 2.0686 | 55.7122 | 0 | 0 | 763.42
[22 empty] | Commercial/Industrial | LED Exterior Lighting | 0.82888 | 2.0686 | 55.7122 | 0 | 0 | 763.42
[22 empty] | Commercial/Industrial | LED Exterior Lighting | 0.82888 | 2.0686 | 55.7122 | 0 | 0 | 763.42
[22 empty] | Commercial/Industrial | LED Exterior Lighting | 0.82888 | 2.0686 | 55.7122 | 0 | 0 | 763.42
[22 empty] | Commercial/Industrial | LED Exterior Lighting | 0.82888 | 2.0686 | 55.7122 | 0 | 0 | 763.42
[22 empty] | Commercial/Industrial | LED Exterior Lighting | 0.82888 | 2.0686 | 55.7122 | 0 | 0 | 763.42
[22 empty] | Commercial/Industrial | LED Exterior Lighting | 0.82888 | 2.0686 | 55.7122 | 0 | 0 | 763.42
[22 empty] | Commercial/Industrial | LED Exterior Lighting | 0.82888 | 2.0686 | 55.7122 | 0 | 0 | 763.42
[22 empty] | Commercial/Industrial | LED Exterior Lighting | 0.82888 | 2.0686 | 55.7122 | 0 | 0 | 763.42
[22 empty] | Commercial/Industrial | LED Exterior Lighting | 0.82888 | 2.0686 | 55.7122 | 0 | 0 | 763.42
[22 empty] | Commercial/Industrial | LED Exterior Lighting | 0.82888 | 2.0686 | 55.7122 | 0 | 0 | 763.42
[22 empty] | Commercial/Industrial | LED Exterior Lighting | 0.82888 | 2.0686 | 55.7122 | 0 | 0 | 763.42
[22 empty] | Commercial/Industrial | LED Exterior Lighting | 0.82888 | 2.0686 | 55.7122 | 0 | 0 | 763.42
[22 empty] | Commercial/Industrial | LED Exterior Lighting | 0.82888 | 2.0686 | 55.7122 | 0 | 0 | 763.42
[22 empty] | Commercial/Industrial | LED Exterior Lighting | 0.82888 | 2.0686 | 55.7122 | 0 | 0 | 763.42
[22 empty] | Commercial/Industrial | LED Exterior Lighting | 0.82888 | 2.0686 | 55.7122 | 0 | 0 | 763.42
[22 empty] | Commercial/Industrial | LED Exterior Lighting | 0.82888 | 2.0686 | 55.7122 | 0 | 0 | 763.42
[22 empty] | Commercial/Industrial | LED Exterior Lighting | 0.82888 | 2.0686 | 55.7122 | 0 | 0 | 763.42
[22 empty] | Commercial/Industrial | LED Linear - Fixture Replacement | 7.0401 | 1.3126 | 453.6698 | 0.05923 | 0.01355 | 244.345
[22 empty] | Commercial/Industrial | LED Linear - Fixture Replacement | 8.0668 | 1.3112 | 528.8319 | 0.067942 | 0.015543 | 280.283
[22 empty] | Commercial/Industrial | LED Linear - Fixture Replacement | 9.0795 | 1.2921 | 611.1805 | 0.07778 | 4.2611e-06 | 318.9398
[22 empty] | Commercial/Industrial | LED Linear - Fixture Replacement | 7.9605 | 1.3122 | 520.6582 | 0.066994 | 0.015326 | 276.3749
[22 empty] | Commercial/Industrial | LED Linear - Fixture Replacement | 8.1142 | 1.2913 | 540.4796 | 0.069555 | 3.8105e-06 | 285.2107
[22 empty] | Commercial/Industrial | LED Linear - Fixture Replacement | 5.8181 | 1.3114 | 365.3587 | 0.048995 | 0.011208 | 202.1198
[22 empty] | Commercial/Industrial | LED Linear - Fixture Replacement | 7.0401 | 1.3126 | 453.6698 | 0.05923 | 0.01355 | 244.345
[22 empty] | Commercial/Industrial | LED Linear - Fixture Replacement | 8.0668 | 1.3112 | 528.8319 | 0.067942 | 0.015543 | 280.283
[22 empty] | Commercial/Industrial | LED Linear - Fixture Replacement | 9.0795 | 1.2921 | 611.1805 | 0.07778 | 4.2611e-06 | 318.9398
[22 empty] | Commercial/Industrial | LED Linear - Fixture Replacement | 7.9605 | 1.3122 | 520.6582 | 0.066994 | 0.015326 | 276.3749
[22 empty] | Commercial/Industrial | LED Linear - Fixture Replacement | 8.1142 | 1.2913 | 540.4796 | 0.069555 | 3.8105e-06 | 285.2107
[22 empty] | Commercial/Industrial | LED Linear - Fixture Replacement | 5.8181 | 1.3114 | 365.3587 | 0.048995 | 0.011208 | 202.1198
[22 empty] | Commercial/Industrial | LED Linear - Lamp Replacement | 5.4895 | 1.3084 | 36.8449 | 0.0049742 | 0.0011421 | 20.5922
[22 empty] | Commercial/Industrial | LED Linear - Lamp Replacement | 6.8449 | 1.6433 | 45.7881 | 0.0032689 | 0.0031387 | 31.5613
[22 empty] | Commercial/Industrial | LED Linear - Lamp Replacement | 6.2921 | 1.3074 | 43.1709 | 0.0057058 | 0.00131 | 23.6208
[22 empty] | Commercial/Industrial | LED Linear - Lamp Replacement | 7.1167 | 1.3006 | 49.9468 | 0.0064838 | 1.086e-06 | 26.8786
[22 empty] | Commercial/Industrial | LED Linear - Lamp Replacement | 8.4579 | 1.3153 | 59.7563 | 0.0076239 | 0.0017504 | 31.5613
[22 empty] | Commercial/Industrial | LED Linear - Lamp Replacement | 6.2225 | 1.3112 | 42.483 | 0.0056262 | 0.0012918 | 23.2915
[22 empty] | Commercial/Industrial | LED Linear - Lamp Replacement | 6.3562 | 1.299 | 44.0127 | 0.0057981 | 9.7112e-07 | 24.0361
[22 empty] | Commercial/Industrial | LED Linear - Lamp Replacement | 4.5751 | 1.3183 | 29.4121 | 0.0041146 | 0.00094471 | 17.0336
[22 empty] | Commercial/Industrial | LED Linear - Lamp Replacement | 7.3304 | 1.314 | 51.0224 | 0.0066138 | 0.0015185 | 27.3798
[22 empty] | Commercial/Industrial | LED Linear - Lamp Replacement | 5.4895 | 1.3084 | 36.8449 | 0.0049742 | 0.0011421 | 20.5922
[22 empty] | Commercial/Industrial | LED Linear - Lamp Replacement | 6.8449 | 1.6433 | 45.7881 | 0.0032689 | 0.0031387 | 31.5613
[22 empty] | Commercial/Industrial | LED Linear - Lamp Replacement | 6.2921 | 1.3074 | 43.1709 | 0.0057058 | 0.00131 | 23.6208
[22 empty] | Commercial/Industrial | LED Linear - Lamp Replacement | 7.1167 | 1.3006 | 49.9468 | 0.0064838 | 1.086e-06 | 26.8786
[22 empty] | Commercial/Industrial | LED Linear - Lamp Replacement | 8.4579 | 1.3153 | 59.7563 | 0.0076239 | 0.0017504 | 31.5613
[22 empty] | Commercial/Industrial | LED Linear - Lamp Replacement | 6.2225 | 1.3112 | 42.483 | 0.0056262 | 0.0012918 | 23.2915
[22 empty] | Commercial/Industrial | LED Linear - Lamp Replacement | 6.3562 | 1.299 | 44.0127 | 0.0057981 | 9.7112e-07 | 24.0361
[22 empty] | Commercial/Industrial | LED Linear - Lamp Replacement | 4.5751 | 1.3183 | 29.4121 | 0.0041146 | 0.00094471 | 17.0336
[22 empty] | Commercial/Industrial | LED Linear - Lamp Replacement | 7.3304 | 1.314 | 51.0224 | 0.0066138 | 0.0015185 | 27.3798
[22 empty] | Commercial/Industrial | LED Parking Lighting | 9.1602 | 2.3079 | 4728.805 | 0 | 0 | 3375.12
[22 empty] | Commercial/Industrial | LED Parking Lighting | 9.1602 | 2.3079 | 4728.805 | 0 | 0 | 3375.12
[22 empty] | Commercial/Industrial | LED Parking Lighting | 9.1602 | 2.3079 | 4728.805 | 0 | 0 | 3375.12
[22 empty] | Commercial/Industrial | LED Parking Lighting | 9.1602 | 2.3079 | 4728.805 | 0 | 0 | 3375.12
[22 empty] | Commercial/Industrial | LED Parking Lighting | 9.1602 | 2.3079 | 4728.805 | 0 | 0 | 3375.12
[22 empty] | Commercial/Industrial | LED Parking Lighting | 9.1602 | 2.3079 | 4728.805 | 0 | 0 | 3375.12
[22 empty] | Commercial/Industrial | LED Parking Lighting | 9.1602 | 2.3079 | 4728.805 | 0 | 0 | 3375.12
[22 empty] | Commercial/Industrial | LED Parking Lighting | 9.1602 | 2.3079 | 4728.805 | 0 | 0 | 3375.12
[22 empty] | Commercial/Industrial | LED Parking Lighting | 9.1602 | 2.3079 | 4728.805 | 0 | 0 | 3375.12
[22 empty] | Commercial/Industrial | LED Parking Lighting | 9.1602 | 2.3079 | 4728.805 | 0 | 0 | 3375.12
[22 empty] | Commercial/Industrial | LED Parking Lighting | 9.1602 | 2.3079 | 4728.805 | 0 | 0 | 3375.12
[22 empty] | Commercial/Industrial | LED Parking Lighting | 9.1602 | 2.3079 | 4728.805 | 0 | 0 | 3375.12
[22 empty] | Commercial/Industrial | LED Parking Lighting | 9.1602 | 2.3079 | 4728.805 | 0 | 0 | 3375.12
[22 empty] | Commercial/Industrial | LED Parking Lighting | 9.1602 | 2.3079 | 4728.805 | 0 | 0 | 3375.12
[22 empty] | Commercial/Industrial | LED Parking Lighting | 9.1602 | 2.3079 | 4728.805 | 0 | 0 | 3375.12
[22 empty] | Commercial/Industrial | LED Parking Lighting | 9.1602 | 2.3079 | 4728.805 | 0 | 0 | 3375.12
[22 empty] | Commercial/Industrial | LED Parking Lighting | 9.1602 | 2.3079 | 4728.805 | 0 | 0 | 3375.12
[22 empty] | Commercial/Industrial | LED Parking Lighting | 9.1602 | 2.3079 | 4728.805 | 0 | 0 | 3375.12
[22 empty] | Commercial/Industrial | LED Parking Lighting | 9.1602 | 2.3079 | 4728.805 | 0 | 0 | 3375.12
[22 empty] | Commercial/Industrial | LED Parking Lighting | 9.1602 | 2.3079 | 4728.805 | 0 | 0 | 3375.12
[22 empty] | Commercial/Industrial | LED Parking Lighting | 9.1602 | 2.3079 | 4728.805 | 0 | 0 | 3375.12
[22 empty] | Commercial/Industrial | LED Parking Lighting | 9.1602 | 2.3079 | 4728.805 | 0 | 0 | 3375.12
[22 empty] | Commercial/Industrial | LED Parking Lighting | 9.1602 | 2.3079 | 4728.805 | 0 | 0 | 3375.12
[22 empty] | Commercial/Industrial | LED Parking Lighting | 9.1602 | 2.3079 | 4728.805 | 0 | 0 | 3375.12
[22 empty] | Commercial/Industrial | LED Parking Lighting | 9.1602 | 2.3079 | 4728.805 | 0 | 0 | 3375.12
[22 empty] | Commercial/Industrial | LED Parking Lighting | 9.1602 | 2.3079 | 4728.805 | 0 | 0 | 3375.12
[22 empty] | Commercial/Industrial | LED Street Lights | 3.1138 | 2.3079 | 1917.7465 | 0 | 0 | 1691.1226
[22 empty] | Commercial/Industrial | LED Street Lights | 3.1138 | 2.3079 | 1917.7465 | 0 | 0 | 1691.1226
[22 empty] | Commercial/Industrial | LED Street Lights | 3.1138 | 2.3079 | 1917.7465 | 0 | 0 | 1691.1226
[22 empty] | Commercial/Industrial | LED Street Lights | 3.1138 | 2.3079 | 1917.7465 | 0 | 0 | 1691.1226
[22 empty] | Commercial/Industrial | LED Street Lights | 3.1138 | 2.3079 | 1917.7465 | 0 | 0 | 1691.1226
[22 empty] | Commercial/Industrial | LED Street Lights | 3.1138 | 2.3079 | 1917.7465 | 0 | 0 | 1691.1226
[22 empty] | Commercial/Industrial | LED Street Lights | 3.1138 | 2.3079 | 1917.7465 | 0 | 0 | 1691.1226
[22 empty] | Commercial/Industrial | LED Street Lights | 3.1138 | 2.3079 | 1917.7465 | 0 | 0 | 1691.1226
[22 empty] | Commercial/Industrial | LED Street Lights | 3.1138 | 2.3079 | 1917.7465 | 0 | 0 | 1691.1226
[22 empty] | Commercial/Industrial | LED Street Lights | 3.1138 | 2.3079 | 1917.7465 | 0 | 0 | 1691.1226
[22 empty] | Commercial/Industrial | LED Street Lights | 3.1138 | 2.3079 | 1917.7465 | 0 | 0 | 1691.1226
[22 empty] | Commercial/Industrial | LED Street Lights | 3.1138 | 2.3079 | 1917.7465 | 0 | 0 | 1691.1226
[22 empty] | Commercial/Industrial | LED Street Lights | 3.1138 | 2.3079 | 1917.7465 | 0 | 0 | 1691.1226
[22 empty] | Commercial/Industrial | LED Street Lights | 3.1138 | 2.3079 | 1917.7465 | 0 | 0 | 1691.1226
[22 empty] | Commercial/Industrial | LED Street Lights | 3.1138 | 2.3079 | 1917.7465 | 0 | 0 | 1691.1226
[22 empty] | Commercial/Industrial | LED Street Lights | 3.1138 | 2.3079 | 1917.7465 | 0 | 0 | 1691.1226
[22 empty] | Commercial/Industrial | LED Street Lights | 3.1138 | 2.3079 | 1917.7465 | 0 | 0 | 1691.1226
[22 empty] | Commercial/Industrial | LED Street Lights | 3.1138 | 2.3079 | 1917.7465 | 0 | 0 | 1691.1226
[22 empty] | Commercial/Industrial | LED Street Lights | 3.1138 | 2.3079 | 1917.7465 | 0 | 0 | 1691.1226
[22 empty] | Commercial/Industrial | LED Street Lights | 3.1138 | 2.3079 | 1917.7465 | 0 | 0 | 1691.1226
[22 empty] | Commercial/Industrial | LED Street Lights | 3.1138 | 2.3079 | 1917.7465 | 0 | 0 | 1691.1226
[22 empty] | Commercial/Industrial | LED Street Lights | 3.1138 | 2.3079 | 1917.7465 | 0 | 0 | 1691.1226
[22 empty] | Commercial/Industrial | LED Street Lights | 3.1138 | 2.3079 | 1917.7465 | 0 | 0 | 1691.1226
[22 empty] | Commercial/Industrial | LED Street Lights | 3.1138 | 2.3079 | 1917.7465 | 0 | 0 | 1691.1226
[22 empty] | Commercial/Industrial | LED Street Lights | 3.1138 | 2.3079 | 1917.7465 | 0 | 0 | 1691.1226
[22 empty] | Commercial/Industrial | LED Street Lights | 3.1138 | 2.3079 | 1917.7465 | 0 | 0 | 1691.1226
[22 empty] | Commercial/Industrial | Low Flow Shower Head | 4.3546 | 1.3126 | 163.4153 | 0.026243 | 0.017455 | 155.2928
[22 empty] | Commercial/Industrial | Low Flow Shower Head | 4.2384 | 1.0424 | 189.1746 | 0.014317 | 0.037425 | 155.2928
[22 empty] | Commercial/Industrial | Low Flow Shower Head | 4.2395 | 1.0427 | 4918.5405 | 0.37223 | 0.97305 | 4037.6135
[22 empty] | Commercial/Industrial | Low Flow Shower Head | 4.3564 | 1.3131 | 3595.1369 | 0.57736 | 0.38401 | 3416.4422
[22 empty] | Commercial/Industrial | Low Flow Shower Head | 4.3563 | 1.3131 | 2778.0603 | 0.44614 | 0.29674 | 2639.9781
[22 empty] | Commercial/Industrial | Low Flow Shower Head | 4.3546 | 1.3126 | 326.8306 | 0.052487 | 0.03491 | 310.5857
[22 empty] | Commercial/Industrial | Low Flow Shower Head | 4.3546 | 1.3126 | 163.4153 | 0.026243 | 0.017455 | 155.2928
[22 empty] | Commercial/Industrial | Low Flow Shower Head | 4.3546 | 1.3126 | 163.4153 | 0.026243 | 0.017455 | 155.2928
[22 empty] | Commercial/Industrial | Low Flow Shower Head | 4.3546 | 1.3126 | 163.4153 | 0.026243 | 0.017455 | 155.2928
[22 empty] | Commercial/Industrial | Low Flow Shower Head | 4.2384 | 1.0424 | 189.1746 | 0.014317 | 0.037425 | 155.2928
[22 empty] | Commercial/Industrial | Low Flow Shower Head | 4.2395 | 1.0427 | 4918.5405 | 0.37223 | 0.97305 | 4037.6135
[22 empty] | Commercial/Industrial | Low Flow Shower Head | 4.3564 | 1.3131 | 3595.1369 | 0.57736 | 0.38401 | 3416.4422
[22 empty] | Commercial/Industrial | Low Flow Shower Head | 4.3563 | 1.3131 | 2778.0603 | 0.44614 | 0.29674 | 2639.9781
[22 empty] | Commercial/Industrial | Low Flow Shower Head | 4.3546 | 1.3126 | 326.8306 | 0.052487 | 0.03491 | 310.5857
[22 empty] | Commercial/Industrial | Low Flow Shower Head | 4.3546 | 1.3126 | 163.4153 | 0.026243 | 0.017455 | 155.2928
[22 empty] | Commercial/Industrial | Low Flow Shower Head | 4.3546 | 1.3126 | 163.4153 | 0.026243 | 0.017455 | 155.2928
[22 empty] | Commercial/Industrial | Low U-Value Windows | 0.9795 | 1.2643 | 224.1522 | 0.12991 | 0.0014526 | 349.5006
[22 empty] | Commercial/Industrial | Low U-Value Windows | 0.9795 | 1.2643 | 224.1522 | 0.12991 | 0.0014526 | 349.5006
[22 empty] | Commercial/Industrial | Low U-Value Windows | 0.9795 | 1.2643 | 224.1522 | 0.12991 | 0.0014526 | 349.5006
[22 empty] | Commercial/Industrial | Low U-Value Windows | 0.9795 | 1.2643 | 224.1522 | 0.12991 | 0.0014526 | 349.5006
[22 empty] | Commercial/Industrial | Low U-Value Windows | 0.9795 | 1.2643 | 224.1522 | 0.12991 | 0.0014526 | 349.5006
[22 empty] | Commercial/Industrial | Low U-Value Windows | 0.9795 | 1.2643 | 224.1522 | 0.12991 | 0.0014526 | 349.5006
[22 empty] | Commercial/Industrial | Low U-Value Windows | 1.0367 | 1.1807 | 330.7716 | 0.15422 | -0.034707 | 349.5006
[22 empty] | Commercial/Industrial | Low U-Value Windows | 0.93733 | 1.2771 | 182.094 | 0.12032 | -0.020318 | 349.5006
[22 empty] | Commercial/Industrial | Low U-Value Windows | 0.9795 | 1.2643 | 224.1522 | 0.12991 | 0.0014526 | 349.5006
[22 empty] | Commercial/Industrial | Low U-Value Windows | 0.9795 | 1.2643 | 224.1522 | 0.12991 | 0.0014526 | 349.5006
[22 empty] | Commercial/Industrial | Low U-Value Windows | 0.9795 | 1.2643 | 224.1522 | 0.12991 | 0.0014526 | 349.5006
[22 empty] | Commercial/Industrial | Low U-Value Windows | 0.9795 | 1.2643 | 224.1522 | 0.12991 | 0.0014526 | 349.5006
[22 empty] | Commercial/Industrial | Low U-Value Windows | 0.93733 | 1.2771 | 182.094 | 0.12032 | -0.020318 | 349.5006
[22 empty] | Commercial/Industrial | Low-Flow Pre-Rinse Sprayers | 1.6403 | 1.1491 | 754.558 | 0.35603 | 0.19768 | 2261.9741
[22 empty] | Commercial/Industrial | Low-Flow Pre-Rinse Sprayers | 1.6403 | 1.1491 | 754.558 | 0.35603 | 0.19768 | 2261.9741
[22 empty] | Commercial/Industrial | Outdoor Lighting Controls | 0.76874 | 1.8228 | 18.7226 | 0 | 0 | 562.52
[22 empty] | Commercial/Industrial | Outdoor Lighting Controls | 0.76874 | 1.8228 | 18.7226 | 0 | 0 | 562.52
[22 empty] | Commercial/Industrial | Outdoor Lighting Controls | 0.76874 | 1.8228 | 18.7226 | 0 | 0 | 562.52
[22 empty] | Commercial/Industrial | Outdoor Lighting Controls | 0.76874 | 1.8228 | 18.7226 | 0 | 0 | 562.52
[22 empty] | Commercial/Industrial | Outdoor Lighting Controls | 0.76874 | 1.8228 | 18.7226 | 0 | 0 | 562.52
[22 empty] | Commercial/Industrial | Outdoor Lighting Controls | 0.76874 | 1.8228 | 18.7226 | 0 | 0 | 562.52
[22 empty] | Commercial/Industrial | Outdoor Lighting Controls | 0.76874 | 1.8228 | 18.7226 | 0 | 0 | 562.52
[22 empty] | Commercial/Industrial | Outdoor Lighting Controls | 0.76874 | 1.8228 | 18.7226 | 0 | 0 | 562.52
[22 empty] | Commercial/Industrial | Outdoor Lighting Controls | 0.76874 | 1.8228 | 18.7226 | 0 | 0 | 562.52
[22 empty] | Commercial/Industrial | Outdoor Lighting Controls | 0.76874 | 1.8228 | 18.7226 | 0 | 0 | 562.52
[22 empty] | Commercial/Industrial | Outdoor Lighting Controls | 0.76874 | 1.8228 | 18.7226 | 0 | 0 | 562.52
[22 empty] | Commercial/Industrial | Outdoor Lighting Controls | 0.76874 | 1.8228 | 18.7226 | 0 | 0 | 562.52
[22 empty] | Commercial/Industrial | Outdoor Lighting Controls | 0.76874 | 1.8228 | 18.7226 | 0 | 0 | 562.52
[22 empty] | Commercial/Industrial | Outdoor Lighting Controls | 0.76874 | 1.8228 | 18.7226 | 0 | 0 | 562.52
[22 empty] | Commercial/Industrial | Outdoor Lighting Controls | 0.76874 | 1.8228 | 18.7226 | 0 | 0 | 562.52
[22 empty] | Commercial/Industrial | Outdoor Lighting Controls | 0.76874 | 1.8228 | 18.7226 | 0 | 0 | 562.52
[22 empty] | Commercial/Industrial | Outdoor Lighting Controls | 0.76874 | 1.8228 | 18.7226 | 0 | 0 | 562.52
[22 empty] | Commercial/Industrial | Outdoor Lighting Controls | 0.76874 | 1.8228 | 18.7226 | 0 | 0 | 562.52
[22 empty] | Commercial/Industrial | Outdoor Lighting Controls | 0.76874 | 1.8228 | 18.7226 | 0 | 0 | 562.52
[22 empty] | Commercial/Industrial | Outdoor Lighting Controls | 0.76874 | 1.8228 | 18.7226 | 0 | 0 | 562.52
[22 empty] | Commercial/Industrial | Outdoor Lighting Controls | 0.76874 | 1.8228 | 18.7226 | 0 | 0 | 562.52
[22 empty] | Commercial/Industrial | Outdoor Lighting Controls | 0.76874 | 1.8228 | 18.7226 | 0 | 0 | 562.52
[22 empty] | Commercial/Industrial | Outdoor Lighting Controls | 0.76874 | 1.8228 | 18.7226 | 0 | 0 | 562.52
[22 empty] | Commercial/Industrial | Outdoor Lighting Controls | 0.76874 | 1.8228 | 18.7226 | 0 | 0 | 562.52
[22 empty] | Commercial/Industrial | Outdoor Lighting Controls | 0.76874 | 1.8228 | 18.7226 | 0 | 0 | 562.52
[22 empty] | Commercial/Industrial | Outdoor Lighting Controls | 0.76874 | 1.8228 | 18.7226 | 0 | 0 | 562.52
[22 empty] | Commercial/Industrial | Premium T8 - Fixture Replacement | 0.82829 | 1.1064 | 9.9703 | 0.014277 | 7.8218e-07 | 58.5446
[22 empty] | Commercial/Industrial | Premium T8 - Fixture Replacement | 0.76002 | 1.1236 | 3.5585 | 0.012871 | 0.0029443 | 53.0957
[22 empty] | Commercial/Industrial | Premium T8 - Fixture Replacement | 0.82576 | 1.3894 | 6.6515 | 0.0075271 | 0.0069818 | 71.8291
[22 empty] | Commercial/Industrial | Premium T8 - Fixture Replacement | 0.74436 | 1.106 | 3.1691 | 0.012835 | 7.0317e-07 | 52.631
[22 empty] | Commercial/Industrial | Premium T8 - Fixture Replacement | 0.82829 | 1.1064 | 9.9703 | 0.014277 | 7.8218e-07 | 58.5446
[22 empty] | Commercial/Industrial | Premium T8 - Fixture Replacement | 0.76002 | 1.1236 | 3.5585 | 0.012871 | 0.0029443 | 53.0957
[22 empty] | Commercial/Industrial | Premium T8 - Fixture Replacement | 0.82576 | 1.3894 | 6.6515 | 0.0075271 | 0.0069818 | 71.8291
[22 empty] | Commercial/Industrial | Premium T8 - Fixture Replacement | 0.74436 | 1.106 | 3.1691 | 0.012835 | 7.0317e-07 | 52.631
[22 empty] | Commercial/Industrial | Programmable Thermostat | 2.915 | 1.076 | 5932.0559 | 1.5442 | -0.0029304 | 4167.1083
[22 empty] | Commercial/Industrial | Programmable Thermostat | 0.80878 | 1.5359 | 5573.9368 | 6.3351 | 1.8716 | 75790.8694
[22 empty] | Commercial/Industrial | Programmable Thermostat | 2.4299 | 1.076 | 5763.683 | 1.6091 | -0.0030535 | 4342.1523
[22 empty] | Commercial/Industrial | Programmable Thermostat | 2.915 | 1.076 | 5932.0559 | 1.5442 | -0.0029304 | 4167.1083
[22 empty] | Commercial/Industrial | Programmable Thermostat | 0.80878 | 1.5359 | 5573.9368 | 6.3351 | 1.8716 | 75790.8694
[22 empty] | Commercial/Industrial | Programmable Thermostat | 2.4299 | 1.076 | 5763.683 | 1.6091 | -0.0030535 | 4342.1523
[22 empty] | Commercial/Industrial | PSC to ECM Evaporator Fan Motor (Reach-In) | 1.3749 | 1.4925 | 379.4552 | 0.070139 | 0.0064253 | 503.9324
[22 empty] | Commercial/Industrial | PSC to ECM Evaporator Fan Motor (Reach-In) | 1.3916 | 1.562 | 364.0554 | 0.065337 | 0.054728 | 503.9324
[22 empty] | Commercial/Industrial | PSC to ECM Evaporator Fan Motor (Reach-In) | 1.3749 | 1.4925 | 379.4552 | 0.070139 | 0.0064253 | 503.9324
[22 empty] | Commercial/Industrial | PSC to ECM Evaporator Fan Motor (Reach-In) | 1.3916 | 1.562 | 364.0554 | 0.065337 | 0.054728 | 503.9324
[22 empty] | Commercial/Industrial | PSC to ECM Evaporator Fan Motor (Reach-In) | 1.3916 | 1.562 | 364.0554 | 0.065337 | 0.054728 | 503.9324
[22 empty] | Commercial/Industrial | PSC to ECM Evaporator Fan Motor (Reach-In) | 1.3749 | 1.4925 | 379.4552 | 0.070139 | 0.0064253 | 503.9324
[22 empty] | Commercial/Industrial | PSC to ECM Evaporator Fan Motor (Reach-In) | 1.3916 | 1.562 | 364.0554 | 0.065337 | 0.054728 | 503.9324
[22 empty] | Commercial/Industrial | PSC to ECM Evaporator Fan Motor (Reach-In) | 1.3749 | 1.4925 | 379.4552 | 0.070139 | 0.0064253 | 503.9324
[22 empty] | Commercial/Industrial | PSC to ECM Evaporator Fan Motor (Reach-In) | 1.3749 | 1.4925 | 379.4552 | 0.070139 | 0.0064253 | 503.9324
[22 empty] | Commercial/Industrial | PSC to ECM Evaporator Fan Motor (Reach-In) | 1.3916 | 1.562 | 364.0554 | 0.065337 | 0.054728 | 503.9324
[22 empty] | Commercial/Industrial | PSC to ECM Evaporator Fan Motor (Reach-In) | 1.3749 | 1.4925 | 379.4552 | 0.070139 | 0.0064253 | 503.9324
[22 empty] | Commercial/Industrial | PSC to ECM Evaporator Fan Motor (Reach-In) | 1.3916 | 1.562 | 364.0554 | 0.065337 | 0.054728 | 503.9324
[22 empty] | Commercial/Industrial | PSC to ECM Evaporator Fan Motor (Reach-In) | 1.3749 | 1.4925 | 379.4552 | 0.070139 | 0.0064253 | 503.9324
[22 empty] | Commercial/Industrial | PSC to ECM Evaporator Fan Motor (Reach-In) | 1.3749 | 1.4925 | 379.4552 | 0.070139 | 0.0064253 | 503.9324
[22 empty] | Commercial/Industrial | PSC to ECM Evaporator Fan Motor (Reach-In) | 1.3916 | 1.562 | 364.0554 | 0.065337 | 0.054728 | 503.9324
[22 empty] | Commercial/Industrial | PSC to ECM Evaporator Fan Motor (Reach-In) | 1.3749 | 1.4925 | 379.4552 | 0.070139 | 0.0064253 | 503.9324
[22 empty] | Commercial/Industrial | PSC to ECM Evaporator Fan Motor (Reach-In) | 1.3916 | 1.562 | 364.0554 | 0.065337 | 0.054728 | 503.9324
[22 empty] | Commercial/Industrial | PSC to ECM Evaporator Fan Motor (Reach-In) | 1.3916 | 1.562 | 364.0554 | 0.065337 | 0.054728 | 503.9324
[22 empty] | Commercial/Industrial | PSC to ECM Evaporator Fan Motor (Reach-In) | 1.3749 | 1.4925 | 379.4552 | 0.070139 | 0.0064253 | 503.9324
[22 empty] | Commercial/Industrial | PSC to ECM Evaporator Fan Motor (Reach-In) | 1.3916 | 1.562 | 364.0554 | 0.065337 | 0.054728 | 503.9324
[22 empty] | Commercial/Industrial | PSC to ECM Evaporator Fan Motor (Reach-In) | 1.3749 | 1.4925 | 379.4552 | 0.070139 | 0.0064253 | 503.9324
[22 empty] | Commercial/Industrial | PSC to ECM Evaporator Fan Motor (Reach-In) | 1.3749 | 1.4925 | 379.4552 | 0.070139 | 0.0064253 | 503.9324
[22 empty] | Commercial/Industrial | PSC to ECM Evaporator Fan Motor (Reach-In) | 1.3916 | 1.562 | 364.0554 | 0.065337 | 0.054728 | 503.9324
[22 empty] | Commercial/Industrial | PSC to ECM Evaporator Fan Motor (Reach-In) | 1.3749 | 1.4925 | 379.4552 | 0.070139 | 0.0064253 | 503.9324
[22 empty] | Commercial/Industrial | PSC to ECM Evaporator Fan Motor (Reach-In) | 1.3916 | 1.562 | 364.0554 | 0.065337 | 0.054728 | 503.9324
[22 empty] | Commercial/Industrial | PSC to ECM Evaporator Fan Motor (Reach-In) | 1.3749 | 1.4925 | 379.4552 | 0.070139 | 0.0064253 | 503.9324
[22 empty] | Commercial/Industrial | PSC to ECM Evaporator Fan Motor (Walk-In, Refrigerator) | 0.89175 | 1.4915 | 68.0807 | 0.04552 | 0.00417 | 327.0516
[22 empty] | Commercial/Industrial | PSC to ECM Evaporator Fan Motor (Walk-In, Refrigerator) | 0.90257 | 1.561 | 58.0862 | 0.042404 | 0.035519 | 327.0516
[22 empty] | Commercial/Industrial | PSC to ECM Evaporator Fan Motor (Walk-In, Refrigerator) | 0.89175 | 1.4915 | 68.0807 | 0.04552 | 0.00417 | 327.0516
[22 empty] | Commercial/Industrial | PSC to ECM Evaporator Fan Motor (Walk-In, Refrigerator) | 0.90257 | 1.561 | 58.0862 | 0.042404 | 0.035519 | 327.0516
[22 empty] | Commercial/Industrial | PSC to ECM Evaporator Fan Motor (Walk-In, Refrigerator) | 0.90257 | 1.561 | 58.0862 | 0.042404 | 0.035519 | 327.0516
[22 empty] | Commercial/Industrial | PSC to ECM Evaporator Fan Motor (Walk-In, Refrigerator) | 0.89175 | 1.4915 | 68.0807 | 0.04552 | 0.00417 | 327.0516
[22 empty] | Commercial/Industrial | PSC to ECM Evaporator Fan Motor (Walk-In, Refrigerator) | 0.90257 | 1.561 | 58.0862 | 0.042404 | 0.035519 | 327.0516
[22 empty] | Commercial/Industrial | PSC to ECM Evaporator Fan Motor (Walk-In, Refrigerator) | 0.89175 | 1.4915 | 68.0807 | 0.04552 | 0.00417 | 327.0516
[22 empty] | Commercial/Industrial | PSC to ECM Evaporator Fan Motor (Walk-In, Refrigerator) | 0.89175 | 1.4915 | 68.0807 | 0.04552 | 0.00417 | 327.0516
[22 empty] | Commercial/Industrial | PSC to ECM Evaporator Fan Motor (Walk-In, Refrigerator) | 0.90257 | 1.561 | 58.0862 | 0.042404 | 0.035519 | 327.0516
[22 empty] | Commercial/Industrial | PSC to ECM Evaporator Fan Motor (Walk-In, Refrigerator) | 0.89175 | 1.4915 | 68.0807 | 0.04552 | 0.00417 | 327.0516
[22 empty] | Commercial/Industrial | PSC to ECM Evaporator Fan Motor (Walk-In, Refrigerator) | 0.90257 | 1.561 | 58.0862 | 0.042404 | 0.035519 | 327.0516
[22 empty] | Commercial/Industrial | PSC to ECM Evaporator Fan Motor (Walk-In, Refrigerator) | 0.89175 | 1.4915 | 68.0807 | 0.04552 | 0.00417 | 327.0516
[22 empty] | Commercial/Industrial | PSC to ECM Evaporator Fan Motor (Walk-In, Refrigerator) | 0.89175 | 1.4915 | 68.0807 | 0.04552 | 0.00417 | 327.0516
[22 empty] | Commercial/Industrial | PSC to ECM Evaporator Fan Motor (Walk-In, Refrigerator) | 0.90257 | 1.561 | 58.0862 | 0.042404 | 0.035519 | 327.0516
[22 empty] | Commercial/Industrial | PSC to ECM Evaporator Fan Motor (Walk-In, Refrigerator) | 0.89175 | 1.4915 | 68.0807 | 0.04552 | 0.00417 | 327.0516
[22 empty] | Commercial/Industrial | PSC to ECM Evaporator Fan Motor (Walk-In, Refrigerator) | 0.90257 | 1.561 | 58.0862 | 0.042404 | 0.035519 | 327.0516
[22 empty] | Commercial/Industrial | PSC to ECM Evaporator Fan Motor (Walk-In, Refrigerator) | 0.90257 | 1.561 | 58.0862 | 0.042404 | 0.035519 | 327.0516
[22 empty] | Commercial/Industrial | PSC to ECM Evaporator Fan Motor (Walk-In, Refrigerator) | 0.89175 | 1.4915 | 68.0807 | 0.04552 | 0.00417 | 327.0516
[22 empty] | Commercial/Industrial | PSC to ECM Evaporator Fan Motor (Walk-In, Refrigerator) | 0.90257 | 1.561 | 58.0862 | 0.042404 | 0.035519 | 327.0516
[22 empty] | Commercial/Industrial | PSC to ECM Evaporator Fan Motor (Walk-In, Refrigerator) | 0.89175 | 1.4915 | 68.0807 | 0.04552 | 0.00417 | 327.0516
[22 empty] | Commercial/Industrial | PSC to ECM Evaporator Fan Motor (Walk-In, Refrigerator) | 0.89175 | 1.4915 | 68.0807 | 0.04552 | 0.00417 | 327.0516
[22 empty] | Commercial/Industrial | PSC to ECM Evaporator Fan Motor (Walk-In, Refrigerator) | 0.90257 | 1.561 | 58.0862 | 0.042404 | 0.035519 | 327.0516
[22 empty] | Commercial/Industrial | PSC to ECM Evaporator Fan Motor (Walk-In, Refrigerator) | 0.89175 | 1.4915 | 68.0807 | 0.04552 | 0.00417 | 327.0516
[22 empty] | Commercial/Industrial | PSC to ECM Evaporator Fan Motor (Walk-In, Refrigerator) | 0.90257 | 1.561 | 58.0862 | 0.042404 | 0.035519 | 327.0516
[22 empty] | Commercial/Industrial | PSC to ECM Evaporator Fan Motor (Walk-In, Refrigerator) | 0.89175 | 1.4915 | 68.0807 | 0.04552 | 0.00417 | 327.0516
[22 empty] | Commercial/Industrial | Smart Strip Plug Outlet | 0.6845 | 1.1098 | 2.9396 | 0.021843 | 0.015181 | 146.8994
[22 empty] | Commercial/Industrial | Smart Strip Plug Outlet | 0.93182 | 1.1099 | 12.3601 | 0.014866 | 0.010332 | 99.9794
[22 empty] | Commercial/Industrial | Smart Strip Plug Outlet | 1.0213 | 1.1095 | 130.5407 | 0.1304 | 0.090625 | 876.9623
[22 empty] | Commercial/Industrial | Smart Strip Plug Outlet | 0.83417 | 1.0884 | 8.7844 | 0.013571 | 0 | 91.2687
[22 empty] | Commercial/Industrial | Smart Strip Plug Outlet | 0.7639 | 1.1081 | 5.0176 | 0.012207 | 0.0084835 | 82.0924
[22 empty] | Commercial/Industrial | Smart Strip Plug Outlet | 1.0181 | 1.0882 | 187.5509 | 0.18222 | 0 | 1225.4519
[22 empty] | Commercial/Industrial | Smart Strip Plug Outlet | 0.93798 | 1.109 | 12.6628 | 0.014976 | 0.010408 | 100.717
[22 empty] | Commercial/Industrial | Smart Strip Plug Outlet | 0.6845 | 1.1098 | 2.9396 | 0.021843 | 0.015181 | 146.8994
[22 empty] | Commercial/Industrial | Smart Strip Plug Outlet | 0.93182 | 1.1099 | 12.3601 | 0.014866 | 0.010332 | 99.9794
[22 empty] | Commercial/Industrial | Smart Strip Plug Outlet | 1.0213 | 1.1095 | 130.5407 | 0.1304 | 0.090625 | 876.9623
[22 empty] | Commercial/Industrial | Smart Strip Plug Outlet | 0.83417 | 1.0884 | 8.7844 | 0.013571 | 0 | 91.2687
[22 empty] | Commercial/Industrial | Smart Strip Plug Outlet | 0.7639 | 1.1081 | 5.0176 | 0.012207 | 0.0084835 | 82.0924
[22 empty] | Commercial/Industrial | Smart Strip Plug Outlet | 1.0181 | 1.0882 | 187.5509 | 0.18222 | 0 | 1225.4519
[22 empty] | Commercial/Industrial | Smart Strip Plug Outlet | 0.93798 | 1.109 | 12.6628 | 0.014976 | 0.010408 | 100.717
[22 empty] | Commercial/Industrial | Smart Thermostat | 5.1712 | 1.076 | 18911.016 | 4.2896 | -0.0081399 | 11575.3008
[22 empty] | Commercial/Industrial | Smart Thermostat | 1.0812 | 1.7605 | 6972.6369 | 0.23991 | -3.3199 | 20204.7382
[22 empty] | Commercial/Industrial | Smart Thermostat | 1.4348 | 1.5359 | 117672.6387 | 17.5975 | 5.1988 | 210530.1929
[22 empty] | Commercial/Industrial | Smart Thermostat | 1.2499 | 1.7605 | 10144.6651 | 0.27734 | -3.8379 | 23356.8925
[22 empty] | Commercial/Industrial | Smart Thermostat | 0.87693 | 1.7605 | 42549.2978 | 2.644 | -36.5889 | 222677.233
[22 empty] | Commercial/Industrial | Smart Thermostat | 1.1648 | 1.7604 | 6534.0745 | 0.19764 | -2.735 | 16645.2088
[22 empty] | Commercial/Industrial | Smart Thermostat | 4.3108 | 1.076 | 19051.5842 | 4.4698 | -0.0084818 | 12061.5342
[22 empty] | Commercial/Industrial | Smart Thermostat | 0.94143 | 1.076 | 2178.9507 | 1.9523 | -0.0037047 | 5268.1844
[22 empty] | Commercial/Industrial | Smart Thermostat | 5.1712 | 1.076 | 18911.016 | 4.2896 | -0.0081399 | 11575.3008
[22 empty] | Commercial/Industrial | Smart Thermostat | 1.0812 | 1.7605 | 6972.6369 | 0.23991 | -3.3199 | 20204.7382
[22 empty] | Commercial/Industrial | Smart Thermostat | 1.4348 | 1.5359 | 117672.6387 | 17.5975 | 5.1988 | 210530.1929
[22 empty] | Commercial/Industrial | Smart Thermostat | 1.2499 | 1.7605 | 10144.6651 | 0.27734 | -3.8379 | 23356.8925
[22 empty] | Commercial/Industrial | Smart Thermostat | 0.87693 | 1.7605 | 42549.2978 | 2.644 | -36.5889 | 222677.233
[22 empty] | Commercial/Industrial | Smart Thermostat | 1.1648 | 1.7604 | 6534.0745 | 0.19764 | -2.735 | 16645.2088
[22 empty] | Commercial/Industrial | Smart Thermostat | 4.3108 | 1.076 | 19051.5842 | 4.4698 | -0.0084818 | 12061.5342
[22 empty] | Commercial/Industrial | Smart Thermostat | 0.94143 | 1.076 | 2178.9507 | 1.9523 | -0.0037047 | 5268.1844
[22 empty] | Commercial/Industrial | Solar Pool Heater | 1.0975 | 1.8042 | 4525.9299 | 0 | 0.37007 | 10130.719
[22 empty] | Commercial/Industrial | Solar Pool Heater | 1.0975 | 1.8042 | 4525.9299 | 0 | 0.37007 | 10130.719
[22 empty] | Commercial/Industrial | Solar Pool Heater | 1.0975 | 1.8042 | 4525.9299 | 0 | 0.37007 | 10130.719
[22 empty] | Commercial/Industrial | Solar Pool Heater | 1.0975 | 1.8042 | 4525.9299 | 0 | 0.37007 | 10130.719
[22 empty] | Commercial/Industrial | Solar Pool Heater | 1.0975 | 1.8042 | 4525.9299 | 0 | 0.37007 | 10130.719
[22 empty] | Commercial/Industrial | Solar Pool Heater | 1.0975 | 1.8042 | 4525.9299 | 0 | 0.37007 | 10130.719
[22 empty] | Commercial/Industrial | Solar Pool Heater | 1.0975 | 1.8042 | 4525.9299 | 0 | 0.37007 | 10130.719
[22 empty] | Commercial/Industrial | Solar Pool Heater | 1.0975 | 1.8042 | 4525.9299 | 0 | 0.37007 | 10130.719
[22 empty] | Commercial/Industrial | Solar Pool Heater | 1.0975 | 1.8042 | 4525.9299 | 0 | 0.37007 | 10130.719
[22 empty] | Commercial/Industrial | Solar Pool Heater | 1.0975 | 1.8042 | 4525.9299 | 0 | 0.37007 | 10130.719
[22 empty] | Commercial/Industrial | Solar Pool Heater | 1.0975 | 1.8042 | 4525.9299 | 0 | 0.37007 | 10130.719
[22 empty] | Commercial/Industrial | Solar Pool Heater | 1.0975 | 1.8042 | 4525.9299 | 0 | 0.37007 | 10130.719
[22 empty] | Commercial/Industrial | Solar Pool Heater | 1.0975 | 1.8042 | 4525.9299 | 0 | 0.37007 | 10130.719
[22 empty] | Commercial/Industrial | Solar Pool Heater | 1.0975 | 1.8042 | 4525.9299 | 0 | 0.37007 | 10130.719
[22 empty] | Commercial/Industrial | Solar Pool Heater | 1.0975 | 1.8042 | 4525.9299 | 0 | 0.37007 | 10130.719
[22 empty] | Commercial/Industrial | Solar Pool Heater | 1.0975 | 1.8042 | 4525.9299 | 0 | 0.37007 | 10130.719
[22 empty] | Commercial/Industrial | Solar Pool Heater | 1.0975 | 1.8042 | 4525.9299 | 0 | 0.37007 | 10130.719
[22 empty] | Commercial/Industrial | Solar Pool Heater | 1.0975 | 1.8042 | 4525.9299 | 0 | 0.37007 | 10130.719
[22 empty] | Commercial/Industrial | Solar Pool Heater | 1.0975 | 1.8042 | 4525.9299 | 0 | 0.37007 | 10130.719
[22 empty] | Commercial/Industrial | Solar Pool Heater | 1.0975 | 1.8042 | 4525.9299 | 0 | 0.37007 | 10130.719
[22 empty] | Commercial/Industrial | Solar Pool Heater | 1.0975 | 1.8042 | 4525.9299 | 0 | 0.37007 | 10130.719
[22 empty] | Commercial/Industrial | Solar Pool Heater | 1.0975 | 1.8042 | 4525.9299 | 0 | 0.37007 | 10130.719
[22 empty] | Commercial/Industrial | Solar Pool Heater | 1.0975 | 1.8042 | 4525.9299 | 0 | 0.37007 | 10130.719
[22 empty] | Commercial/Industrial | Solar Pool Heater | 1.0975 | 1.8042 | 4525.9299 | 0 | 0.37007 | 10130.719
[22 empty] | Commercial/Industrial | Solar Pool Heater | 1.0975 | 1.8042 | 4525.9299 | 0 | 0.37007 | 10130.719
[22 empty] | Commercial/Industrial | Solar Pool Heater | 1.0975 | 1.8042 | 4525.9299 | 0 | 0.37007 | 10130.719
[22 empty] | Commercial/Industrial | Solar Water Heater | 0.87785 | 1.7028 | 32136.6953 | 15.5509 | 2.1833 | 208061.6998
[22 empty] | Commercial/Industrial | Solar Water Heater | 1.0447 | 1.7028 | 155971.5288 | 30.8448 | 4.3304 | 412684.3632
[22 empty] | Commercial/Industrial | Solar Water Heater | 1.0447 | 1.7028 | 18716.5835 | 3.7014 | 0.51965 | 49522.1236
[22 empty] | Commercial/Industrial | Solar Water Heater | 0.97942 | 1.7028 | 92718.3246 | 23.1336 | 3.2478 | 309513.2724
[22 empty] | Commercial/Industrial | Solar Water Heater | 0.90687 | 1.7028 | 8564.599 | 3.213 | 0.45109 | 42987.9545
[22 empty] | Commercial/Industrial | Solar Water Heater | 0.87785 | 1.7028 | 32136.6953 | 15.5509 | 2.1833 | 208061.6998
[22 empty] | Commercial/Industrial | Solar Water Heater | 1.0447 | 1.7028 | 155971.5288 | 30.8448 | 4.3304 | 412684.3632
[22 empty] | Commercial/Industrial | Solar Water Heater | 1.0447 | 1.7028 | 18716.5835 | 3.7014 | 0.51965 | 49522.1236
[22 empty] | Commercial/Industrial | Solar Water Heater | 0.97942 | 1.7028 | 92718.3246 | 23.1336 | 3.2478 | 309513.2724
[22 empty] | Commercial/Industrial | Solar Water Heater | 0.90687 | 1.7028 | 8564.599 | 3.213 | 0.45109 | 42987.9545
[22 empty] | Commercial/Industrial | Two Speed Pool Pump | 3.1679 | 1.1845 | 3394.5338 | 0.72975 | 0.11327 | 3100.8409
[22 empty] | Commercial/Industrial | Two Speed Pool Pump | 3.1679 | 1.1845 | 3394.5338 | 0.72975 | 0.11327 | 3100.8409
[22 empty] | Commercial/Industrial | Two Speed Pool Pump | 3.1679 | 1.1845 | 3394.5338 | 0.72975 | 0.11327 | 3100.8409
[22 empty] | Commercial/Industrial | Two Speed Pool Pump | 3.1679 | 1.1845 | 3394.5338 | 0.72975 | 0.11327 | 3100.8409
[22 empty] | Commercial/Industrial | Two Speed Pool Pump | 3.1679 | 1.1845 | 3394.5338 | 0.72975 | 0.11327 | 3100.8409
[22 empty] | Commercial/Industrial | Two Speed Pool Pump | 3.1679 | 1.1845 | 3394.5338 | 0.72975 | 0.11327 | 3100.8409
[22 empty] | Commercial/Industrial | Two Speed Pool Pump | 3.1679 | 1.1845 | 3394.5338 | 0.72975 | 0.11327 | 3100.8409
[22 empty] | Commercial/Industrial | Two Speed Pool Pump | 3.1679 | 1.1845 | 3394.5338 | 0.72975 | 0.11327 | 3100.8409
[22 empty] | Commercial/Industrial | Two Speed Pool Pump | 3.1679 | 1.1845 | 3394.5338 | 0.72975 | 0.11327 | 3100.8409
[22 empty] | Commercial/Industrial | Two Speed Pool Pump | 3.1679 | 1.1845 | 3394.5338 | 0.72975 | 0.11327 | 3100.8409
[22 empty] | Commercial/Industrial | Two Speed Pool Pump | 3.1679 | 1.1845 | 3394.5338 | 0.72975 | 0.11327 | 3100.8409
[22 empty] | Commercial/Industrial | Two Speed Pool Pump | 3.1679 | 1.1845 | 3394.5338 | 0.72975 | 0.11327 | 3100.8409
[22 empty] | Commercial/Industrial | Two Speed Pool Pump | 3.1679 | 1.1845 | 3394.5338 | 0.72975 | 0.11327 | 3100.8409
[22 empty] | Commercial/Industrial | Two Speed Pool Pump | 3.1679 | 1.1845 | 3394.5338 | 0.72975 | 0.11327 | 3100.8409
[22 empty] | Commercial/Industrial | Two Speed Pool Pump | 3.1679 | 1.1845 | 3394.5338 | 0.72975 | 0.11327 | 3100.8409
[22 empty] | Commercial/Industrial | Two Speed Pool Pump | 3.1679 | 1.1845 | 3394.5338 | 0.72975 | 0.11327 | 3100.8409
[22 empty] | Commercial/Industrial | Two Speed Pool Pump | 3.1679 | 1.1845 | 3394.5338 | 0.72975 | 0.11327 | 3100.8409
[22 empty] | Commercial/Industrial | Two Speed Pool Pump | 3.1679 | 1.1845 | 3394.5338 | 0.72975 | 0.11327 | 3100.8409
[22 empty] | Commercial/Industrial | Two Speed Pool Pump | 3.1679 | 1.1845 | 3394.5338 | 0.72975 | 0.11327 | 3100.8409
[22 empty] | Commercial/Industrial | Two Speed Pool Pump | 3.1679 | 1.1845 | 3394.5338 | 0.72975 | 0.11327 | 3100.8409
[22 empty] | Commercial/Industrial | Two Speed Pool Pump | 3.1679 | 1.1845 | 3394.5338 | 0.72975 | 0.11327 | 3100.8409
[22 empty] | Commercial/Industrial | Two Speed Pool Pump | 3.1679 | 1.1845 | 3394.5338 | 0.72975 | 0.11327 | 3100.8409
[22 empty] | Commercial/Industrial | Two Speed Pool Pump | 3.1679 | 1.1845 | 3394.5338 | 0.72975 | 0.11327 | 3100.8409
[22 empty] | Commercial/Industrial | Two Speed Pool Pump | 3.1679 | 1.1845 | 3394.5338 | 0.72975 | 0.11327 | 3100.8409
[22 empty] | Commercial/Industrial | Two Speed Pool Pump | 3.1679 | 1.1845 | 3394.5338 | 0.72975 | 0.11327 | 3100.8409
[22 empty] | Commercial/Industrial | Two Speed Pool Pump | 3.1679 | 1.1845 | 3394.5338 | 0.72975 | 0.11327 | 3100.8409
[22 empty] | Commercial/Industrial | Variable Refrigerant Flow (VRF) HVAC Systems | 1.2249 | 1.2993 | 4509.6997 | 1.8466 | 1.8664 | 6068.4799
[22 empty] | Commercial/Industrial | Variable Refrigerant Flow (VRF) HVAC Systems | 1.1673 | 1.2993 | 3853.7508 | 1.7598 | 1.7787 | 5783.3358
[22 empty] | Commercial/Industrial | Variable Refrigerant Flow (VRF) HVAC Systems | 0.97163 | 1.2993 | 1623.9201 | 1.4649 | 1.4806 | 4814.0178
[22 empty] | Commercial/Industrial | Variable Refrigerant Flow (VRF) HVAC Systems | 1.2249 | 1.2993 | 4509.6997 | 1.8466 | 1.8664 | 6068.4799
[22 empty] | Commercial/Industrial | Variable Refrigerant Flow (VRF) HVAC Systems | 1.1673 | 1.2993 | 3853.7508 | 1.7598 | 1.7787 | 5783.3358
[22 empty] | Commercial/Industrial | Variable Refrigerant Flow (VRF) HVAC Systems | 0.97163 | 1.2993 | 1623.9201 | 1.4649 | 1.4806 | 4814.0178
[22 empty] | Commercial/Industrial | Variable Speed Pool Pump | 1.0919 | 1.1844 | 1496.9496 | 0.7602 | 0.118 | 3230.25
[22 empty] | Commercial/Industrial | Variable Speed Pool Pump | 1.0919 | 1.1844 | 1496.9496 | 0.7602 | 0.118 | 3230.25
[22 empty] | Commercial/Industrial | Variable Speed Pool Pump | 1.0919 | 1.1844 | 1496.9496 | 0.7602 | 0.118 | 3230.25
[22 empty] | Commercial/Industrial | Variable Speed Pool Pump | 1.0919 | 1.1844 | 1496.9496 | 0.7602 | 0.118 | 3230.25
[22 empty] | Commercial/Industrial | Variable Speed Pool Pump | 1.0919 | 1.1844 | 1496.9496 | 0.7602 | 0.118 | 3230.25
[22 empty] | Commercial/Industrial | Variable Speed Pool Pump | 1.0919 | 1.1844 | 1496.9496 | 0.7602 | 0.118 | 3230.25
[22 empty] | Commercial/Industrial | Variable Speed Pool Pump | 1.0919 | 1.1844 | 1496.9496 | 0.7602 | 0.118 | 3230.25
[22 empty] | Commercial/Industrial | Variable Speed Pool Pump | 1.0919 | 1.1844 | 1496.9496 | 0.7602 | 0.118 | 3230.25
[22 empty] | Commercial/Industrial | Variable Speed Pool Pump | 1.0919 | 1.1844 | 1496.9496 | 0.7602 | 0.118 | 3230.25
[22 empty] | Commercial/Industrial | Variable Speed Pool Pump | 1.0919 | 1.1844 | 1496.9496 | 0.7602 | 0.118 | 3230.25
[22 empty] | Commercial/Industrial | Variable Speed Pool Pump | 1.0919 | 1.1844 | 1496.9496 | 0.7602 | 0.118 | 3230.25
[22 empty] | Commercial/Industrial | Variable Speed Pool Pump | 1.0919 | 1.1844 | 1496.9496 | 0.7602 | 0.118 | 3230.25
[22 empty] | Commercial/Industrial | Variable Speed Pool Pump | 1.0919 | 1.1844 | 1496.9496 | 0.7602 | 0.118 | 3230.25
[22 empty] | Commercial/Industrial | Variable Speed Pool Pump | 1.0919 | 1.1844 | 1496.9496 | 0.7602 | 0.118 | 3230.25
[22 empty] | Commercial/Industrial | Variable Speed Pool Pump | 1.0919 | 1.1844 | 1496.9496 | 0.7602 | 0.118 | 3230.25
[22 empty] | Commercial/Industrial | Variable Speed Pool Pump | 1.0919 | 1.1844 | 1496.9496 | 0.7602 | 0.118 | 3230.25
[22 empty] | Commercial/Industrial | Variable Speed Pool Pump | 1.0919 | 1.1844 | 1496.9496 | 0.7602 | 0.118 | 3230.25
[22 empty] | Commercial/Industrial | Variable Speed Pool Pump | 1.0919 | 1.1844 | 1496.9496 | 0.7602 | 0.118 | 3230.25
[22 empty] | Commercial/Industrial | Variable Speed Pool Pump | 1.0919 | 1.1844 | 1496.9496 | 0.7602 | 0.118 | 3230.25
[22 empty] | Commercial/Industrial | Variable Speed Pool Pump | 1.0919 | 1.1844 | 1496.9496 | 0.7602 | 0.118 | 3230.25
[22 empty] | Commercial/Industrial | Variable Speed Pool Pump | 1.0919 | 1.1844 | 1496.9496 | 0.7602 | 0.118 | 3230.25
[22 empty] | Commercial/Industrial | Variable Speed Pool Pump | 1.0919 | 1.1844 | 1496.9496 | 0.7602 | 0.118 | 3230.25
[22 empty] | Commercial/Industrial | Variable Speed Pool Pump | 1.0919 | 1.1844 | 1496.9496 | 0.7602 | 0.118 | 3230.25
[22 empty] | Commercial/Industrial | Variable Speed Pool Pump | 1.0919 | 1.1844 | 1496.9496 | 0.7602 | 0.118 | 3230.25
[22 empty] | Commercial/Industrial | VSD Controlled Compressor | 1.654 | 1.4885 | 12224.2052 | 1.9843 | 0.92875 | 13160.16
[22 empty] | Commercial/Industrial | VSD Controlled Compressor | 1.6134 | 1.5616 | 11332.3582 | 1.7063 | 1.4292 | 13160.16
[22 empty] | Commercial/Industrial | VSD Controlled Compressor | 1.654 | 1.4885 | 12224.2052 | 1.9843 | 0.92875 | 13160.16
[22 empty] | Commercial/Industrial | VSD Controlled Compressor | 1.6134 | 1.5616 | 11332.3582 | 1.7063 | 1.4292 | 13160.16
[22 empty] | Commercial/Industrial | VSD Controlled Compressor | 1.6134 | 1.5616 | 11332.3582 | 1.7063 | 1.4292 | 13160.16
[22 empty] | Commercial/Industrial | VSD Controlled Compressor | 1.654 | 1.4885 | 12224.2052 | 1.9843 | 0.92875 | 13160.16
[22 empty] | Commercial/Industrial | VSD Controlled Compressor | 1.6134 | 1.5616 | 11332.3582 | 1.7063 | 1.4292 | 13160.16
[22 empty] | Commercial/Industrial | VSD Controlled Compressor | 1.654 | 1.4885 | 12224.2052 | 1.9843 | 0.92875 | 13160.16
[22 empty] | Commercial/Industrial | VSD Controlled Compressor | 1.654 | 1.4885 | 12224.2052 | 1.9843 | 0.92875 | 13160.16
[22 empty] | Commercial/Industrial | VSD Controlled Compressor | 1.6134 | 1.5616 | 11332.3582 | 1.7063 | 1.4292 | 13160.16
[22 empty] | Commercial/Industrial | VSD Controlled Compressor | 1.654 | 1.4885 | 12224.2052 | 1.9843 | 0.92875 | 13160.16
[22 empty] | Commercial/Industrial | VSD Controlled Compressor | 1.6134 | 1.5616 | 11332.3582 | 1.7063 | 1.4292 | 13160.16
[22 empty] | Commercial/Industrial | VSD Controlled Compressor | 1.654 | 1.4885 | 12224.2052 | 1.9843 | 0.92875 | 13160.16
[22 empty] | Commercial/Industrial | VSD Controlled Compressor | 1.654 | 1.4885 | 12224.2052 | 1.9843 | 0.92875 | 13160.16
[22 empty] | Commercial/Industrial | VSD Controlled Compressor | 1.6134 | 1.5616 | 11332.3582 | 1.7063 | 1.4292 | 13160.16
[22 empty] | Commercial/Industrial | VSD Controlled Compressor | 1.654 | 1.4885 | 12224.2052 | 1.9843 | 0.92875 | 13160.16
[22 empty] | Commercial/Industrial | VSD Controlled Compressor | 1.6134 | 1.5616 | 11332.3582 | 1.7063 | 1.4292 | 13160.16
[22 empty] | Commercial/Industrial | VSD Controlled Compressor | 1.6134 | 1.5616 | 11332.3582 | 1.7063 | 1.4292 | 13160.16
[22 empty] | Commercial/Industrial | VSD Controlled Compressor | 1.654 | 1.4885 | 12224.2052 | 1.9843 | 0.92875 | 13160.16
[22 empty] | Commercial/Industrial | VSD Controlled Compressor | 1.6134 | 1.5616 | 11332.3582 | 1.7063 | 1.4292 | 13160.16
[22 empty] | Commercial/Industrial | VSD Controlled Compressor | 1.654 | 1.4885 | 12224.2052 | 1.9843 | 0.92875 | 13160.16
[22 empty] | Commercial/Industrial | VSD Controlled Compressor | 1.654 | 1.4885 | 12224.2052 | 1.9843 | 0.92875 | 13160.16
[22 empty] | Commercial/Industrial | VSD Controlled Compressor | 1.6134 | 1.5616 | 11332.3582 | 1.7063 | 1.4292 | 13160.16
[22 empty] | Commercial/Industrial | VSD Controlled Compressor | 1.654 | 1.4885 | 12224.2052 | 1.9843 | 0.92875 | 13160.16
[22 empty] | Commercial/Industrial | VSD Controlled Compressor | 1.6134 | 1.5616 | 11332.3582 | 1.7063 | 1.4292 | 13160.16
[22 empty] | Commercial/Industrial | VSD Controlled Compressor | 1.654 | 1.4885 | 12224.2052 | 1.9843 | 0.92875 | 13160.16
[22 empty] | Commercial/Industrial | Wall Insulation | 2.1267 | 1.2212 | 4.4902 | 0.00078702 | 0.00046358 | 1.9029
[22 empty] | Commercial/Industrial | Wall Insulation | 2.0981 | 1.0851 | 5.0451 | 0.00039401 | 0.00090108 | 1.9307
[22 empty] | Commercial/Industrial | Wall Insulation | 2.1506 | 1.2171 | 4.5953 | 0.00079852 | 0.00047035 | 1.9307
[22 empty] | Commercial/Industrial | Wall Insulation | 2.1267 | 1.2212 | 4.4902 | 0.00078702 | 0.00046358 | 1.9029
[22 empty] | Commercial/Industrial | Wall Insulation | 2.1219 | 1.0814 | 5.1596 | 0.00039983 | 0.0009144 | 1.9593
[22 empty] | Commercial/Industrial | Wall Insulation | 2.0981 | 1.0851 | 5.0451 | 0.00039401 | 0.00090108 | 1.9307
[22 empty] | Commercial/Industrial | Wall Insulation | 1.6536 | 1.4743 | 2.8892 | 0.00022233 | 0.0003967 | 1.9593
[22 empty] | Commercial/Industrial | Water Cooled Refrigeration Heat Recovery | 0.9175 | 1.7465 | 11497.6943 | 0 | 2.3284 | 34829.6652
[22 empty] | Commercial/Industrial | Water Cooled Refrigeration Heat Recovery | 0.9175 | 1.7465 | 11497.6943 | 0 | 2.3284 | 34829.6652
[22 empty] | Commercial/Industrial | Building Envelope Improvements | 4.8186 | 1.5997 | 27910.0134 | 1.7767 | 1.7336 | 12472.0277
[22 empty] | Commercial/Industrial | Building Envelope Improvements | 6.9533 | 1.5997 | 29033.4574 | 1.7379 | 1.6957 | 12199.7754
[22 empty] | Commercial/Industrial | Building Envelope Improvements | 5.3826 | 1.5997 | 8452.2365 | 0.52664 | 0.51386 | 3696.916
[22 empty] | Commercial/Industrial | Building Envelope Improvements | 4.4693 | 1.5997 | 22028.2815 | 1.4253 | 1.3907 | 10005.4113
[22 empty] | Commercial/Industrial | Building Envelope Improvements | 6.0284 | 1.5997 | 26694.621 | 1.6316 | 1.592 | 11453.7503
[22 empty] | Commercial/Industrial | Building Envelope Improvements | 7.7856 | 1.5997 | 15580.7697 | 0.9194 | 0.8971 | 6454.0455
[22 empty] | Commercial/Industrial | Building Envelope Improvements | 5.9816 | 1.5997 | 28056.2649 | 1.717 | 1.6753 | 12052.9238
[22 empty] | Commercial/Industrial | Building Envelope Improvements | 5.0193 | 1.5996 | 3701.1917 | 0.23368 | 0.22801 | 1640.3616
[22 empty] | Commercial/Industrial | Building Envelope Improvements | 2.7597 | 1.5997 | 7325.1276 | 0.55134 | 0.53796 | 3870.3101
[22 empty] | Commercial/Industrial | Building Envelope Improvements | 5.7369 | 1.5997 | 113131.2878 | 6.971 | 6.8019 | 48935.2678
[22 empty] | Commercial/Industrial | Building Envelope Improvements | 5.3848 | 1.6003 | 388.7985 | 0.024225 | 0.023637 | 170.0562
[22 empty] | Commercial/Industrial | Compressed Air Controls | 1.7488 | 1.3853 | 88332.34 | 13.1623 | 12.8147 | 97743.9554
[22 empty] | Commercial/Industrial | Compressed Air Controls | 2.3552 | 1.3853 | 190686.8787 | 23.6707 | 23.0455 | 175779.7881
[22 empty] | Commercial/Industrial | Compressed Air Controls | 6.299 | 1.3853 | 21178.8469 | 2.0201 | 1.9668 | 15001.6536
[22 empty] | Commercial/Industrial | Compressed Air Equipment | 2.161 | 1.443 | 149880.392 | 17.3816 | 16.9226 | 129077.005
[22 empty] | Commercial/Industrial | Compressed Air Equipment | 3.6904 | 1.443 | 658447.4261 | 61.7858 | 60.1539 | 458824.6722
[22 empty] | Commercial/Industrial | Compressed Air Equipment | 4.8093 | 1.443 | 16047.9533 | 1.417 | 1.3795 | 10522.4913
[22 empty] | Commercial/Industrial | Compressed Air Equipment | 3.4212 | 1.443 | 189114.7226 | 18.1305 | 17.6516 | 134637.6612
[22 empty] | Commercial/Industrial | Compressed Air Equipment | 5.0463 | 1.443 | 18395.6385 | 1.6095 | 1.567 | 11952.5439
[22 empty] | Commercial/Industrial | Compressed Air Equipment | 4.1199 | 1.443 | 352419.6444 | 32.1653 | 31.3158 | 238861.3339
[22 empty] | Commercial/Industrial | Compressed Air Equipment | 2.2494 | 1.443 | 14023.6374 | 1.5907 | 1.5487 | 11812.8005
[22 empty] | Commercial/Industrial | Compressed Air Equipment | 3.9551 | 1.443 | 11399.5078 | 1.0507 | 1.023 | 7802.6892
[22 empty] | Commercial/Industrial | Compressed Air Equipment | 5.746 | 1.443 | 72610.2833 | 6.2139 | 6.0498 | 46145.0098
[22 empty] | Commercial/Industrial | Compressed Air Equipment | 4.8082 | 1.4427 | 738.1975 | 0.06518 | 0.063458 | 484.0291
[22 empty] | Commercial/Industrial | Compressed Air System Optimization | 4.3325 | 1.2921 | 1348.2467 | 0.17498 | 0.17036 | 1299.4403
[22 empty] | Commercial/Industrial | Efficient Lighting - Exterior | 2.9673 | 2.1278 | 6477.3158 | 0 | 0 | 7154.6968
[22 empty] | Commercial/Industrial | Efficient Lighting - Exterior | 2.9673 | 2.1278 | 11417.6529 | 0 | 0 | 12611.6817
[22 empty] | Commercial/Industrial | Efficient Lighting - Exterior | 2.9673 | 2.1278 | 1923.3193 | 0 | 0 | 2124.4551
[22 empty] | Commercial/Industrial | Efficient Lighting - Exterior | 2.9673 | 2.1278 | 6951.3444 | 0 | 0 | 7678.298
[22 empty] | Commercial/Industrial | Efficient Lighting - Exterior | 2.9673 | 2.1278 | 2608.5686 | 0 | 0 | 2881.366
[22 empty] | Commercial/Industrial | Efficient Lighting - Exterior | 2.9673 | 2.1278 | 3444.8645 | 0 | 0 | 3805.1195
[22 empty] | Commercial/Industrial | Efficient Lighting - Exterior | 2.9673 | 2.1278 | 1550.2445 | 0 | 0 | 1712.3651
[22 empty] | Commercial/Industrial | Efficient Lighting - Exterior | 2.9673 | 2.1278 | 25437.6142 | 0 | 0 | 28097.8143
[22 empty] | Commercial/Industrial | Efficient Lighting - Exterior | 2.9673 | 2.1278 | 2541.5782 | 0 | 0 | 2807.3699
[22 empty] | Commercial/Industrial | Efficient Lighting - Exterior | 2.9673 | 2.1278 | 2310.3101 | 0 | 0 | 2551.9164
[22 empty] | Commercial/Industrial | Efficient Lighting - Exterior | 2.9673 | 2.1278 | 14231.8355 | 0 | 0 | 15720.1642
[22 empty] | Commercial/Industrial | Efficient Lighting - Exterior | 2.9673 | 2.1278 | 88.4717 | 0 | 0 | 97.7238
[22 empty] | Commercial/Industrial | Efficient Lighting - High Bay | 2.1836 | 1.3947 | 192750.9885 | 24.4336 | 23.7501 | 171178.7609
[22 empty] | Commercial/Industrial | Efficient Lighting - High Bay | 2.1836 | 1.3947 | 76721.8919 | 9.7255 | 9.4534 | 68135.3634
[22 empty] | Commercial/Industrial | Efficient Lighting - High Bay | 2.1836 | 1.3947 | 19905.5473 | 2.5233 | 2.4527 | 17677.7662
[22 empty] | Commercial/Industrial | Efficient Lighting - High Bay | 2.1836 | 1.3947 | 46710.1524 | 5.9211 | 5.7555 | 41482.4643
[22 empty] | Commercial/Industrial | Efficient Lighting - High Bay | 2.1835 | 1.3947 | 17528.5002 | 2.222 | 2.1598 | 15566.7526
[22 empty] | Commercial/Industrial | Efficient Lighting - High Bay | 2.1836 | 1.3947 | 49578.6417 | 6.2847 | 6.1089 | 44029.9188
[22 empty] | Commercial/Industrial | Efficient Lighting - High Bay | 2.1836 | 1.3947 | 10417.0005 | 1.3205 | 1.2835 | 9251.1548
[22 empty] | Commercial/Industrial | Efficient Lighting - High Bay | 2.1836 | 1.3947 | 351462.9322 | 44.5523 | 43.306 | 312128.045
[22 empty] | Commercial/Industrial | Efficient Lighting - High Bay | 2.1835 | 1.3947 | 17078.3518 | 2.1649 | 2.1043 | 15166.9837
[22 empty] | Commercial/Industrial | Efficient Lighting - High Bay | 2.1836 | 1.3947 | 15524.3261 | 1.9679 | 1.9129 | 13786.8808
[22 empty] | Commercial/Industrial | Efficient Lighting - High Bay | 2.1836 | 1.3947 | 95632.0347 | 12.1226 | 11.7834 | 84929.127
[22 empty] | Commercial/Industrial | Efficient Lighting - High Bay | 2.1837 | 1.3948 | 915.6448 | 0.11607 | 0.11282 | 813.1681
[22 empty] | Commercial/Industrial | Efficient Lighting - Other Interior Lighting | 1.2699 | 1.4222 | 44440.3592 | 8.9343 | 8.6844 | 62592.8376
[22 empty] | Commercial/Industrial | Efficient Lighting - Other Interior Lighting | 1.2699 | 1.4222 | 101279.6184 | 20.3613 | 19.7918 | 142649.1306
[22 empty] | Commercial/Industrial | Efficient Lighting - Other Interior Lighting | 1.2699 | 1.4222 | 13887.4686 | 2.7919 | 2.7138 | 19560.0594
[22 empty] | Commercial/Industrial | Efficient Lighting - Other Interior Lighting | 1.2699 | 1.4222 | 59305.0179 | 11.9227 | 11.5892 | 83529.2383
[22 empty] | Commercial/Industrial | Efficient Lighting - Other Interior Lighting | 1.2699 | 1.4222 | 13014.3972 | 2.6164 | 2.5432 | 18330.3659
[22 empty] | Commercial/Industrial | Efficient Lighting - Other Interior Lighting | 1.2699 | 1.4222 | 21096.8305 | 4.2413 | 4.1227 | 29714.2181
[22 empty] | Commercial/Industrial | Efficient Lighting - Other Interior Lighting | 1.2699 | 1.4222 | 4778.4804 | 0.96067 | 0.9338 | 6730.3381
[22 empty] | Commercial/Industrial | Efficient Lighting - Other Interior Lighting | 1.2699 | 1.4222 | 114375.9658 | 22.9942 | 22.351 | 161094.923
[22 empty] | Commercial/Industrial | Efficient Lighting - Other Interior Lighting | 1.2699 | 1.4222 | 13047.0137 | 2.623 | 2.5496 | 18376.3053
[22 empty] | Commercial/Industrial | Efficient Lighting - Other Interior Lighting | 1.2699 | 1.4222 | 21931.0597 | 4.409 | 4.2857 | 30889.2026
[22 empty] | Commercial/Industrial | Efficient Lighting - Other Interior Lighting | 1.2699 | 1.4222 | 136849.5993 | 27.5124 | 26.7428 | 192748.3236
[22 empty] | Commercial/Industrial | Efficient Lighting - Other Interior Lighting | 1.2699 | 1.4222 | 638.8163 | 0.12843 | 0.12484 | 899.7526
[22 empty] | Commercial/Industrial | Fan Equipment Upgrades | 2.3039 | 1.443 | 6504.2302 | 0.72858 | 0.70934 | 5410.4698
[22 empty] | Commercial/Industrial | Fan Equipment Upgrades | 2.1928 | 1.443 | 10671.56 | 1.2274 | 1.195 | 9115.0869
[22 empty] | Commercial/Industrial | Fan Equipment Upgrades | 2.7302 | 1.443 | 6133.7225 | 0.63588 | 0.61908 | 4722.0488
[22 empty] | Commercial/Industrial | Fan Equipment Upgrades | 2.1509 | 1.443 | 29976.4598 | 3.4857 | 3.3936 | 25884.7363
[22 empty] | Commercial/Industrial | Fan Equipment Upgrades | 3.3897 | 1.4431 | 3081.56 | 0.29625 | 0.28843 | 2199.9879
[22 empty] | Commercial/Industrial | Fan Equipment Upgrades | 2.7297 | 1.4428 | 512.7035 | 0.053151 | 0.051748 | 394.705
[22 empty] | Commercial/Industrial | Fan Equipment Upgrades | 4.4765 | 1.443 | 65580.5221 | 5.8756 | 5.7204 | 43632.1434
[22 empty] | Commercial/Industrial | Fan Equipment Upgrades | 2.7301 | 1.443 | 4010.6128 | 0.41578 | 0.40479 | 3087.572
[22 empty] | Commercial/Industrial | Fan Equipment Upgrades | 3.8939 | 1.443 | 3864.3146 | 0.35757 | 0.34813 | 2655.33
[22 empty] | Commercial/Industrial | Fan Equipment Upgrades | 1.9622 | 1.443 | 3264.0674 | 0.4017 | 0.39109 | 2983.0086
[22 empty] | Commercial/Industrial | Fan Equipment Upgrades | 2.7323 | 1.4442 | 282.148 | 0.02925 | 0.028477 | 217.2118
[22 empty] | Commercial/Industrial | Fan System Optimization | 3.9041 | 1.2923 | 693966.4662 | 92.1356 | 89.7021 | 684203.5418
[22 empty] | Commercial/Industrial | HVAC Equipment Upgrades | 4.8622 | 1.5029 | 64407.5379 | 5.1234 | 4.9991 | 35965.3265
[22 empty] | Commercial/Industrial | HVAC Equipment Upgrades | 6.3626 | 1.5029 | 138924.4003 | 10.5546 | 10.2986 | 74091.795
[22 empty] | Commercial/Industrial | HVAC Equipment Upgrades | 4.4085 | 1.5029 | 13673.2053 | 1.1104 | 1.0835 | 7795.0583
[22 empty] | Commercial/Industrial | HVAC Equipment Upgrades | 4.8622 | 1.5029 | 89258.7772 | 7.1002 | 6.928 | 49842.3193
[22 empty] | Commercial/Industrial | HVAC Equipment Upgrades | 4.8625 | 1.503 | 4185.9755 | 0.33298 | 0.3249 | 2337.459
[22 empty] | Commercial/Industrial | HVAC Equipment Upgrades | 4.0734 | 1.5029 | 35746.0853 | 2.9577 | 2.8859 | 20762.3532
[22 empty] | Commercial/Industrial | HVAC Equipment Upgrades | 1.863 | 1.5029 | 26847.0169 | 3.1452 | 3.0689 | 22079.0115
[22 empty] | Commercial/Industrial | HVAC Equipment Upgrades | 2.5268 | 1.5029 | 132733.8553 | 12.9438 | 12.6298 | 90863.5695
[22 empty] | Commercial/Industrial | HVAC Equipment Upgrades | 4.8619 | 1.5029 | 3336.9631 | 0.26544 | 0.259 | 1863.3683
[22 empty] | Commercial/Industrial | HVAC Equipment Upgrades | 4.7423 | 1.5029 | 25428.454 | 2.033 | 1.9837 | 14271.206
[22 empty] | Commercial/Industrial | HVAC Equipment Upgrades | 4.8622 | 1.5029 | 262571.7481 | 20.8867 | 20.3799 | 146620.7056
[22 empty] | Commercial/Industrial | HVAC Equipment Upgrades | 4.4071 | 1.5024 | 628.9603 | 0.051079 | 0.04984 | 358.5686
[22 empty] | Commercial/Industrial | HVAC Improved Controls | 57.226 | 1.4231 | 104838.5344 | 8.1783 | 7.9798 | 57409.9009
[22 empty] | Commercial/Industrial | HVAC Recommissioning | 4.0338 | 1.2751 | 484703.3101 | 66.4363 | 64.8244 | 466371.1843
[22 empty] | Commercial/Industrial | HVAC Recommissioning | 1.4087 | 1.2751 | 87995.6071 | 20.6141 | 20.114 | 144707.3819
[22 empty] | Commercial/Industrial | HVAC Recommissioning | 1.3977 | 1.2751 | 232431.7853 | 54.9173 | 53.5849 | 385509.7021
[22 empty] | Commercial/Industrial | HVAC Recommissioning | 1.4086 | 1.2751 | 4047.7522 | 0.94824 | 0.92523 | 6656.4643
[22 empty] | Commercial/Industrial | Lighting Controls | 2.5749 | 1.2743 | 4732.3709 | 0.74325 | 0.72246 | 5207.0968
[22 empty] | Commercial/Industrial | Lighting Controls | 2.2991 | 1.2743 | 14830.9103 | 2.4464 | 2.378 | 17139.1276
[22 empty] | Commercial/Industrial | Lighting Controls | 2.3269 | 1.2742 | 2491.8584 | 0.40874 | 0.39731 | 2863.6139
[22 empty] | Commercial/Industrial | Lighting Controls | 2.2534 | 1.2743 | 7311.4013 | 1.2176 | 1.1836 | 8530.5893
[22 empty] | Commercial/Industrial | Lighting Controls | 1.8656 | 1.2742 | 3757.3199 | 0.69565 | 0.67619 | 4873.6057
[22 empty] | Commercial/Industrial | Lighting Controls | 2.0455 | 1.2743 | 4135.8993 | 0.72437 | 0.70411 | 5074.8733
[22 empty] | Commercial/Industrial | Lighting Controls | 2.8842 | 1.2743 | 3400.505 | 0.51216 | 0.49783 | 3588.1374
[22 empty] | Commercial/Industrial | Lighting Controls | 2.215 | 1.2743 | 45583.446 | 7.6556 | 7.4414 | 53634.1324
[22 empty] | Commercial/Industrial | Lighting Controls | 2.1721 | 1.2743 | 3476.3482 | 0.58961 | 0.57311 | 4130.7181
[22 empty] | Commercial/Industrial | Lighting Controls | 2.5357 | 1.2743 | 2658.2432 | 0.42009 | 0.40834 | 2943.0846
[22 empty] | Commercial/Industrial | Lighting Controls | 2.4769 | 1.2743 | 22100.6221 | 3.5267 | 3.4281 | 24707.9086
[22 empty] | Commercial/Industrial | Lighting Controls | 2.329 | 1.2754 | 114.6242 | 0.018802 | 0.018276 | 131.7248
[22 empty] | Commercial/Industrial | Lighting Controls - Exterior | 1.8362 | 1.9249 | 661.9307 | 0 | 0 | 1268.1477
[22 empty] | Commercial/Industrial | Lighting Controls - Exterior | 1.6395 | 1.9249 | 1069.5411 | 0 | 0 | 2235.3813
[22 empty] | Commercial/Industrial | Lighting Controls - Exterior | 1.6593 | 1.9249 | 181.9938 | 0 | 0 | 376.553
[22 empty] | Commercial/Industrial | Lighting Controls - Exterior | 1.6069 | 1.9249 | 639.9425 | 0 | 0 | 1360.9544
[22 empty] | Commercial/Industrial | Lighting Controls - Exterior | 1.3304 | 1.9249 | 196.159 | 0 | 0 | 510.7132
[22 empty] | Commercial/Industrial | Lighting Controls - Exterior | 1.4586 | 1.9249 | 288.7379 | 0 | 0 | 674.4456
[22 empty] | Commercial/Industrial | Lighting Controls - Exterior | 2.0566 | 1.9249 | 170.2223 | 0 | 0 | 303.5114
[22 empty] | Commercial/Industrial | Lighting Controls - Exterior | 1.5795 | 1.9249 | 2306.014 | 0 | 0 | 4980.25
[22 empty] | Commercial/Industrial | Lighting Controls - Exterior | 1.5489 | 1.9249 | 226.2676 | 0 | 0 | 497.5976
[22 empty] | Commercial/Industrial | Lighting Controls - Exterior | 1.8082 | 1.9249 | 233.5561 | 0 | 0 | 452.3192
[22 empty] | Commercial/Industrial | Lighting Controls - Exterior | 1.7662 | 1.9249 | 770.4663 | 0 | 0 | 1517.8276
[22 empty] | Commercial/Industrial | Lighting Controls - Exterior | 1.6593 | 1.9249 | 8.3716 | 0 | 0 | 17.3212
[22 empty] | Commercial/Industrial | Motor Equipment Upgrades | 2.0228 | 1.2923 | 7250.9035 | 1.2275 | 1.1951 | 9115.6447
[22 empty] | Commercial/Industrial | Motor Equipment Upgrades | 1.4938 | 1.2923 | 19859.6181 | 4.2144 | 4.1031 | 31296.1261
[22 empty] | Commercial/Industrial | Motor Equipment Upgrades | 1.9215 | 1.2923 | 3326.7321 | 0.58069 | 0.56535 | 4312.2117
[22 empty] | Commercial/Industrial | Motor Equipment Upgrades | 1.9483 | 1.2923 | 6302.5585 | 1.0908 | 1.062 | 8100.4152
[22 empty] | Commercial/Industrial | Motor Equipment Upgrades | 4.8814 | 1.2923 | 7179.9011 | 0.91094 | 0.88688 | 6764.6869
[22 empty] | Commercial/Industrial | Motor Equipment Upgrades | 1.7488 | 1.2923 | 1598.4844 | 0.29721 | 0.28936 | 2207.0603
[22 empty] | Commercial/Industrial | Motor Equipment Upgrades | 1.4721 | 1.2924 | 325.8839 | 0.070162 | 0.068309 | 521.0287
[22 empty] | Commercial/Industrial | Motor Equipment Upgrades | 1.8541 | 1.2923 | 10804.5796 | 1.9294 | 1.8784 | 14327.8776
[22 empty] | Commercial/Industrial | Motor Equipment Upgrades | 2.2768 | 1.2922 | 2148.9855 | 0.34202 | 0.33299 | 2539.8748
[22 empty] | Commercial/Industrial | Motor Equipment Upgrades | 1.9213 | 1.2922 | 153.0279 | 0.026711 | 0.026006 | 198.3595
[22 empty] | Commercial/Industrial | Motor Improved Controls | 4.6985 | 1.443 | 31184.2919 | 2.7661 | 2.6931 | 20541.5213
[22 empty] | Commercial/Industrial | Motor Improved Controls | 4.8017 | 1.443 | 30340.2821 | 2.6797 | 2.609 | 19899.9473
[22 empty] | Commercial/Industrial | Motor Improved Controls | 4.8018 | 1.443 | 1395.6371 | 0.12327 | 0.12001 | 915.3872
[22 empty] | Commercial/Industrial | Motor Optimization | 2.4923 | 1.2923 | 31258.158 | 4.778 | 4.6518 | 35481.3792
[22 empty] | Commercial/Industrial | Motor Optimization | 3.4335 | 1.2923 | 148444.2028 | 20.3557 | 19.818 | 151162.2172
[22 empty] | Commercial/Industrial | Motor Optimization | 4.5144 | 1.2923 | 64895.4471 | 8.3539 | 8.1333 | 62036.5996
[22 empty] | Commercial/Industrial | Motor Optimization | 4.0678 | 1.2923 | 26734.0375 | 3.5165 | 3.4237 | 26114.0667
[22 empty] | Commercial/Industrial | Motor Optimization | 3.9506 | 1.2923 | 22944.2218 | 3.0379 | 2.9577 | 22559.7811
[22 empty] | Commercial/Industrial | Motor Optimization | 4.9042 | 1.2923 | 31987.2604 | 4.055 | 3.9479 | 30112.5486
[22 empty] | Commercial/Industrial | Motor Optimization | 1.0459 | 1.2923 | 315124.7391 | 114.3046 | 111.2855 | 848831.5375
[22 empty] | Commercial/Industrial | Motor Optimization | 3.8237 | 1.2923 | 28202.0929 | 3.7626 | 3.6633 | 27941.626
[22 empty] | Commercial/Industrial | Plant Energy Management | 2.9781 | 1.3229 | 328040.9609 | 43.4096 | 42.4818 | 317412.4363
[22 empty] | Commercial/Industrial | Plant Energy Management | 2.9704 | 1.3257 | 179952.8256 | 23.6829 | 23.12 | 174731.5051
[22 empty] | Commercial/Industrial | Plant Energy Management | 3.8035 | 1.3232 | 171944.1028 | 21.1926 | 20.7069 | 155147.9329
[22 empty] | Commercial/Industrial | Process Heat Equipment Upgrade | 1.3892 | 1.2856 | 59438.9118 | 13.8146 | 13.474 | 100344.2214
[22 empty] | Commercial/Industrial | Process Heat Equipment Upgrade | 3.1523 | 1.2856 | 64262.8112 | 9.1729 | 8.9467 | 66628.3832
[22 empty] | Commercial/Industrial | Process Heat Equipment Upgrade | 1.3892 | 1.2856 | 79439.8406 | 18.4632 | 18.0079 | 134109.6045
[22 empty] | Commercial/Industrial | Process Heat Improved Controls | 0.81729 | 1.4352 | 255.5473 | 0.46655 | 0.45505 | 3388.8584
[22 empty] | Commercial/Industrial | Process Other Equipment Upgrades | 3.6844 | 1.2855 | 9119.0136 | 1.2469 | 1.2161 | 9056.9681
[22 empty] | Commercial/Industrial | Process Other Systems Optimization | 1.4356 | 1.1584 | 1059.1448 | 0.38619 | 0.37667 | 2805.1499
[22 empty] | Commercial/Industrial | Process Other Systems Optimization | 1.4589 | 1.1582 | 101.9381 | 0.03663 | 0.035727 | 266.0672
[22 empty] | Commercial/Industrial | Process Other Systems Optimization | 0.96975 | 1.1584 | 23626.0673 | 15.3071 | 14.9297 | 111185.4178
[22 empty] | Commercial/Industrial | Process Other Systems Optimization | 0.89231 | 1.1584 | 2636.5695 | 2.1563 | 2.1031 | 15662.4021
[22 empty] | Commercial/Industrial | Process Refrig Controls | 1.129 | 1.435 | 291.0414 | 0.071425 | 0.069664 | 518.8079
[22 empty] | Commercial/Industrial | Process Refrig Controls | 1.5743 | 1.4352 | 5821.7827 | 0.87044 | 0.84898 | 6322.5701
[22 empty] | Commercial/Industrial | Process Refrig Controls | 7.5527 | 1.4352 | 54895.1238 | 4.5993 | 4.4859 | 33407.3773
[22 empty] | Commercial/Industrial | Process Refrig Controls | 0.84195 | 1.4353 | 54.4243 | 0.059063 | 0.057607 | 429.013
[22 empty] | Commercial/Industrial | Process Refrig Controls | 7.5535 | 1.4354 | 2525.1472 | 0.21156 | 0.20635 | 1536.722
[22 empty] | Commercial/Industrial | Process Refrig Equipment Upgrade | 1.7533 | 1.2855 | 5157.4613 | 0.97196 | 0.948 | 7059.9939
[22 empty] | Commercial/Industrial | Process Refrig Equipment Upgrade | 1.9344 | 1.2856 | 31508.9606 | 5.5624 | 5.4252 | 40403.141
[22 empty] | Commercial/Industrial | Process Refrig Equipment Upgrade | 1.5593 | 1.2856 | 6050.0327 | 1.2527 | 1.2218 | 9099.2988
[22 empty] | Commercial/Industrial | Process Refrig Equipment Upgrade | 3.574 | 1.2856 | 14815.1112 | 2.0415 | 1.9911 | 14828.5214
[22 empty] | Commercial/Industrial | Process Refrig Equipment Upgrade | 1.346 | 1.2851 | 236.8465 | 0.057085 | 0.055677 | 414.644
[22 empty] | Commercial/Industrial | Process Refrig Equipment Upgrade | 1.648 | 1.2855 | 1910.1449 | 0.37737 | 0.36807 | 2741.0997
[22 empty] | Commercial/Industrial | Process Refrig Equipment Upgrade | 1.3592 | 1.2844 | 107.6678 | 0.025633 | 0.025001 | 186.1908
[22 empty] | Commercial/Industrial | Process Refrig Equipment Upgrade | 2.1923 | 1.2856 | 39102.0435 | 6.4386 | 6.2798 | 46767.5107
[22 empty] | Commercial/Industrial | Process Refrig Equipment Upgrade | 1.2511 | 1.2855 | 1387.2579 | 0.36806 | 0.35899 | 2673.4852
[22 empty] | Commercial/Industrial | Process Refrig Equipment Upgrade | 1.9578 | 1.2856 | 1769.0753 | 0.31003 | 0.30238 | 2251.9345
[22 empty] | Commercial/Industrial | Process Refrig Equipment Upgrade | 2.6341 | 1.2856 | 1816.4906 | 0.27579 | 0.26899 | 2003.2006
[22 empty] | Commercial/Industrial | Process Refrig Equipment Upgrade | 1.559 | 1.2854 | 278.2984 | 0.057624 | 0.056204 | 418.563
[22 empty] | Commercial/Industrial | Process Refrig System Optimization | 1.1729 | 1.1138 | 25678.4564 | 14.1351 | 13.7866 | 102672.0373
[22 empty] | Commercial/Industrial | Process Refrig System Optimization | 1.1729 | 1.1137 | 1181.1956 | 0.65021 | 0.63417 | 4722.8603
[22 empty] | Commercial/Industrial | Pump Equipment Upgrade | 1.6765 | 1.443 | 8154.7615 | 1.1319 | 1.102 | 8405.3604
[22 empty] | Commercial/Industrial | Pump Equipment Upgrade | 2.1958 | 1.443 | 36303.1443 | 4.1724 | 4.0622 | 30984.6514
[22 empty] | Commercial/Industrial | Pump Equipment Upgrade | 3.7397 | 1.443 | 21052.2033 | 1.9684 | 1.9164 | 14617.7361
[22 empty] | Commercial/Industrial | Pump Equipment Upgrade | 1.5755 | 1.443 | 15588.2758 | 2.2927 | 2.2322 | 17025.9946
[22 empty] | Commercial/Industrial | Pump Equipment Upgrade | 3.3895 | 1.443 | 6034.0599 | 0.5801 | 0.56478 | 4307.8371
[22 empty] | Commercial/Industrial | Pump Equipment Upgrade | 3.7395 | 1.4429 | 3697.0443 | 0.34568 | 0.33655 | 2567.0671
[22 empty] | Commercial/Industrial | Pump Equipment Upgrade | 4.4765 | 1.443 | 130321.4242 | 11.6759 | 11.3675 | 86705.6693
[22 empty] | Commercial/Industrial | Pump Equipment Upgrade | 2.7301 | 1.443 | 7182.271 | 0.74458 | 0.72491 | 5529.2743
[22 empty] | Commercial/Industrial | Pump Equipment Upgrade | 3.8938 | 1.443 | 5739.2563 | 0.53106 | 0.51703 | 3943.6799
[22 empty] | Commercial/Industrial | Pump Equipment Upgrade | 1.9622 | 1.443 | 7699.1654 | 0.9475 | 0.92248 | 7036.2138
[22 empty] | Commercial/Industrial | Pump Equipment Upgrade | 3.74 | 1.4431 | 968.3904 | 0.090547 | 0.088156 | 672.4083
[22 empty] | Commercial/Industrial | Pump System Optimization | 3.3134 | 1.2923 | 421221.8829 | 58.3371 | 56.7963 | 433214.4934
[22 empty] | Commercial/Industrial | Pump System Optimization | 4.827 | 1.2923 | 16077.892 | 2.0439 | 1.99 | 15178.4005
[22 empty] | Commercial/Industrial | Pump System Optimization | 1.2658 | 1.2923 | 45876.9829 | 11.7934 | 11.4819 | 87578.2988
[22 empty] | Commercial/Industrial | Pump System Optimization | 2.2775 | 1.2923 | 5385.7798 | 0.85706 | 0.83443 | 6364.5928
[22 empty] | Commercial/Industrial | Pump System Optimization | 4.0894 | 1.2923 | 629901.4364 | 82.7596 | 80.5738 | 614577.2082
[22 empty] | Commercial/Industrial | Pump System Optimization | 4.8259 | 1.292 | 739.5747 | 0.09402 | 0.091537 | 698.1985

## TRC P to F
Measures Changing from Passing to Failing | [10 empty] | Measures Changing from Passing to Failing | [10 empty] | Measures Passing | [7 empty] | Measures Passing
Lower Fuel Costs Economic Potential – TRC | [10 empty] | Higher Fuel Costs Economic Potential – TRC | [10 empty] | 1-Year Payback Economic Potential – TRC | [7 empty] | 3-Year Payback Economic Potential – TRC
Customer Class | Segment | Vintage | Measure Name | TRC | RIM | PCT | Summer (MW) | Winter (MW) | Energy (GWh) | Reason For Failure | Customer Class | Segment | Vintage | Measure Name | TRC | RIM | PCT | Summer (MW) | Winter (MW) | Energy (GWh) | Reason For Failure | Customer Class | Measure Name | TRC | RIM | PCT | Summer (MW) | Winter (MW) | Energy (GWh) | Customer Class | Measure Name | TRC | RIM | PCT | Summer (MW) | Winter (MW) | Energy (GWh)
Residential | Single Family | Existing | Ceiling Insulation(R12 to R38) | 0.98436 | 1.3114 | 309.4743 | 0.2849 | 0.39813 | 843 | TRC score less than one. | Residential | Manufactured Home | New | Room AC control | 0.99008 | #DIV/0! | -553.5383 | 0.19569 | 0.23334 | 0 | TRC score less than one. | Residential | 14 SEER ASHP from base electric resistance heating | 5.3767 | 0.86499 | 14987.5904 | 0 | 1.5463 | 5482.4104 | Residential | 14 SEER ASHP from base electric resistance heating | 5.3767 | 0.86499 | 14987.5904 | 0 | 1.5463 | 5482.4104
Residential | Single Family | New | Ceiling Insulation(R12 to R38) | 0.98436 | 1.3114 | 309.4743 | 0.2849 | 0.39813 | 843 | TRC score less than one. | [11 empty] | Residential | 14 SEER ASHP from base electric resistance heating | 5.3768 | 0.86501 | 9991.7269 | 0 | 1.0309 | 3654.9403 | Residential | 14 SEER ASHP from base electric resistance heating | 5.3768 | 0.86501 | 9991.7269 | 0 | 1.0309 | 3654.9403
Residential | Manufactured Home | Existing | ENERGY STAR Certified Home | 0.98101 | 1.2134 | 3077.6889 | 1.9801 | 0.60051 | 5378.2595 | TRC score less than one. | [11 empty] | Residential | 14 SEER ASHP from base electric resistance heating | 5.3767 | 0.86499 | 14987.5904 | 0 | 1.5463 | 5482.4104 | Residential | 14 SEER ASHP from base electric resistance heating | 5.3767 | 0.86499 | 14987.5904 | 0 | 1.5463 | 5482.4104
Residential | Manufactured Home | New | ENERGY STAR Certified Home | 0.98101 | 1.2134 | 3077.6889 | 1.9801 | 0.60051 | 5378.2595 | TRC score less than one. | [11 empty] | Residential | 14 SEER ASHP from base electric resistance heating | 5.3767 | 0.86499 | 14987.5904 | 0 | 1.5463 | 5482.4104 | Residential | 14 SEER ASHP from base electric resistance heating | 5.3767 | 0.86499 | 14987.5904 | 0 | 1.5463 | 5482.4104
Residential | Single Family | New | LED Specialty Lamps-5W Chandelier | 0.93149 | 0.62918 | 6.0783 | 0.00065139 | 0.00068392 | 7.4054 | TRC score less than one. | [11 empty] | Residential | 14 SEER ASHP from base electric resistance heating | 5.3768 | 0.86501 | 9991.7269 | 0 | 1.0309 | 3654.9403 | Residential | 14 SEER ASHP from base electric resistance heating | 5.3768 | 0.86501 | 9991.7269 | 0 | 1.0309 | 3654.9403
Residential | Multi-Family | New | LED Specialty Lamps-5W Chandelier | 0.93149 | 0.62918 | 6.0783 | 0.00065139 | 0.00068392 | 7.4054 | TRC score less than one. | [11 empty] | Residential | 14 SEER ASHP from base electric resistance heating | 5.3767 | 0.86499 | 14987.5904 | 0 | 1.5463 | 5482.4104 | Residential | 14 SEER ASHP from base electric resistance heating | 5.3767 | 0.86499 | 14987.5904 | 0 | 1.5463 | 5482.4104
Residential | Manufactured Home | New | LED Specialty Lamps-5W Chandelier | 0.93149 | 0.62918 | 6.0783 | 0.00065139 | 0.00068392 | 7.4054 | TRC score less than one. | [11 empty] | Residential | Ceiling Insulation(R12 to R38) | 1.1143 | 1.5081 | 608.0361 | 0.2849 | 0.39813 | 843 | Residential | Ceiling Insulation(R12 to R38) | 1.1143 | 1.5081 | 608.0361 | 0.2849 | 0.39813 | 843
Residential | Single Family | Turnover | LED Specialty Lamps-5W Chandelier | 0.93149 | 0.62918 | 6.0783 | 0.00065139 | 0.00068392 | 7.4054 | TRC score less than one. | [11 empty] | Residential | Ceiling Insulation(R12 to R38) | 1.1143 | 1.5081 | 608.0361 | 0.2849 | 0.39813 | 843 | Residential | Ceiling Insulation(R12 to R38) | 1.1143 | 1.5081 | 608.0361 | 0.2849 | 0.39813 | 843
Residential | Multi-Family | Turnover | LED Specialty Lamps-5W Chandelier | 0.93149 | 0.62918 | 6.0783 | 0.00065139 | 0.00068392 | 7.4054 | TRC score less than one. | [11 empty] | Residential | Ceiling Insulation(R2 to R38) | 3.2827 | 1.3939 | 10629.8521 | 0.81093 | 1.4913 | 3236 | Residential | Ceiling Insulation(R2 to R38) | 3.2827 | 1.3939 | 10629.8521 | 0.81093 | 1.4913 | 3236
Residential | Manufactured Home | Turnover | LED Specialty Lamps-5W Chandelier | 0.93149 | 0.62918 | 6.0783 | 0.00065139 | 0.00068392 | 7.4054 | TRC score less than one. | [11 empty] | Residential | Ceiling Insulation(R2 to R38) | 2.3804 | 1.3939 | 5536.2289 | 0.48841 | 0.89818 | 1949 | Residential | Ceiling Insulation(R2 to R38) | 2.3804 | 1.3939 | 5536.2289 | 0.48841 | 0.89818 | 1949
Residential | Single Family | New | Solar Pool Heater | 0.86597 | 0.54205 | 13016.7134 | 0 | 0 | 10130.719 | TRC score less than one. | [11 empty] | Residential | Ceiling Insulation(R2 to R38) | 2.3241 | 1.3938 | 5624.3025 | 0.5031 | 0.92519 | 2007.61 | Residential | Ceiling Insulation(R2 to R38) | 2.3241 | 1.3938 | 5624.3025 | 0.5031 | 0.92519 | 2007.61
Residential | Multi-Family | New | Solar Pool Heater | 0.86597 | 0.54205 | 13016.7134 | 0 | 0 | 10130.719 | TRC score less than one. | [11 empty] | Residential | Ceiling Insulation(R2 to R38) | 3.2827 | 1.3939 | 10629.8521 | 0.81093 | 1.4913 | 3236 | Residential | Ceiling Insulation(R2 to R38) | 3.2827 | 1.3939 | 10629.8521 | 0.81093 | 1.4913 | 3236
Residential | Manufactured Home | New | Solar Pool Heater | 0.86597 | 0.54205 | 13016.7134 | 0 | 0 | 10130.719 | TRC score less than one. | [11 empty] | Residential | Ceiling Insulation(R2 to R38) | 2.3804 | 1.3939 | 5536.2289 | 0.48841 | 0.89818 | 1949 | Residential | Ceiling Insulation(R2 to R38) | 2.3804 | 1.3939 | 5536.2289 | 0.48841 | 0.89818 | 1949
Residential | Single Family | Turnover | Solar Pool Heater | 0.86597 | 0.54205 | 13016.7134 | 0 | 0 | 10130.719 | TRC score less than one. | [11 empty] | Residential | Ceiling Insulation(R2 to R38) | 2.3241 | 1.3938 | 5624.3025 | 0.5031 | 0.92519 | 2007.61 | Residential | Ceiling Insulation(R2 to R38) | 2.3241 | 1.3938 | 5624.3025 | 0.5031 | 0.92519 | 2007.61
Residential | Multi-Family | Turnover | Solar Pool Heater | 0.86597 | 0.54205 | 13016.7134 | 0 | 0 | 10130.719 | TRC score less than one. | [11 empty] | Residential | CFL-23W | 1.8662 | 0.72162 | 8.8159 | 0.00065139 | 0.00068392 | 7.4054 | Residential | CFL - 15W Flood (Exterior) | 2.0283 | 0.56451 | 62.1963 | 0 | 0 | 47.45
Residential | Manufactured Home | Turnover | Solar Pool Heater | 0.86597 | 0.54205 | 13016.7134 | 0 | 0 | 10130.719 | TRC score less than one. | [11 empty] | Residential | CFL-23W | 1.8662 | 0.72162 | 8.8159 | 0.00065139 | 0.00068392 | 7.4054 | Residential | CFL - 15W Flood (Exterior) | 2.0283 | 0.56451 | 62.1963 | 0 | 0 | 47.45
Commercial/Industrial | Hospitals | Existing | Dedicated Outdoor Air System on VRF unit | 0.9837 | 1.1721 | 681.4829 | 0.49919 | 0.50455 | 1640.5025 | TRC score less than one. | [11 empty] | Residential | CFL-23W | 1.8662 | 0.72162 | 8.8159 | 0.00065139 | 0.00068392 | 7.4054 | Residential | CFL - 15W Flood (Exterior) | 2.0283 | 0.56451 | 62.1963 | 0 | 0 | 47.45
Commercial/Industrial | Hospitals | New | Dedicated Outdoor Air System on VRF unit | 0.9837 | 1.1721 | 681.4829 | 0.49919 | 0.50455 | 1640.5025 | TRC score less than one. | [11 empty] | Residential | CFL-23W | 1.8662 | 0.72162 | 8.8159 | 0.00065139 | 0.00068392 | 7.4054 | Residential | CFL - 15W Flood (Exterior) | 2.0283 | 0.56451 | 62.1963 | 0 | 0 | 47.45
Commercial/Industrial | Grocery | Existing | ECM Motors on Furnaces | 0.93298 | 1.1376 | 406.7421 | 0 | 0.090908 | 796.3511 | TRC score less than one. | [11 empty] | Residential | CFL-23W | 1.8662 | 0.72162 | 8.8159 | 0.00065139 | 0.00068392 | 7.4054 | Residential | CFL - 15W Flood (Exterior) | 2.0283 | 0.56451 | 62.1963 | 0 | 0 | 47.45
Commercial/Industrial | Grocery | New | ECM Motors on Furnaces | 0.93298 | 1.1376 | 406.7421 | 0 | 0.090908 | 796.3511 | TRC score less than one. | [11 empty] | Residential | CFL-23W | 1.8662 | 0.72162 | 8.8159 | 0.00065139 | 0.00068392 | 7.4054 | Residential | CFL - 15W Flood (Exterior) | 2.0283 | 0.56451 | 62.1963 | 0 | 0 | 47.45
Commercial/Industrial | Assembly | New | Energy Star Uninterruptable Power Supply | 0.91797 | 1.25 | 1.2522 | 0.00061097 | 0.00061097 | 5.3521 | TRC score less than one. | [11 empty] | Residential | Duct Repair | 2.4976 | 1.4252 | 1788.5313 | 0.27758 | 0.3067 | 794.0628 | Residential | CFL-23W | 1.8662 | 0.72162 | 8.8159 | 0.00065139 | 0.00068392 | 7.4054
Commercial/Industrial | College and University | New | Energy Star Uninterruptable Power Supply | 0.91797 | 1.25 | 1.2522 | 0.00061097 | 0.00061097 | 5.3521 | TRC score less than one. | [11 empty] | Residential | Duct Repair | 1.5964 | 1.4008 | 803.3436 | 0.13446 | 0.26586 | 516.36 | Residential | CFL-23W | 1.8662 | 0.72162 | 8.8159 | 0.00065139 | 0.00068392 | 7.4054
Commercial/Industrial | Grocery | New | Energy Star Uninterruptable Power Supply | 0.91797 | 1.25 | 1.2522 | 0.00061097 | 0.00061097 | 5.3521 | TRC score less than one. | [11 empty] | Residential | Duct Repair | 2.3911 | 1.3948 | 1727.1473 | 0.18468 | 0.4253 | 776.76 | Residential | CFL-23W | 1.8662 | 0.72162 | 8.8159 | 0.00065139 | 0.00068392 | 7.4054
Commercial/Industrial | Healthcare | New | Energy Star Uninterruptable Power Supply | 0.91797 | 1.25 | 1.2522 | 0.00061097 | 0.00061097 | 5.3521 | TRC score less than one. | [11 empty] | Residential | ENERGY STAR Certified Home | 1.1199 | 1.4071 | 5317.9087 | 1.9801 | 0.60051 | 5378.2595 | Residential | CFL-23W | 1.8662 | 0.72162 | 8.8159 | 0.00065139 | 0.00068392 | 7.4054
Commercial/Industrial | Hospitals | New | Energy Star Uninterruptable Power Supply | 0.91797 | 1.25 | 1.2522 | 0.00061097 | 0.00061097 | 5.3521 | TRC score less than one. | [11 empty] | Residential | ENERGY STAR Certified Home | 1.1199 | 1.4071 | 5317.9087 | 1.9801 | 0.60051 | 5378.2595 | Residential | CFL-23W | 1.8662 | 0.72162 | 8.8159 | 0.00065139 | 0.00068392 | 7.4054
Commercial/Industrial | Institutional | New | Energy Star Uninterruptable Power Supply | 0.91797 | 1.25 | 1.2522 | 0.00061097 | 0.00061097 | 5.3521 | TRC score less than one. | [11 empty] | Residential | Energy Star Clothes Washer | 3.3727 | 0.88237 | 1026.6395 | 0.085635 | 0.049737 | 544.539 | Residential | CFL-23W | 1.8662 | 0.72162 | 8.8159 | 0.00065139 | 0.00068392 | 7.4054
Commercial/Industrial | Lodging/Hospitality | New | Energy Star Uninterruptable Power Supply | 0.91797 | 1.25 | 1.2522 | 0.00061097 | 0.00061097 | 5.3521 | TRC score less than one. | [11 empty] | Residential | Energy Star Clothes Washer | 3.3727 | 0.88237 | 1026.6395 | 0.085635 | 0.049737 | 544.539 | Residential | Duct Repair | 2.4976 | 1.4252 | 1788.5313 | 0.27758 | 0.3067 | 794.0628
Commercial/Industrial | Miscellaneous | New | Energy Star Uninterruptable Power Supply | 0.91797 | 1.25 | 1.2522 | 0.00061097 | 0.00061097 | 5.3521 | TRC score less than one. | [11 empty] | Residential | Energy Star Clothes Washer | 3.3727 | 0.88237 | 1026.6395 | 0.085635 | 0.049737 | 544.539 | Residential | Duct Repair | 1.5964 | 1.4008 | 803.3436 | 0.13446 | 0.26586 | 516.36
Commercial/Industrial | Offices | New | Energy Star Uninterruptable Power Supply | 0.91797 | 1.25 | 1.2522 | 0.00061097 | 0.00061097 | 5.3521 | TRC score less than one. | [11 empty] | Residential | Energy Star Clothes Washer | 3.3727 | 0.88237 | 1026.6395 | 0.085635 | 0.049737 | 544.539 | Residential | Duct Repair | 2.3911 | 1.3948 | 1727.1473 | 0.18468 | 0.4253 | 776.76
Commercial/Industrial | Restaurants | New | Energy Star Uninterruptable Power Supply | 0.91797 | 1.25 | 1.2522 | 0.00061097 | 0.00061097 | 5.3521 | TRC score less than one. | [11 empty] | Residential | Energy Star Clothes Washer | 3.3727 | 0.88237 | 1026.6395 | 0.085635 | 0.049737 | 544.539 | Residential | Energy Star Air Purifier | #DIV/0! | 0.80407 | 1188.0677 | 0.085069 | 0.061385 | 641.9636
Commercial/Industrial | Retail | New | Energy Star Uninterruptable Power Supply | 0.91797 | 1.25 | 1.2522 | 0.00061097 | 0.00061097 | 5.3521 | TRC score less than one. | [11 empty] | Residential | Energy Star Clothes Washer | 3.3727 | 0.88237 | 1026.6395 | 0.085635 | 0.049737 | 544.539 | Residential | Energy Star Air Purifier | #DIV/0! | 0.80407 | 1188.0677 | 0.085069 | 0.061385 | 641.9636
Commercial/Industrial | Schools K-12 | New | Energy Star Uninterruptable Power Supply | 0.91797 | 1.25 | 1.2522 | 0.00061097 | 0.00061097 | 5.3521 | TRC score less than one. | [11 empty] | Residential | Energy Star Dehumidifier | 4.2481 | 0.89464 | 459.1502 | 0.035168 | 0.0066615 | 214.4267 | Residential | Energy Star Air Purifier | #DIV/0! | 0.80407 | 1188.0677 | 0.085069 | 0.061385 | 641.9636
Commercial/Industrial | Warehouse | New | Energy Star Uninterruptable Power Supply | 0.91797 | 1.25 | 1.2522 | 0.00061097 | 0.00061097 | 5.3521 | TRC score less than one. | [11 empty] | Residential | Energy Star Dehumidifier | 4.2481 | 0.89464 | 459.1502 | 0.035168 | 0.0066615 | 214.4267 | Residential | Energy Star Air Purifier | #DIV/0! | 0.80407 | 1188.0677 | 0.085069 | 0.061385 | 641.9636
Commercial/Industrial | Assembly | Turnover | Energy Star Uninterruptable Power Supply | 0.91797 | 1.25 | 1.2522 | 0.00061097 | 0.00061097 | 5.3521 | TRC score less than one. | [11 empty] | Residential | Energy Star Dehumidifier | 4.2481 | 0.89464 | 459.1502 | 0.035168 | 0.0066615 | 214.4267 | Residential | Energy Star Air Purifier | #DIV/0! | 0.80407 | 1188.0677 | 0.085069 | 0.061385 | 641.9636
Commercial/Industrial | College and University | Turnover | Energy Star Uninterruptable Power Supply | 0.91797 | 1.25 | 1.2522 | 0.00061097 | 0.00061097 | 5.3521 | TRC score less than one. | [11 empty] | Residential | Energy Star Dehumidifier | 4.2481 | 0.89464 | 459.1502 | 0.035168 | 0.0066615 | 214.4267 | Residential | Energy Star Air Purifier | #DIV/0! | 0.80407 | 1188.0677 | 0.085069 | 0.061385 | 641.9636
Commercial/Industrial | Grocery | Turnover | Energy Star Uninterruptable Power Supply | 0.91797 | 1.25 | 1.2522 | 0.00061097 | 0.00061097 | 5.3521 | TRC score less than one. | [11 empty] | Residential | Energy Star Dehumidifier | 4.2481 | 0.89464 | 459.1502 | 0.035168 | 0.0066615 | 214.4267 | Residential | ENERGY STAR Certified Home | 1.1199 | 1.4071 | 5317.9087 | 1.9801 | 0.60051 | 5378.2595
Commercial/Industrial | Healthcare | Turnover | Energy Star Uninterruptable Power Supply | 0.91797 | 1.25 | 1.2522 | 0.00061097 | 0.00061097 | 5.3521 | TRC score less than one. | [11 empty] | Residential | Energy Star Dehumidifier | 4.2481 | 0.89464 | 459.1502 | 0.035168 | 0.0066615 | 214.4267 | Residential | ENERGY STAR Certified Home | 1.1199 | 1.4071 | 5317.9087 | 1.9801 | 0.60051 | 5378.2595
Commercial/Industrial | Hospitals | Turnover | Energy Star Uninterruptable Power Supply | 0.91797 | 1.25 | 1.2522 | 0.00061097 | 0.00061097 | 5.3521 | TRC score less than one. | [11 empty] | Residential | Energy Star Room AC | 4.1115 | 1.5138 | 208.9696 | 0.093 | 0 | 150.6455 | Residential | Energy Star Certified Roof Products | #DIV/0! | 1.4587 | 3176.3506 | 0.28915 | 0.31948 | 827.1488
Commercial/Industrial | Institutional | Turnover | Energy Star Uninterruptable Power Supply | 0.91797 | 1.25 | 1.2522 | 0.00061097 | 0.00061097 | 5.3521 | TRC score less than one. | [11 empty] | Residential | Energy Star Room AC | 4.1115 | 1.5138 | 208.9696 | 0.093 | 0 | 150.6455 | Residential | Energy Star Certified Roof Products | #DIV/0! | 1.4332 | 2065.5047 | 0.14006 | 0.27694 | 537.875
Commercial/Industrial | Lodging/Hospitality | Turnover | Energy Star Uninterruptable Power Supply | 0.91797 | 1.25 | 1.2522 | 0.00061097 | 0.00061097 | 5.3521 | TRC score less than one. | [11 empty] | Residential | Energy Star Room AC | 4.1115 | 1.5138 | 208.9696 | 0.093 | 0 | 150.6455 | Residential | Energy Star Certified Roof Products | #DIV/0! | 1.4268 | 3107.1373 | 0.19238 | 0.44302 | 809.125
Commercial/Industrial | Miscellaneous | Turnover | Energy Star Uninterruptable Power Supply | 0.91797 | 1.25 | 1.2522 | 0.00061097 | 0.00061097 | 5.3521 | TRC score less than one. | [11 empty] | Residential | Energy Star Room AC | 4.1115 | 1.5138 | 208.9696 | 0.093 | 0 | 150.6455 | Residential | Energy Star Certified Roof Products | #DIV/0! | 1.4587 | 3176.3506 | 0.28915 | 0.31948 | 827.1488
Commercial/Industrial | Offices | Turnover | Energy Star Uninterruptable Power Supply | 0.91797 | 1.25 | 1.2522 | 0.00061097 | 0.00061097 | 5.3521 | TRC score less than one. | [11 empty] | Residential | Energy Star Room AC | 4.1115 | 1.5138 | 208.9696 | 0.093 | 0 | 150.6455 | Residential | Energy Star Certified Roof Products | #DIV/0! | 1.4332 | 2065.5047 | 0.14006 | 0.27694 | 537.875
Commercial/Industrial | Restaurants | Turnover | Energy Star Uninterruptable Power Supply | 0.91797 | 1.25 | 1.2522 | 0.00061097 | 0.00061097 | 5.3521 | TRC score less than one. | [11 empty] | Residential | Energy Star Room AC | 4.1115 | 1.5138 | 208.9696 | 0.093 | 0 | 150.6455 | Residential | Energy Star Certified Roof Products | #DIV/0! | 1.4268 | 3107.1373 | 0.19238 | 0.44302 | 809.125
Commercial/Industrial | Retail | Turnover | Energy Star Uninterruptable Power Supply | 0.91797 | 1.25 | 1.2522 | 0.00061097 | 0.00061097 | 5.3521 | TRC score less than one. | [11 empty] | Residential | Energy Star Windows | 1.3637 | 1.152 | 1227.1668 | 0.072717 | 0.18568 | 577.4358 | Residential | Energy Star Clothes Washer | 3.3727 | 0.88237 | 1026.6395 | 0.085635 | 0.049737 | 544.539
Commercial/Industrial | Schools K-12 | Turnover | Energy Star Uninterruptable Power Supply | 0.91797 | 1.25 | 1.2522 | 0.00061097 | 0.00061097 | 5.3521 | TRC score less than one. | [11 empty] | Residential | Energy Star Windows | 1.3637 | 1.152 | 1227.1668 | 0.072717 | 0.18568 | 577.4358 | Residential | Energy Star Clothes Washer | 3.3727 | 0.88237 | 1026.6395 | 0.085635 | 0.049737 | 544.539
Commercial/Industrial | Warehouse | Turnover | Energy Star Uninterruptable Power Supply | 0.91797 | 1.25 | 1.2522 | 0.00061097 | 0.00061097 | 5.3521 | TRC score less than one. | [11 empty] | Residential | Energy Star Windows | 1.3637 | 1.152 | 1227.1668 | 0.072717 | 0.18568 | 577.4358 | Residential | Energy Star Clothes Washer | 3.3727 | 0.88237 | 1026.6395 | 0.085635 | 0.049737 | 544.539
Commercial/Industrial | Grocery | New | Facility Commissioning | 0.89902 | 1.0726 | 4559.5234 | 3.3572 | 0.33698 | 15623.633 | TRC score less than one. | [11 empty] | Residential | Faucet Aerator | 2.4743 | 0.82817 | 38.4089 | 0.0021578 | 0.0046448 | 23.9565 | Residential | Energy Star Clothes Washer | 3.3727 | 0.88237 | 1026.6395 | 0.085635 | 0.049737 | 544.539
Commercial/Industrial | Schools K-12 | Existing | Facility Energy Management System | 0.91968 | 1.1847 | 27430.6385 | 15.7908 | 1.3579 | 75340.2418 | TRC score less than one. | [11 empty] | Residential | Faucet Aerator | 1.9323 | 0.82278 | 27.7916 | 0.0016962 | 0.0036512 | 18.8314 | Residential | Energy Star Clothes Washer | 3.3727 | 0.88237 | 1026.6395 | 0.085635 | 0.049737 | 544.539
Commercial/Industrial | Schools K-12 | New | Facility Energy Management System | 0.91968 | 1.1847 | 27430.6385 | 15.7908 | 1.3579 | 75340.2418 | TRC score less than one. | [11 empty] | Residential | Faucet Aerator | 1.919 | 0.82368 | 27.4806 | 0.0016826 | 0.003622 | 18.6813 | Residential | Energy Star Clothes Washer | 3.3727 | 0.88237 | 1026.6395 | 0.085635 | 0.049737 | 544.539
Commercial/Industrial | Offices | New | High Efficiency Chiller (Water cooled-positive displacement, 100 tons) | 0.89656 | 1.1049 | 2385.1871 | 2.2567 | 0.097748 | 5731.9562 | TRC score less than one. | [11 empty] | Residential | Heat Pump Pool Heater | 3.7226 | 0.6742 | 25350.5939 | 0 | 0 | 9411.7647 | Residential | Energy Star Dehumidifier | 4.2481 | 0.89464 | 459.1502 | 0.035168 | 0.0066615 | 214.4267
Commercial/Industrial | Offices | Turnover | High Efficiency Chiller (Water cooled-positive displacement, 100 tons) | 0.89656 | 1.1049 | 2385.1871 | 2.2567 | 0.097748 | 5731.9562 | TRC score less than one. | [11 empty] | Residential | Heat Pump Pool Heater | 3.7226 | 0.6742 | 25350.5939 | 0 | 0 | 9411.7647 | Residential | Energy Star Dehumidifier | 4.2481 | 0.89464 | 459.1502 | 0.035168 | 0.0066615 | 214.4267
Commercial/Industrial | Hospitals | Existing | Interior Lighting Controls | 0.89446 | 1.5071 | 152.7151 | 0 | 0 | 952.28 | TRC score less than one. | [11 empty] | Residential | Heat Pump Pool Heater | 3.7226 | 0.6742 | 25350.5939 | 0 | 0 | 9411.7647 | Residential | Energy Star Dehumidifier | 4.2481 | 0.89464 | 459.1502 | 0.035168 | 0.0066615 | 214.4267
Commercial/Industrial | Hospitals | New | Interior Lighting Controls | 0.89446 | 1.5071 | 152.7151 | 0 | 0 | 952.28 | TRC score less than one. | [11 empty] | Residential | Heat Pump Pool Heater | 3.7226 | 0.6742 | 25350.5939 | 0 | 0 | 9411.7647 | Residential | Energy Star Dehumidifier | 4.2481 | 0.89464 | 459.1502 | 0.035168 | 0.0066615 | 214.4267
Commercial/Industrial | Lodging/Hospitality | Existing | Low U-Value Windows | 0.92042 | 1.0484 | 251.9989 | 0.15422 | -0.034707 | 349.5006 | TRC score less than one. | [11 empty] | Residential | Heat Pump Pool Heater | 3.7226 | 0.6742 | 25350.5939 | 0 | 0 | 9411.7647 | Residential | Energy Star Dehumidifier | 4.2481 | 0.89464 | 459.1502 | 0.035168 | 0.0066615 | 214.4267
Commercial/Industrial | Hospitals | Existing | Smart Strip Plug Outlet | 0.87049 | 0.94562 | 104.3425 | 0.1304 | 0.090625 | 876.9623 | TRC score less than one. | [11 empty] | Residential | Heat Pump Pool Heater | 3.7226 | 0.6742 | 25350.5939 | 0 | 0 | 9411.7647 | Residential | Energy Star Dehumidifier | 4.2481 | 0.89464 | 459.1502 | 0.035168 | 0.0066615 | 214.4267
Commercial/Industrial | Miscellaneous | Existing | Smart Strip Plug Outlet | 0.86453 | 0.9241 | 150.942 | 0.18222 | 0 | 1225.4519 | TRC score less than one. | [11 empty] | Residential | Hot Water Pipe Insulation | 3.4303 | 0.88016 | 330.068 | 0.01332 | 0.028672 | 147.8828 | Residential | Energy Star Dishwasher | #DIV/0! | 0.79754 | 83.4931 | 0.0044126 | 0.0047969 | 40.303
Commercial/Industrial | Hospitals | New | Smart Strip Plug Outlet | 0.87049 | 0.94562 | 104.3425 | 0.1304 | 0.090625 | 876.9623 | TRC score less than one. | [11 empty] | Residential | Hot Water Pipe Insulation | 2.9411 | 0.88076 | 273.1683 | 0.011413 | 0.024567 | 126.7083 | Residential | Energy Star Dishwasher | #DIV/0! | 0.79754 | 83.4931 | 0.0044126 | 0.0047969 | 40.303
Commercial/Industrial | Miscellaneous | New | Smart Strip Plug Outlet | 0.86453 | 0.9241 | 150.942 | 0.18222 | 0 | 1225.4519 | TRC score less than one. | [11 empty] | Residential | Hot Water Pipe Insulation | 4.3538 | 0.8811 | 436.5208 | 0.016888 | 0.036353 | 187.4977 | Residential | Energy Star Dishwasher | #DIV/0! | 0.79754 | 83.4931 | 0.0044126 | 0.0047969 | 40.303
Commercial/Industrial | Healthcare | Existing | Smart Thermostat | 0.88053 | 1.4337 | 5052.878 | 0.23991 | -3.3199 | 20204.7382 | TRC score less than one. | [11 empty] | Residential | Hot Water Pipe Insulation | 3.4303 | 0.88016 | 330.068 | 0.01332 | 0.028672 | 147.8828 | Residential | Energy Star Dishwasher | #DIV/0! | 0.79754 | 83.4931 | 0.0044126 | 0.0047969 | 40.303
Commercial/Industrial | Offices | Existing | Smart Thermostat | 0.94859 | 1.4337 | 4952.5252 | 0.19764 | -2.735 | 16645.2088 | TRC score less than one. | [11 empty] | Residential | Hot Water Pipe Insulation | 2.9411 | 0.88076 | 273.1683 | 0.011413 | 0.024567 | 126.7083 | Residential | Energy Star Dishwasher | #DIV/0! | 0.79754 | 83.4931 | 0.0044126 | 0.0047969 | 40.303
Commercial/Industrial | Healthcare | New | Smart Thermostat | 0.88053 | 1.4337 | 5052.878 | 0.23991 | -3.3199 | 20204.7382 | TRC score less than one. | [11 empty] | Residential | Hot Water Pipe Insulation | 4.3538 | 0.8811 | 436.5208 | 0.016888 | 0.036353 | 187.4977 | Residential | Energy Star Dishwasher | #DIV/0! | 0.79754 | 83.4931 | 0.0044126 | 0.0047969 | 40.303
Commercial/Industrial | Offices | New | Smart Thermostat | 0.94859 | 1.4337 | 4952.5252 | 0.19764 | -2.735 | 16645.2088 | TRC score less than one. | [11 empty] | Residential | LED - 14W | 2.5588 | 0.75964 | 28.0346 | 0.0014889 | 0.0015632 | 16.9267 | Residential | Energy Star Imaging Equipment | #DIV/0! | 0.66383 | 111.3886 | 0.011573 | 0.0067571 | 127.645
Commercial/Industrial | Assembly | New | Solar Pool Heater | 0.89992 | 1.4794 | 3151.2226 | 0 | 0.37007 | 10130.719 | TRC score less than one. | [11 empty] | Residential | LED - 14W | 2.5588 | 0.75964 | 28.0346 | 0.0014889 | 0.0015632 | 16.9267 | Residential | Energy Star Imaging Equipment | #DIV/0! | 0.66383 | 111.3886 | 0.011573 | 0.0067571 | 127.645
Commercial/Industrial | College and University | New | Solar Pool Heater | 0.89992 | 1.4794 | 3151.2226 | 0 | 0.37007 | 10130.719 | TRC score less than one. | [11 empty] | Residential | LED - 14W | 2.5588 | 0.75964 | 28.0346 | 0.0014889 | 0.0015632 | 16.9267 | Residential | Energy Star Imaging Equipment | #DIV/0! | 0.66383 | 111.3886 | 0.011573 | 0.0067571 | 127.645
Commercial/Industrial | Grocery | New | Solar Pool Heater | 0.89992 | 1.4794 | 3151.2226 | 0 | 0.37007 | 10130.719 | TRC score less than one. | [11 empty] | Residential | LED - 14W | 2.5588 | 0.75964 | 28.0346 | 0.0014889 | 0.0015632 | 16.9267 | Residential | Energy Star Imaging Equipment | #DIV/0! | 0.66383 | 111.3886 | 0.011573 | 0.0067571 | 127.645
Commercial/Industrial | Healthcare | New | Solar Pool Heater | 0.89992 | 1.4794 | 3151.2226 | 0 | 0.37007 | 10130.719 | TRC score less than one. | [11 empty] | Residential | LED - 14W | 2.5588 | 0.75964 | 28.0346 | 0.0014889 | 0.0015632 | 16.9267 | Residential | Energy Star Imaging Equipment | #DIV/0! | 0.66383 | 111.3886 | 0.011573 | 0.0067571 | 127.645
Commercial/Industrial | Hospitals | New | Solar Pool Heater | 0.89992 | 1.4794 | 3151.2226 | 0 | 0.37007 | 10130.719 | TRC score less than one. | [11 empty] | Residential | LED - 14W | 2.5588 | 0.75964 | 28.0346 | 0.0014889 | 0.0015632 | 16.9267 | Residential | Energy Star Imaging Equipment | #DIV/0! | 0.66383 | 111.3886 | 0.011573 | 0.0067571 | 127.645
Commercial/Industrial | Institutional | New | Solar Pool Heater | 0.89992 | 1.4794 | 3151.2226 | 0 | 0.37007 | 10130.719 | TRC score less than one. | [11 empty] | Residential | LED - 9W | 2.2596 | 0.76118 | 15.2365 | 0.0008375 | 0.00087932 | 9.5213 | Residential | Energy Star Room AC | 4.1115 | 1.5138 | 208.9696 | 0.093 | 0 | 150.6455
Commercial/Industrial | Lodging/Hospitality | New | Solar Pool Heater | 0.89992 | 1.4794 | 3151.2226 | 0 | 0.37007 | 10130.719 | TRC score less than one. | [11 empty] | Residential | LED - 9W | 2.2596 | 0.76118 | 15.2365 | 0.0008375 | 0.00087932 | 9.5213 | Residential | Energy Star Room AC | 4.1115 | 1.5138 | 208.9696 | 0.093 | 0 | 150.6455
Commercial/Industrial | Miscellaneous | New | Solar Pool Heater | 0.89992 | 1.4794 | 3151.2226 | 0 | 0.37007 | 10130.719 | TRC score less than one. | [11 empty] | Residential | LED - 9W | 2.2596 | 0.76118 | 15.2365 | 0.0008375 | 0.00087932 | 9.5213 | Residential | Energy Star Room AC | 4.1115 | 1.5138 | 208.9696 | 0.093 | 0 | 150.6455
Commercial/Industrial | Offices | New | Solar Pool Heater | 0.89992 | 1.4794 | 3151.2226 | 0 | 0.37007 | 10130.719 | TRC score less than one. | [11 empty] | Residential | LED - 9W | 2.2596 | 0.76118 | 15.2365 | 0.0008375 | 0.00087932 | 9.5213 | Residential | Energy Star Room AC | 4.1115 | 1.5138 | 208.9696 | 0.093 | 0 | 150.6455
Commercial/Industrial | Restaurants | New | Solar Pool Heater | 0.89992 | 1.4794 | 3151.2226 | 0 | 0.37007 | 10130.719 | TRC score less than one. | [11 empty] | Residential | LED - 9W | 2.2596 | 0.76118 | 15.2365 | 0.0008375 | 0.00087932 | 9.5213 | Residential | Energy Star Room AC | 4.1115 | 1.5138 | 208.9696 | 0.093 | 0 | 150.6455
Commercial/Industrial | Retail | New | Solar Pool Heater | 0.89992 | 1.4794 | 3151.2226 | 0 | 0.37007 | 10130.719 | TRC score less than one. | [11 empty] | Residential | LED - 9W | 2.2596 | 0.76118 | 15.2365 | 0.0008375 | 0.00087932 | 9.5213 | Residential | Energy Star Room AC | 4.1115 | 1.5138 | 208.9696 | 0.093 | 0 | 150.6455
Commercial/Industrial | Schools K-12 | New | Solar Pool Heater | 0.89992 | 1.4794 | 3151.2226 | 0 | 0.37007 | 10130.719 | TRC score less than one. | [11 empty] | Residential | LED Specialty Lamps-5W Chandelier | 1.0656 | 0.75766 | 7.9734 | 0.00065139 | 0.00068392 | 7.4054 | Residential | Energy Star Windows | 1.3637 | 1.152 | 1227.1668 | 0.072717 | 0.18568 | 577.4358
Commercial/Industrial | Warehouse | New | Solar Pool Heater | 0.89992 | 1.4794 | 3151.2226 | 0 | 0.37007 | 10130.719 | TRC score less than one. | [11 empty] | Residential | LED Specialty Lamps-5W Chandelier | 1.0656 | 0.75766 | 7.9734 | 0.00065139 | 0.00068392 | 7.4054 | Residential | Energy Star Windows | 1.3637 | 1.152 | 1227.1668 | 0.072717 | 0.18568 | 577.4358
Commercial/Industrial | Assembly | Turnover | Solar Pool Heater | 0.89992 | 1.4794 | 3151.2226 | 0 | 0.37007 | 10130.719 | TRC score less than one. | [11 empty] | Residential | LED Specialty Lamps-5W Chandelier | 1.0656 | 0.75766 | 7.9734 | 0.00065139 | 0.00068392 | 7.4054 | Residential | Energy Star Windows | 1.3637 | 1.152 | 1227.1668 | 0.072717 | 0.18568 | 577.4358
Commercial/Industrial | College and University | Turnover | Solar Pool Heater | 0.89992 | 1.4794 | 3151.2226 | 0 | 0.37007 | 10130.719 | TRC score less than one. | [11 empty] | Residential | LED Specialty Lamps-5W Chandelier | 1.0656 | 0.75766 | 7.9734 | 0.00065139 | 0.00068392 | 7.4054 | Residential | Faucet Aerator | 5.9148 | 0.82491 | 107.8895 | 0.0051787 | 0.011148 | 57.4956
Commercial/Industrial | Grocery | Turnover | Solar Pool Heater | 0.89992 | 1.4794 | 3151.2226 | 0 | 0.37007 | 10130.719 | TRC score less than one. | [11 empty] | Residential | LED Specialty Lamps-5W Chandelier | 1.0656 | 0.75766 | 7.9734 | 0.00065139 | 0.00068392 | 7.4054 | Residential | Faucet Aerator | 4.6491 | 0.82486 | 82.4079 | 0.0040708 | 0.0087628 | 45.1953
Commercial/Industrial | Healthcare | Turnover | Solar Pool Heater | 0.89992 | 1.4794 | 3151.2226 | 0 | 0.37007 | 10130.719 | TRC score less than one. | [11 empty] | Residential | LED Specialty Lamps-5W Chandelier | 1.0656 | 0.75766 | 7.9734 | 0.00065139 | 0.00068392 | 7.4054 | Residential | Faucet Aerator | 4.6172 | 0.82578 | 81.6615 | 0.0040383 | 0.0086929 | 44.835
Commercial/Industrial | Hospitals | Turnover | Solar Pool Heater | 0.89992 | 1.4794 | 3151.2226 | 0 | 0.37007 | 10130.719 | TRC score less than one. | [11 empty] | Residential | Linear LED | 2.4712 | 0.6742 | 37.1898 | 0 | 8.6271e-10 | 14.8108 | Residential | Faucet Aerator | 2.4743 | 0.82817 | 38.4089 | 0.0021578 | 0.0046448 | 23.9565
Commercial/Industrial | Institutional | Turnover | Solar Pool Heater | 0.89992 | 1.4794 | 3151.2226 | 0 | 0.37007 | 10130.719 | TRC score less than one. | [11 empty] | Residential | Linear LED | 2.4712 | 0.6742 | 37.1898 | 0 | 8.6271e-10 | 14.8108 | Residential | Faucet Aerator | 1.9323 | 0.82278 | 27.7916 | 0.0016962 | 0.0036512 | 18.8314
Commercial/Industrial | Lodging/Hospitality | Turnover | Solar Pool Heater | 0.89992 | 1.4794 | 3151.2226 | 0 | 0.37007 | 10130.719 | TRC score less than one. | [11 empty] | Residential | Linear LED | 2.4712 | 0.6742 | 37.1898 | 0 | 8.6271e-10 | 14.8108 | Residential | Faucet Aerator | 1.919 | 0.82368 | 27.4806 | 0.0016826 | 0.003622 | 18.6813
Commercial/Industrial | Miscellaneous | Turnover | Solar Pool Heater | 0.89992 | 1.4794 | 3151.2226 | 0 | 0.37007 | 10130.719 | TRC score less than one. | [11 empty] | Residential | Linear LED | 2.4712 | 0.6742 | 37.1898 | 0 | 8.6271e-10 | 14.8108 | Residential | Heat Pump Pool Heater | 3.7226 | 0.6742 | 25350.5939 | 0 | 0 | 9411.7647
Commercial/Industrial | Offices | Turnover | Solar Pool Heater | 0.89992 | 1.4794 | 3151.2226 | 0 | 0.37007 | 10130.719 | TRC score less than one. | [11 empty] | Residential | Linear LED | 2.4712 | 0.6742 | 37.1898 | 0 | 8.6271e-10 | 14.8108 | Residential | Heat Pump Pool Heater | 3.7226 | 0.6742 | 25350.5939 | 0 | 0 | 9411.7647
Commercial/Industrial | Restaurants | Turnover | Solar Pool Heater | 0.89992 | 1.4794 | 3151.2226 | 0 | 0.37007 | 10130.719 | TRC score less than one. | [11 empty] | Residential | Linear LED | 2.4712 | 0.6742 | 37.1898 | 0 | 8.6271e-10 | 14.8108 | Residential | Heat Pump Pool Heater | 3.7226 | 0.6742 | 25350.5939 | 0 | 0 | 9411.7647
Commercial/Industrial | Retail | Turnover | Solar Pool Heater | 0.89992 | 1.4794 | 3151.2226 | 0 | 0.37007 | 10130.719 | TRC score less than one. | [11 empty] | Residential | Programmable Thermostat | 2.8477 | 2.0162 | 136.7648 | 0.1026 | 0 | 113.8157 | Residential | Heat Pump Pool Heater | 3.7226 | 0.6742 | 25350.5939 | 0 | 0 | 9411.7647
Commercial/Industrial | Schools K-12 | Turnover | Solar Pool Heater | 0.89992 | 1.4794 | 3151.2226 | 0 | 0.37007 | 10130.719 | TRC score less than one. | [11 empty] | Residential | Programmable Thermostat | 1.8531 | 2.0176 | 45.7714 | 0.066717 | 0 | 74.0116 | Residential | Heat Pump Pool Heater | 3.7226 | 0.6742 | 25350.5939 | 0 | 0 | 9411.7647
Commercial/Industrial | Warehouse | Turnover | Solar Pool Heater | 0.89992 | 1.4794 | 3151.2226 | 0 | 0.37007 | 10130.719 | TRC score less than one. | [11 empty] | Residential | Programmable Thermostat | 2.786 | 2.0165 | 131.0953 | 0.10036 | 0 | 111.3356 | Residential | Heat Pump Pool Heater | 3.7226 | 0.6742 | 25350.5939 | 0 | 0 | 9411.7647
Commercial/Industrial | Institutional | New | Solar Water Heater | 0.88057 | 1.4353 | 99971.5351 | 30.8448 | 4.3304 | 412684.3632 | TRC score less than one. | [11 empty] | Residential | Smart Thermostat | 1.6559 | 2.0167 | 111.3611 | 0.2386 | 0 | 264.6876 | Residential | Hot Water Pipe Insulation | 3.4303 | 0.88016 | 330.068 | 0.01332 | 0.028672 | 147.8828
Commercial/Industrial | Lodging/Hospitality | New | Solar Water Heater | 0.88057 | 1.4353 | 11996.5842 | 3.7014 | 0.51965 | 49522.1236 | TRC score less than one. | [11 empty] | Residential | Smart Thermostat | 1.6198 | 2.0166 | 98.1761 | 0.2334 | 0 | 258.92 | Residential | Hot Water Pipe Insulation | 2.9411 | 0.88076 | 273.1683 | 0.011413 | 0.024567 | 126.7083
Commercial/Industrial | Institutional | Turnover | Solar Water Heater | 0.88057 | 1.4353 | 99971.5351 | 30.8448 | 4.3304 | 412684.3632 | TRC score less than one. | [11 empty] | Residential | Solar Pool Heater | 1.0452 | 0.6742 | 17934.1095 | 0 | 0 | 10130.719 | Residential | Hot Water Pipe Insulation | 4.3538 | 0.8811 | 436.5208 | 0.016888 | 0.036353 | 187.4977
Commercial/Industrial | Lodging/Hospitality | Turnover | Solar Water Heater | 0.88057 | 1.4353 | 11996.5842 | 3.7014 | 0.51965 | 49522.1236 | TRC score less than one. | [11 empty] | Residential | Solar Pool Heater | 1.0452 | 0.6742 | 17934.1095 | 0 | 0 | 10130.719 | Residential | Hot Water Pipe Insulation | 3.4303 | 0.88016 | 330.068 | 0.01332 | 0.028672 | 147.8828
Commercial/Industrial | Assembly | New | Variable Speed Pool Pump | 0.97504 | 1.0577 | 1224.0847 | 0.7602 | 0.118 | 3230.25 | TRC score less than one. | [11 empty] | Residential | Solar Pool Heater | 1.0452 | 0.6742 | 17934.1095 | 0 | 0 | 10130.719 | Residential | Hot Water Pipe Insulation | 2.9411 | 0.88076 | 273.1683 | 0.011413 | 0.024567 | 126.7083
Commercial/Industrial | College and University | New | Variable Speed Pool Pump | 0.97504 | 1.0577 | 1224.0847 | 0.7602 | 0.118 | 3230.25 | TRC score less than one. | [11 empty] | Residential | Solar Pool Heater | 1.0452 | 0.6742 | 17934.1095 | 0 | 0 | 10130.719 | Residential | Hot Water Pipe Insulation | 4.3538 | 0.8811 | 436.5208 | 0.016888 | 0.036353 | 187.4977
Commercial/Industrial | Grocery | New | Variable Speed Pool Pump | 0.97504 | 1.0577 | 1224.0847 | 0.7602 | 0.118 | 3230.25 | TRC score less than one. | [11 empty] | Residential | Solar Pool Heater | 1.0452 | 0.6742 | 17934.1095 | 0 | 0 | 10130.719 | Residential | LED - 14W | 2.5588 | 0.75964 | 28.0346 | 0.0014889 | 0.0015632 | 16.9267
Commercial/Industrial | Healthcare | New | Variable Speed Pool Pump | 0.97504 | 1.0577 | 1224.0847 | 0.7602 | 0.118 | 3230.25 | TRC score less than one. | [11 empty] | Residential | Solar Pool Heater | 1.0452 | 0.6742 | 17934.1095 | 0 | 0 | 10130.719 | Residential | LED - 14W | 2.5588 | 0.75964 | 28.0346 | 0.0014889 | 0.0015632 | 16.9267
Commercial/Industrial | Hospitals | New | Variable Speed Pool Pump | 0.97504 | 1.0577 | 1224.0847 | 0.7602 | 0.118 | 3230.25 | TRC score less than one. | [11 empty] | Residential | Two Speed Pool Pump | 1.5595 | 1.4306 | 824.3588 | 0.56852 | 0 | 1046.07 | Residential | LED - 14W | 2.5588 | 0.75964 | 28.0346 | 0.0014889 | 0.0015632 | 16.9267
Commercial/Industrial | Institutional | New | Variable Speed Pool Pump | 0.97504 | 1.0577 | 1224.0847 | 0.7602 | 0.118 | 3230.25 | TRC score less than one. | [11 empty] | Residential | Two Speed Pool Pump | 1.5595 | 1.4306 | 824.3588 | 0.56852 | 0 | 1046.07 | Residential | LED - 14W | 2.5588 | 0.75964 | 28.0346 | 0.0014889 | 0.0015632 | 16.9267
Commercial/Industrial | Lodging/Hospitality | New | Variable Speed Pool Pump | 0.97504 | 1.0577 | 1224.0847 | 0.7602 | 0.118 | 3230.25 | TRC score less than one. | [11 empty] | Residential | Two Speed Pool Pump | 1.5595 | 1.4306 | 824.3588 | 0.56852 | 0 | 1046.07 | Residential | LED - 14W | 2.5588 | 0.75964 | 28.0346 | 0.0014889 | 0.0015632 | 16.9267
Commercial/Industrial | Miscellaneous | New | Variable Speed Pool Pump | 0.97504 | 1.0577 | 1224.0847 | 0.7602 | 0.118 | 3230.25 | TRC score less than one. | [11 empty] | Residential | Two Speed Pool Pump | 1.5595 | 1.4306 | 824.3588 | 0.56852 | 0 | 1046.07 | Residential | LED - 14W | 2.5588 | 0.75964 | 28.0346 | 0.0014889 | 0.0015632 | 16.9267
Commercial/Industrial | Offices | New | Variable Speed Pool Pump | 0.97504 | 1.0577 | 1224.0847 | 0.7602 | 0.118 | 3230.25 | TRC score less than one. | [11 empty] | Residential | Two Speed Pool Pump | 1.5595 | 1.4306 | 824.3588 | 0.56852 | 0 | 1046.07 | Residential | LED - 9W | 2.2596 | 0.76118 | 15.2365 | 0.0008375 | 0.00087932 | 9.5213
Commercial/Industrial | Restaurants | New | Variable Speed Pool Pump | 0.97504 | 1.0577 | 1224.0847 | 0.7602 | 0.118 | 3230.25 | TRC score less than one. | [11 empty] | Residential | Two Speed Pool Pump | 1.5595 | 1.4306 | 824.3588 | 0.56852 | 0 | 1046.07 | Residential | LED - 9W | 2.2596 | 0.76118 | 15.2365 | 0.0008375 | 0.00087932 | 9.5213
Commercial/Industrial | Retail | New | Variable Speed Pool Pump | 0.97504 | 1.0577 | 1224.0847 | 0.7602 | 0.118 | 3230.25 | TRC score less than one. | [11 empty] | Residential | Variable Speed Pool Pump | 1.5597 | 1.4306 | 2492.1836 | 1.7184 | 0 | 3161.84 | Residential | LED - 9W | 2.2596 | 0.76118 | 15.2365 | 0.0008375 | 0.00087932 | 9.5213
Commercial/Industrial | Schools K-12 | New | Variable Speed Pool Pump | 0.97504 | 1.0577 | 1224.0847 | 0.7602 | 0.118 | 3230.25 | TRC score less than one. | [11 empty] | Residential | Variable Speed Pool Pump | 1.5597 | 1.4306 | 2492.1836 | 1.7184 | 0 | 3161.84 | Residential | LED - 9W | 2.2596 | 0.76118 | 15.2365 | 0.0008375 | 0.00087932 | 9.5213
Commercial/Industrial | Assembly | Turnover | Variable Speed Pool Pump | 0.97504 | 1.0577 | 1224.0847 | 0.7602 | 0.118 | 3230.25 | TRC score less than one. | [11 empty] | Residential | Variable Speed Pool Pump | 1.5597 | 1.4306 | 2492.1836 | 1.7184 | 0 | 3161.84 | Residential | LED - 9W | 2.2596 | 0.76118 | 15.2365 | 0.0008375 | 0.00087932 | 9.5213
Commercial/Industrial | College and University | Turnover | Variable Speed Pool Pump | 0.97504 | 1.0577 | 1224.0847 | 0.7602 | 0.118 | 3230.25 | TRC score less than one. | [11 empty] | Residential | Variable Speed Pool Pump | 1.5597 | 1.4306 | 2492.1836 | 1.7184 | 0 | 3161.84 | Residential | LED - 9W | 2.2596 | 0.76118 | 15.2365 | 0.0008375 | 0.00087932 | 9.5213
Commercial/Industrial | Grocery | Turnover | Variable Speed Pool Pump | 0.97504 | 1.0577 | 1224.0847 | 0.7602 | 0.118 | 3230.25 | TRC score less than one. | [11 empty] | Residential | Variable Speed Pool Pump | 1.5597 | 1.4306 | 2492.1836 | 1.7184 | 0 | 3161.84 | Residential | LED - 9W Flood (Exterior) | 3.7663 | 0.5948 | 98.3511 | 0 | 0 | 53.144
Commercial/Industrial | Healthcare | Turnover | Variable Speed Pool Pump | 0.97504 | 1.0577 | 1224.0847 | 0.7602 | 0.118 | 3230.25 | TRC score less than one. | [11 empty] | Residential | Variable Speed Pool Pump | 1.5597 | 1.4306 | 2492.1836 | 1.7184 | 0 | 3161.84 | Residential | LED - 9W Flood (Exterior) | 3.7663 | 0.5948 | 98.3511 | 0 | 0 | 53.144
Commercial/Industrial | Hospitals | Turnover | Variable Speed Pool Pump | 0.97504 | 1.0577 | 1224.0847 | 0.7602 | 0.118 | 3230.25 | TRC score less than one. | [12 empty] | Anti-Sweat Controls | 1.3026 | 1.4558 | 374.3808 | 0.081727 | 0.082167 | 1022.6336 | Residential | LED - 9W Flood (Exterior) | 3.7663 | 0.5948 | 98.3511 | 0 | 0 | 53.144
Commercial/Industrial | Institutional | Turnover | Variable Speed Pool Pump | 0.97504 | 1.0577 | 1224.0847 | 0.7602 | 0.118 | 3230.25 | TRC score less than one. | [12 empty] | Anti-Sweat Controls | 1.4422 | 1.3279 | 468.247 | 0.13259 | 0.11106 | 1022.6336 | Residential | LED - 9W Flood (Exterior) | 3.7663 | 0.5948 | 98.3511 | 0 | 0 | 53.144
Commercial/Industrial | Lodging/Hospitality | Turnover | Variable Speed Pool Pump | 0.97504 | 1.0577 | 1224.0847 | 0.7602 | 0.118 | 3230.25 | TRC score less than one. | [12 empty] | Anti-Sweat Controls | 1.3026 | 1.4558 | 374.3808 | 0.081727 | 0.082167 | 1022.6336 | Residential | LED - 9W Flood (Exterior) | 3.7663 | 0.5948 | 98.3511 | 0 | 0 | 53.144
Commercial/Industrial | Miscellaneous | Turnover | Variable Speed Pool Pump | 0.97504 | 1.0577 | 1224.0847 | 0.7602 | 0.118 | 3230.25 | TRC score less than one. | [12 empty] | Anti-Sweat Controls | 1.4422 | 1.3279 | 468.247 | 0.13259 | 0.11106 | 1022.6336 | Residential | LED - 9W Flood (Exterior) | 3.7663 | 0.5948 | 98.3511 | 0 | 0 | 53.144
Commercial/Industrial | Offices | Turnover | Variable Speed Pool Pump | 0.97504 | 1.0577 | 1224.0847 | 0.7602 | 0.118 | 3230.25 | TRC score less than one. | [12 empty] | Anti-Sweat Controls | 1.4422 | 1.3279 | 468.247 | 0.13259 | 0.11106 | 1022.6336 | Residential | LED Specialty Lamps-5W Chandelier | 1.0656 | 0.75766 | 7.9734 | 0.00065139 | 0.00068392 | 7.4054
Commercial/Industrial | Restaurants | Turnover | Variable Speed Pool Pump | 0.97504 | 1.0577 | 1224.0847 | 0.7602 | 0.118 | 3230.25 | TRC score less than one. | [12 empty] | Anti-Sweat Controls | 1.3026 | 1.4558 | 374.3808 | 0.081727 | 0.082167 | 1022.6336 | Residential | LED Specialty Lamps-5W Chandelier | 1.0656 | 0.75766 | 7.9734 | 0.00065139 | 0.00068392 | 7.4054
Commercial/Industrial | Retail | Turnover | Variable Speed Pool Pump | 0.97504 | 1.0577 | 1224.0847 | 0.7602 | 0.118 | 3230.25 | TRC score less than one. | [12 empty] | Anti-Sweat Controls | 1.4422 | 1.3279 | 468.247 | 0.13259 | 0.11106 | 1022.6336 | Residential | LED Specialty Lamps-5W Chandelier | 1.0656 | 0.75766 | 7.9734 | 0.00065139 | 0.00068392 | 7.4054
Commercial/Industrial | Schools K-12 | Turnover | Variable Speed Pool Pump | 0.97504 | 1.0577 | 1224.0847 | 0.7602 | 0.118 | 3230.25 | TRC score less than one. | [12 empty] | Anti-Sweat Controls | 1.3026 | 1.4558 | 374.3808 | 0.081727 | 0.082167 | 1022.6336 | Residential | LED Specialty Lamps-5W Chandelier | 1.0656 | 0.75766 | 7.9734 | 0.00065139 | 0.00068392 | 7.4054
Commercial/Industrial | Textiles and Leather | Any | Motor Optimization | 0.91591 | 1.1316 | 243422.4541 | 114.3046 | 111.2855 | 848831.5375 | TRC score less than one. | [12 empty] | Anti-Sweat Controls | 1.3026 | 1.4558 | 374.3808 | 0.081727 | 0.082167 | 1022.6336 | Residential | LED Specialty Lamps-5W Chandelier | 1.0656 | 0.75766 | 7.9734 | 0.00065139 | 0.00068392 | 7.4054
Commercial/Industrial | Agriculture and Assembly | Any | Process Refrig Controls | 0.97826 | 1.2434 | 220.6408 | 0.071425 | 0.069664 | 518.8079 | TRC score less than one. | [12 empty] | Anti-Sweat Controls | 1.4422 | 1.3279 | 468.247 | 0.13259 | 0.11106 | 1022.6336 | Residential | LED Specialty Lamps-5W Chandelier | 1.0656 | 0.75766 | 7.9734 | 0.00065139 | 0.00068392 | 7.4054
[23 empty] | Anti-Sweat Controls | 1.3026 | 1.4558 | 374.3808 | 0.081727 | 0.082167 | 1022.6336 | Residential | Linear LED | 2.4712 | 0.6742 | 37.1898 | 0 | 8.6271e-10 | 14.8108
[23 empty] | Anti-Sweat Controls | 1.4422 | 1.3279 | 468.247 | 0.13259 | 0.11106 | 1022.6336 | Residential | Linear LED | 2.4712 | 0.6742 | 37.1898 | 0 | 8.6271e-10 | 14.8108
[23 empty] | Anti-Sweat Controls | 1.3026 | 1.4558 | 374.3808 | 0.081727 | 0.082167 | 1022.6336 | Residential | Linear LED | 2.4712 | 0.6742 | 37.1898 | 0 | 8.6271e-10 | 14.8108
[23 empty] | Anti-Sweat Controls | 1.3026 | 1.4558 | 374.3808 | 0.081727 | 0.082167 | 1022.6336 | Residential | Linear LED | 2.4712 | 0.6742 | 37.1898 | 0 | 8.6271e-10 | 14.8108
[23 empty] | Anti-Sweat Controls | 1.4422 | 1.3279 | 468.247 | 0.13259 | 0.11106 | 1022.6336 | Residential | Linear LED | 2.4712 | 0.6742 | 37.1898 | 0 | 8.6271e-10 | 14.8108
[23 empty] | Anti-Sweat Controls | 1.3026 | 1.4558 | 374.3808 | 0.081727 | 0.082167 | 1022.6336 | Residential | Linear LED | 2.4712 | 0.6742 | 37.1898 | 0 | 8.6271e-10 | 14.8108
[23 empty] | Anti-Sweat Controls | 1.4422 | 1.3279 | 468.247 | 0.13259 | 0.11106 | 1022.6336 | Residential | Low Flow Showerhead | 10.187 | 0.80675 | 459.7832 | 0.023651 | 0.050912 | 262.5868
[23 empty] | Anti-Sweat Controls | 1.4422 | 1.3279 | 468.247 | 0.13259 | 0.11106 | 1022.6336 | Residential | Low Flow Showerhead | 8.0119 | 0.80718 | 355.8191 | 0.018592 | 0.04002 | 206.4106
[23 empty] | Anti-Sweat Controls | 1.3026 | 1.4558 | 374.3808 | 0.081727 | 0.082167 | 1022.6336 | Residential | Low Flow Showerhead | 7.9459 | 0.80696 | 352.7738 | 0.018443 | 0.039701 | 204.7651
[23 empty] | Anti-Sweat Controls | 1.4422 | 1.3279 | 468.247 | 0.13259 | 0.11106 | 1022.6336 | Residential | Low Flow Showerhead | 10.187 | 0.80675 | 459.7832 | 0.023651 | 0.050912 | 262.5868
[23 empty] | Anti-Sweat Controls | 1.3026 | 1.4558 | 374.3808 | 0.081727 | 0.082167 | 1022.6336 | Residential | Low Flow Showerhead | 8.0119 | 0.80718 | 355.8191 | 0.018592 | 0.04002 | 206.4106
[23 empty] | Anti-Sweat Controls | 1.3026 | 1.4558 | 374.3808 | 0.081727 | 0.082167 | 1022.6336 | Residential | Low Flow Showerhead | 7.9459 | 0.80696 | 352.7738 | 0.018443 | 0.039701 | 204.7651
[23 empty] | Anti-Sweat Controls | 1.4422 | 1.3279 | 468.247 | 0.13259 | 0.11106 | 1022.6336 | Residential | Low Wattage T8 Fixture | 5.175 | 0.6742 | 17.739 | 0 | 1.191e-09 | 6.3475
[23 empty] | Anti-Sweat Controls | 1.3026 | 1.4558 | 374.3808 | 0.081727 | 0.082167 | 1022.6336 | Residential | Low Wattage T8 Fixture | 5.175 | 0.6742 | 17.739 | 0 | 1.191e-09 | 6.3475
[23 empty] | Anti-Sweat Controls | 1.4422 | 1.3279 | 468.247 | 0.13259 | 0.11106 | 1022.6336 | Residential | Low Wattage T8 Fixture | 5.175 | 0.6742 | 17.739 | 0 | 1.191e-09 | 6.3475
[23 empty] | Anti-Sweat Controls | 1.3026 | 1.4558 | 374.3808 | 0.081727 | 0.082167 | 1022.6336 | Residential | Low Wattage T8 Fixture | 5.175 | 0.6742 | 17.739 | 0 | 1.191e-09 | 6.3475
[23 empty] | Ceiling Insulation(R2 to R38) | 2.4247 | 0.93586 | 5.3019 | 3.6259e-05 | 0.00081736 | 1.812 | Residential | Low Wattage T8 Fixture | 5.175 | 0.6742 | 17.739 | 0 | 1.191e-09 | 6.3475
[23 empty] | Ceiling Insulation(R2 to R38) | 3.0011 | 1.2354 | 5.0039 | 0.00074942 | 0.00044143 | 1.812 | Residential | Low Wattage T8 Fixture | 5.175 | 0.6742 | 17.739 | 0 | 1.191e-09 | 6.3475
[23 empty] | Ceiling Insulation(R2 to R38) | 2.929 | 1.1019 | 5.4261 | 0.00036978 | 0.00084567 | 1.812 | Residential | Programmable Thermostat | 2.8477 | 2.0162 | 136.7648 | 0.1026 | 0 | 113.8157
[23 empty] | Ceiling Insulation(R2 to R38) | 2.4247 | 0.93586 | 5.3019 | 3.6259e-05 | 0.00081736 | 1.812 | Residential | Programmable Thermostat | 1.8531 | 2.0176 | 45.7714 | 0.066717 | 0 | 74.0116
[23 empty] | Ceiling Insulation(R2 to R38) | 3.0011 | 1.2354 | 5.0039 | 0.00074942 | 0.00044143 | 1.812 | Residential | Programmable Thermostat | 2.786 | 2.0165 | 131.0953 | 0.10036 | 0 | 111.3356
[23 empty] | Ceiling Insulation(R2 to R38) | 2.4247 | 0.93586 | 5.3019 | 3.6259e-05 | 0.00081736 | 1.812 | Residential | Removal of 2nd Refrigerator-Freezer | 2.3205 | 0.67807 | 731.5251 | 0.10987 | 0.036607 | 1052.5805
[23 empty] | Ceiling Insulation(R2 to R38) | 3.0011 | 1.2354 | 5.0039 | 0.00074942 | 0.00044143 | 1.812 | Residential | Removal of 2nd Refrigerator-Freezer | 2.3205 | 0.67807 | 731.5251 | 0.10987 | 0.036607 | 1052.5805
[23 empty] | Ceiling Insulation(R2 to R38) | 2.4247 | 0.93586 | 5.3019 | 3.6259e-05 | 0.00081736 | 1.812 | Residential | Removal of 2nd Refrigerator-Freezer | 2.3205 | 0.67807 | 731.5251 | 0.10987 | 0.036607 | 1052.5805
[23 empty] | Ceiling Insulation(R2 to R38) | 2.4247 | 0.93586 | 5.3019 | 3.6259e-05 | 0.00081736 | 1.812 | Residential | Removal of 2nd Refrigerator-Freezer | 2.3205 | 0.67807 | 731.5251 | 0.10987 | 0.036607 | 1052.5805
[23 empty] | Ceiling Insulation(R2 to R38) | 2.929 | 1.1019 | 5.4261 | 0.00036978 | 0.00084567 | 1.812 | Residential | Removal of 2nd Refrigerator-Freezer | 2.3205 | 0.67807 | 731.5251 | 0.10987 | 0.036607 | 1052.5805
[23 empty] | Ceiling Insulation(R2 to R38) | 2.929 | 1.1019 | 5.4261 | 0.00036978 | 0.00084567 | 1.812 | Residential | Removal of 2nd Refrigerator-Freezer | 2.3205 | 0.67807 | 731.5251 | 0.10987 | 0.036607 | 1052.5805
[23 empty] | Ceiling Insulation(R2 to R38) | 2.4247 | 0.93586 | 5.3019 | 3.6259e-05 | 0.00081736 | 1.812 | Residential | Smart Thermostat | 1.6559 | 2.0167 | 111.3611 | 0.2386 | 0 | 264.6876
[23 empty] | Ceiling Insulation(R2 to R38) | 1.7591 | 1.5787 | 1.9473 | 0.00015078 | 0.00026903 | 1.3287 | Residential | Smart Thermostat | 1.6198 | 2.0166 | 98.1761 | 0.2334 | 0 | 258.92
[23 empty] | Ceiling Insulation(R2 to R38) | 2.393 | 0.93804 | 5.1922 | 3.5703e-05 | 0.00080482 | 1.7842 | Residential | Solar Pool Heater | 1.0452 | 0.6742 | 17934.1095 | 0 | 0 | 10130.719
[23 empty] | Ceiling Insulation(R2 to R38) | 2.9661 | 1.24 | 4.8988 | 0.00073791 | 0.00043466 | 1.7842 | Residential | Solar Pool Heater | 1.0452 | 0.6742 | 17934.1095 | 0 | 0 | 10130.719
[23 empty] | Ceiling Insulation(R2 to R38) | 2.8951 | 1.1061 | 5.3145 | 0.0003641 | 0.00083269 | 1.7842 | Residential | Solar Pool Heater | 1.0452 | 0.6742 | 17934.1095 | 0 | 0 | 10130.719
[23 empty] | Ceiling Insulation(R2 to R38) | 2.393 | 0.93804 | 5.1922 | 3.5703e-05 | 0.00080482 | 1.7842 | Residential | Solar Pool Heater | 1.0452 | 0.6742 | 17934.1095 | 0 | 0 | 10130.719
[23 empty] | Ceiling Insulation(R2 to R38) | 2.9661 | 1.24 | 4.8988 | 0.00073791 | 0.00043466 | 1.7842 | Residential | Solar Pool Heater | 1.0452 | 0.6742 | 17934.1095 | 0 | 0 | 10130.719
[23 empty] | Ceiling Insulation(R2 to R38) | 2.393 | 0.93804 | 5.1922 | 3.5703e-05 | 0.00080482 | 1.7842 | Residential | Solar Pool Heater | 1.0452 | 0.6742 | 17934.1095 | 0 | 0 | 10130.719
[23 empty] | Ceiling Insulation(R2 to R38) | 2.9661 | 1.24 | 4.8988 | 0.00073791 | 0.00043466 | 1.7842 | Residential | Two Speed Pool Pump | 1.5595 | 1.4306 | 824.3588 | 0.56852 | 0 | 1046.07
[23 empty] | Ceiling Insulation(R2 to R38) | 2.393 | 0.93804 | 5.1922 | 3.5703e-05 | 0.00080482 | 1.7842 | Residential | Two Speed Pool Pump | 1.5595 | 1.4306 | 824.3588 | 0.56852 | 0 | 1046.07
[23 empty] | Ceiling Insulation(R2 to R38) | 2.393 | 0.93804 | 5.1922 | 3.5703e-05 | 0.00080482 | 1.7842 | Residential | Two Speed Pool Pump | 1.5595 | 1.4306 | 824.3588 | 0.56852 | 0 | 1046.07
[23 empty] | Ceiling Insulation(R2 to R38) | 2.8951 | 1.1061 | 5.3145 | 0.0003641 | 0.00083269 | 1.7842 | Residential | Two Speed Pool Pump | 1.5595 | 1.4306 | 824.3588 | 0.56852 | 0 | 1046.07
[23 empty] | Ceiling Insulation(R2 to R38) | 2.8951 | 1.1061 | 5.3145 | 0.0003641 | 0.00083269 | 1.7842 | Residential | Two Speed Pool Pump | 1.5595 | 1.4306 | 824.3588 | 0.56852 | 0 | 1046.07
[23 empty] | Ceiling Insulation(R2 to R38) | 2.393 | 0.93804 | 5.1922 | 3.5703e-05 | 0.00080482 | 1.7842 | Residential | Two Speed Pool Pump | 1.5595 | 1.4306 | 824.3588 | 0.56852 | 0 | 1046.07
[23 empty] | Ceiling Insulation(R2 to R38) | 1.7591 | 1.5787 | 1.9473 | 0.00015078 | 0.00026903 | 1.3287 | Residential | Variable Speed Pool Pump | 1.5597 | 1.4306 | 2492.1836 | 1.7184 | 0 | 3161.84
[23 empty] | Chilled Water Controls Optimization | 5.7509 | 1.0281 | 2151.8667 | 0.54895 | 0.0005471 | 1353.1094 | Residential | Variable Speed Pool Pump | 1.5597 | 1.4306 | 2492.1836 | 1.7184 | 0 | 3161.84
[23 empty] | Chilled Water Controls Optimization | 3.7416 | 1.0281 | 1291.7874 | 0.35715 | 0.00035595 | 880.3386 | Residential | Variable Speed Pool Pump | 1.5597 | 1.4306 | 2492.1836 | 1.7184 | 0 | 3161.84
[23 empty] | Chilled Water Controls Optimization | 5.7509 | 1.0281 | 2151.8667 | 0.54895 | 0.0005471 | 1353.1094 | Residential | Variable Speed Pool Pump | 1.5597 | 1.4306 | 2492.1836 | 1.7184 | 0 | 3161.84
[23 empty] | Chilled Water Controls Optimization | 3.7416 | 1.0281 | 1291.7874 | 0.35715 | 0.00035595 | 880.3386 | Residential | Variable Speed Pool Pump | 1.5597 | 1.4306 | 2492.1836 | 1.7184 | 0 | 3161.84
[23 empty] | Chilled Water System - Variable Speed Drives | 1.9501 | 1.5463 | 7913.8614 | 1.0305 | 1.0305 | 9027.4109 | Residential | Variable Speed Pool Pump | 1.5597 | 1.4306 | 2492.1836 | 1.7184 | 0 | 3161.84
[23 empty] | Chilled Water System - Variable Speed Drives | 1.9501 | 1.5463 | 7913.8614 | 1.0305 | 1.0305 | 9027.4109 | Residential | Water Heater Thermostat Setback | 1.7834 | 0.71619 | 15.7923 | 0.003295 | 0.0070929 | 36.5826
[23 empty] | Chilled Water System - Variable Speed Drives | 1.9501 | 1.5463 | 7913.8614 | 1.0305 | 1.0305 | 9027.4109 | Residential | Water Heater Thermostat Setback | 1.7834 | 0.71619 | 15.7923 | 0.003295 | 0.0070929 | 36.5826
[23 empty] | Chilled Water System - Variable Speed Drives | 1.9501 | 1.5463 | 7913.8614 | 1.0305 | 1.0305 | 9027.4109 | Residential | Water Heater Thermostat Setback | 1.7834 | 0.71619 | 15.7923 | 0.003295 | 0.0070929 | 36.5826
[23 empty] | Chilled Water System - Variable Speed Drives | 1.9501 | 1.5463 | 7913.8614 | 1.0305 | 1.0305 | 9027.4109 | Residential | Water Heater Thermostat Setback | 1.7834 | 0.71619 | 15.7923 | 0.003295 | 0.0070929 | 36.5826
[23 empty] | Chilled Water System - Variable Speed Drives | 1.9501 | 1.5463 | 7913.8614 | 1.0305 | 1.0305 | 9027.4109 | Residential | Water Heater Thermostat Setback | 1.7834 | 0.71619 | 15.7923 | 0.003295 | 0.0070929 | 36.5826
[23 empty] | Chilled Water System - Variable Speed Drives | 1.9501 | 1.5463 | 7913.8614 | 1.0305 | 1.0305 | 9027.4109 | Residential | Water Heater Thermostat Setback | 1.7834 | 0.71619 | 15.7923 | 0.003295 | 0.0070929 | 36.5826
[23 empty] | Chilled Water System - Variable Speed Drives | 1.9501 | 1.5463 | 7913.8614 | 1.0305 | 1.0305 | 9027.4109 |  | Anti-Sweat Controls | 1.3026 | 1.4558 | 374.3808 | 0.081727 | 0.082167 | 1022.6336
[23 empty] | Chilled Water System - Variable Speed Drives | 1.9501 | 1.5463 | 7913.8614 | 1.0305 | 1.0305 | 9027.4109 |  | Anti-Sweat Controls | 1.3026 | 1.4558 | 374.3808 | 0.081727 | 0.082167 | 1022.6336
[23 empty] | Chilled Water System - Variable Speed Drives | 1.9501 | 1.5463 | 7913.8614 | 1.0305 | 1.0305 | 9027.4109 |  | Anti-Sweat Controls | 1.3026 | 1.4558 | 374.3808 | 0.081727 | 0.082167 | 1022.6336
[23 empty] | Chilled Water System - Variable Speed Drives | 1.9501 | 1.5463 | 7913.8614 | 1.0305 | 1.0305 | 9027.4109 |  | Anti-Sweat Controls | 1.3026 | 1.4558 | 374.3808 | 0.081727 | 0.082167 | 1022.6336
[23 empty] | Chilled Water System - Variable Speed Drives | 1.9501 | 1.5463 | 7913.8614 | 1.0305 | 1.0305 | 9027.4109 |  | Anti-Sweat Controls | 1.3026 | 1.4558 | 374.3808 | 0.081727 | 0.082167 | 1022.6336
[23 empty] | Chilled Water System - Variable Speed Drives | 1.9501 | 1.5463 | 7913.8614 | 1.0305 | 1.0305 | 9027.4109 |  | Anti-Sweat Controls | 1.3026 | 1.4558 | 374.3808 | 0.081727 | 0.082167 | 1022.6336
[23 empty] | Chilled Water System - Variable Speed Drives | 1.9501 | 1.5463 | 7913.8614 | 1.0305 | 1.0305 | 9027.4109 |  | Anti-Sweat Controls | 1.3026 | 1.4558 | 374.3808 | 0.081727 | 0.082167 | 1022.6336
[23 empty] | Chilled Water System - Variable Speed Drives | 1.9501 | 1.5463 | 7913.8614 | 1.0305 | 1.0305 | 9027.4109 |  | Anti-Sweat Controls | 1.3026 | 1.4558 | 374.3808 | 0.081727 | 0.082167 | 1022.6336
[23 empty] | Chilled Water System - Variable Speed Drives | 1.9501 | 1.5463 | 7913.8614 | 1.0305 | 1.0305 | 9027.4109 |  | Anti-Sweat Controls | 1.3026 | 1.4558 | 374.3808 | 0.081727 | 0.082167 | 1022.6336
[23 empty] | Chilled Water System - Variable Speed Drives | 1.9501 | 1.5463 | 7913.8614 | 1.0305 | 1.0305 | 9027.4109 |  | Anti-Sweat Controls | 1.3026 | 1.4558 | 374.3808 | 0.081727 | 0.082167 | 1022.6336
[23 empty] | Chilled Water System - Variable Speed Drives | 1.9501 | 1.5463 | 7913.8614 | 1.0305 | 1.0305 | 9027.4109 |  | Anti-Sweat Controls | 1.3026 | 1.4558 | 374.3808 | 0.081727 | 0.082167 | 1022.6336
[23 empty] | Chilled Water System - Variable Speed Drives | 1.9501 | 1.5463 | 7913.8614 | 1.0305 | 1.0305 | 9027.4109 |  | Anti-Sweat Controls | 1.3026 | 1.4558 | 374.3808 | 0.081727 | 0.082167 | 1022.6336
[23 empty] | Chilled Water System - Variable Speed Drives | 1.9501 | 1.5463 | 7913.8614 | 1.0305 | 1.0305 | 9027.4109 |  | Anti-Sweat Controls | 1.3026 | 1.4558 | 374.3808 | 0.081727 | 0.082167 | 1022.6336
[23 empty] | Chilled Water System - Variable Speed Drives | 1.9501 | 1.5463 | 7913.8614 | 1.0305 | 1.0305 | 9027.4109 |  | Anti-Sweat Controls | 1.3026 | 1.4558 | 374.3808 | 0.081727 | 0.082167 | 1022.6336
[23 empty] | Chilled Water System - Variable Speed Drives | 1.9501 | 1.5463 | 7913.8614 | 1.0305 | 1.0305 | 9027.4109 |  | Ceiling Insulation(R2 to R38) | 3.0011 | 1.2354 | 5.0039 | 0.00074942 | 0.00044143 | 1.812
[23 empty] | Chilled Water System - Variable Speed Drives | 1.9501 | 1.5463 | 7913.8614 | 1.0305 | 1.0305 | 9027.4109 |  | Ceiling Insulation(R2 to R38) | 3.0011 | 1.2354 | 5.0039 | 0.00074942 | 0.00044143 | 1.812
[23 empty] | Chilled Water System - Variable Speed Drives | 1.9501 | 1.5463 | 7913.8614 | 1.0305 | 1.0305 | 9027.4109 |  | Ceiling Insulation(R2 to R38) | 3.0011 | 1.2354 | 5.0039 | 0.00074942 | 0.00044143 | 1.812
[23 empty] | Chilled Water System - Variable Speed Drives | 1.9501 | 1.5463 | 7913.8614 | 1.0305 | 1.0305 | 9027.4109 |  | Ceiling Insulation(R2 to R38) | 2.9661 | 1.24 | 4.8988 | 0.00073791 | 0.00043466 | 1.7842
[23 empty] | Chilled Water System - Variable Speed Drives | 1.9501 | 1.5463 | 7913.8614 | 1.0305 | 1.0305 | 9027.4109 |  | Ceiling Insulation(R2 to R38) | 2.9661 | 1.24 | 4.8988 | 0.00073791 | 0.00043466 | 1.7842
[23 empty] | CO Sensors for Parking Garage Exhaust | 3.3105 | 1.895 | 5445.5559 | 0.20046 | 0.20046 | 4980.032 |  | Ceiling Insulation(R2 to R38) | 2.9661 | 1.24 | 4.8988 | 0.00073791 | 0.00043466 | 1.7842
[23 empty] | CO Sensors for Parking Garage Exhaust | 3.3105 | 1.895 | 5445.5559 | 0.20046 | 0.20046 | 4980.032 |  | Ceiling Insulation(R2 to R38) | 2.929 | 1.1019 | 5.4261 | 0.00036978 | 0.00084567 | 1.812
[23 empty] | CO Sensors for Parking Garage Exhaust | 3.3105 | 1.895 | 5445.5559 | 0.20046 | 0.20046 | 4980.032 |  | Ceiling Insulation(R2 to R38) | 2.929 | 1.1019 | 5.4261 | 0.00036978 | 0.00084567 | 1.812
[23 empty] | CO Sensors for Parking Garage Exhaust | 3.3105 | 1.895 | 5445.5559 | 0.20046 | 0.20046 | 4980.032 |  | Ceiling Insulation(R2 to R38) | 2.929 | 1.1019 | 5.4261 | 0.00036978 | 0.00084567 | 1.812
[23 empty] | CO Sensors for Parking Garage Exhaust | 3.3105 | 1.895 | 5445.5559 | 0.20046 | 0.20046 | 4980.032 |  | Ceiling Insulation(R2 to R38) | 2.8951 | 1.1061 | 5.3145 | 0.0003641 | 0.00083269 | 1.7842
[23 empty] | CO Sensors for Parking Garage Exhaust | 3.3105 | 1.895 | 5445.5559 | 0.20046 | 0.20046 | 4980.032 |  | Ceiling Insulation(R2 to R38) | 2.8951 | 1.1061 | 5.3145 | 0.0003641 | 0.00083269 | 1.7842
[23 empty] | CO Sensors for Parking Garage Exhaust | 3.3105 | 1.895 | 5445.5559 | 0.20046 | 0.20046 | 4980.032 |  | Ceiling Insulation(R2 to R38) | 2.8951 | 1.1061 | 5.3145 | 0.0003641 | 0.00083269 | 1.7842
[23 empty] | CO Sensors for Parking Garage Exhaust | 3.3105 | 1.895 | 5445.5559 | 0.20046 | 0.20046 | 4980.032 |  | Ceiling Insulation(R2 to R38) | 2.4247 | 0.93586 | 5.3019 | 3.6259e-05 | 0.00081736 | 1.812
[23 empty] | CO Sensors for Parking Garage Exhaust | 3.3105 | 1.895 | 5445.5559 | 0.20046 | 0.20046 | 4980.032 |  | Ceiling Insulation(R2 to R38) | 2.4247 | 0.93586 | 5.3019 | 3.6259e-05 | 0.00081736 | 1.812
[23 empty] | CO Sensors for Parking Garage Exhaust | 3.3105 | 1.895 | 5445.5559 | 0.20046 | 0.20046 | 4980.032 |  | Ceiling Insulation(R2 to R38) | 2.4247 | 0.93586 | 5.3019 | 3.6259e-05 | 0.00081736 | 1.812
[23 empty] | CO Sensors for Parking Garage Exhaust | 3.3105 | 1.895 | 5445.5559 | 0.20046 | 0.20046 | 4980.032 |  | Ceiling Insulation(R2 to R38) | 2.4247 | 0.93586 | 5.3019 | 3.6259e-05 | 0.00081736 | 1.812
[23 empty] | CO Sensors for Parking Garage Exhaust | 3.3105 | 1.895 | 5445.5559 | 0.20046 | 0.20046 | 4980.032 |  | Ceiling Insulation(R2 to R38) | 2.4247 | 0.93586 | 5.3019 | 3.6259e-05 | 0.00081736 | 1.812
[23 empty] | CO Sensors for Parking Garage Exhaust | 3.3105 | 1.895 | 5445.5559 | 0.20046 | 0.20046 | 4980.032 |  | Ceiling Insulation(R2 to R38) | 2.4247 | 0.93586 | 5.3019 | 3.6259e-05 | 0.00081736 | 1.812
[23 empty] | CO Sensors for Parking Garage Exhaust | 3.3105 | 1.895 | 5445.5559 | 0.20046 | 0.20046 | 4980.032 |  | Ceiling Insulation(R2 to R38) | 2.393 | 0.93804 | 5.1922 | 3.5703e-05 | 0.00080482 | 1.7842
[23 empty] | CO Sensors for Parking Garage Exhaust | 3.3105 | 1.895 | 5445.5559 | 0.20046 | 0.20046 | 4980.032 |  | Ceiling Insulation(R2 to R38) | 2.393 | 0.93804 | 5.1922 | 3.5703e-05 | 0.00080482 | 1.7842
[23 empty] | CO Sensors for Parking Garage Exhaust | 3.3105 | 1.895 | 5445.5559 | 0.20046 | 0.20046 | 4980.032 |  | Ceiling Insulation(R2 to R38) | 2.393 | 0.93804 | 5.1922 | 3.5703e-05 | 0.00080482 | 1.7842
[23 empty] | CO Sensors for Parking Garage Exhaust | 3.3105 | 1.895 | 5445.5559 | 0.20046 | 0.20046 | 4980.032 |  | Ceiling Insulation(R2 to R38) | 2.393 | 0.93804 | 5.1922 | 3.5703e-05 | 0.00080482 | 1.7842
[23 empty] | CO Sensors for Parking Garage Exhaust | 3.3105 | 1.895 | 5445.5559 | 0.20046 | 0.20046 | 4980.032 |  | Ceiling Insulation(R2 to R38) | 2.393 | 0.93804 | 5.1922 | 3.5703e-05 | 0.00080482 | 1.7842
[23 empty] | CO Sensors for Parking Garage Exhaust | 3.3105 | 1.895 | 5445.5559 | 0.20046 | 0.20046 | 4980.032 |  | Ceiling Insulation(R2 to R38) | 2.393 | 0.93804 | 5.1922 | 3.5703e-05 | 0.00080482 | 1.7842
[23 empty] | CO Sensors for Parking Garage Exhaust | 3.3105 | 1.895 | 5445.5559 | 0.20046 | 0.20046 | 4980.032 |  | Ceiling Insulation(R2 to R38) | 1.7591 | 1.5787 | 1.9473 | 0.00015078 | 0.00026903 | 1.3287
[23 empty] | CO Sensors for Parking Garage Exhaust | 3.3105 | 1.895 | 5445.5559 | 0.20046 | 0.20046 | 4980.032 |  | Ceiling Insulation(R2 to R38) | 1.7591 | 1.5787 | 1.9473 | 0.00015078 | 0.00026903 | 1.3287
[23 empty] | CO Sensors for Parking Garage Exhaust | 3.3105 | 1.895 | 5445.5559 | 0.20046 | 0.20046 | 4980.032 |  | Chilled Water System - Variable Speed Drives | 1.9501 | 1.5463 | 7913.8614 | 1.0305 | 1.0305 | 9027.4109
[23 empty] | CO Sensors for Parking Garage Exhaust | 3.3105 | 1.895 | 5445.5559 | 0.20046 | 0.20046 | 4980.032 |  | Chilled Water System - Variable Speed Drives | 1.9501 | 1.5463 | 7913.8614 | 1.0305 | 1.0305 | 9027.4109
[23 empty] | CO Sensors for Parking Garage Exhaust | 3.3105 | 1.895 | 5445.5559 | 0.20046 | 0.20046 | 4980.032 |  | Chilled Water System - Variable Speed Drives | 1.9501 | 1.5463 | 7913.8614 | 1.0305 | 1.0305 | 9027.4109
[23 empty] | CO Sensors for Parking Garage Exhaust | 3.3105 | 1.895 | 5445.5559 | 0.20046 | 0.20046 | 4980.032 |  | Chilled Water System - Variable Speed Drives | 1.9501 | 1.5463 | 7913.8614 | 1.0305 | 1.0305 | 9027.4109
[23 empty] | CO Sensors for Parking Garage Exhaust | 3.3105 | 1.895 | 5445.5559 | 0.20046 | 0.20046 | 4980.032 |  | Chilled Water System - Variable Speed Drives | 1.9501 | 1.5463 | 7913.8614 | 1.0305 | 1.0305 | 9027.4109
[23 empty] | Dedicated Outdoor Air System on VRF unit | 1.1445 | 1.2992 | 1091.3633 | 0.52396 | 0.52959 | 1721.9094 |  | Chilled Water System - Variable Speed Drives | 1.9501 | 1.5463 | 7913.8614 | 1.0305 | 1.0305 | 9027.4109
[23 empty] | Dedicated Outdoor Air System on VRF unit | 1.0903 | 1.2992 | 904.094 | 0.49919 | 0.50455 | 1640.5025 |  | Chilled Water System - Variable Speed Drives | 1.9501 | 1.5463 | 7913.8614 | 1.0305 | 1.0305 | 9027.4109
[23 empty] | Dedicated Outdoor Air System on VRF unit | 1.1445 | 1.2992 | 1091.3633 | 0.52396 | 0.52959 | 1721.9094 |  | Chilled Water System - Variable Speed Drives | 1.9501 | 1.5463 | 7913.8614 | 1.0305 | 1.0305 | 9027.4109
[23 empty] | Dedicated Outdoor Air System on VRF unit | 1.0903 | 1.2992 | 904.094 | 0.49919 | 0.50455 | 1640.5025 |  | Chilled Water System - Variable Speed Drives | 1.9501 | 1.5463 | 7913.8614 | 1.0305 | 1.0305 | 9027.4109
[23 empty] | Demand Controlled Ventilation | 1.2973 | 0.70326 | 6154.4215 | 0.4871 | 2.7424 | 4678.5352 |  | Chilled Water System - Variable Speed Drives | 1.9501 | 1.5463 | 7913.8614 | 1.0305 | 1.0305 | 9027.4109
[23 empty] | Demand Controlled Ventilation | 2.5829 | 0.70328 | 49546.4088 | 2.9093 | 16.3792 | 27943.0441 |  | Chilled Water System - Variable Speed Drives | 1.9501 | 1.5463 | 7913.8614 | 1.0305 | 1.0305 | 9027.4109
[23 empty] | Demand Controlled Ventilation | 2.5167 | 0.70327 | 15982.1419 | 0.94492 | 5.3199 | 9075.7228 |  | Chilled Water System - Variable Speed Drives | 1.9501 | 1.5463 | 7913.8614 | 1.0305 | 1.0305 | 9027.4109
[23 empty] | Demand Controlled Ventilation | 3.7462 | 0.70328 | 181243.9473 | 9.8459 | 55.4323 | 94567.6036 |  | Chilled Water System - Variable Speed Drives | 1.9501 | 1.5463 | 7913.8614 | 1.0305 | 1.0305 | 9027.4109
[23 empty] | Demand Controlled Ventilation | 2.5804 | 0.70326 | 16495.8026 | 0.96884 | 5.4546 | 9305.5485 |  | Chilled Water System - Variable Speed Drives | 1.9501 | 1.5463 | 7913.8614 | 1.0305 | 1.0305 | 9027.4109
[23 empty] | Demand Controlled Ventilation | 2.1142 | 0.70327 | 25475.792 | 1.5876 | 8.938 | 15248.3191 |  | Chilled Water System - Variable Speed Drives | 1.9501 | 1.5463 | 7913.8614 | 1.0305 | 1.0305 | 9027.4109
[23 empty] | Demand Controlled Ventilation | 1.9179 | 0.70327 | 22311.8164 | 1.4402 | 8.1082 | 13832.6709 |  | Chilled Water System - Variable Speed Drives | 1.9501 | 1.5463 | 7913.8614 | 1.0305 | 1.0305 | 9027.4109
[23 empty] | Demand Controlled Ventilation | 2.0094 | 0.70328 | 11893.455 | 0.75445 | 4.2476 | 7246.3338 |  | Chilled Water System - Variable Speed Drives | 1.9501 | 1.5463 | 7913.8614 | 1.0305 | 1.0305 | 9027.4109
[23 empty] | Demand Controlled Ventilation | 1.4216 | 0.70329 | 7155.6602 | 0.53375 | 3.005 | 5126.5164 |  | Chilled Water System - Variable Speed Drives | 1.9501 | 1.5463 | 7913.8614 | 1.0305 | 1.0305 | 9027.4109
[23 empty] | Demand Controlled Ventilation | 2.6563 | 0.70327 | 34214.5398 | 1.9947 | 11.2299 | 19158.2709 |  | Chilled Water System - Variable Speed Drives | 1.9501 | 1.5463 | 7913.8614 | 1.0305 | 1.0305 | 9027.4109
[23 empty] | Demand Controlled Ventilation | 1.2973 | 0.70326 | 6154.4215 | 0.4871 | 2.7424 | 4678.5352 |  | Chilled Water System - Variable Speed Drives | 1.9501 | 1.5463 | 7913.8614 | 1.0305 | 1.0305 | 9027.4109
[23 empty] | Demand Controlled Ventilation | 2.5829 | 0.70328 | 49546.4088 | 2.9093 | 16.3792 | 27943.0441 |  | Chilled Water System - Variable Speed Drives | 1.9501 | 1.5463 | 7913.8614 | 1.0305 | 1.0305 | 9027.4109
[23 empty] | Demand Controlled Ventilation | 2.5167 | 0.70327 | 15982.1419 | 0.94492 | 5.3199 | 9075.7228 |  | Chilled Water System - Variable Speed Drives | 1.9501 | 1.5463 | 7913.8614 | 1.0305 | 1.0305 | 9027.4109
[23 empty] | Demand Controlled Ventilation | 3.7462 | 0.70328 | 181243.9473 | 9.8459 | 55.4323 | 94567.6036 |  | Chilled Water System - Variable Speed Drives | 1.9501 | 1.5463 | 7913.8614 | 1.0305 | 1.0305 | 9027.4109
[23 empty] | Demand Controlled Ventilation | 2.5804 | 0.70326 | 16495.8026 | 0.96884 | 5.4546 | 9305.5485 |  | Chilled Water System - Variable Speed Drives | 1.9501 | 1.5463 | 7913.8614 | 1.0305 | 1.0305 | 9027.4109
[23 empty] | Demand Controlled Ventilation | 2.1142 | 0.70327 | 25475.792 | 1.5876 | 8.938 | 15248.3191 |  | Chilled Water System - Variable Speed Drives | 1.9501 | 1.5463 | 7913.8614 | 1.0305 | 1.0305 | 9027.4109
[23 empty] | Demand Controlled Ventilation | 1.9179 | 0.70327 | 22311.8164 | 1.4402 | 8.1082 | 13832.6709 |  | Chilled Water System - Variable Speed Drives | 1.9501 | 1.5463 | 7913.8614 | 1.0305 | 1.0305 | 9027.4109
[23 empty] | Demand Controlled Ventilation | 2.0094 | 0.70328 | 11893.455 | 0.75445 | 4.2476 | 7246.3338 |  | Dedicated Outdoor Air System on VRF unit | 1.1445 | 1.2992 | 1091.3633 | 0.52396 | 0.52959 | 1721.9094
[23 empty] | Demand Controlled Ventilation | 1.4216 | 0.70329 | 7155.6602 | 0.53375 | 3.005 | 5126.5164 |  | Dedicated Outdoor Air System on VRF unit | 1.1445 | 1.2992 | 1091.3633 | 0.52396 | 0.52959 | 1721.9094
[23 empty] | Demand Controlled Ventilation | 2.6563 | 0.70327 | 34214.5398 | 1.9947 | 11.2299 | 19158.2709 |  | Dedicated Outdoor Air System on VRF unit | 1.0903 | 1.2992 | 904.094 | 0.49919 | 0.50455 | 1640.5025
[23 empty] | Duct Sealing Repair | 2.3697 | 0.80991 | 17434.3678 | 1.1367 | 4.0258 | 5769.3882 |  | Dedicated Outdoor Air System on VRF unit | 1.0903 | 1.2992 | 904.094 | 0.49919 | 0.50455 | 1640.5025
[23 empty] | Duct Sealing Repair | 3.5913 | 0.8099 | 116477.5879 | 6.789 | 24.0448 | 34458.2784 |  | Demand Controlled Ventilation | 1.4216 | 0.70329 | 7155.6602 | 0.53375 | 3.005 | 5126.5164
[23 empty] | Duct Sealing Repair | 5.3825 | 0.8099 | 83039.0452 | 4.53 | 16.0439 | 22992.2611 |  | Demand Controlled Ventilation | 1.4216 | 0.70329 | 7155.6602 | 0.53375 | 3.005 | 5126.5164
[23 empty] | Duct Sealing Repair | 7.3249 | 0.80989 | 997937.4365 | 52.6466 | 186.4593 | 267212.6796 |  | Demand Controlled Ventilation | 1.2973 | 0.70326 | 6154.4215 | 0.4871 | 2.7424 | 4678.5352
[23 empty] | Duct Sealing Repair | 4.3717 | 0.80989 | 22153.9835 | 1.2455 | 4.4113 | 6321.8213 |  | Demand Controlled Ventilation | 1.2973 | 0.70326 | 6154.4215 | 0.4871 | 2.7424 | 4678.5352
[23 empty] | Duct Sealing Repair | 3.5912 | 0.80989 | 79859.2015 | 4.6547 | 16.4855 | 23625.2368 |  | Duct Sealing Repair | 2.3697 | 0.80991 | 17434.3678 | 1.1367 | 4.0258 | 5769.3882
[23 empty] | Duct Sealing Repair | 1.1562 | 0.8099 | 4496.8803 | 0.4624 | 1.6377 | 2346.9401 |  | Duct Sealing Repair | 2.3697 | 0.80991 | 17434.3678 | 1.1367 | 4.0258 | 5769.3882
[23 empty] | Duct Sealing Repair | 2.3697 | 0.80991 | 17434.3678 | 1.1367 | 4.0258 | 5769.3882 |  | Duct Sealing Repair | 1.1562 | 0.8099 | 4496.8803 | 0.4624 | 1.6377 | 2346.9401
[23 empty] | Duct Sealing Repair | 3.5913 | 0.8099 | 116477.5879 | 6.789 | 24.0448 | 34458.2784 |  | Duct Sealing Repair | 1.1562 | 0.8099 | 4496.8803 | 0.4624 | 1.6377 | 2346.9401
[23 empty] | Duct Sealing Repair | 5.3825 | 0.8099 | 83039.0452 | 4.53 | 16.0439 | 22992.2611 |  | ECM Motors on Furnaces | 2.4037 | 1.3668 | 2045.6587 | 0 | 0.19492 | 1707.525
[23 empty] | Duct Sealing Repair | 7.3249 | 0.80989 | 997937.4365 | 52.6466 | 186.4593 | 267212.6796 |  | ECM Motors on Furnaces | 2.4037 | 1.3668 | 2045.6587 | 0 | 0.19492 | 1707.525
[23 empty] | Duct Sealing Repair | 4.3717 | 0.80989 | 22153.9835 | 1.2455 | 4.4113 | 6321.8213 |  | ECM Motors on Furnaces | 1.5069 | 1.3669 | 975.3053 | 0 | 0.1222 | 1070.4441
[23 empty] | Duct Sealing Repair | 3.5912 | 0.80989 | 79859.2015 | 4.6547 | 16.4855 | 23625.2368 |  | ECM Motors on Furnaces | 1.5069 | 1.3669 | 975.3053 | 0 | 0.1222 | 1070.4441
[23 empty] | Duct Sealing Repair | 1.1562 | 0.8099 | 4496.8803 | 0.4624 | 1.6377 | 2346.9401 |  | ECM Motors on Furnaces | 1.249 | 2.1667 | 471.4361 | 0 | 0 | 985.253
[23 empty] | ECM Motors on Furnaces | 1.1208 | 1.3665 | 514.8045 | 0 | 0.090908 | 796.3511 |  | ECM Motors on Furnaces | 1.249 | 2.1667 | 471.4361 | 0 | 0 | 985.253
[23 empty] | ECM Motors on Furnaces | 1.2015 | 1.2331 | 666.4117 | 0 | 0.12604 | 825.9828 |  | ECM Motors on Furnaces | 1.2015 | 1.2331 | 666.4117 | 0 | 0.12604 | 825.9828
[23 empty] | ECM Motors on Furnaces | 2.4037 | 1.3668 | 2045.6587 | 0 | 0.19492 | 1707.525 |  | ECM Motors on Furnaces | 1.2015 | 1.2331 | 666.4117 | 0 | 0.12604 | 825.9828
[23 empty] | ECM Motors on Furnaces | 1.5069 | 1.3669 | 975.3053 | 0 | 0.1222 | 1070.4441 |  | ECM Motors on Furnaces | 1.1208 | 1.3665 | 514.8045 | 0 | 0.090908 | 796.3511
[23 empty] | ECM Motors on Furnaces | 1.249 | 2.1667 | 471.4361 | 0 | 0 | 985.253 |  | ECM Motors on Furnaces | 1.1208 | 1.3665 | 514.8045 | 0 | 0.090908 | 796.3511
[23 empty] | ECM Motors on Furnaces | 1.1208 | 1.3665 | 514.8045 | 0 | 0.090908 | 796.3511 |  | Efficient Exhaust Hood | 2.2733 | 1.3585 | 10553.4586 | 1.7635 | 0.69217 | 8066.5
[23 empty] | ECM Motors on Furnaces | 1.2015 | 1.2331 | 666.4117 | 0 | 0.12604 | 825.9828 |  | Efficient Exhaust Hood | 2.2733 | 1.3585 | 10553.4586 | 1.7635 | 0.69217 | 8066.5
[23 empty] | ECM Motors on Furnaces | 2.4037 | 1.3668 | 2045.6587 | 0 | 0.19492 | 1707.525 |  | Efficient Exhaust Hood | 2.2733 | 1.3585 | 10553.4586 | 1.7635 | 0.69217 | 8066.5
[23 empty] | ECM Motors on Furnaces | 1.5069 | 1.3669 | 975.3053 | 0 | 0.1222 | 1070.4441 |  | Efficient Exhaust Hood | 2.2733 | 1.3585 | 10553.4586 | 1.7635 | 0.69217 | 8066.5
[23 empty] | ECM Motors on Furnaces | 1.249 | 2.1667 | 471.4361 | 0 | 0 | 985.253 |  | Efficient Exhaust Hood | 2.2733 | 1.3585 | 10553.4586 | 1.7635 | 0.69217 | 8066.5
[23 empty] | Efficient Exhaust Hood | 2.2733 | 1.3585 | 10553.4586 | 1.7635 | 0.69217 | 8066.5 |  | Efficient Exhaust Hood | 2.2733 | 1.3585 | 10553.4586 | 1.7635 | 0.69217 | 8066.5
[23 empty] | Efficient Exhaust Hood | 2.2733 | 1.3585 | 10553.4586 | 1.7635 | 0.69217 | 8066.5 |  | Efficient Exhaust Hood | 2.2733 | 1.3585 | 10553.4586 | 1.7635 | 0.69217 | 8066.5
[23 empty] | Efficient Exhaust Hood | 2.2733 | 1.3585 | 10553.4586 | 1.7635 | 0.69217 | 8066.5 |  | Efficient Exhaust Hood | 2.2733 | 1.3585 | 10553.4586 | 1.7635 | 0.69217 | 8066.5
[23 empty] | Efficient Exhaust Hood | 2.2733 | 1.3585 | 10553.4586 | 1.7635 | 0.69217 | 8066.5 |  | Efficient Exhaust Hood | 2.2733 | 1.3585 | 10553.4586 | 1.7635 | 0.69217 | 8066.5
[23 empty] | Efficient Exhaust Hood | 2.2733 | 1.3585 | 10553.4586 | 1.7635 | 0.69217 | 8066.5 |  | Efficient Exhaust Hood | 2.2733 | 1.3585 | 10553.4586 | 1.7635 | 0.69217 | 8066.5
[23 empty] | Efficient Exhaust Hood | 2.2733 | 1.3585 | 10553.4586 | 1.7635 | 0.69217 | 8066.5 |  | Efficient Exhaust Hood | 2.2733 | 1.3585 | 10553.4586 | 1.7635 | 0.69217 | 8066.5
[23 empty] | Efficient Exhaust Hood | 2.2733 | 1.3585 | 10553.4586 | 1.7635 | 0.69217 | 8066.5 |  | Efficient Exhaust Hood | 2.2733 | 1.3585 | 10553.4586 | 1.7635 | 0.69217 | 8066.5
[23 empty] | Efficient Exhaust Hood | 2.2733 | 1.3585 | 10553.4586 | 1.7635 | 0.69217 | 8066.5 |  | Efficient Exhaust Hood | 2.2733 | 1.3585 | 10553.4586 | 1.7635 | 0.69217 | 8066.5
[23 empty] | Efficient Exhaust Hood | 2.2733 | 1.3585 | 10553.4586 | 1.7635 | 0.69217 | 8066.5 |  | Efficient Exhaust Hood | 2.2733 | 1.3585 | 10553.4586 | 1.7635 | 0.69217 | 8066.5
[23 empty] | Efficient Exhaust Hood | 2.2733 | 1.3585 | 10553.4586 | 1.7635 | 0.69217 | 8066.5 |  | Efficient Exhaust Hood | 2.2733 | 1.3585 | 10553.4586 | 1.7635 | 0.69217 | 8066.5
[23 empty] | Efficient Exhaust Hood | 2.2733 | 1.3585 | 10553.4586 | 1.7635 | 0.69217 | 8066.5 |  | Efficient Exhaust Hood | 2.2733 | 1.3585 | 10553.4586 | 1.7635 | 0.69217 | 8066.5
[23 empty] | Efficient Exhaust Hood | 2.2733 | 1.3585 | 10553.4586 | 1.7635 | 0.69217 | 8066.5 |  | Efficient Exhaust Hood | 2.2733 | 1.3585 | 10553.4586 | 1.7635 | 0.69217 | 8066.5
[23 empty] | Efficient Exhaust Hood | 2.2733 | 1.3585 | 10553.4586 | 1.7635 | 0.69217 | 8066.5 |  | Efficient Exhaust Hood | 2.2733 | 1.3585 | 10553.4586 | 1.7635 | 0.69217 | 8066.5
[23 empty] | Efficient Exhaust Hood | 2.2733 | 1.3585 | 10553.4586 | 1.7635 | 0.69217 | 8066.5 |  | Efficient Exhaust Hood | 2.2733 | 1.3585 | 10553.4586 | 1.7635 | 0.69217 | 8066.5
[23 empty] | Efficient Exhaust Hood | 2.2733 | 1.3585 | 10553.4586 | 1.7635 | 0.69217 | 8066.5 |  | Efficient Exhaust Hood | 2.2733 | 1.3585 | 10553.4586 | 1.7635 | 0.69217 | 8066.5
[23 empty] | Efficient Exhaust Hood | 2.2733 | 1.3585 | 10553.4586 | 1.7635 | 0.69217 | 8066.5 |  | Efficient Exhaust Hood | 2.2733 | 1.3585 | 10553.4586 | 1.7635 | 0.69217 | 8066.5
[23 empty] | Efficient Exhaust Hood | 2.2733 | 1.3585 | 10553.4586 | 1.7635 | 0.69217 | 8066.5 |  | Efficient Exhaust Hood | 2.2733 | 1.3585 | 10553.4586 | 1.7635 | 0.69217 | 8066.5
[23 empty] | Efficient Exhaust Hood | 2.2733 | 1.3585 | 10553.4586 | 1.7635 | 0.69217 | 8066.5 |  | Efficient Exhaust Hood | 2.2733 | 1.3585 | 10553.4586 | 1.7635 | 0.69217 | 8066.5
[23 empty] | Efficient Exhaust Hood | 2.2733 | 1.3585 | 10553.4586 | 1.7635 | 0.69217 | 8066.5 |  | Efficient Exhaust Hood | 2.2733 | 1.3585 | 10553.4586 | 1.7635 | 0.69217 | 8066.5
[23 empty] | Efficient Exhaust Hood | 2.2733 | 1.3585 | 10553.4586 | 1.7635 | 0.69217 | 8066.5 |  | Efficient Exhaust Hood | 2.2733 | 1.3585 | 10553.4586 | 1.7635 | 0.69217 | 8066.5
[23 empty] | Efficient Exhaust Hood | 2.2733 | 1.3585 | 10553.4586 | 1.7635 | 0.69217 | 8066.5 |  | Efficient Exhaust Hood | 2.2733 | 1.3585 | 10553.4586 | 1.7635 | 0.69217 | 8066.5
[23 empty] | Efficient Exhaust Hood | 2.2733 | 1.3585 | 10553.4586 | 1.7635 | 0.69217 | 8066.5 |  | ENERGY STAR certified buildings program | 1.711 | 0.94923 | 194797.8356 | 12.4675 | 38.6543 | 74574.6947
[23 empty] | Efficient Exhaust Hood | 2.2733 | 1.3585 | 10553.4586 | 1.7635 | 0.69217 | 8066.5 |  | ENERGY STAR certified buildings program | 1.711 | 0.94923 | 194797.8356 | 12.4675 | 38.6543 | 74574.6947
[23 empty] | Efficient Exhaust Hood | 2.2733 | 1.3585 | 10553.4586 | 1.7635 | 0.69217 | 8066.5 |  | ENERGY STAR certified buildings program | 1.6678 | 1.2196 | 1331475.2245 | 283.4289 | 3.2562 | 672188.077
[23 empty] | Efficient Exhaust Hood | 2.2733 | 1.3585 | 10553.4586 | 1.7635 | 0.69217 | 8066.5 |  | ENERGY STAR certified buildings program | 1.6678 | 1.2196 | 1331475.2245 | 283.4289 | 3.2562 | 672188.077
[23 empty] | Efficient Exhaust Hood | 2.2733 | 1.3585 | 10553.4586 | 1.7635 | 0.69217 | 8066.5 |  | ENERGY STAR certified buildings program | 1.5658 | 0.94923 | 130808.5897 | 8.8849 | 27.5468 | 53145.4
[23 empty] | ENERGY STAR certified buildings program | 4.3308 | 0.98908 | 141899.0172 | 11.4107 | 22.1093 | 36958.0211 |  | ENERGY STAR certified buildings program | 1.5658 | 0.94923 | 130808.5897 | 8.8849 | 27.5468 | 53145.4
[23 empty] | ENERGY STAR certified buildings program | 1.5175 | 0.94924 | 155134.6922 | 10.785 | 33.4376 | 64510.3866 |  | ENERGY STAR certified buildings program | 1.5175 | 0.94924 | 155134.6922 | 10.785 | 33.4376 | 64510.3866
[23 empty] | ENERGY STAR certified buildings program | 1.6678 | 1.2196 | 1331475.2245 | 283.4289 | 3.2562 | 672188.077 |  | ENERGY STAR certified buildings program | 1.5175 | 0.94924 | 155134.6922 | 10.785 | 33.4376 | 64510.3866
[23 empty] | ENERGY STAR certified buildings program | 1.711 | 0.94923 | 194797.8356 | 12.4675 | 38.6543 | 74574.6947 |  | ENERGY STAR certified buildings program | 1.1685 | 0.94924 | 1320359.7112 | 118.8615 | 368.5175 | 710971.58
[23 empty] | ENERGY STAR certified buildings program | 1.1685 | 0.94924 | 1320359.7112 | 118.8615 | 368.5175 | 710971.58 |  | ENERGY STAR certified buildings program | 1.1685 | 0.94924 | 1320359.7112 | 118.8615 | 368.5175 | 710971.58
[23 empty] | ENERGY STAR certified buildings program | 1.5658 | 0.94923 | 130808.5897 | 8.8849 | 27.5468 | 53145.4 |  | Energy Star Commercial Glass Door Refrigerator | 2.1961 | 1.401 | 875.6997 | 0.13478 | 0.046356 | 922.8665
[23 empty] | ENERGY STAR certified buildings program | 4.1858 | 0.98907 | 146859.1113 | 11.89 | 23.038 | 38510.4852 |  | Energy Star Commercial Glass Door Refrigerator | 2.1961 | 1.401 | 875.6997 | 0.13478 | 0.046356 | 922.8665
[23 empty] | ENERGY STAR certified buildings program | 4.3308 | 0.98908 | 141899.0172 | 11.4107 | 22.1093 | 36958.0211 |  | Energy Star Commercial Glass Door Refrigerator | 2.1961 | 1.401 | 875.6997 | 0.13478 | 0.046356 | 922.8665
[23 empty] | ENERGY STAR certified buildings program | 1.5175 | 0.94924 | 155134.6922 | 10.785 | 33.4376 | 64510.3866 |  | Energy Star Commercial Glass Door Refrigerator | 2.1961 | 1.401 | 875.6997 | 0.13478 | 0.046356 | 922.8665
[23 empty] | ENERGY STAR certified buildings program | 1.6678 | 1.2196 | 1331475.2245 | 283.4289 | 3.2562 | 672188.077 |  | Energy Star Commercial Glass Door Refrigerator | 2.1961 | 1.401 | 875.6997 | 0.13478 | 0.046356 | 922.8665
[23 empty] | ENERGY STAR certified buildings program | 1.711 | 0.94923 | 194797.8356 | 12.4675 | 38.6543 | 74574.6947 |  | Energy Star Commercial Glass Door Refrigerator | 2.1961 | 1.401 | 875.6997 | 0.13478 | 0.046356 | 922.8665
[23 empty] | ENERGY STAR certified buildings program | 1.1685 | 0.94924 | 1320359.7112 | 118.8615 | 368.5175 | 710971.58 |  | Energy Star Commercial Glass Door Refrigerator | 2.1961 | 1.401 | 875.6997 | 0.13478 | 0.046356 | 922.8665
[23 empty] | ENERGY STAR certified buildings program | 1.5658 | 0.94923 | 130808.5897 | 8.8849 | 27.5468 | 53145.4 |  | Energy Star Commercial Glass Door Refrigerator | 2.1961 | 1.401 | 875.6997 | 0.13478 | 0.046356 | 922.8665
[23 empty] | ENERGY STAR certified buildings program | 4.1858 | 0.98907 | 146859.1113 | 11.89 | 23.038 | 38510.4852 |  | Energy Star Commercial Glass Door Refrigerator | 2.1961 | 1.401 | 875.6997 | 0.13478 | 0.046356 | 922.8665
[23 empty] | Energy Star Commercial Glass Door Refrigerator | 2.1961 | 1.401 | 875.6997 | 0.13478 | 0.046356 | 922.8665 |  | Energy Star Commercial Glass Door Refrigerator | 2.1961 | 1.401 | 875.6997 | 0.13478 | 0.046356 | 922.8665
[23 empty] | Energy Star Commercial Glass Door Refrigerator | 2.1719 | 1.4668 | 834.914 | 0.11965 | 0.10023 | 922.8665 |  | Energy Star Commercial Glass Door Refrigerator | 2.1961 | 1.401 | 875.6997 | 0.13478 | 0.046356 | 922.8665
[23 empty] | Energy Star Commercial Glass Door Refrigerator | 2.1961 | 1.401 | 875.6997 | 0.13478 | 0.046356 | 922.8665 |  | Energy Star Commercial Glass Door Refrigerator | 2.1961 | 1.401 | 875.6997 | 0.13478 | 0.046356 | 922.8665
[23 empty] | Energy Star Commercial Glass Door Refrigerator | 2.1719 | 1.4668 | 834.914 | 0.11965 | 0.10023 | 922.8665 |  | Energy Star Commercial Glass Door Refrigerator | 2.1961 | 1.401 | 875.6997 | 0.13478 | 0.046356 | 922.8665
[23 empty] | Energy Star Commercial Glass Door Refrigerator | 2.1719 | 1.4668 | 834.914 | 0.11965 | 0.10023 | 922.8665 |  | Energy Star Commercial Glass Door Refrigerator | 2.1961 | 1.401 | 875.6997 | 0.13478 | 0.046356 | 922.8665
[23 empty] | Energy Star Commercial Glass Door Refrigerator | 2.1961 | 1.401 | 875.6997 | 0.13478 | 0.046356 | 922.8665 |  | Energy Star Commercial Oven | 2.1678 | 1.3794 | 6153.0615 | 1.0341 | 0.54113 | 6368
[23 empty] | Energy Star Commercial Glass Door Refrigerator | 2.1719 | 1.4668 | 834.914 | 0.11965 | 0.10023 | 922.8665 |  | Energy Star Commercial Oven | 2.1678 | 1.3794 | 6153.0615 | 1.0341 | 0.54113 | 6368
[23 empty] | Energy Star Commercial Glass Door Refrigerator | 2.1961 | 1.401 | 875.6997 | 0.13478 | 0.046356 | 922.8665 |  | Energy Star Commercial Oven | 2.1678 | 1.3794 | 6153.0615 | 1.0341 | 0.54113 | 6368
[23 empty] | Energy Star Commercial Glass Door Refrigerator | 2.1961 | 1.401 | 875.6997 | 0.13478 | 0.046356 | 922.8665 |  | Energy Star Commercial Oven | 2.1678 | 1.3794 | 6153.0615 | 1.0341 | 0.54113 | 6368
[23 empty] | Energy Star Commercial Glass Door Refrigerator | 2.1719 | 1.4668 | 834.914 | 0.11965 | 0.10023 | 922.8665 |  | Energy Star Commercial Oven | 2.1678 | 1.3794 | 6153.0615 | 1.0341 | 0.54113 | 6368
[23 empty] | Energy Star Commercial Glass Door Refrigerator | 2.1961 | 1.401 | 875.6997 | 0.13478 | 0.046356 | 922.8665 |  | Energy Star Commercial Oven | 2.1678 | 1.3794 | 6153.0615 | 1.0341 | 0.54113 | 6368
[23 empty] | Energy Star Commercial Glass Door Refrigerator | 2.1719 | 1.4668 | 834.914 | 0.11965 | 0.10023 | 922.8665 |  | Energy Star Commercial Oven | 2.1678 | 1.3794 | 6153.0615 | 1.0341 | 0.54113 | 6368
[23 empty] | Energy Star Commercial Glass Door Refrigerator | 2.1961 | 1.401 | 875.6997 | 0.13478 | 0.046356 | 922.8665 |  | Energy Star Commercial Oven | 2.1678 | 1.3794 | 6153.0615 | 1.0341 | 0.54113 | 6368
[23 empty] | Energy Star Commercial Glass Door Refrigerator | 2.1961 | 1.401 | 875.6997 | 0.13478 | 0.046356 | 922.8665 |  | Energy Star Commercial Oven | 2.1678 | 1.3794 | 6153.0615 | 1.0341 | 0.54113 | 6368
[23 empty] | Energy Star Commercial Glass Door Refrigerator | 2.1719 | 1.4668 | 834.914 | 0.11965 | 0.10023 | 922.8665 |  | Energy Star Commercial Oven | 2.1678 | 1.3794 | 6153.0615 | 1.0341 | 0.54113 | 6368
[23 empty] | Energy Star Commercial Glass Door Refrigerator | 2.1961 | 1.401 | 875.6997 | 0.13478 | 0.046356 | 922.8665 |  | Energy Star Commercial Oven | 2.1678 | 1.3794 | 6153.0615 | 1.0341 | 0.54113 | 6368
[23 empty] | Energy Star Commercial Glass Door Refrigerator | 2.1719 | 1.4668 | 834.914 | 0.11965 | 0.10023 | 922.8665 |  | Energy Star Commercial Oven | 2.1678 | 1.3794 | 6153.0615 | 1.0341 | 0.54113 | 6368
[23 empty] | Energy Star Commercial Glass Door Refrigerator | 2.1719 | 1.4668 | 834.914 | 0.11965 | 0.10023 | 922.8665 |  | Energy Star Commercial Oven | 2.1678 | 1.3794 | 6153.0615 | 1.0341 | 0.54113 | 6368
[23 empty] | Energy Star Commercial Glass Door Refrigerator | 2.1961 | 1.401 | 875.6997 | 0.13478 | 0.046356 | 922.8665 |  | Energy Star Commercial Oven | 2.1678 | 1.3794 | 6153.0615 | 1.0341 | 0.54113 | 6368
[23 empty] | Energy Star Commercial Glass Door Refrigerator | 2.1719 | 1.4668 | 834.914 | 0.11965 | 0.10023 | 922.8665 |  | Energy Star Commercial Oven | 2.1678 | 1.3794 | 6153.0615 | 1.0341 | 0.54113 | 6368
[23 empty] | Energy Star Commercial Glass Door Refrigerator | 2.1961 | 1.401 | 875.6997 | 0.13478 | 0.046356 | 922.8665 |  | Energy Star Commercial Oven | 2.1678 | 1.3794 | 6153.0615 | 1.0341 | 0.54113 | 6368
[23 empty] | Energy Star Commercial Glass Door Refrigerator | 2.1961 | 1.401 | 875.6997 | 0.13478 | 0.046356 | 922.8665 |  | Energy Star Commercial Oven | 2.1678 | 1.3794 | 6153.0615 | 1.0341 | 0.54113 | 6368
[23 empty] | Energy Star Commercial Glass Door Refrigerator | 2.1719 | 1.4668 | 834.914 | 0.11965 | 0.10023 | 922.8665 |  | Energy Star Commercial Oven | 2.1678 | 1.3794 | 6153.0615 | 1.0341 | 0.54113 | 6368
[23 empty] | Energy Star Commercial Glass Door Refrigerator | 2.1961 | 1.401 | 875.6997 | 0.13478 | 0.046356 | 922.8665 |  | Energy Star Commercial Oven | 2.1678 | 1.3794 | 6153.0615 | 1.0341 | 0.54113 | 6368
[23 empty] | Energy Star Commercial Glass Door Refrigerator | 2.1719 | 1.4668 | 834.914 | 0.11965 | 0.10023 | 922.8665 |  | Energy Star Commercial Oven | 2.1678 | 1.3794 | 6153.0615 | 1.0341 | 0.54113 | 6368
[23 empty] | Energy Star Commercial Glass Door Refrigerator | 2.1961 | 1.401 | 875.6997 | 0.13478 | 0.046356 | 922.8665 |  | Energy Star Commercial Oven | 2.1678 | 1.3794 | 6153.0615 | 1.0341 | 0.54113 | 6368
[23 empty] | Energy Star Commercial Oven | 2.1678 | 1.3794 | 6153.0615 | 1.0341 | 0.54113 | 6368 |  | Energy Star Commercial Oven | 2.1678 | 1.3794 | 6153.0615 | 1.0341 | 0.54113 | 6368
[23 empty] | Energy Star Commercial Oven | 2.1678 | 1.3794 | 6153.0615 | 1.0341 | 0.54113 | 6368 |  | Energy Star Commercial Oven | 2.1678 | 1.3794 | 6153.0615 | 1.0341 | 0.54113 | 6368
[23 empty] | Energy Star Commercial Oven | 2.1678 | 1.3794 | 6153.0615 | 1.0341 | 0.54113 | 6368 |  | Energy Star Commercial Oven | 2.1678 | 1.3794 | 6153.0615 | 1.0341 | 0.54113 | 6368
[23 empty] | Energy Star Commercial Oven | 2.1678 | 1.3794 | 6153.0615 | 1.0341 | 0.54113 | 6368 |  | Energy Star Commercial Oven | 2.1678 | 1.3794 | 6153.0615 | 1.0341 | 0.54113 | 6368
[23 empty] | Energy Star Commercial Oven | 2.1678 | 1.3794 | 6153.0615 | 1.0341 | 0.54113 | 6368 |  | Energy Star Commercial Oven | 2.1678 | 1.3794 | 6153.0615 | 1.0341 | 0.54113 | 6368
[23 empty] | Energy Star Commercial Oven | 2.1678 | 1.3794 | 6153.0615 | 1.0341 | 0.54113 | 6368 |  | Energy Star Commercial Solid Door Refrigerator | 2.044 | 1.4002 | 776.9227 | 0.12695 | 0.056728 | 849.9239
[23 empty] | Energy Star Commercial Oven | 2.1678 | 1.3794 | 6153.0615 | 1.0341 | 0.54113 | 6368 |  | Energy Star Commercial Solid Door Refrigerator | 2.044 | 1.4002 | 776.9227 | 0.12695 | 0.056728 | 849.9239
[23 empty] | Energy Star Commercial Oven | 2.1678 | 1.3794 | 6153.0615 | 1.0341 | 0.54113 | 6368 |  | Energy Star Commercial Solid Door Refrigerator | 2.044 | 1.4002 | 776.9227 | 0.12695 | 0.056728 | 849.9239
[23 empty] | Energy Star Commercial Oven | 2.1678 | 1.3794 | 6153.0615 | 1.0341 | 0.54113 | 6368 |  | Energy Star Commercial Solid Door Refrigerator | 2.044 | 1.4002 | 776.9227 | 0.12695 | 0.056728 | 849.9239
[23 empty] | Energy Star Commercial Oven | 2.1678 | 1.3794 | 6153.0615 | 1.0341 | 0.54113 | 6368 |  | Energy Star Commercial Solid Door Refrigerator | 2.044 | 1.4002 | 776.9227 | 0.12695 | 0.056728 | 849.9239
[23 empty] | Energy Star Commercial Oven | 2.1678 | 1.3794 | 6153.0615 | 1.0341 | 0.54113 | 6368 |  | Energy Star Commercial Solid Door Refrigerator | 2.044 | 1.4002 | 776.9227 | 0.12695 | 0.056728 | 849.9239
[23 empty] | Energy Star Commercial Oven | 2.1678 | 1.3794 | 6153.0615 | 1.0341 | 0.54113 | 6368 |  | Energy Star Commercial Solid Door Refrigerator | 2.044 | 1.4002 | 776.9227 | 0.12695 | 0.056728 | 849.9239
[23 empty] | Energy Star Commercial Oven | 2.1678 | 1.3794 | 6153.0615 | 1.0341 | 0.54113 | 6368 |  | Energy Star Commercial Solid Door Refrigerator | 2.044 | 1.4002 | 776.9227 | 0.12695 | 0.056728 | 849.9239
[23 empty] | Energy Star Commercial Oven | 2.1678 | 1.3794 | 6153.0615 | 1.0341 | 0.54113 | 6368 |  | Energy Star Commercial Solid Door Refrigerator | 2.044 | 1.4002 | 776.9227 | 0.12695 | 0.056728 | 849.9239
[23 empty] | Energy Star Commercial Oven | 2.1678 | 1.3794 | 6153.0615 | 1.0341 | 0.54113 | 6368 |  | Energy Star Commercial Solid Door Refrigerator | 2.044 | 1.4002 | 776.9227 | 0.12695 | 0.056728 | 849.9239
[23 empty] | Energy Star Commercial Oven | 2.1678 | 1.3794 | 6153.0615 | 1.0341 | 0.54113 | 6368 |  | Energy Star Commercial Solid Door Refrigerator | 2.044 | 1.4002 | 776.9227 | 0.12695 | 0.056728 | 849.9239
[23 empty] | Energy Star Commercial Oven | 2.1678 | 1.3794 | 6153.0615 | 1.0341 | 0.54113 | 6368 |  | Energy Star Commercial Solid Door Refrigerator | 2.044 | 1.4002 | 776.9227 | 0.12695 | 0.056728 | 849.9239
[23 empty] | Energy Star Commercial Oven | 2.1678 | 1.3794 | 6153.0615 | 1.0341 | 0.54113 | 6368 |  | Energy Star Commercial Solid Door Refrigerator | 2.044 | 1.4002 | 776.9227 | 0.12695 | 0.056728 | 849.9239
[23 empty] | Energy Star Commercial Oven | 2.1678 | 1.3794 | 6153.0615 | 1.0341 | 0.54113 | 6368 |  | Energy Star Commercial Solid Door Refrigerator | 2.044 | 1.4002 | 776.9227 | 0.12695 | 0.056728 | 849.9239
[23 empty] | Energy Star Commercial Oven | 2.1678 | 1.3794 | 6153.0615 | 1.0341 | 0.54113 | 6368 |  | Energy Star Commercial Solid Door Refrigerator | 1.9999 | 1.4666 | 731.746 | 0.1102 | 0.092304 | 849.9239
[23 empty] | Energy Star Commercial Oven | 2.1678 | 1.3794 | 6153.0615 | 1.0341 | 0.54113 | 6368 |  | Energy Star Commercial Solid Door Refrigerator | 1.9999 | 1.4666 | 731.746 | 0.1102 | 0.092304 | 849.9239
[23 empty] | Energy Star Commercial Oven | 2.1678 | 1.3794 | 6153.0615 | 1.0341 | 0.54113 | 6368 |  | Energy Star Commercial Solid Door Refrigerator | 1.9999 | 1.4666 | 731.746 | 0.1102 | 0.092304 | 849.9239
[23 empty] | Energy Star Commercial Oven | 2.1678 | 1.3794 | 6153.0615 | 1.0341 | 0.54113 | 6368 |  | Energy Star Commercial Solid Door Refrigerator | 1.9999 | 1.4666 | 731.746 | 0.1102 | 0.092304 | 849.9239
[23 empty] | Energy Star Commercial Oven | 2.1678 | 1.3794 | 6153.0615 | 1.0341 | 0.54113 | 6368 |  | Energy Star Commercial Solid Door Refrigerator | 1.9999 | 1.4666 | 731.746 | 0.1102 | 0.092304 | 849.9239
[23 empty] | Energy Star Commercial Oven | 2.1678 | 1.3794 | 6153.0615 | 1.0341 | 0.54113 | 6368 |  | Energy Star Commercial Solid Door Refrigerator | 1.9999 | 1.4666 | 731.746 | 0.1102 | 0.092304 | 849.9239
[23 empty] | Energy Star Commercial Oven | 2.1678 | 1.3794 | 6153.0615 | 1.0341 | 0.54113 | 6368 |  | Energy Star Commercial Solid Door Refrigerator | 1.9999 | 1.4666 | 731.746 | 0.1102 | 0.092304 | 849.9239
[23 empty] | Energy Star Commercial Solid Door Freezer | 6.0195 | 1.4005 | 3241.216 | 0.37834 | 0.16907 | 2533.0469 |  | Energy Star Commercial Solid Door Refrigerator | 1.9999 | 1.4666 | 731.746 | 0.1102 | 0.092304 | 849.9239
[23 empty] | Energy Star Commercial Solid Door Freezer | 5.8887 | 1.4666 | 3106.5748 | 0.32842 | 0.27509 | 2533.0469 |  | Energy Star Commercial Solid Door Refrigerator | 1.9999 | 1.4666 | 731.746 | 0.1102 | 0.092304 | 849.9239
[23 empty] | Energy Star Commercial Solid Door Freezer | 6.0195 | 1.4005 | 3241.216 | 0.37834 | 0.16907 | 2533.0469 |  | Energy Star Commercial Solid Door Refrigerator | 1.9999 | 1.4666 | 731.746 | 0.1102 | 0.092304 | 849.9239
[23 empty] | Energy Star Commercial Solid Door Freezer | 5.8887 | 1.4666 | 3106.5748 | 0.32842 | 0.27509 | 2533.0469 |  | Energy Star Commercial Solid Door Refrigerator | 1.9999 | 1.4666 | 731.746 | 0.1102 | 0.092304 | 849.9239
[23 empty] | Energy Star Commercial Solid Door Freezer | 5.8887 | 1.4666 | 3106.5748 | 0.32842 | 0.27509 | 2533.0469 |  | Energy Star Commercial Solid Door Refrigerator | 1.9999 | 1.4666 | 731.746 | 0.1102 | 0.092304 | 849.9239
[23 empty] | Energy Star Commercial Solid Door Freezer | 6.0195 | 1.4005 | 3241.216 | 0.37834 | 0.16907 | 2533.0469 |  | Energy Star Uninterruptable Power Supply | 1.0555 | 1.4373 | 1.7043 | 0.00061097 | 0.00061097 | 5.3521
[23 empty] | Energy Star Commercial Solid Door Freezer | 5.8887 | 1.4666 | 3106.5748 | 0.32842 | 0.27509 | 2533.0469 |  | Energy Star Uninterruptable Power Supply | 1.0555 | 1.4373 | 1.7043 | 0.00061097 | 0.00061097 | 5.3521
[23 empty] | Energy Star Commercial Solid Door Freezer | 6.0195 | 1.4005 | 3241.216 | 0.37834 | 0.16907 | 2533.0469 |  | Energy Star Uninterruptable Power Supply | 1.0555 | 1.4373 | 1.7043 | 0.00061097 | 0.00061097 | 5.3521
[23 empty] | Energy Star Commercial Solid Door Freezer | 6.0195 | 1.4005 | 3241.216 | 0.37834 | 0.16907 | 2533.0469 |  | Energy Star Uninterruptable Power Supply | 1.0555 | 1.4373 | 1.7043 | 0.00061097 | 0.00061097 | 5.3521
[23 empty] | Energy Star Commercial Solid Door Freezer | 5.8887 | 1.4666 | 3106.5748 | 0.32842 | 0.27509 | 2533.0469 |  | Energy Star Uninterruptable Power Supply | 1.0555 | 1.4373 | 1.7043 | 0.00061097 | 0.00061097 | 5.3521
[23 empty] | Energy Star Commercial Solid Door Freezer | 6.0195 | 1.4005 | 3241.216 | 0.37834 | 0.16907 | 2533.0469 |  | Energy Star Uninterruptable Power Supply | 1.0555 | 1.4373 | 1.7043 | 0.00061097 | 0.00061097 | 5.3521
[23 empty] | Energy Star Commercial Solid Door Freezer | 5.8887 | 1.4666 | 3106.5748 | 0.32842 | 0.27509 | 2533.0469 |  | Energy Star Uninterruptable Power Supply | 1.0555 | 1.4373 | 1.7043 | 0.00061097 | 0.00061097 | 5.3521
[23 empty] | Energy Star Commercial Solid Door Freezer | 6.0195 | 1.4005 | 3241.216 | 0.37834 | 0.16907 | 2533.0469 |  | Energy Star Uninterruptable Power Supply | 1.0555 | 1.4373 | 1.7043 | 0.00061097 | 0.00061097 | 5.3521
[23 empty] | Energy Star Commercial Solid Door Freezer | 6.0195 | 1.4005 | 3241.216 | 0.37834 | 0.16907 | 2533.0469 |  | Energy Star Uninterruptable Power Supply | 1.0555 | 1.4373 | 1.7043 | 0.00061097 | 0.00061097 | 5.3521
[23 empty] | Energy Star Commercial Solid Door Freezer | 5.8887 | 1.4666 | 3106.5748 | 0.32842 | 0.27509 | 2533.0469 |  | Energy Star Uninterruptable Power Supply | 1.0555 | 1.4373 | 1.7043 | 0.00061097 | 0.00061097 | 5.3521
[23 empty] | Energy Star Commercial Solid Door Freezer | 6.0195 | 1.4005 | 3241.216 | 0.37834 | 0.16907 | 2533.0469 |  | Energy Star Uninterruptable Power Supply | 1.0555 | 1.4373 | 1.7043 | 0.00061097 | 0.00061097 | 5.3521
[23 empty] | Energy Star Commercial Solid Door Freezer | 5.8887 | 1.4666 | 3106.5748 | 0.32842 | 0.27509 | 2533.0469 |  | Energy Star Uninterruptable Power Supply | 1.0555 | 1.4373 | 1.7043 | 0.00061097 | 0.00061097 | 5.3521
[23 empty] | Energy Star Commercial Solid Door Freezer | 5.8887 | 1.4666 | 3106.5748 | 0.32842 | 0.27509 | 2533.0469 |  | Energy Star Uninterruptable Power Supply | 1.0555 | 1.4373 | 1.7043 | 0.00061097 | 0.00061097 | 5.3521
[23 empty] | Energy Star Commercial Solid Door Freezer | 6.0195 | 1.4005 | 3241.216 | 0.37834 | 0.16907 | 2533.0469 |  | Energy Star Uninterruptable Power Supply | 1.0555 | 1.4373 | 1.7043 | 0.00061097 | 0.00061097 | 5.3521
[23 empty] | Energy Star Commercial Solid Door Freezer | 5.8887 | 1.4666 | 3106.5748 | 0.32842 | 0.27509 | 2533.0469 |  | Energy Star Uninterruptable Power Supply | 1.0555 | 1.4373 | 1.7043 | 0.00061097 | 0.00061097 | 5.3521
[23 empty] | Energy Star Commercial Solid Door Freezer | 6.0195 | 1.4005 | 3241.216 | 0.37834 | 0.16907 | 2533.0469 |  | Energy Star Uninterruptable Power Supply | 1.0555 | 1.4373 | 1.7043 | 0.00061097 | 0.00061097 | 5.3521
[23 empty] | Energy Star Commercial Solid Door Freezer | 6.0195 | 1.4005 | 3241.216 | 0.37834 | 0.16907 | 2533.0469 |  | Energy Star Uninterruptable Power Supply | 1.0555 | 1.4373 | 1.7043 | 0.00061097 | 0.00061097 | 5.3521
[23 empty] | Energy Star Commercial Solid Door Freezer | 5.8887 | 1.4666 | 3106.5748 | 0.32842 | 0.27509 | 2533.0469 |  | Energy Star Uninterruptable Power Supply | 1.0555 | 1.4373 | 1.7043 | 0.00061097 | 0.00061097 | 5.3521
[23 empty] | Energy Star Commercial Solid Door Freezer | 6.0195 | 1.4005 | 3241.216 | 0.37834 | 0.16907 | 2533.0469 |  | Energy Star Uninterruptable Power Supply | 1.0555 | 1.4373 | 1.7043 | 0.00061097 | 0.00061097 | 5.3521
[23 empty] | Energy Star Commercial Solid Door Freezer | 5.8887 | 1.4666 | 3106.5748 | 0.32842 | 0.27509 | 2533.0469 |  | Energy Star Uninterruptable Power Supply | 1.0555 | 1.4373 | 1.7043 | 0.00061097 | 0.00061097 | 5.3521
[23 empty] | Energy Star Commercial Solid Door Freezer | 6.0195 | 1.4005 | 3241.216 | 0.37834 | 0.16907 | 2533.0469 |  | Energy Star Uninterruptable Power Supply | 1.0555 | 1.4373 | 1.7043 | 0.00061097 | 0.00061097 | 5.3521
[23 empty] | Energy Star Commercial Solid Door Refrigerator | 2.044 | 1.4002 | 776.9227 | 0.12695 | 0.056728 | 849.9239 |  | Energy Star Uninterruptable Power Supply | 1.0555 | 1.4373 | 1.7043 | 0.00061097 | 0.00061097 | 5.3521
[23 empty] | Energy Star Commercial Solid Door Refrigerator | 1.9999 | 1.4666 | 731.746 | 0.1102 | 0.092304 | 849.9239 |  | Energy Star Uninterruptable Power Supply | 1.0555 | 1.4373 | 1.7043 | 0.00061097 | 0.00061097 | 5.3521
[23 empty] | Energy Star Commercial Solid Door Refrigerator | 2.044 | 1.4002 | 776.9227 | 0.12695 | 0.056728 | 849.9239 |  | Energy Star Uninterruptable Power Supply | 1.0555 | 1.4373 | 1.7043 | 0.00061097 | 0.00061097 | 5.3521
[23 empty] | Energy Star Commercial Solid Door Refrigerator | 1.9999 | 1.4666 | 731.746 | 0.1102 | 0.092304 | 849.9239 |  | Energy Star Uninterruptable Power Supply | 1.0555 | 1.4373 | 1.7043 | 0.00061097 | 0.00061097 | 5.3521
[23 empty] | Energy Star Commercial Solid Door Refrigerator | 1.9999 | 1.4666 | 731.746 | 0.1102 | 0.092304 | 849.9239 |  | Energy Star Uninterruptable Power Supply | 1.0555 | 1.4373 | 1.7043 | 0.00061097 | 0.00061097 | 5.3521
[23 empty] | Energy Star Commercial Solid Door Refrigerator | 2.044 | 1.4002 | 776.9227 | 0.12695 | 0.056728 | 849.9239 |  | Facility Commissioning | 1.0115 | 1.2069 | 5879.2791 | 3.3572 | 0.33698 | 15623.633
[23 empty] | Energy Star Commercial Solid Door Refrigerator | 1.9999 | 1.4666 | 731.746 | 0.1102 | 0.092304 | 849.9239 |  | Facility Energy Management System | 2.8701 | 1.3494 | 91958.7791 | 13.3506 | 1.148 | 63697.3454
[23 empty] | Energy Star Commercial Solid Door Refrigerator | 2.044 | 1.4002 | 776.9227 | 0.12695 | 0.056728 | 849.9239 |  | Facility Energy Management System | 2.8701 | 1.3494 | 91958.7791 | 13.3506 | 1.148 | 63697.3454
[23 empty] | Energy Star Commercial Solid Door Refrigerator | 2.044 | 1.4002 | 776.9227 | 0.12695 | 0.056728 | 849.9239 |  | Facility Energy Management System | 2.7816 | 1.3494 | 110289.6556 | 16.2055 | 1.3935 | 77318.837
[23 empty] | Energy Star Commercial Solid Door Refrigerator | 1.9999 | 1.4666 | 731.746 | 0.1102 | 0.092304 | 849.9239 |  | Facility Energy Management System | 2.7816 | 1.3494 | 110289.6556 | 16.2055 | 1.3935 | 77318.837
[23 empty] | Energy Star Commercial Solid Door Refrigerator | 2.044 | 1.4002 | 776.9227 | 0.12695 | 0.056728 | 849.9239 |  | Facility Energy Management System | 2.5972 | 1.5201 | 990150.5697 | 119.2704 | 103.029 | 805650.1165
[23 empty] | Energy Star Commercial Solid Door Refrigerator | 1.9999 | 1.4666 | 731.746 | 0.1102 | 0.092304 | 849.9239 |  | Facility Energy Management System | 2.5972 | 1.5201 | 990150.5697 | 119.2704 | 103.029 | 805650.1165
[23 empty] | Energy Star Commercial Solid Door Refrigerator | 2.044 | 1.4002 | 776.9227 | 0.12695 | 0.056728 | 849.9239 |  | Facility Energy Management System | 2.1366 | 1.3494 | 1071511.6859 | 178.6019 | 15.3582 | 852134.0156
[23 empty] | Energy Star Commercial Solid Door Refrigerator | 2.044 | 1.4002 | 776.9227 | 0.12695 | 0.056728 | 849.9239 |  | Facility Energy Management System | 2.1366 | 1.3494 | 1071511.6859 | 178.6019 | 15.3582 | 852134.0156
[23 empty] | Energy Star Commercial Solid Door Refrigerator | 1.9999 | 1.4666 | 731.746 | 0.1102 | 0.092304 | 849.9239 |  | Facility Energy Management System | 1.7376 | 1.3069 | 84994.186 | 19.134 | 8.7976 | 73321.6996
[23 empty] | Energy Star Commercial Solid Door Refrigerator | 2.044 | 1.4002 | 776.9227 | 0.12695 | 0.056728 | 849.9239 |  | Facility Energy Management System | 1.7376 | 1.3069 | 84994.186 | 19.134 | 8.7976 | 73321.6996
[23 empty] | Energy Star Commercial Solid Door Refrigerator | 1.9999 | 1.4666 | 731.746 | 0.1102 | 0.092304 | 849.9239 |  | Facility Energy Management System | 1.4113 | 1.3069 | 18747.0641 | 5.261 | 2.419 | 20160.1173
[23 empty] | Energy Star Commercial Solid Door Refrigerator | 1.9999 | 1.4666 | 731.746 | 0.1102 | 0.092304 | 849.9239 |  | Facility Energy Management System | 1.4113 | 1.3069 | 18747.0641 | 5.261 | 2.419 | 20160.1173
[23 empty] | Energy Star Commercial Solid Door Refrigerator | 2.044 | 1.4002 | 776.9227 | 0.12695 | 0.056728 | 849.9239 |  | Facility Energy Management System | 1.0475 | 1.3494 | 37654.0767 | 15.7908 | 1.3579 | 75340.2418
[23 empty] | Energy Star Commercial Solid Door Refrigerator | 1.9999 | 1.4666 | 731.746 | 0.1102 | 0.092304 | 849.9239 |  | Facility Energy Management System | 1.0475 | 1.3494 | 37654.0767 | 15.7908 | 1.3579 | 75340.2418
[23 empty] | Energy Star Commercial Solid Door Refrigerator | 2.044 | 1.4002 | 776.9227 | 0.12695 | 0.056728 | 849.9239 |  | Heat Pump Water Heater | 1.4707 | 1.3131 | 2713.8471 | 0.74275 | 0.49402 | 4395.1625
[23 empty] | Energy Star Commercial Solid Door Refrigerator | 2.044 | 1.4002 | 776.9227 | 0.12695 | 0.056728 | 849.9239 |  | Heat Pump Water Heater | 1.4707 | 1.3131 | 2713.8471 | 0.74275 | 0.49402 | 4395.1625
[23 empty] | Energy Star Commercial Solid Door Refrigerator | 1.9999 | 1.4666 | 731.746 | 0.1102 | 0.092304 | 849.9239 |  | High Bay Fluorescent (T5) | 2.6002 | 1.456 | 622.0994 | 0.088136 | 0.086472 | 476.593
[23 empty] | Energy Star Commercial Solid Door Refrigerator | 2.044 | 1.4002 | 776.9227 | 0.12695 | 0.056728 | 849.9239 |  | High Bay Fluorescent (T5) | 2.6002 | 1.456 | 622.0994 | 0.088136 | 0.086472 | 476.593
[23 empty] | Energy Star Commercial Solid Door Refrigerator | 1.9999 | 1.4666 | 731.746 | 0.1102 | 0.092304 | 849.9239 |  | High Bay LED | 2.4876 | 1.4562 | 868.0169 | 0.12561 | 0.12324 | 679.233
[23 empty] | Energy Star Commercial Solid Door Refrigerator | 2.044 | 1.4002 | 776.9227 | 0.12695 | 0.056728 | 849.9239 |  | High Bay LED | 2.4876 | 1.4562 | 868.0169 | 0.12561 | 0.12324 | 679.233
[23 empty] | Energy Star Servers | 1.5132 | 1.1092 | 265.9748 | 0.16919 | 0.11767 | 1136.6997 |  | High Bay LED | 2.4449 | 1.4564 | 845.6366 | 0.12344 | 0.12111 | 667.4977
[23 empty] | Energy Star Servers | 1.5132 | 1.1092 | 265.9748 | 0.16919 | 0.11767 | 1136.6997 |  | High Bay LED | 2.4449 | 1.4564 | 845.6366 | 0.12344 | 0.12111 | 667.4977
[23 empty] | Energy Star Servers | 1.5132 | 1.1092 | 265.9748 | 0.16919 | 0.11767 | 1136.6997 |  | High Bay LED | 2.4105 | 1.4562 | 827.8866 | 0.12172 | 0.11942 | 658.1903
[23 empty] | Energy Star Servers | 1.5132 | 1.1092 | 265.9748 | 0.16919 | 0.11767 | 1136.6997 |  | High Bay LED | 2.4105 | 1.4562 | 827.8866 | 0.12172 | 0.11942 | 658.1903
[23 empty] | Energy Star Servers | 1.5132 | 1.1092 | 265.9748 | 0.16919 | 0.11767 | 1136.6997 |  | High Bay LED | 2.1311 | 1.4562 | 682.4143 | 0.10761 | 0.10558 | 581.9107
[23 empty] | Energy Star Servers | 1.5132 | 1.1092 | 265.9748 | 0.16919 | 0.11767 | 1136.6997 |  | High Bay LED | 2.1311 | 1.4562 | 682.4143 | 0.10761 | 0.10558 | 581.9107
[23 empty] | Energy Star Servers | 1.5132 | 1.1092 | 265.9748 | 0.16919 | 0.11767 | 1136.6997 |  | High Bay LED | 1.7626 | 1.456 | 490.6377 | 0.089016 | 0.087335 | 481.351
[23 empty] | Energy Star Servers | 1.5132 | 1.1092 | 265.9748 | 0.16919 | 0.11767 | 1136.6997 |  | High Bay LED | 1.7626 | 1.456 | 490.6377 | 0.089016 | 0.087335 | 481.351
[23 empty] | Energy Star Servers | 1.5132 | 1.1092 | 265.9748 | 0.16919 | 0.11767 | 1136.6997 |  | High Efficiency Chiller (Air Cooled, 50 tons) | 3.4999 | 1.4184 | 59434.4984 | 8.037 | 8.1562 | 28238.2483
[23 empty] | Energy Star Servers | 1.5132 | 1.1092 | 265.9748 | 0.16919 | 0.11767 | 1136.6997 |  | High Efficiency Chiller (Air Cooled, 50 tons) | 3.4999 | 1.4184 | 59434.4984 | 8.037 | 8.1562 | 28238.2483
[23 empty] | Energy Star Servers | 1.5132 | 1.1092 | 265.9748 | 0.16919 | 0.11767 | 1136.6997 |  | High Efficiency Chiller (Air Cooled, 50 tons) | 3.3153 | 1.4184 | 55271.1333 | 7.6131 | 7.726 | 26748.8892
[23 empty] | Energy Star Servers | 1.5132 | 1.1092 | 265.9748 | 0.16919 | 0.11767 | 1136.6997 |  | High Efficiency Chiller (Air Cooled, 50 tons) | 3.3153 | 1.4184 | 55271.1333 | 7.6131 | 7.726 | 26748.8892
[23 empty] | Energy Star Servers | 1.5132 | 1.1092 | 265.9748 | 0.16919 | 0.11767 | 1136.6997 |  | High Efficiency Chiller (Air Cooled, 50 tons) | 2.6569 | 1.4184 | 40421.7978 | 6.1012 | 6.1917 | 21436.8418
[23 empty] | Energy Star Servers | 1.5132 | 1.1092 | 265.9748 | 0.16919 | 0.11767 | 1136.6997 |  | High Efficiency Chiller (Air Cooled, 50 tons) | 2.6569 | 1.4184 | 40421.7978 | 6.1012 | 6.1917 | 21436.8418
[23 empty] | Energy Star Servers | 1.5132 | 1.1092 | 265.9748 | 0.16919 | 0.11767 | 1136.6997 |  | High Efficiency Chiller (Air Cooled, 50 tons) | 2.6065 | 1.4184 | 39283.8113 | 5.9854 | 6.0742 | 21029.7503
[23 empty] | Energy Star Servers | 1.5132 | 1.1092 | 265.9748 | 0.16919 | 0.11767 | 1136.6997 |  | High Efficiency Chiller (Air Cooled, 50 tons) | 2.6065 | 1.4184 | 39283.8113 | 5.9854 | 6.0742 | 21029.7503
[23 empty] | Energy Star Servers | 1.5132 | 1.1092 | 265.9748 | 0.16919 | 0.11767 | 1136.6997 |  | High Efficiency Chiller (Air Cooled, 50 tons) | 2.0428 | 1.4184 | 26571.6698 | 4.6911 | 4.7607 | 16482.2406
[23 empty] | Energy Star Servers | 1.5132 | 1.1092 | 265.9748 | 0.16919 | 0.11767 | 1136.6997 |  | High Efficiency Chiller (Air Cooled, 50 tons) | 2.0428 | 1.4184 | 26571.6698 | 4.6911 | 4.7607 | 16482.2406
[23 empty] | Energy Star Servers | 1.5132 | 1.1092 | 265.9748 | 0.16919 | 0.11767 | 1136.6997 |  | High Efficiency Chiller (Air Cooled, 50 tons) | 1.8103 | 1.4184 | 21325.8298 | 4.157 | 4.2186 | 14605.6481
[23 empty] | Energy Star Servers | 1.5132 | 1.1092 | 265.9748 | 0.16919 | 0.11767 | 1136.6997 |  | High Efficiency Chiller (Air Cooled, 50 tons) | 1.8103 | 1.4184 | 21325.8298 | 4.157 | 4.2186 | 14605.6481
[23 empty] | Energy Star Servers | 1.5132 | 1.1092 | 265.9748 | 0.16919 | 0.11767 | 1136.6997 |  | High Efficiency Chiller (Air Cooled, 50 tons) | 1.7844 | 1.4184 | 20742.9587 | 4.0976 | 4.1584 | 14397.1378
[23 empty] | Energy Star Servers | 1.5132 | 1.1092 | 265.9748 | 0.16919 | 0.11767 | 1136.6997 |  | High Efficiency Chiller (Air Cooled, 50 tons) | 1.7844 | 1.4184 | 20742.9587 | 4.0976 | 4.1584 | 14397.1378
[23 empty] | Energy Star Servers | 1.5132 | 1.1092 | 265.9748 | 0.16919 | 0.11767 | 1136.6997 |  | High Efficiency Chiller (Air Cooled, 50 tons) | 1.7758 | 1.4184 | 20548.6683 | 4.0778 | 4.1383 | 14327.6344
[23 empty] | Energy Star Servers | 1.5132 | 1.1092 | 265.9748 | 0.16919 | 0.11767 | 1136.6997 |  | High Efficiency Chiller (Air Cooled, 50 tons) | 1.7758 | 1.4184 | 20548.6683 | 4.0778 | 4.1383 | 14327.6344
[23 empty] | Energy Star Servers | 1.5132 | 1.1092 | 265.9748 | 0.16919 | 0.11767 | 1136.6997 |  | High Efficiency Chiller (Air Cooled, 50 tons) | 1.6084 | 1.4184 | 16773.884 | 3.6935 | 3.7483 | 12977.2822
[23 empty] | Energy Star Servers | 1.5132 | 1.1092 | 265.9748 | 0.16919 | 0.11767 | 1136.6997 |  | High Efficiency Chiller (Air Cooled, 50 tons) | 1.6084 | 1.4184 | 16773.884 | 3.6935 | 3.7483 | 12977.2822
[23 empty] | Energy Star Steamer | 4.7676 | 1.4137 | 12193.442 | 1.4645 | 0.85037 | 9967 |  | High Efficiency Chiller (Water cooled-centrifugal, 200 tons) | 3.327 | 1.2337 | 84506.3855 | 13.7503 | 0.59559 | 34925.2223
[23 empty] | Energy Star Steamer | 4.7676 | 1.4137 | 12193.442 | 1.4645 | 0.85037 | 9967 |  | High Efficiency Chiller (Water cooled-centrifugal, 200 tons) | 3.327 | 1.2337 | 84506.3855 | 13.7503 | 0.59559 | 34925.2223
[23 empty] | Energy Star Steamer | 4.7676 | 1.4137 | 12193.442 | 1.4645 | 0.85037 | 9967 |  | High Efficiency Chiller (Water cooled-centrifugal, 200 tons) | 3.1515 | 1.2337 | 78607.1928 | 13.0251 | 0.56417 | 33083.1747
[23 empty] | Energy Star Steamer | 4.7676 | 1.4137 | 12193.442 | 1.4645 | 0.85037 | 9967 |  | High Efficiency Chiller (Water cooled-centrifugal, 200 tons) | 3.1515 | 1.2337 | 78607.1928 | 13.0251 | 0.56417 | 33083.1747
[23 empty] | Energy Star Steamer | 4.7676 | 1.4137 | 12193.442 | 1.4645 | 0.85037 | 9967 |  | High Efficiency Chiller (Water cooled-centrifugal, 200 tons) | 2.5257 | 1.2337 | 57566.7392 | 10.4385 | 0.45213 | 26513.205
[23 empty] | Energy Star Steamer | 4.7676 | 1.4137 | 12193.442 | 1.4645 | 0.85037 | 9967 |  | High Efficiency Chiller (Water cooled-centrifugal, 200 tons) | 2.5257 | 1.2337 | 57566.7392 | 10.4385 | 0.45213 | 26513.205
[23 empty] | Energy Star Steamer | 4.7676 | 1.4137 | 12193.442 | 1.4645 | 0.85037 | 9967 |  | High Efficiency Chiller (Water cooled-centrifugal, 200 tons) | 2.4777 | 1.2337 | 55954.2932 | 10.2402 | 0.44355 | 26009.712
[23 empty] | Energy Star Steamer | 4.7676 | 1.4137 | 12193.442 | 1.4645 | 0.85037 | 9967 |  | High Efficiency Chiller (Water cooled-centrifugal, 200 tons) | 2.4777 | 1.2337 | 55954.2932 | 10.2402 | 0.44355 | 26009.712
[23 empty] | Energy Star Steamer | 4.7676 | 1.4137 | 12193.442 | 1.4645 | 0.85037 | 9967 |  | High Efficiency Chiller (Water cooled-centrifugal, 200 tons) | 1.9419 | 1.2337 | 37942.0917 | 8.0259 | 0.34763 | 20385.3267
[23 empty] | Energy Star Steamer | 4.7676 | 1.4137 | 12193.442 | 1.4645 | 0.85037 | 9967 |  | High Efficiency Chiller (Water cooled-centrifugal, 200 tons) | 1.9419 | 1.2337 | 37942.0917 | 8.0259 | 0.34763 | 20385.3267
[23 empty] | Energy Star Steamer | 4.7676 | 1.4137 | 12193.442 | 1.4645 | 0.85037 | 9967 |  | High Efficiency Chiller (Water cooled-centrifugal, 200 tons) | 1.7208 | 1.2337 | 30509.109 | 7.1121 | 0.30805 | 18064.3467
[23 empty] | Energy Star Steamer | 4.7676 | 1.4137 | 12193.442 | 1.4645 | 0.85037 | 9967 |  | High Efficiency Chiller (Water cooled-centrifugal, 200 tons) | 1.7208 | 1.2337 | 30509.109 | 7.1121 | 0.30805 | 18064.3467
[23 empty] | Energy Star Steamer | 4.7676 | 1.4137 | 12193.442 | 1.4645 | 0.85037 | 9967 |  | High Efficiency Chiller (Water cooled-centrifugal, 200 tons) | 1.6962 | 1.2337 | 29683.222 | 7.0105 | 0.30366 | 17806.4601
[23 empty] | Energy Star Steamer | 4.7676 | 1.4137 | 12193.442 | 1.4645 | 0.85037 | 9967 |  | High Efficiency Chiller (Water cooled-centrifugal, 200 tons) | 1.6962 | 1.2337 | 29683.222 | 7.0105 | 0.30366 | 17806.4601
[23 empty] | Energy Star Steamer | 4.7676 | 1.4137 | 12193.442 | 1.4645 | 0.85037 | 9967 |  | High Efficiency Chiller (Water cooled-centrifugal, 200 tons) | 1.6881 | 1.2337 | 29407.9264 | 6.9767 | 0.30219 | 17720.4978
[23 empty] | Energy Star Steamer | 4.7676 | 1.4137 | 12193.442 | 1.4645 | 0.85037 | 9967 |  | High Efficiency Chiller (Water cooled-centrifugal, 200 tons) | 1.6881 | 1.2337 | 29407.9264 | 6.9767 | 0.30219 | 17720.4978
[23 empty] | Energy Star Steamer | 4.7676 | 1.4137 | 12193.442 | 1.4645 | 0.85037 | 9967 |  | High Efficiency Chiller (Water cooled-centrifugal, 200 tons) | 1.529 | 1.2337 | 24059.3251 | 6.3192 | 0.27371 | 16050.3747
[23 empty] | Energy Star Steamer | 4.7676 | 1.4137 | 12193.442 | 1.4645 | 0.85037 | 9967 |  | High Efficiency Chiller (Water cooled-centrifugal, 200 tons) | 1.529 | 1.2337 | 24059.3251 | 6.3192 | 0.27371 | 16050.3747
[23 empty] | Energy Star Steamer | 4.7676 | 1.4137 | 12193.442 | 1.4645 | 0.85037 | 9967 |  | High Efficiency Chiller (Water cooled-positive displacement, 100 tons) | 1.9354 | 1.2337 | 20576.4649 | 4.3631 | 0.18898 | 11082.0417
[23 empty] | Energy Star Steamer | 4.7676 | 1.4137 | 12193.442 | 1.4645 | 0.85037 | 9967 |  | High Efficiency Chiller (Water cooled-positive displacement, 100 tons) | 1.9354 | 1.2337 | 20576.4649 | 4.3631 | 0.18898 | 11082.0417
[23 empty] | Energy Star Steamer | 4.7676 | 1.4137 | 12193.442 | 1.4645 | 0.85037 | 9967 |  | High Efficiency Chiller (Water cooled-positive displacement, 100 tons) | 1.8333 | 1.2337 | 18704.6057 | 4.133 | 0.17902 | 10497.5458
[23 empty] | Energy Star Steamer | 4.7676 | 1.4137 | 12193.442 | 1.4645 | 0.85037 | 9967 |  | High Efficiency Chiller (Water cooled-positive displacement, 100 tons) | 1.8333 | 1.2337 | 18704.6057 | 4.133 | 0.17902 | 10497.5458
[23 empty] | Energy Star Steamer | 4.7676 | 1.4137 | 12193.442 | 1.4645 | 0.85037 | 9967 |  | High Efficiency Chiller (Water cooled-positive displacement, 100 tons) | 1.4692 | 1.2337 | 12028.3079 | 3.3122 | 0.14347 | 8412.8439
[23 empty] | Energy Star Steamer | 4.7676 | 1.4137 | 12193.442 | 1.4645 | 0.85037 | 9967 |  | High Efficiency Chiller (Water cooled-positive displacement, 100 tons) | 1.4692 | 1.2337 | 12028.3079 | 3.3122 | 0.14347 | 8412.8439
[23 empty] | Energy Star Steamer | 4.7676 | 1.4137 | 12193.442 | 1.4645 | 0.85037 | 9967 |  | High Efficiency Chiller (Water cooled-positive displacement, 100 tons) | 1.4413 | 1.2337 | 11516.6664 | 3.2493 | 0.14074 | 8253.0817
[23 empty] | Energy Star Steamer | 4.7676 | 1.4137 | 12193.442 | 1.4645 | 0.85037 | 9967 |  | High Efficiency Chiller (Water cooled-positive displacement, 100 tons) | 1.4413 | 1.2337 | 11516.6664 | 3.2493 | 0.14074 | 8253.0817
[23 empty] | Energy Star Uninterruptable Power Supply | 1.0555 | 1.4373 | 1.7043 | 0.00061097 | 0.00061097 | 5.3521 |  | High Efficiency Chiller (Water cooled-positive displacement, 100 tons) | 1.1296 | 1.2337 | 5801.2563 | 2.5467 | 0.11031 | 6468.421
[23 empty] | Energy Star Uninterruptable Power Supply | 1.0555 | 1.4373 | 1.7043 | 0.00061097 | 0.00061097 | 5.3521 |  | High Efficiency Chiller (Water cooled-positive displacement, 100 tons) | 1.1296 | 1.2337 | 5801.2563 | 2.5467 | 0.11031 | 6468.421
[23 empty] | Energy Star Uninterruptable Power Supply | 1.0555 | 1.4373 | 1.7043 | 0.00061097 | 0.00061097 | 5.3521 |  | High Efficiency Chiller (Water cooled-positive displacement, 100 tons) | 1.0011 | 1.2337 | 3442.7138 | 2.2567 | 0.097748 | 5731.9562
[23 empty] | Energy Star Uninterruptable Power Supply | 1.0555 | 1.4373 | 1.7043 | 0.00061097 | 0.00061097 | 5.3521 |  | High Efficiency Chiller (Water cooled-positive displacement, 100 tons) | 1.0011 | 1.2337 | 3442.7138 | 2.2567 | 0.097748 | 5731.9562
[23 empty] | Energy Star Uninterruptable Power Supply | 1.0555 | 1.4373 | 1.7043 | 0.00061097 | 0.00061097 | 5.3521 |  | High Efficiency PTAC | 2.683 | 1.0809 | 895.0317 | 0.21483 | 0 | 431.8047
[23 empty] | Energy Star Uninterruptable Power Supply | 1.0555 | 1.4373 | 1.7043 | 0.00061097 | 0.00061097 | 5.3521 |  | High Efficiency PTAC | 2.683 | 1.0809 | 895.0317 | 0.21483 | 0 | 431.8047
[23 empty] | Energy Star Uninterruptable Power Supply | 1.0555 | 1.4373 | 1.7043 | 0.00061097 | 0.00061097 | 5.3521 |  | High Efficiency PTAC | 2.6235 | 1.0809 | 867.1888 | 0.21007 | 0 | 422.2356
[23 empty] | Energy Star Uninterruptable Power Supply | 1.0555 | 1.4373 | 1.7043 | 0.00061097 | 0.00061097 | 5.3521 |  | High Efficiency PTAC | 2.6235 | 1.0809 | 867.1888 | 0.21007 | 0 | 422.2356
[23 empty] | Energy Star Uninterruptable Power Supply | 1.0555 | 1.4373 | 1.7043 | 0.00061097 | 0.00061097 | 5.3521 |  | High Efficiency PTAC | 2.4687 | 1.1293 | 791.9916 | 0.18074 | 0 | 436.5892
[23 empty] | Energy Star Uninterruptable Power Supply | 1.0555 | 1.4373 | 1.7043 | 0.00061097 | 0.00061097 | 5.3521 |  | High Efficiency PTAC | 2.4687 | 1.1293 | 791.9916 | 0.18074 | 0 | 436.5892
[23 empty] | Energy Star Uninterruptable Power Supply | 1.0555 | 1.4373 | 1.7043 | 0.00061097 | 0.00061097 | 5.3521 |  | High Efficiency PTAC | 1.1782 | 1.0811 | 190.2593 | 0.094322 | 0 | 189.5874
[23 empty] | Energy Star Uninterruptable Power Supply | 1.0555 | 1.4373 | 1.7043 | 0.00061097 | 0.00061097 | 5.3521 |  | High Efficiency PTAC | 1.1782 | 1.0811 | 190.2593 | 0.094322 | 0 | 189.5874
[23 empty] | Energy Star Uninterruptable Power Supply | 1.0555 | 1.4373 | 1.7043 | 0.00061097 | 0.00061097 | 5.3521 |  | High Efficiency PTHP | 2.776 | 1.0808 | 938.7313 | 0.22227 | 8.1383e-05 | 446.895
[23 empty] | Energy Star Uninterruptable Power Supply | 1.0555 | 1.4373 | 1.7043 | 0.00061097 | 0.00061097 | 5.3521 |  | High Efficiency PTHP | 2.776 | 1.0808 | 938.7313 | 0.22227 | 8.1383e-05 | 446.895
[23 empty] | Energy Star Uninterruptable Power Supply | 1.0555 | 1.4373 | 1.7043 | 0.00061097 | 0.00061097 | 5.3521 |  | High Efficiency PTHP | 2.7412 | 1.0805 | 922.8388 | 0.21955 | 8.0388e-05 | 441.4321
[23 empty] | Energy Star Uninterruptable Power Supply | 1.0555 | 1.4373 | 1.7043 | 0.00061097 | 0.00061097 | 5.3521 |  | High Efficiency PTHP | 2.7412 | 1.0805 | 922.8388 | 0.21955 | 8.0388e-05 | 441.4321
[23 empty] | Energy Star Uninterruptable Power Supply | 1.0555 | 1.4373 | 1.7043 | 0.00061097 | 0.00061097 | 5.3521 |  | High Efficiency PTHP | 2.6703 | 1.0809 | 889.2488 | 0.21381 | 7.8285e-05 | 429.886
[23 empty] | Energy Star Uninterruptable Power Supply | 1.0555 | 1.4373 | 1.7043 | 0.00061097 | 0.00061097 | 5.3521 |  | High Efficiency PTHP | 2.6703 | 1.0809 | 889.2488 | 0.21381 | 7.8285e-05 | 429.886
[23 empty] | Energy Star Uninterruptable Power Supply | 1.0555 | 1.4373 | 1.7043 | 0.00061097 | 0.00061097 | 5.3521 |  | High Efficiency PTHP | 1.2074 | 1.0806 | 204.2601 | 0.096704 | 3.5407e-05 | 194.4303
[23 empty] | Energy Star Uninterruptable Power Supply | 1.0555 | 1.4373 | 1.7043 | 0.00061097 | 0.00061097 | 5.3521 |  | High Efficiency PTHP | 1.2074 | 1.0806 | 204.2601 | 0.096704 | 3.5407e-05 | 194.4303
[23 empty] | Energy Star Uninterruptable Power Supply | 1.0555 | 1.4373 | 1.7043 | 0.00061097 | 0.00061097 | 5.3521 |  | Interior Lighting Controls | 1.0819 | 1.8228 | 214.3773 | 0 | 0 | 952.28
[23 empty] | Energy Star Uninterruptable Power Supply | 1.0555 | 1.4373 | 1.7043 | 0.00061097 | 0.00061097 | 5.3521 |  | Interior Lighting Controls | 1.0819 | 1.8228 | 214.3773 | 0 | 0 | 952.28
[23 empty] | Energy Star Uninterruptable Power Supply | 1.0555 | 1.4373 | 1.7043 | 0.00061097 | 0.00061097 | 5.3521 |  | LED Street Lights | 3.1138 | 2.3079 | 1917.7465 | 0 | 0 | 1691.1226
[23 empty] | Energy Star Uninterruptable Power Supply | 1.0555 | 1.4373 | 1.7043 | 0.00061097 | 0.00061097 | 5.3521 |  | LED Street Lights | 3.1138 | 2.3079 | 1917.7465 | 0 | 0 | 1691.1226
[23 empty] | Energy Star Uninterruptable Power Supply | 1.0555 | 1.4373 | 1.7043 | 0.00061097 | 0.00061097 | 5.3521 |  | LED Street Lights | 3.1138 | 2.3079 | 1917.7465 | 0 | 0 | 1691.1226
[23 empty] | Energy Star Uninterruptable Power Supply | 1.0555 | 1.4373 | 1.7043 | 0.00061097 | 0.00061097 | 5.3521 |  | LED Street Lights | 3.1138 | 2.3079 | 1917.7465 | 0 | 0 | 1691.1226
[23 empty] | ENERGY STAR Water Cooler | 2.2235 | 1.3261 | 459.8984 | 0.095219 | 0.095219 | 547.5 |  | LED Street Lights | 3.1138 | 2.3079 | 1917.7465 | 0 | 0 | 1691.1226
[23 empty] | ENERGY STAR Water Cooler | 2.2235 | 1.3261 | 459.8984 | 0.095219 | 0.095219 | 547.5 |  | LED Street Lights | 3.1138 | 2.3079 | 1917.7465 | 0 | 0 | 1691.1226
[23 empty] | ENERGY STAR Water Cooler | 2.2235 | 1.3261 | 459.8984 | 0.095219 | 0.095219 | 547.5 |  | LED Street Lights | 3.1138 | 2.3079 | 1917.7465 | 0 | 0 | 1691.1226
[23 empty] | ENERGY STAR Water Cooler | 2.2235 | 1.3261 | 459.8984 | 0.095219 | 0.095219 | 547.5 |  | LED Street Lights | 3.1138 | 2.3079 | 1917.7465 | 0 | 0 | 1691.1226
[23 empty] | ENERGY STAR Water Cooler | 2.2235 | 1.3261 | 459.8984 | 0.095219 | 0.095219 | 547.5 |  | LED Street Lights | 3.1138 | 2.3079 | 1917.7465 | 0 | 0 | 1691.1226
[23 empty] | ENERGY STAR Water Cooler | 2.2235 | 1.3261 | 459.8984 | 0.095219 | 0.095219 | 547.5 |  | LED Street Lights | 3.1138 | 2.3079 | 1917.7465 | 0 | 0 | 1691.1226
[23 empty] | ENERGY STAR Water Cooler | 2.2235 | 1.3261 | 459.8984 | 0.095219 | 0.095219 | 547.5 |  | LED Street Lights | 3.1138 | 2.3079 | 1917.7465 | 0 | 0 | 1691.1226
[23 empty] | ENERGY STAR Water Cooler | 2.2235 | 1.3261 | 459.8984 | 0.095219 | 0.095219 | 547.5 |  | LED Street Lights | 3.1138 | 2.3079 | 1917.7465 | 0 | 0 | 1691.1226
[23 empty] | ENERGY STAR Water Cooler | 2.2235 | 1.3261 | 459.8984 | 0.095219 | 0.095219 | 547.5 |  | LED Street Lights | 3.1138 | 2.3079 | 1917.7465 | 0 | 0 | 1691.1226
[23 empty] | ENERGY STAR Water Cooler | 2.2235 | 1.3261 | 459.8984 | 0.095219 | 0.095219 | 547.5 |  | LED Street Lights | 3.1138 | 2.3079 | 1917.7465 | 0 | 0 | 1691.1226
[23 empty] | ENERGY STAR Water Cooler | 2.2235 | 1.3261 | 459.8984 | 0.095219 | 0.095219 | 547.5 |  | LED Street Lights | 3.1138 | 2.3079 | 1917.7465 | 0 | 0 | 1691.1226
[23 empty] | ENERGY STAR Water Cooler | 2.2235 | 1.3261 | 459.8984 | 0.095219 | 0.095219 | 547.5 |  | LED Street Lights | 3.1138 | 2.3079 | 1917.7465 | 0 | 0 | 1691.1226
[23 empty] | ENERGY STAR Water Cooler | 2.2235 | 1.3261 | 459.8984 | 0.095219 | 0.095219 | 547.5 |  | LED Street Lights | 3.1138 | 2.3079 | 1917.7465 | 0 | 0 | 1691.1226
[23 empty] | ENERGY STAR Water Cooler | 2.2235 | 1.3261 | 459.8984 | 0.095219 | 0.095219 | 547.5 |  | LED Street Lights | 3.1138 | 2.3079 | 1917.7465 | 0 | 0 | 1691.1226
[23 empty] | ENERGY STAR Water Cooler | 2.2235 | 1.3261 | 459.8984 | 0.095219 | 0.095219 | 547.5 |  | LED Street Lights | 3.1138 | 2.3079 | 1917.7465 | 0 | 0 | 1691.1226
[23 empty] | ENERGY STAR Water Cooler | 2.2235 | 1.3261 | 459.8984 | 0.095219 | 0.095219 | 547.5 |  | LED Street Lights | 3.1138 | 2.3079 | 1917.7465 | 0 | 0 | 1691.1226
[23 empty] | ENERGY STAR Water Cooler | 2.2235 | 1.3261 | 459.8984 | 0.095219 | 0.095219 | 547.5 |  | LED Street Lights | 3.1138 | 2.3079 | 1917.7465 | 0 | 0 | 1691.1226
[23 empty] | ENERGY STAR Water Cooler | 2.2235 | 1.3261 | 459.8984 | 0.095219 | 0.095219 | 547.5 |  | LED Street Lights | 3.1138 | 2.3079 | 1917.7465 | 0 | 0 | 1691.1226
[23 empty] | ENERGY STAR Water Cooler | 2.2235 | 1.3261 | 459.8984 | 0.095219 | 0.095219 | 547.5 |  | LED Street Lights | 3.1138 | 2.3079 | 1917.7465 | 0 | 0 | 1691.1226
[23 empty] | ENERGY STAR Water Cooler | 2.2235 | 1.3261 | 459.8984 | 0.095219 | 0.095219 | 547.5 |  | LED Street Lights | 3.1138 | 2.3079 | 1917.7465 | 0 | 0 | 1691.1226
[23 empty] | ENERGY STAR Water Cooler | 2.2235 | 1.3261 | 459.8984 | 0.095219 | 0.095219 | 547.5 |  | LED Street Lights | 3.1138 | 2.3079 | 1917.7465 | 0 | 0 | 1691.1226
[23 empty] | ENERGY STAR Water Cooler | 2.2235 | 1.3261 | 459.8984 | 0.095219 | 0.095219 | 547.5 |  | LED Street Lights | 3.1138 | 2.3079 | 1917.7465 | 0 | 0 | 1691.1226
[23 empty] | ENERGY STAR Water Cooler | 2.2235 | 1.3261 | 459.8984 | 0.095219 | 0.095219 | 547.5 |  | Low U-Value Windows | 1.0367 | 1.1807 | 330.7716 | 0.15422 | -0.034707 | 349.5006
[23 empty] | ENERGY STAR Water Cooler | 2.2235 | 1.3261 | 459.8984 | 0.095219 | 0.095219 | 547.5 |  | Programmable Thermostat | 1.5152 | 0.3785 | 44834.6841 | -0.22094 | 20.6086 | 6897.6783
[23 empty] | ENERGY STAR Water Cooler | 2.2235 | 1.3261 | 459.8984 | 0.095219 | 0.095219 | 547.5 |  | Programmable Thermostat | 1.5152 | 0.3785 | 44834.6841 | -0.22094 | 20.6086 | 6897.6783
[23 empty] | ENERGY STAR Water Cooler | 2.2235 | 1.3261 | 459.8984 | 0.095219 | 0.095219 | 547.5 |  | PSC to ECM Evaporator Fan Motor (Reach-In) | 1.3916 | 1.562 | 364.0554 | 0.065337 | 0.054728 | 503.9324
[23 empty] | Facility Commissioning | 1.0115 | 1.2069 | 5879.2791 | 3.3572 | 0.33698 | 15623.633 |  | PSC to ECM Evaporator Fan Motor (Reach-In) | 1.3916 | 1.562 | 364.0554 | 0.065337 | 0.054728 | 503.9324
[23 empty] | Facility Energy Management System | 7.5316 | 1.3069 | 85143.3485 | 11.5595 | 5.3149 | 44295.9859 |  | PSC to ECM Evaporator Fan Motor (Reach-In) | 1.3916 | 1.562 | 364.0554 | 0.065337 | 0.054728 | 503.9324
[23 empty] | Facility Energy Management System | 2.7816 | 1.3494 | 110289.6556 | 16.2055 | 1.3935 | 77318.837 |  | PSC to ECM Evaporator Fan Motor (Reach-In) | 1.3916 | 1.562 | 364.0554 | 0.065337 | 0.054728 | 503.9324
[23 empty] | Facility Energy Management System | 2.5972 | 1.5201 | 990150.5697 | 119.2704 | 103.029 | 805650.1165 |  | PSC to ECM Evaporator Fan Motor (Reach-In) | 1.3916 | 1.562 | 364.0554 | 0.065337 | 0.054728 | 503.9324
[23 empty] | Facility Energy Management System | 3.1361 | 1.3494 | 133152.288 | 18.7338 | 1.6109 | 89381.399 |  | PSC to ECM Evaporator Fan Motor (Reach-In) | 1.3916 | 1.562 | 364.0554 | 0.065337 | 0.054728 | 503.9324
[23 empty] | Facility Energy Management System | 1.7376 | 1.3069 | 84994.186 | 19.134 | 8.7976 | 73321.6996 |  | PSC to ECM Evaporator Fan Motor (Reach-In) | 1.3916 | 1.562 | 364.0554 | 0.065337 | 0.054728 | 503.9324
[23 empty] | Facility Energy Management System | 2.1366 | 1.3494 | 1071511.6859 | 178.6019 | 15.3582 | 852134.0156 |  | PSC to ECM Evaporator Fan Motor (Reach-In) | 1.3916 | 1.562 | 364.0554 | 0.065337 | 0.054728 | 503.9324
[23 empty] | Facility Energy Management System | 2.8701 | 1.3494 | 91958.7791 | 13.3506 | 1.148 | 63697.3454 |  | PSC to ECM Evaporator Fan Motor (Reach-In) | 1.3916 | 1.562 | 364.0554 | 0.065337 | 0.054728 | 503.9324
[23 empty] | Facility Energy Management System | 7.2793 | 1.3069 | 88353.8385 | 12.0451 | 5.5382 | 46156.6879 |  | PSC to ECM Evaporator Fan Motor (Reach-In) | 1.3916 | 1.562 | 364.0554 | 0.065337 | 0.054728 | 503.9324
[23 empty] | Facility Energy Management System | 1.4113 | 1.3069 | 18747.0641 | 5.261 | 2.419 | 20160.1173 |  | PSC to ECM Evaporator Fan Motor (Reach-In) | 1.3916 | 1.562 | 364.0554 | 0.065337 | 0.054728 | 503.9324
[23 empty] | Facility Energy Management System | 1.0475 | 1.3494 | 37654.0767 | 15.7908 | 1.3579 | 75340.2418 |  | PSC to ECM Evaporator Fan Motor (Reach-In) | 1.3916 | 1.562 | 364.0554 | 0.065337 | 0.054728 | 503.9324
[23 empty] | Facility Energy Management System | 7.5316 | 1.3069 | 85143.3485 | 11.5595 | 5.3149 | 44295.9859 |  | PSC to ECM Evaporator Fan Motor (Reach-In) | 1.3749 | 1.4925 | 379.4552 | 0.070139 | 0.0064253 | 503.9324
[23 empty] | Facility Energy Management System | 2.7816 | 1.3494 | 110289.6556 | 16.2055 | 1.3935 | 77318.837 |  | PSC to ECM Evaporator Fan Motor (Reach-In) | 1.3749 | 1.4925 | 379.4552 | 0.070139 | 0.0064253 | 503.9324
[23 empty] | Facility Energy Management System | 2.5972 | 1.5201 | 990150.5697 | 119.2704 | 103.029 | 805650.1165 |  | PSC to ECM Evaporator Fan Motor (Reach-In) | 1.3749 | 1.4925 | 379.4552 | 0.070139 | 0.0064253 | 503.9324
[23 empty] | Facility Energy Management System | 3.1361 | 1.3494 | 133152.288 | 18.7338 | 1.6109 | 89381.399 |  | PSC to ECM Evaporator Fan Motor (Reach-In) | 1.3749 | 1.4925 | 379.4552 | 0.070139 | 0.0064253 | 503.9324
[23 empty] | Facility Energy Management System | 1.7376 | 1.3069 | 84994.186 | 19.134 | 8.7976 | 73321.6996 |  | PSC to ECM Evaporator Fan Motor (Reach-In) | 1.3749 | 1.4925 | 379.4552 | 0.070139 | 0.0064253 | 503.9324
[23 empty] | Facility Energy Management System | 2.1366 | 1.3494 | 1071511.6859 | 178.6019 | 15.3582 | 852134.0156 |  | PSC to ECM Evaporator Fan Motor (Reach-In) | 1.3749 | 1.4925 | 379.4552 | 0.070139 | 0.0064253 | 503.9324
[23 empty] | Facility Energy Management System | 2.8701 | 1.3494 | 91958.7791 | 13.3506 | 1.148 | 63697.3454 |  | PSC to ECM Evaporator Fan Motor (Reach-In) | 1.3749 | 1.4925 | 379.4552 | 0.070139 | 0.0064253 | 503.9324
[23 empty] | Facility Energy Management System | 7.2793 | 1.3069 | 88353.8385 | 12.0451 | 5.5382 | 46156.6879 |  | PSC to ECM Evaporator Fan Motor (Reach-In) | 1.3749 | 1.4925 | 379.4552 | 0.070139 | 0.0064253 | 503.9324
[23 empty] | Facility Energy Management System | 1.4113 | 1.3069 | 18747.0641 | 5.261 | 2.419 | 20160.1173 |  | PSC to ECM Evaporator Fan Motor (Reach-In) | 1.3749 | 1.4925 | 379.4552 | 0.070139 | 0.0064253 | 503.9324
[23 empty] | Facility Energy Management System | 1.0475 | 1.3494 | 37654.0767 | 15.7908 | 1.3579 | 75340.2418 |  | PSC to ECM Evaporator Fan Motor (Reach-In) | 1.3749 | 1.4925 | 379.4552 | 0.070139 | 0.0064253 | 503.9324
[23 empty] | Faucet Aerator | 3.6204 | 1.2489 | 213.5402 | 0.041217 | 0.024823 | 197.7633 |  | PSC to ECM Evaporator Fan Motor (Reach-In) | 1.3749 | 1.4925 | 379.4552 | 0.070139 | 0.0064253 | 503.9324
[23 empty] | Faucet Aerator | 3.2968 | 1.0426 | 2588.3413 | 0.20663 | 0.54015 | 2241.317 |  | PSC to ECM Evaporator Fan Motor (Reach-In) | 1.3749 | 1.4925 | 379.4552 | 0.070139 | 0.0064253 | 503.9324
[23 empty] | Faucet Aerator | 3.6497 | 0.74867 | 324.9117 | 0.010496 | 0.08956 | 197.7633 |  | PSC to ECM Evaporator Fan Motor (Reach-In) | 1.3749 | 1.4925 | 379.4552 | 0.070139 | 0.0064253 | 503.9324
[23 empty] | Faucet Aerator | 3.6204 | 1.2489 | 213.5402 | 0.041217 | 0.024823 | 197.7633 |  | PSC to ECM Evaporator Fan Motor (Reach-In) | 1.3749 | 1.4925 | 379.4552 | 0.070139 | 0.0064253 | 503.9324
[23 empty] | Faucet Aerator | 3.2969 | 1.0426 | 2968.9797 | 0.23702 | 0.61958 | 2570.9224 |  | Smart Thermostat | 1.4348 | 1.5359 | 117672.6387 | 17.5975 | 5.1988 | 210530.1929
[23 empty] | Faucet Aerator | 3.6233 | 1.25 | 11531.1727 | 2.2257 | 1.3404 | 10679.2161 |  | Smart Thermostat | 1.4348 | 1.5359 | 117672.6387 | 17.5975 | 5.1988 | 210530.1929
[23 empty] | Faucet Aerator | 3.6497 | 0.74867 | 866.4312 | 0.027988 | 0.23883 | 527.3687 |  | Smart Thermostat | 1.2499 | 1.7605 | 10144.6651 | 0.27734 | -3.8379 | 23356.8925
[23 empty] | Faucet Aerator | 3.6233 | 1.25 | 1708.3219 | 0.32974 | 0.19858 | 1582.1061 |  | Smart Thermostat | 1.2499 | 1.7605 | 10144.6651 | 0.27734 | -3.8379 | 23356.8925
[23 empty] | Faucet Aerator | 3.6204 | 1.2489 | 213.5402 | 0.041217 | 0.024823 | 197.7633 |  | Smart Thermostat | 1.1648 | 1.7604 | 6534.0745 | 0.19764 | -2.735 | 16645.2088
[23 empty] | Faucet Aerator | 3.6497 | 0.74867 | 108.3039 | 0.0034985 | 0.029853 | 65.9211 |  | Smart Thermostat | 1.1648 | 1.7604 | 6534.0745 | 0.19764 | -2.735 | 16645.2088
[23 empty] | Faucet Aerator | 3.6497 | 0.74867 | 216.6078 | 0.0069971 | 0.059707 | 131.8422 |  | Smart Thermostat | 1.0812 | 1.7605 | 6972.6369 | 0.23991 | -3.3199 | 20204.7382
[23 empty] | Faucet Aerator | 3.6146 | 1.2469 | 71.1801 | 0.013739 | 0.0082744 | 65.9211 |  | Smart Thermostat | 1.0812 | 1.7605 | 6972.6369 | 0.23991 | -3.3199 | 20204.7382
[23 empty] | Faucet Aerator | 3.6146 | 1.2469 | 71.1801 | 0.013739 | 0.0082744 | 65.9211 |  | Solar Pool Heater | 1.0975 | 1.8042 | 4525.9299 | 0 | 0.37007 | 10130.719
[23 empty] | Faucet Aerator | 3.6204 | 1.2489 | 213.5402 | 0.041217 | 0.024823 | 197.7633 |  | Solar Pool Heater | 1.0975 | 1.8042 | 4525.9299 | 0 | 0.37007 | 10130.719
[23 empty] | Faucet Aerator | 3.2968 | 1.0426 | 2588.3413 | 0.20663 | 0.54015 | 2241.317 |  | Solar Pool Heater | 1.0975 | 1.8042 | 4525.9299 | 0 | 0.37007 | 10130.719
[23 empty] | Faucet Aerator | 3.6497 | 0.74867 | 324.9117 | 0.010496 | 0.08956 | 197.7633 |  | Solar Pool Heater | 1.0975 | 1.8042 | 4525.9299 | 0 | 0.37007 | 10130.719
[23 empty] | Faucet Aerator | 3.6204 | 1.2489 | 213.5402 | 0.041217 | 0.024823 | 197.7633 |  | Solar Pool Heater | 1.0975 | 1.8042 | 4525.9299 | 0 | 0.37007 | 10130.719
[23 empty] | Faucet Aerator | 3.2969 | 1.0426 | 2968.9797 | 0.23702 | 0.61958 | 2570.9224 |  | Solar Pool Heater | 1.0975 | 1.8042 | 4525.9299 | 0 | 0.37007 | 10130.719
[23 empty] | Faucet Aerator | 3.6233 | 1.25 | 11531.1727 | 2.2257 | 1.3404 | 10679.2161 |  | Solar Pool Heater | 1.0975 | 1.8042 | 4525.9299 | 0 | 0.37007 | 10130.719
[23 empty] | Faucet Aerator | 3.6497 | 0.74867 | 866.4312 | 0.027988 | 0.23883 | 527.3687 |  | Solar Pool Heater | 1.0975 | 1.8042 | 4525.9299 | 0 | 0.37007 | 10130.719
[23 empty] | Faucet Aerator | 3.6233 | 1.25 | 1708.3219 | 0.32974 | 0.19858 | 1582.1061 |  | Solar Pool Heater | 1.0975 | 1.8042 | 4525.9299 | 0 | 0.37007 | 10130.719
[23 empty] | Faucet Aerator | 3.6204 | 1.2489 | 213.5402 | 0.041217 | 0.024823 | 197.7633 |  | Solar Pool Heater | 1.0975 | 1.8042 | 4525.9299 | 0 | 0.37007 | 10130.719
[23 empty] | Faucet Aerator | 3.6497 | 0.74867 | 108.3039 | 0.0034985 | 0.029853 | 65.9211 |  | Solar Pool Heater | 1.0975 | 1.8042 | 4525.9299 | 0 | 0.37007 | 10130.719
[23 empty] | Faucet Aerator | 3.6497 | 0.74867 | 216.6078 | 0.0069971 | 0.059707 | 131.8422 |  | Solar Pool Heater | 1.0975 | 1.8042 | 4525.9299 | 0 | 0.37007 | 10130.719
[23 empty] | Faucet Aerator | 3.6146 | 1.2469 | 71.1801 | 0.013739 | 0.0082744 | 65.9211 |  | Solar Pool Heater | 1.0975 | 1.8042 | 4525.9299 | 0 | 0.37007 | 10130.719
[23 empty] | Faucet Aerator | 3.6146 | 1.2469 | 71.1801 | 0.013739 | 0.0082744 | 65.9211 |  | Solar Pool Heater | 1.0975 | 1.8042 | 4525.9299 | 0 | 0.37007 | 10130.719
[23 empty] | Floating Head Pressure Controls | 4.1176 | 1.4884 | 3655.8052 | 0.38051 | 0.1781 | 2523.5714 |  | Solar Pool Heater | 1.0975 | 1.8042 | 4525.9299 | 0 | 0.37007 | 10130.719
[23 empty] | Floating Head Pressure Controls | 4.0169 | 1.5617 | 3484.786 | 0.32719 | 0.27407 | 2523.5714 |  | Solar Pool Heater | 1.0975 | 1.8042 | 4525.9299 | 0 | 0.37007 | 10130.719
[23 empty] | Floating Head Pressure Controls | 4.1176 | 1.4884 | 3655.8052 | 0.38051 | 0.1781 | 2523.5714 |  | Solar Pool Heater | 1.0975 | 1.8042 | 4525.9299 | 0 | 0.37007 | 10130.719
[23 empty] | Floating Head Pressure Controls | 4.0169 | 1.5617 | 3484.786 | 0.32719 | 0.27407 | 2523.5714 |  | Solar Pool Heater | 1.0975 | 1.8042 | 4525.9299 | 0 | 0.37007 | 10130.719
[23 empty] | Floating Head Pressure Controls | 4.0169 | 1.5617 | 3484.786 | 0.32719 | 0.27407 | 2523.5714 |  | Solar Pool Heater | 1.0975 | 1.8042 | 4525.9299 | 0 | 0.37007 | 10130.719
[23 empty] | Floating Head Pressure Controls | 4.1176 | 1.4884 | 3655.8052 | 0.38051 | 0.1781 | 2523.5714 |  | Solar Pool Heater | 1.0975 | 1.8042 | 4525.9299 | 0 | 0.37007 | 10130.719
[23 empty] | Floating Head Pressure Controls | 4.0169 | 1.5617 | 3484.786 | 0.32719 | 0.27407 | 2523.5714 |  | Solar Pool Heater | 1.0975 | 1.8042 | 4525.9299 | 0 | 0.37007 | 10130.719
[23 empty] | Floating Head Pressure Controls | 4.1176 | 1.4884 | 3655.8052 | 0.38051 | 0.1781 | 2523.5714 |  | Solar Pool Heater | 1.0975 | 1.8042 | 4525.9299 | 0 | 0.37007 | 10130.719
[23 empty] | Floating Head Pressure Controls | 4.1176 | 1.4884 | 3655.8052 | 0.38051 | 0.1781 | 2523.5714 |  | Solar Pool Heater | 1.0975 | 1.8042 | 4525.9299 | 0 | 0.37007 | 10130.719
[23 empty] | Floating Head Pressure Controls | 4.0169 | 1.5617 | 3484.786 | 0.32719 | 0.27407 | 2523.5714 |  | Solar Pool Heater | 1.0975 | 1.8042 | 4525.9299 | 0 | 0.37007 | 10130.719
[23 empty] | Floating Head Pressure Controls | 4.1176 | 1.4884 | 3655.8052 | 0.38051 | 0.1781 | 2523.5714 |  | Solar Pool Heater | 1.0975 | 1.8042 | 4525.9299 | 0 | 0.37007 | 10130.719
[23 empty] | Floating Head Pressure Controls | 4.0169 | 1.5617 | 3484.786 | 0.32719 | 0.27407 | 2523.5714 |  | Solar Pool Heater | 1.0975 | 1.8042 | 4525.9299 | 0 | 0.37007 | 10130.719
[23 empty] | Floating Head Pressure Controls | 4.1176 | 1.4884 | 3655.8052 | 0.38051 | 0.1781 | 2523.5714 |  | Solar Water Heater | 1.0447 | 1.7028 | 155971.5288 | 30.8448 | 4.3304 | 412684.3632
[23 empty] | Floating Head Pressure Controls | 4.1176 | 1.4884 | 3655.8052 | 0.38051 | 0.1781 | 2523.5714 |  | Solar Water Heater | 1.0447 | 1.7028 | 155971.5288 | 30.8448 | 4.3304 | 412684.3632
[23 empty] | Floating Head Pressure Controls | 4.0169 | 1.5617 | 3484.786 | 0.32719 | 0.27407 | 2523.5714 |  | Solar Water Heater | 1.0447 | 1.7028 | 18716.5835 | 3.7014 | 0.51965 | 49522.1236
[23 empty] | Floating Head Pressure Controls | 4.1176 | 1.4884 | 3655.8052 | 0.38051 | 0.1781 | 2523.5714 |  | Solar Water Heater | 1.0447 | 1.7028 | 18716.5835 | 3.7014 | 0.51965 | 49522.1236
[23 empty] | Floating Head Pressure Controls | 4.0169 | 1.5617 | 3484.786 | 0.32719 | 0.27407 | 2523.5714 |  | Variable Refrigerant Flow (VRF) HVAC Systems | 1.2249 | 1.2993 | 4509.6997 | 1.8466 | 1.8664 | 6068.4799
[23 empty] | Floating Head Pressure Controls | 4.0169 | 1.5617 | 3484.786 | 0.32719 | 0.27407 | 2523.5714 |  | Variable Refrigerant Flow (VRF) HVAC Systems | 1.2249 | 1.2993 | 4509.6997 | 1.8466 | 1.8664 | 6068.4799
[23 empty] | Floating Head Pressure Controls | 4.1176 | 1.4884 | 3655.8052 | 0.38051 | 0.1781 | 2523.5714 |  | Variable Refrigerant Flow (VRF) HVAC Systems | 1.1673 | 1.2993 | 3853.7508 | 1.7598 | 1.7787 | 5783.3358
[23 empty] | Floating Head Pressure Controls | 4.0169 | 1.5617 | 3484.786 | 0.32719 | 0.27407 | 2523.5714 |  | Variable Refrigerant Flow (VRF) HVAC Systems | 1.1673 | 1.2993 | 3853.7508 | 1.7598 | 1.7787 | 5783.3358
[23 empty] | Floating Head Pressure Controls | 4.1176 | 1.4884 | 3655.8052 | 0.38051 | 0.1781 | 2523.5714 |  | Variable Speed Pool Pump | 1.0919 | 1.1844 | 1496.9496 | 0.7602 | 0.118 | 3230.25
[23 empty] | Floating Head Pressure Controls | 4.1176 | 1.4884 | 3655.8052 | 0.38051 | 0.1781 | 2523.5714 |  | Variable Speed Pool Pump | 1.0919 | 1.1844 | 1496.9496 | 0.7602 | 0.118 | 3230.25
[23 empty] | Floating Head Pressure Controls | 4.0169 | 1.5617 | 3484.786 | 0.32719 | 0.27407 | 2523.5714 |  | Variable Speed Pool Pump | 1.0919 | 1.1844 | 1496.9496 | 0.7602 | 0.118 | 3230.25
[23 empty] | Floating Head Pressure Controls | 4.1176 | 1.4884 | 3655.8052 | 0.38051 | 0.1781 | 2523.5714 |  | Variable Speed Pool Pump | 1.0919 | 1.1844 | 1496.9496 | 0.7602 | 0.118 | 3230.25
[23 empty] | Floating Head Pressure Controls | 4.0169 | 1.5617 | 3484.786 | 0.32719 | 0.27407 | 2523.5714 |  | Variable Speed Pool Pump | 1.0919 | 1.1844 | 1496.9496 | 0.7602 | 0.118 | 3230.25
[23 empty] | Floating Head Pressure Controls | 4.1176 | 1.4884 | 3655.8052 | 0.38051 | 0.1781 | 2523.5714 |  | Variable Speed Pool Pump | 1.0919 | 1.1844 | 1496.9496 | 0.7602 | 0.118 | 3230.25
[23 empty] | Heat Pump Pool Heater | 3.9089 | 1.8042 | 10868.1176 | 0 | 0.34381 | 9411.7647 |  | Variable Speed Pool Pump | 1.0919 | 1.1844 | 1496.9496 | 0.7602 | 0.118 | 3230.25
[23 empty] | Heat Pump Pool Heater | 3.9089 | 1.8042 | 10868.1176 | 0 | 0.34381 | 9411.7647 |  | Variable Speed Pool Pump | 1.0919 | 1.1844 | 1496.9496 | 0.7602 | 0.118 | 3230.25
[23 empty] | Heat Pump Pool Heater | 3.9089 | 1.8042 | 10868.1176 | 0 | 0.34381 | 9411.7647 |  | Variable Speed Pool Pump | 1.0919 | 1.1844 | 1496.9496 | 0.7602 | 0.118 | 3230.25
[23 empty] | Heat Pump Pool Heater | 3.9089 | 1.8042 | 10868.1176 | 0 | 0.34381 | 9411.7647 |  | Variable Speed Pool Pump | 1.0919 | 1.1844 | 1496.9496 | 0.7602 | 0.118 | 3230.25
[23 empty] | Heat Pump Pool Heater | 3.9089 | 1.8042 | 10868.1176 | 0 | 0.34381 | 9411.7647 |  | Variable Speed Pool Pump | 1.0919 | 1.1844 | 1496.9496 | 0.7602 | 0.118 | 3230.25
[23 empty] | Heat Pump Pool Heater | 3.9089 | 1.8042 | 10868.1176 | 0 | 0.34381 | 9411.7647 |  | Variable Speed Pool Pump | 1.0919 | 1.1844 | 1496.9496 | 0.7602 | 0.118 | 3230.25
[23 empty] | Heat Pump Pool Heater | 3.9089 | 1.8042 | 10868.1176 | 0 | 0.34381 | 9411.7647 |  | Variable Speed Pool Pump | 1.0919 | 1.1844 | 1496.9496 | 0.7602 | 0.118 | 3230.25
[23 empty] | Heat Pump Pool Heater | 3.9089 | 1.8042 | 10868.1176 | 0 | 0.34381 | 9411.7647 |  | Variable Speed Pool Pump | 1.0919 | 1.1844 | 1496.9496 | 0.7602 | 0.118 | 3230.25
[23 empty] | Heat Pump Pool Heater | 3.9089 | 1.8042 | 10868.1176 | 0 | 0.34381 | 9411.7647 |  | Variable Speed Pool Pump | 1.0919 | 1.1844 | 1496.9496 | 0.7602 | 0.118 | 3230.25
[23 empty] | Heat Pump Pool Heater | 3.9089 | 1.8042 | 10868.1176 | 0 | 0.34381 | 9411.7647 |  | Variable Speed Pool Pump | 1.0919 | 1.1844 | 1496.9496 | 0.7602 | 0.118 | 3230.25
[23 empty] | Heat Pump Pool Heater | 3.9089 | 1.8042 | 10868.1176 | 0 | 0.34381 | 9411.7647 |  | Variable Speed Pool Pump | 1.0919 | 1.1844 | 1496.9496 | 0.7602 | 0.118 | 3230.25
[23 empty] | Heat Pump Pool Heater | 3.9089 | 1.8042 | 10868.1176 | 0 | 0.34381 | 9411.7647 |  | Variable Speed Pool Pump | 1.0919 | 1.1844 | 1496.9496 | 0.7602 | 0.118 | 3230.25
[23 empty] | Heat Pump Pool Heater | 3.9089 | 1.8042 | 10868.1176 | 0 | 0.34381 | 9411.7647 |  | Variable Speed Pool Pump | 1.0919 | 1.1844 | 1496.9496 | 0.7602 | 0.118 | 3230.25
[23 empty] | Heat Pump Pool Heater | 3.9089 | 1.8042 | 10868.1176 | 0 | 0.34381 | 9411.7647 |  | Variable Speed Pool Pump | 1.0919 | 1.1844 | 1496.9496 | 0.7602 | 0.118 | 3230.25
[23 empty] | Heat Pump Pool Heater | 3.9089 | 1.8042 | 10868.1176 | 0 | 0.34381 | 9411.7647 |  | Variable Speed Pool Pump | 1.0919 | 1.1844 | 1496.9496 | 0.7602 | 0.118 | 3230.25
[23 empty] | Heat Pump Pool Heater | 3.9089 | 1.8042 | 10868.1176 | 0 | 0.34381 | 9411.7647 |  | Variable Speed Pool Pump | 1.0919 | 1.1844 | 1496.9496 | 0.7602 | 0.118 | 3230.25
[23 empty] | Heat Pump Pool Heater | 3.9089 | 1.8042 | 10868.1176 | 0 | 0.34381 | 9411.7647 |  | Variable Speed Pool Pump | 1.0919 | 1.1844 | 1496.9496 | 0.7602 | 0.118 | 3230.25
[23 empty] | Heat Pump Pool Heater | 3.9089 | 1.8042 | 10868.1176 | 0 | 0.34381 | 9411.7647 |  | Variable Speed Pool Pump | 1.0919 | 1.1844 | 1496.9496 | 0.7602 | 0.118 | 3230.25
[23 empty] | Heat Pump Pool Heater | 3.9089 | 1.8042 | 10868.1176 | 0 | 0.34381 | 9411.7647 |  | VSD Controlled Compressor | 1.654 | 1.4885 | 12224.2052 | 1.9843 | 0.92875 | 13160.16
[23 empty] | Heat Pump Pool Heater | 3.9089 | 1.8042 | 10868.1176 | 0 | 0.34381 | 9411.7647 |  | VSD Controlled Compressor | 1.654 | 1.4885 | 12224.2052 | 1.9843 | 0.92875 | 13160.16
[23 empty] | Heat Pump Pool Heater | 3.9089 | 1.8042 | 10868.1176 | 0 | 0.34381 | 9411.7647 |  | VSD Controlled Compressor | 1.654 | 1.4885 | 12224.2052 | 1.9843 | 0.92875 | 13160.16
[23 empty] | Heat Pump Pool Heater | 3.9089 | 1.8042 | 10868.1176 | 0 | 0.34381 | 9411.7647 |  | VSD Controlled Compressor | 1.654 | 1.4885 | 12224.2052 | 1.9843 | 0.92875 | 13160.16
[23 empty] | Heat Pump Pool Heater | 3.9089 | 1.8042 | 10868.1176 | 0 | 0.34381 | 9411.7647 |  | VSD Controlled Compressor | 1.654 | 1.4885 | 12224.2052 | 1.9843 | 0.92875 | 13160.16
[23 empty] | Heat Pump Pool Heater | 3.9089 | 1.8042 | 10868.1176 | 0 | 0.34381 | 9411.7647 |  | VSD Controlled Compressor | 1.654 | 1.4885 | 12224.2052 | 1.9843 | 0.92875 | 13160.16
[23 empty] | Heat Pump Pool Heater | 3.9089 | 1.8042 | 10868.1176 | 0 | 0.34381 | 9411.7647 |  | VSD Controlled Compressor | 1.654 | 1.4885 | 12224.2052 | 1.9843 | 0.92875 | 13160.16
[23 empty] | Heat Pump Pool Heater | 3.9089 | 1.8042 | 10868.1176 | 0 | 0.34381 | 9411.7647 |  | VSD Controlled Compressor | 1.654 | 1.4885 | 12224.2052 | 1.9843 | 0.92875 | 13160.16
[23 empty] | Heat Pump Water Heater | 1.4707 | 1.3131 | 2713.8471 | 0.74275 | 0.49402 | 4395.1625 |  | VSD Controlled Compressor | 1.654 | 1.4885 | 12224.2052 | 1.9843 | 0.92875 | 13160.16
[23 empty] | Heat Pump Water Heater | 3.2431 | 0.91758 | 127579.419 | 5.3769 | 29.0863 | 101088.7385 |  | VSD Controlled Compressor | 1.654 | 1.4885 | 12224.2052 | 1.9843 | 0.92875 | 13160.16
[23 empty] | Heat Pump Water Heater | 3.0511 | 0.83885 | 12344.5063 | 0.61672 | 3.2355 | 8790.3251 |  | VSD Controlled Compressor | 1.654 | 1.4885 | 12224.2052 | 1.9843 | 0.92875 | 13160.16
[23 empty] | Heat Pump Water Heater | 1.961 | 1.3132 | 4580.2237 | 0.99034 | 0.65869 | 5860.2167 |  | VSD Controlled Compressor | 1.654 | 1.4885 | 12224.2052 | 1.9843 | 0.92875 | 13160.16
[23 empty] | Heat Pump Water Heater | 3.7915 | 0.91758 | 231043.9732 | 9.4291 | 51.0065 | 177271.556 |  | VSD Controlled Compressor | 1.654 | 1.4885 | 12224.2052 | 1.9843 | 0.92875 | 13160.16
[23 empty] | Heat Pump Water Heater | 4.7065 | 1.3132 | 375798.3114 | 59.4203 | 39.5217 | 351613.0036 |  | VSD Controlled Compressor | 1.654 | 1.4885 | 12224.2052 | 1.9843 | 0.92875 | 13160.16
[23 empty] | Heat Pump Water Heater | 4.8818 | 0.83885 | 64447.1391 | 2.9603 | 15.5303 | 42193.5604 |  | VSD Controlled Compressor | 1.6134 | 1.5616 | 11332.3582 | 1.7063 | 1.4292 | 13160.16
[23 empty] | Heat Pump Water Heater | 4.4124 | 1.3132 | 278242.1303 | 44.5652 | 29.6412 | 263709.7527 |  | VSD Controlled Compressor | 1.6134 | 1.5616 | 11332.3582 | 1.7063 | 1.4292 | 13160.16
[23 empty] | Heat Pump Water Heater | 4.0855 | 1.3132 | 38003.5664 | 6.1896 | 4.1168 | 36626.3545 |  | VSD Controlled Compressor | 1.6134 | 1.5616 | 11332.3582 | 1.7063 | 1.4292 | 13160.16
[23 empty] | Heat Pump Water Heater | 2.5426 | 0.83886 | 19612.4164 | 1.0279 | 5.3925 | 14650.5418 |  | VSD Controlled Compressor | 1.6134 | 1.5616 | 11332.3582 | 1.7063 | 1.4292 | 13160.16
[23 empty] | Heat Pump Water Heater | 3.0206 | 0.83885 | 36576.6254 | 1.8317 | 9.6094 | 26107.2655 |  | VSD Controlled Compressor | 1.6134 | 1.5616 | 11332.3582 | 1.7063 | 1.4292 | 13160.16
[23 empty] | Heat Pump Water Heater | 2.9416 | 1.3132 | 8312.9768 | 1.4855 | 0.98804 | 8790.3251 |  | VSD Controlled Compressor | 1.6134 | 1.5616 | 11332.3582 | 1.7063 | 1.4292 | 13160.16
[23 empty] | Heat Pump Water Heater | 1.4707 | 1.3131 | 2713.8471 | 0.74275 | 0.49402 | 4395.1625 |  | VSD Controlled Compressor | 1.6134 | 1.5616 | 11332.3582 | 1.7063 | 1.4292 | 13160.16
[23 empty] | Heat Pump Water Heater | 3.2431 | 0.91758 | 127579.419 | 5.3769 | 29.0863 | 101088.7385 |  | VSD Controlled Compressor | 1.6134 | 1.5616 | 11332.3582 | 1.7063 | 1.4292 | 13160.16
[23 empty] | Heat Pump Water Heater | 3.0511 | 0.83885 | 12344.5063 | 0.61672 | 3.2355 | 8790.3251 |  | VSD Controlled Compressor | 1.6134 | 1.5616 | 11332.3582 | 1.7063 | 1.4292 | 13160.16
[23 empty] | Heat Pump Water Heater | 1.961 | 1.3132 | 4580.2237 | 0.99034 | 0.65869 | 5860.2167 |  | VSD Controlled Compressor | 1.6134 | 1.5616 | 11332.3582 | 1.7063 | 1.4292 | 13160.16
[23 empty] | Heat Pump Water Heater | 3.7915 | 0.91758 | 231043.9732 | 9.4291 | 51.0065 | 177271.556 |  | VSD Controlled Compressor | 1.6134 | 1.5616 | 11332.3582 | 1.7063 | 1.4292 | 13160.16
[23 empty] | Heat Pump Water Heater | 4.7065 | 1.3132 | 375798.3114 | 59.4203 | 39.5217 | 351613.0036 |  | VSD Controlled Compressor | 1.6134 | 1.5616 | 11332.3582 | 1.7063 | 1.4292 | 13160.16
[23 empty] | Heat Pump Water Heater | 4.8818 | 0.83885 | 64447.1391 | 2.9603 | 15.5303 | 42193.5604 |  | Wall Insulation | 2.1506 | 1.2171 | 4.5953 | 0.00079852 | 0.00047035 | 1.9307
[23 empty] | Heat Pump Water Heater | 4.4124 | 1.3132 | 278242.1303 | 44.5652 | 29.6412 | 263709.7527 |  | Wall Insulation | 2.1267 | 1.2212 | 4.4902 | 0.00078702 | 0.00046358 | 1.9029
[23 empty] | Heat Pump Water Heater | 4.0855 | 1.3132 | 38003.5664 | 6.1896 | 4.1168 | 36626.3545 |  | Wall Insulation | 2.1267 | 1.2212 | 4.4902 | 0.00078702 | 0.00046358 | 1.9029
[23 empty] | Heat Pump Water Heater | 2.5426 | 0.83886 | 19612.4164 | 1.0279 | 5.3925 | 14650.5418 |  | Wall Insulation | 2.1219 | 1.0814 | 5.1596 | 0.00039983 | 0.0009144 | 1.9593
[23 empty] | Heat Pump Water Heater | 3.0206 | 0.83885 | 36576.6254 | 1.8317 | 9.6094 | 26107.2655 |  | Wall Insulation | 2.0981 | 1.0851 | 5.0451 | 0.00039401 | 0.00090108 | 1.9307
[23 empty] | Heat Pump Water Heater | 2.9416 | 1.3132 | 8312.9768 | 1.4855 | 0.98804 | 8790.3251 |  | Wall Insulation | 2.0981 | 1.0851 | 5.0451 | 0.00039401 | 0.00090108 | 1.9307
[23 empty] | High Bay Fluorescent (T5) | 3.1448 | 1.4566 | 811.9803 | 0.10655 | 0.10454 | 576.1587 |  | Wall Insulation | 1.7925 | 0.92348 | 5.1409 | 3.9792e-05 | 0.000897 | 1.9886
[23 empty] | High Bay Fluorescent (T5) | 4.8181 | 1.456 | 1397.2872 | 0.16331 | 0.16022 | 883.0693 |  | Wall Insulation | 1.7697 | 0.92538 | 5.0254 | 3.9206e-05 | 0.00088379 | 1.9593
[23 empty] | High Bay Fluorescent (T5) | 6.0599 | 1.456 | 1831.3007 | 0.20539 | 0.20151 | 1110.648 |  | Wall Insulation | 1.7475 | 0.92729 | 4.9128 | 3.8635e-05 | 0.00087092 | 1.9307
[23 empty] | High Bay Fluorescent (T5) | 5.4969 | 1.4563 | 1634.1608 | 0.18628 | 0.18276 | 1007.276 |  | Wall Insulation | 1.7475 | 0.92729 | 4.9128 | 3.8635e-05 | 0.00087092 | 1.9307
[23 empty] | High Bay Fluorescent (T5) | 7.4368 | 1.4564 | 2311.9249 | 0.252 | 0.24724 | 1362.6673 |  | Wall Insulation | 1.7259 | 0.9292 | 4.8031 | 3.8078e-05 | 0.00085837 | 1.9029
[23 empty] | High Bay Fluorescent (T5) | 3.607 | 1.4564 | 973.5892 | 0.12222 | 0.11991 | 660.8997 |  | Wall Insulation | 1.7048 | 0.93112 | 4.6962 | 3.7536e-05 | 0.00084614 | 1.8758
[23 empty] | High Bay Fluorescent (T5) | 4.1043 | 1.4564 | 1147.4238 | 0.13908 | 0.13645 | 752.0513 |  | Wall Insulation | 1.6536 | 1.4743 | 2.8892 | 0.00022233 | 0.0003967 | 1.9593
[23 empty] | High Bay Fluorescent (T5) | 4.8181 | 1.456 | 1397.2872 | 0.16331 | 0.16022 | 883.0693 |  | Building Envelope Improvements | 2.7597 | 1.5997 | 7325.1276 | 0.55134 | 0.53796 | 3870.3101
[23 empty] | High Bay Fluorescent (T5) | 3.5561 | 1.4562 | 956.0147 | 0.12052 | 0.11824 | 651.6843 |  | Compressed Air Controls | 1.7488 | 1.3853 | 88332.34 | 13.1623 | 12.8147 | 97743.9554
[23 empty] | High Bay Fluorescent (T5) | 3.6702 | 1.4563 | 995.7483 | 0.12437 | 0.12202 | 672.519 |  | Compressed Air Equipment | 2.161 | 1.443 | 149880.392 | 17.3816 | 16.9226 | 129077.005
[23 empty] | High Bay Fluorescent (T5) | 5.4478 | 1.456 | 1617.3504 | 0.18465 | 0.18116 | 998.4613 |  | Compressed Air Equipment | 2.2494 | 1.443 | 14023.6374 | 1.5907 | 1.5487 | 11812.8005
[23 empty] | High Bay Fluorescent (T5) | 2.6002 | 1.456 | 622.0994 | 0.088136 | 0.086472 | 476.593 |  | Efficient Lighting - High Bay | 2.1836 | 1.3947 | 192750.9885 | 24.4336 | 23.7501 | 171178.7609
[23 empty] | High Bay Fluorescent (T5) | 4.1797 | 1.456 | 1174.1676 | 0.14167 | 0.13899 | 766.0747 |  | Efficient Lighting - High Bay | 2.1836 | 1.3947 | 76721.8919 | 9.7255 | 9.4534 | 68135.3634
[23 empty] | High Bay Fluorescent (T5) | 3.1448 | 1.4566 | 811.9803 | 0.10655 | 0.10454 | 576.1587 |  | Efficient Lighting - High Bay | 2.1836 | 1.3947 | 19905.5473 | 2.5233 | 2.4527 | 17677.7662
[23 empty] | High Bay Fluorescent (T5) | 4.8181 | 1.456 | 1397.2872 | 0.16331 | 0.16022 | 883.0693 |  | Efficient Lighting - High Bay | 2.1836 | 1.3947 | 46710.1524 | 5.9211 | 5.7555 | 41482.4643
[23 empty] | High Bay Fluorescent (T5) | 6.0599 | 1.456 | 1831.3007 | 0.20539 | 0.20151 | 1110.648 |  | Efficient Lighting - High Bay | 2.1835 | 1.3947 | 17528.5002 | 2.222 | 2.1598 | 15566.7526
[23 empty] | High Bay Fluorescent (T5) | 5.4969 | 1.4563 | 1634.1608 | 0.18628 | 0.18276 | 1007.276 |  | Efficient Lighting - High Bay | 2.1836 | 1.3947 | 49578.6417 | 6.2847 | 6.1089 | 44029.9188
[23 empty] | High Bay Fluorescent (T5) | 7.4368 | 1.4564 | 2311.9249 | 0.252 | 0.24724 | 1362.6673 |  | Efficient Lighting - High Bay | 2.1836 | 1.3947 | 10417.0005 | 1.3205 | 1.2835 | 9251.1548
[23 empty] | High Bay Fluorescent (T5) | 3.607 | 1.4564 | 973.5892 | 0.12222 | 0.11991 | 660.8997 |  | Efficient Lighting - High Bay | 2.1836 | 1.3947 | 351462.9322 | 44.5523 | 43.306 | 312128.045
[23 empty] | High Bay Fluorescent (T5) | 4.1043 | 1.4564 | 1147.4238 | 0.13908 | 0.13645 | 752.0513 |  | Efficient Lighting - High Bay | 2.1835 | 1.3947 | 17078.3518 | 2.1649 | 2.1043 | 15166.9837
[23 empty] | High Bay Fluorescent (T5) | 4.8181 | 1.456 | 1397.2872 | 0.16331 | 0.16022 | 883.0693 |  | Efficient Lighting - High Bay | 2.1836 | 1.3947 | 15524.3261 | 1.9679 | 1.9129 | 13786.8808
[23 empty] | High Bay Fluorescent (T5) | 3.5561 | 1.4562 | 956.0147 | 0.12052 | 0.11824 | 651.6843 |  | Efficient Lighting - High Bay | 2.1836 | 1.3947 | 95632.0347 | 12.1226 | 11.7834 | 84929.127
[23 empty] | High Bay Fluorescent (T5) | 3.6702 | 1.4563 | 995.7483 | 0.12437 | 0.12202 | 672.519 |  | Efficient Lighting - High Bay | 2.1837 | 1.3948 | 915.6448 | 0.11607 | 0.11282 | 813.1681
[23 empty] | High Bay Fluorescent (T5) | 5.4478 | 1.456 | 1617.3504 | 0.18465 | 0.18116 | 998.4613 |  | Efficient Lighting - Other Interior Lighting | 1.2699 | 1.4222 | 44440.3592 | 8.9343 | 8.6844 | 62592.8376
[23 empty] | High Bay Fluorescent (T5) | 2.6002 | 1.456 | 622.0994 | 0.088136 | 0.086472 | 476.593 |  | Efficient Lighting - Other Interior Lighting | 1.2699 | 1.4222 | 101279.6184 | 20.3613 | 19.7918 | 142649.1306
[23 empty] | High Bay Fluorescent (T5) | 4.1797 | 1.456 | 1174.1676 | 0.14167 | 0.13899 | 766.0747 |  | Efficient Lighting - Other Interior Lighting | 1.2699 | 1.4222 | 13887.4686 | 2.7919 | 2.7138 | 19560.0594
[23 empty] | High Bay LED | 2.1311 | 1.4562 | 682.4143 | 0.10761 | 0.10558 | 581.9107 |  | Efficient Lighting - Other Interior Lighting | 1.2699 | 1.4222 | 59305.0179 | 11.9227 | 11.5892 | 83529.2383
[23 empty] | High Bay LED | 3.2666 | 1.4563 | 1273.5645 | 0.16494 | 0.16182 | 891.8853 |  | Efficient Lighting - Other Interior Lighting | 1.2699 | 1.4222 | 13014.3972 | 2.6164 | 2.5432 | 18330.3659
[23 empty] | High Bay LED | 4.1079 | 1.4561 | 1711.911 | 0.20744 | 0.20353 | 1121.736 |  | Efficient Lighting - Other Interior Lighting | 1.2699 | 1.4222 | 21096.8305 | 4.2413 | 4.1227 | 29714.2181
[23 empty] | High Bay LED | 3.7258 | 1.4562 | 1512.8029 | 0.18814 | 0.18458 | 1017.332 |  | Efficient Lighting - Other Interior Lighting | 1.2699 | 1.4222 | 4778.4804 | 0.96067 | 0.9338 | 6730.3381
[23 empty] | High Bay LED | 5.0405 | 1.4563 | 2197.3333 | 0.25451 | 0.24971 | 1376.2713 |  | Efficient Lighting - Other Interior Lighting | 1.2699 | 1.4222 | 114375.9658 | 22.9942 | 22.351 | 161094.923
[23 empty] | High Bay LED | 2.4449 | 1.4564 | 845.6366 | 0.12344 | 0.12111 | 667.4977 |  | Efficient Lighting - Other Interior Lighting | 1.2699 | 1.4222 | 13047.0137 | 2.623 | 2.5496 | 18376.3053
[23 empty] | High Bay LED | 2.7813 | 1.456 | 1021.2067 | 0.14047 | 0.13781 | 759.5593 |  | Efficient Lighting - Other Interior Lighting | 1.2699 | 1.4222 | 21931.0597 | 4.409 | 4.2857 | 30889.2026
[23 empty] | High Bay LED | 3.2666 | 1.4563 | 1273.5645 | 0.16494 | 0.16182 | 891.8853 |  | Efficient Lighting - Other Interior Lighting | 1.2699 | 1.4222 | 136849.5993 | 27.5124 | 26.7428 | 192748.3236
[23 empty] | High Bay LED | 2.4105 | 1.4562 | 827.8866 | 0.12172 | 0.11942 | 658.1903 |  | Efficient Lighting - Other Interior Lighting | 1.2699 | 1.4222 | 638.8163 | 0.12843 | 0.12484 | 899.7526
[23 empty] | High Bay LED | 2.4876 | 1.4562 | 868.0169 | 0.12561 | 0.12324 | 679.233 |  | Fan Equipment Upgrades | 2.3039 | 1.443 | 6504.2302 | 0.72858 | 0.70934 | 5410.4698
[23 empty] | High Bay LED | 3.6938 | 1.4564 | 1495.8247 | 0.18649 | 0.18297 | 1008.4293 |  | Fan Equipment Upgrades | 2.1928 | 1.443 | 10671.56 | 1.2274 | 1.195 | 9115.0869
[23 empty] | High Bay LED | 1.7626 | 1.456 | 490.6377 | 0.089016 | 0.087335 | 481.351 |  | Fan Equipment Upgrades | 2.1509 | 1.443 | 29976.4598 | 3.4857 | 3.3936 | 25884.7363
[23 empty] | High Bay LED | 2.8335 | 1.4562 | 1048.2174 | 0.14308 | 0.14038 | 773.7227 |  | Fan Equipment Upgrades | 1.9622 | 1.443 | 3264.0674 | 0.4017 | 0.39109 | 2983.0086
[23 empty] | High Bay LED | 2.1311 | 1.4562 | 682.4143 | 0.10761 | 0.10558 | 581.9107 |  | HVAC Equipment Upgrades | 1.863 | 1.5029 | 26847.0169 | 3.1452 | 3.0689 | 22079.0115
[23 empty] | High Bay LED | 3.2666 | 1.4563 | 1273.5645 | 0.16494 | 0.16182 | 891.8853 |  | HVAC Equipment Upgrades | 2.5268 | 1.5029 | 132733.8553 | 12.9438 | 12.6298 | 90863.5695
[23 empty] | High Bay LED | 4.1079 | 1.4561 | 1711.911 | 0.20744 | 0.20353 | 1121.736 |  | HVAC Recommissioning | 1.4087 | 1.2751 | 87995.6071 | 20.6141 | 20.114 | 144707.3819
[23 empty] | High Bay LED | 3.7258 | 1.4562 | 1512.8029 | 0.18814 | 0.18458 | 1017.332 |  | HVAC Recommissioning | 1.3977 | 1.2751 | 232431.7853 | 54.9173 | 53.5849 | 385509.7021
[23 empty] | High Bay LED | 5.0405 | 1.4563 | 2197.3333 | 0.25451 | 0.24971 | 1376.2713 |  | HVAC Recommissioning | 1.4086 | 1.2751 | 4047.7522 | 0.94824 | 0.92523 | 6656.4643
[23 empty] | High Bay LED | 2.4449 | 1.4564 | 845.6366 | 0.12344 | 0.12111 | 667.4977 |  | Lighting Controls - Exterior | 1.6395 | 1.9249 | 1069.5411 | 0 | 0 | 2235.3813
[23 empty] | High Bay LED | 2.7813 | 1.456 | 1021.2067 | 0.14047 | 0.13781 | 759.5593 |  | Lighting Controls - Exterior | 1.6593 | 1.9249 | 181.9938 | 0 | 0 | 376.553
[23 empty] | High Bay LED | 3.2666 | 1.4563 | 1273.5645 | 0.16494 | 0.16182 | 891.8853 |  | Lighting Controls - Exterior | 1.6069 | 1.9249 | 639.9425 | 0 | 0 | 1360.9544
[23 empty] | High Bay LED | 2.4105 | 1.4562 | 827.8866 | 0.12172 | 0.11942 | 658.1903 |  | Lighting Controls - Exterior | 1.3304 | 1.9249 | 196.159 | 0 | 0 | 510.7132
[23 empty] | High Bay LED | 2.4876 | 1.4562 | 868.0169 | 0.12561 | 0.12324 | 679.233 |  | Lighting Controls - Exterior | 1.4586 | 1.9249 | 288.7379 | 0 | 0 | 674.4456
[23 empty] | High Bay LED | 3.6938 | 1.4564 | 1495.8247 | 0.18649 | 0.18297 | 1008.4293 |  | Lighting Controls - Exterior | 1.5795 | 1.9249 | 2306.014 | 0 | 0 | 4980.25
[23 empty] | High Bay LED | 1.7626 | 1.456 | 490.6377 | 0.089016 | 0.087335 | 481.351 |  | Lighting Controls - Exterior | 1.5489 | 1.9249 | 226.2676 | 0 | 0 | 497.5976
[23 empty] | High Bay LED | 2.8335 | 1.4562 | 1048.2174 | 0.14308 | 0.14038 | 773.7227 |  | Lighting Controls - Exterior | 1.6593 | 1.9249 | 8.3716 | 0 | 0 | 17.3212
[23 empty] | High Efficiency Chiller (Air Cooled, 50 tons) | 1.6084 | 1.4184 | 16773.884 | 3.6935 | 3.7483 | 12977.2822 |  | Motor Equipment Upgrades | 1.4938 | 1.2923 | 19859.6181 | 4.2144 | 4.1031 | 31296.1261
[23 empty] | High Efficiency Chiller (Air Cooled, 50 tons) | 1.7844 | 1.4184 | 20742.9587 | 4.0976 | 4.1584 | 14397.1378 |  | Motor Equipment Upgrades | 1.4721 | 1.2924 | 325.8839 | 0.070162 | 0.068309 | 521.0287
[23 empty] | High Efficiency Chiller (Air Cooled, 50 tons) | 3.4999 | 1.4184 | 59434.4984 | 8.037 | 8.1562 | 28238.2483 |  | Motor Optimization | 1.0459 | 1.2923 | 315124.7391 | 114.3046 | 111.2855 | 848831.5375
[23 empty] | High Efficiency Chiller (Air Cooled, 50 tons) | 3.3153 | 1.4184 | 55271.1333 | 7.6131 | 7.726 | 26748.8892 |  | Process Heat Equipment Upgrade | 1.3892 | 1.2856 | 59438.9118 | 13.8146 | 13.474 | 100344.2214
[23 empty] | High Efficiency Chiller (Air Cooled, 50 tons) | 2.6569 | 1.4184 | 40421.7978 | 6.1012 | 6.1917 | 21436.8418 |  | Process Heat Equipment Upgrade | 1.3892 | 1.2856 | 79439.8406 | 18.4632 | 18.0079 | 134109.6045
[23 empty] | High Efficiency Chiller (Air Cooled, 50 tons) | 1.8103 | 1.4184 | 21325.8298 | 4.157 | 4.2186 | 14605.6481 |  | Process Refrig Controls | 1.129 | 1.435 | 291.0414 | 0.071425 | 0.069664 | 518.8079
[23 empty] | High Efficiency Chiller (Air Cooled, 50 tons) | 2.6065 | 1.4184 | 39283.8113 | 5.9854 | 6.0742 | 21029.7503 |  | Process Refrig Controls | 1.5743 | 1.4352 | 5821.7827 | 0.87044 | 0.84898 | 6322.5701
[23 empty] | High Efficiency Chiller (Air Cooled, 50 tons) | 2.0428 | 1.4184 | 26571.6698 | 4.6911 | 4.7607 | 16482.2406 |  | Process Refrig Equipment Upgrade | 1.5593 | 1.2856 | 6050.0327 | 1.2527 | 1.2218 | 9099.2988
[23 empty] | High Efficiency Chiller (Air Cooled, 50 tons) | 1.7758 | 1.4184 | 20548.6683 | 4.0778 | 4.1383 | 14327.6344 |  | Process Refrig Equipment Upgrade | 1.346 | 1.2851 | 236.8465 | 0.057085 | 0.055677 | 414.644
[23 empty] | High Efficiency Chiller (Air Cooled, 50 tons) | 1.6084 | 1.4184 | 16773.884 | 3.6935 | 3.7483 | 12977.2822 |  | Process Refrig Equipment Upgrade | 1.648 | 1.2855 | 1910.1449 | 0.37737 | 0.36807 | 2741.0997
[23 empty] | High Efficiency Chiller (Air Cooled, 50 tons) | 1.7844 | 1.4184 | 20742.9587 | 4.0976 | 4.1584 | 14397.1378 |  | Process Refrig Equipment Upgrade | 1.3592 | 1.2844 | 107.6678 | 0.025633 | 0.025001 | 186.1908
[23 empty] | High Efficiency Chiller (Air Cooled, 50 tons) | 3.4999 | 1.4184 | 59434.4984 | 8.037 | 8.1562 | 28238.2483 |  | Process Refrig Equipment Upgrade | 1.2511 | 1.2855 | 1387.2579 | 0.36806 | 0.35899 | 2673.4852
[23 empty] | High Efficiency Chiller (Air Cooled, 50 tons) | 3.3153 | 1.4184 | 55271.1333 | 7.6131 | 7.726 | 26748.8892 |  | Process Refrig Equipment Upgrade | 1.559 | 1.2854 | 278.2984 | 0.057624 | 0.056204 | 418.563
[23 empty] | High Efficiency Chiller (Air Cooled, 50 tons) | 2.6569 | 1.4184 | 40421.7978 | 6.1012 | 6.1917 | 21436.8418 |  | Pump Equipment Upgrade | 1.6765 | 1.443 | 8154.7615 | 1.1319 | 1.102 | 8405.3604
[23 empty] | High Efficiency Chiller (Air Cooled, 50 tons) | 1.8103 | 1.4184 | 21325.8298 | 4.157 | 4.2186 | 14605.6481 |  | Pump Equipment Upgrade | 2.1958 | 1.443 | 36303.1443 | 4.1724 | 4.0622 | 30984.6514
[23 empty] | High Efficiency Chiller (Air Cooled, 50 tons) | 2.6065 | 1.4184 | 39283.8113 | 5.9854 | 6.0742 | 21029.7503 |  | Pump Equipment Upgrade | 1.5755 | 1.443 | 15588.2758 | 2.2927 | 2.2322 | 17025.9946
[23 empty] | High Efficiency Chiller (Air Cooled, 50 tons) | 2.0428 | 1.4184 | 26571.6698 | 4.6911 | 4.7607 | 16482.2406 |  | Pump Equipment Upgrade | 1.9622 | 1.443 | 7699.1654 | 0.9475 | 0.92248 | 7036.2138
[23 empty] | High Efficiency Chiller (Air Cooled, 50 tons) | 1.7758 | 1.4184 | 20548.6683 | 4.0778 | 4.1383 | 14327.6344 |  | Pump System Optimization | 1.2658 | 1.2923 | 45876.9829 | 11.7934 | 11.4819 | 87578.2988
[23 empty] | High Efficiency Chiller (Water cooled-centrifugal, 200 tons) | 1.529 | 1.2337 | 24059.3251 | 6.3192 | 0.27371 | 16050.3747
[23 empty] | High Efficiency Chiller (Water cooled-centrifugal, 200 tons) | 1.6962 | 1.2337 | 29683.222 | 7.0105 | 0.30366 | 17806.4601
[23 empty] | High Efficiency Chiller (Water cooled-centrifugal, 200 tons) | 3.327 | 1.2337 | 84506.3855 | 13.7503 | 0.59559 | 34925.2223
[23 empty] | High Efficiency Chiller (Water cooled-centrifugal, 200 tons) | 3.1515 | 1.2337 | 78607.1928 | 13.0251 | 0.56417 | 33083.1747
[23 empty] | High Efficiency Chiller (Water cooled-centrifugal, 200 tons) | 2.5257 | 1.2337 | 57566.7392 | 10.4385 | 0.45213 | 26513.205
[23 empty] | High Efficiency Chiller (Water cooled-centrifugal, 200 tons) | 1.7208 | 1.2337 | 30509.109 | 7.1121 | 0.30805 | 18064.3467
[23 empty] | High Efficiency Chiller (Water cooled-centrifugal, 200 tons) | 2.4777 | 1.2337 | 55954.2932 | 10.2402 | 0.44355 | 26009.712
[23 empty] | High Efficiency Chiller (Water cooled-centrifugal, 200 tons) | 1.9419 | 1.2337 | 37942.0917 | 8.0259 | 0.34763 | 20385.3267
[23 empty] | High Efficiency Chiller (Water cooled-centrifugal, 200 tons) | 1.6881 | 1.2337 | 29407.9264 | 6.9767 | 0.30219 | 17720.4978
[23 empty] | High Efficiency Chiller (Water cooled-centrifugal, 200 tons) | 1.529 | 1.2337 | 24059.3251 | 6.3192 | 0.27371 | 16050.3747
[23 empty] | High Efficiency Chiller (Water cooled-centrifugal, 200 tons) | 1.6962 | 1.2337 | 29683.222 | 7.0105 | 0.30366 | 17806.4601
[23 empty] | High Efficiency Chiller (Water cooled-centrifugal, 200 tons) | 3.327 | 1.2337 | 84506.3855 | 13.7503 | 0.59559 | 34925.2223
[23 empty] | High Efficiency Chiller (Water cooled-centrifugal, 200 tons) | 3.1515 | 1.2337 | 78607.1928 | 13.0251 | 0.56417 | 33083.1747
[23 empty] | High Efficiency Chiller (Water cooled-centrifugal, 200 tons) | 2.5257 | 1.2337 | 57566.7392 | 10.4385 | 0.45213 | 26513.205
[23 empty] | High Efficiency Chiller (Water cooled-centrifugal, 200 tons) | 1.7208 | 1.2337 | 30509.109 | 7.1121 | 0.30805 | 18064.3467
[23 empty] | High Efficiency Chiller (Water cooled-centrifugal, 200 tons) | 2.4777 | 1.2337 | 55954.2932 | 10.2402 | 0.44355 | 26009.712
[23 empty] | High Efficiency Chiller (Water cooled-centrifugal, 200 tons) | 1.9419 | 1.2337 | 37942.0917 | 8.0259 | 0.34763 | 20385.3267
[23 empty] | High Efficiency Chiller (Water cooled-centrifugal, 200 tons) | 1.6881 | 1.2337 | 29407.9264 | 6.9767 | 0.30219 | 17720.4978
[23 empty] | High Efficiency Chiller (Water cooled-positive displacement, 100 tons) | 1.9354 | 1.2337 | 20576.4649 | 4.3631 | 0.18898 | 11082.0417
[23 empty] | High Efficiency Chiller (Water cooled-positive displacement, 100 tons) | 1.8333 | 1.2337 | 18704.6057 | 4.133 | 0.17902 | 10497.5458
[23 empty] | High Efficiency Chiller (Water cooled-positive displacement, 100 tons) | 1.4692 | 1.2337 | 12028.3079 | 3.3122 | 0.14347 | 8412.8439
[23 empty] | High Efficiency Chiller (Water cooled-positive displacement, 100 tons) | 1.0011 | 1.2337 | 3442.7138 | 2.2567 | 0.097748 | 5731.9562
[23 empty] | High Efficiency Chiller (Water cooled-positive displacement, 100 tons) | 1.4413 | 1.2337 | 11516.6664 | 3.2493 | 0.14074 | 8253.0817
[23 empty] | High Efficiency Chiller (Water cooled-positive displacement, 100 tons) | 1.1296 | 1.2337 | 5801.2563 | 2.5467 | 0.11031 | 6468.421
[23 empty] | High Efficiency Chiller (Water cooled-positive displacement, 100 tons) | 1.9354 | 1.2337 | 20576.4649 | 4.3631 | 0.18898 | 11082.0417
[23 empty] | High Efficiency Chiller (Water cooled-positive displacement, 100 tons) | 1.8333 | 1.2337 | 18704.6057 | 4.133 | 0.17902 | 10497.5458
[23 empty] | High Efficiency Chiller (Water cooled-positive displacement, 100 tons) | 1.4692 | 1.2337 | 12028.3079 | 3.3122 | 0.14347 | 8412.8439
[23 empty] | High Efficiency Chiller (Water cooled-positive displacement, 100 tons) | 1.0011 | 1.2337 | 3442.7138 | 2.2567 | 0.097748 | 5731.9562
[23 empty] | High Efficiency Chiller (Water cooled-positive displacement, 100 tons) | 1.4413 | 1.2337 | 11516.6664 | 3.2493 | 0.14074 | 8253.0817
[23 empty] | High Efficiency Chiller (Water cooled-positive displacement, 100 tons) | 1.1296 | 1.2337 | 5801.2563 | 2.5467 | 0.11031 | 6468.421
[23 empty] | High Efficiency PTAC | 4.8555 | 1.0806 | 1913.0362 | 0.38889 | 0 | 781.6741
[23 empty] | High Efficiency PTAC | 4.1592 | 1.24 | 1572.5281 | 0.24769 | 0 | 867.1977
[23 empty] | High Efficiency PTAC | 2.683 | 1.0809 | 895.0317 | 0.21483 | 0 | 431.8047
[23 empty] | High Efficiency PTAC | 7.7272 | 1.24 | 3231.6857 | 0.4602 | 0 | 1611.1936
[23 empty] | High Efficiency PTAC | 2.6235 | 1.0809 | 867.1888 | 0.21007 | 0 | 422.2356
[23 empty] | High Efficiency PTAC | 8.0211 | 1.0807 | 3395.6685 | 0.6424 | 0 | 1291.2275
[23 empty] | High Efficiency PTAC | 2.4687 | 1.1293 | 791.9916 | 0.18074 | 0 | 436.5892
[23 empty] | High Efficiency PTAC | 4.974 | 1.1292 | 1962.74 | 0.36421 | 0 | 879.7571
[23 empty] | High Efficiency PTAC | 7.869 | 1.0807 | 3324.3212 | 0.6302 | 0 | 1266.7068
[23 empty] | High Efficiency PTAC | 6.1672 | 1.0807 | 2527.3193 | 0.49393 | 0 | 992.7919
[23 empty] | High Efficiency PTAC | 5.3606 | 1.0806 | 2149.7005 | 0.42936 | 0 | 863.0113
[23 empty] | High Efficiency PTAC | 1.1782 | 1.0811 | 190.2593 | 0.094322 | 0 | 189.5874
[23 empty] | High Efficiency PTAC | 4.8555 | 1.0806 | 1913.0362 | 0.38889 | 0 | 781.6741
[23 empty] | High Efficiency PTAC | 4.1592 | 1.24 | 1572.5281 | 0.24769 | 0 | 867.1977
[23 empty] | High Efficiency PTAC | 2.683 | 1.0809 | 895.0317 | 0.21483 | 0 | 431.8047
[23 empty] | High Efficiency PTAC | 7.7272 | 1.24 | 3231.6857 | 0.4602 | 0 | 1611.1936
[23 empty] | High Efficiency PTAC | 2.6235 | 1.0809 | 867.1888 | 0.21007 | 0 | 422.2356
[23 empty] | High Efficiency PTAC | 8.0211 | 1.0807 | 3395.6685 | 0.6424 | 0 | 1291.2275
[23 empty] | High Efficiency PTAC | 2.4687 | 1.1293 | 791.9916 | 0.18074 | 0 | 436.5892
[23 empty] | High Efficiency PTAC | 4.974 | 1.1292 | 1962.74 | 0.36421 | 0 | 879.7571
[23 empty] | High Efficiency PTAC | 7.869 | 1.0807 | 3324.3212 | 0.6302 | 0 | 1266.7068
[23 empty] | High Efficiency PTAC | 6.1672 | 1.0807 | 2527.3193 | 0.49393 | 0 | 992.7919
[23 empty] | High Efficiency PTAC | 5.3606 | 1.0806 | 2149.7005 | 0.42936 | 0 | 863.0113
[23 empty] | High Efficiency PTAC | 1.1782 | 1.0811 | 190.2593 | 0.094322 | 0 | 189.5874
[23 empty] | High Efficiency PTHP | 4.9099 | 1.0808 | 1938.1957 | 0.39314 | 0.00014395 | 790.4475
[23 empty] | High Efficiency PTHP | 4.2813 | 1.2669 | 1588.9382 | 0.24922 | 0.075355 | 875.9712
[23 empty] | High Efficiency PTHP | 2.776 | 1.0808 | 938.7313 | 0.22227 | 8.1383e-05 | 446.895
[23 empty] | High Efficiency PTHP | 7.9506 | 1.2668 | 3260.7302 | 0.46284 | 0.13995 | 1626.8454
[23 empty] | High Efficiency PTHP | 2.6703 | 1.0809 | 889.2488 | 0.21381 | 7.8285e-05 | 429.886
[23 empty] | High Efficiency PTHP | 8.0774 | 1.0807 | 3422.0199 | 0.64682 | 0.00023683 | 1300.4923
[23 empty] | High Efficiency PTHP | 2.7412 | 1.0805 | 922.8388 | 0.21955 | 8.0388e-05 | 441.4321
[23 empty] | High Efficiency PTHP | 5.4967 | 1.0809 | 2212.9215 | 0.44011 | 0.00016114 | 884.8808
[23 empty] | High Efficiency PTHP | 8.0684 | 1.0807 | 3417.8625 | 0.64611 | 0.00023657 | 1299.0632
[23 empty] | High Efficiency PTHP | 6.2922 | 1.0807 | 2585.8676 | 0.50387 | 0.00018449 | 1013.0761
[23 empty] | High Efficiency PTHP | 5.4759 | 1.0807 | 2203.6129 | 0.43852 | 0.00016056 | 881.6812
[23 empty] | High Efficiency PTHP | 1.2074 | 1.0806 | 204.2601 | 0.096704 | 3.5407e-05 | 194.4303
[23 empty] | High Efficiency PTHP | 4.9099 | 1.0808 | 1938.1957 | 0.39314 | 0.00014395 | 790.4475
[23 empty] | High Efficiency PTHP | 4.2813 | 1.2669 | 1588.9382 | 0.24922 | 0.075355 | 875.9712
[23 empty] | High Efficiency PTHP | 2.776 | 1.0808 | 938.7313 | 0.22227 | 8.1383e-05 | 446.895
[23 empty] | High Efficiency PTHP | 7.9506 | 1.2668 | 3260.7302 | 0.46284 | 0.13995 | 1626.8454
[23 empty] | High Efficiency PTHP | 2.6703 | 1.0809 | 889.2488 | 0.21381 | 7.8285e-05 | 429.886
[23 empty] | High Efficiency PTHP | 8.0774 | 1.0807 | 3422.0199 | 0.64682 | 0.00023683 | 1300.4923
[23 empty] | High Efficiency PTHP | 2.7412 | 1.0805 | 922.8388 | 0.21955 | 8.0388e-05 | 441.4321
[23 empty] | High Efficiency PTHP | 5.4967 | 1.0809 | 2212.9215 | 0.44011 | 0.00016114 | 884.8808
[23 empty] | High Efficiency PTHP | 8.0684 | 1.0807 | 3417.8625 | 0.64611 | 0.00023657 | 1299.0632
[23 empty] | High Efficiency PTHP | 6.2922 | 1.0807 | 2585.8676 | 0.50387 | 0.00018449 | 1013.0761
[23 empty] | High Efficiency PTHP | 5.4759 | 1.0807 | 2203.6129 | 0.43852 | 0.00016056 | 881.6812
[23 empty] | High Efficiency PTHP | 1.2074 | 1.0806 | 204.2601 | 0.096704 | 3.5407e-05 | 194.4303
[23 empty] | Hot Water Pipe Insulation | 3.1041 | 1.4902 | 1534.0118 | 0.15144 | 0.1702 | 1355.592
[23 empty] | Hot Water Pipe Insulation | 3.0879 | 1.5463 | 14895.5196 | 1.5475 | 1.5475 | 13555.9203
[23 empty] | Hot Water Pipe Insulation | 2.9915 | 1.3835 | 1574.9188 | 0.10667 | 0.18442 | 1355.592
[23 empty] | Hot Water Pipe Insulation | 3.1041 | 1.4902 | 1534.0118 | 0.15144 | 0.1702 | 1355.592
[23 empty] | Hot Water Pipe Insulation | 3.0879 | 1.5463 | 22343.2795 | 2.3212 | 2.3212 | 20333.8804
[23 empty] | Hot Water Pipe Insulation | 3.1044 | 1.4903 | 38350.2944 | 3.786 | 4.255 | 33889.8007
[23 empty] | Hot Water Pipe Insulation | 2.9917 | 1.3836 | 4724.7563 | 0.32002 | 0.55325 | 4066.7761
[23 empty] | Hot Water Pipe Insulation | 3.1044 | 1.4903 | 30680.2355 | 3.0288 | 3.404 | 27111.8406
[23 empty] | Hot Water Pipe Insulation | 3.1044 | 1.4903 | 4602.0353 | 0.45432 | 0.51059 | 4066.7761
[23 empty] | Hot Water Pipe Insulation | 2.9919 | 1.3837 | 3149.8375 | 0.21335 | 0.36883 | 2711.1841
[23 empty] | Hot Water Pipe Insulation | 2.9917 | 1.3836 | 4724.7563 | 0.32002 | 0.55325 | 4066.7761
[23 empty] | Hot Water Pipe Insulation | 3.1041 | 1.4902 | 1534.0118 | 0.15144 | 0.1702 | 1355.592
[23 empty] | Hot Water Pipe Insulation | 3.1041 | 1.4902 | 1534.0118 | 0.15144 | 0.1702 | 1355.592
[23 empty] | Hot Water Pipe Insulation | 3.1041 | 1.4902 | 1534.0118 | 0.15144 | 0.1702 | 1355.592
[23 empty] | Hot Water Pipe Insulation | 3.0879 | 1.5463 | 14895.5196 | 1.5475 | 1.5475 | 13555.9203
[23 empty] | Hot Water Pipe Insulation | 2.9915 | 1.3835 | 1574.9188 | 0.10667 | 0.18442 | 1355.592
[23 empty] | Hot Water Pipe Insulation | 3.1041 | 1.4902 | 1534.0118 | 0.15144 | 0.1702 | 1355.592
[23 empty] | Hot Water Pipe Insulation | 3.0879 | 1.5463 | 22343.2795 | 2.3212 | 2.3212 | 20333.8804
[23 empty] | Hot Water Pipe Insulation | 3.1044 | 1.4903 | 38350.2944 | 3.786 | 4.255 | 33889.8007
[23 empty] | Hot Water Pipe Insulation | 2.9917 | 1.3836 | 4724.7563 | 0.32002 | 0.55325 | 4066.7761
[23 empty] | Hot Water Pipe Insulation | 3.1044 | 1.4903 | 30680.2355 | 3.0288 | 3.404 | 27111.8406
[23 empty] | Hot Water Pipe Insulation | 3.1044 | 1.4903 | 4602.0353 | 0.45432 | 0.51059 | 4066.7761
[23 empty] | Hot Water Pipe Insulation | 2.9919 | 1.3837 | 3149.8375 | 0.21335 | 0.36883 | 2711.1841
[23 empty] | Hot Water Pipe Insulation | 2.9917 | 1.3836 | 4724.7563 | 0.32002 | 0.55325 | 4066.7761
[23 empty] | Hot Water Pipe Insulation | 3.1041 | 1.4902 | 1534.0118 | 0.15144 | 0.1702 | 1355.592
[23 empty] | Hot Water Pipe Insulation | 3.1041 | 1.4902 | 1534.0118 | 0.15144 | 0.1702 | 1355.592
[23 empty] | HVAC tune-up | 1.1944 | 0.91172 | 130.4728 | 0.12637 | 0.015344 | 359.8065
[23 empty] | HVAC tune-up | 1.1853 | 0.90691 | 125.6033 | 0.12881 | 0.043539 | 340.8294
[23 empty] | HVAC tune-up | 1.1944 | 0.91172 | 130.4728 | 0.12637 | 0.015344 | 359.8065
[23 empty] | HVAC tune-up | 1.1853 | 0.90691 | 125.6033 | 0.12881 | 0.043539 | 340.8294
[23 empty] | Interior Lighting Controls | 1.0819 | 1.8228 | 214.3773 | 0 | 0 | 952.28
[23 empty] | Interior Lighting Controls | 1.0819 | 1.8228 | 214.3773 | 0 | 0 | 952.28
[23 empty] | LED Display Lighting (Exterior) | 3.9261 | 2.1667 | 395.8859 | 0 | 0 | 377.692
[23 empty] | LED Display Lighting (Exterior) | 3.9261 | 2.1667 | 395.8859 | 0 | 0 | 377.692
[23 empty] | LED Display Lighting (Exterior) | 3.9261 | 2.1667 | 395.8859 | 0 | 0 | 377.692
[23 empty] | LED Display Lighting (Exterior) | 3.9261 | 2.1667 | 395.8859 | 0 | 0 | 377.692
[23 empty] | LED Display Lighting (Exterior) | 3.9261 | 2.1667 | 395.8859 | 0 | 0 | 377.692
[23 empty] | LED Display Lighting (Exterior) | 3.9261 | 2.1667 | 395.8859 | 0 | 0 | 377.692
[23 empty] | LED Display Lighting (Exterior) | 3.9261 | 2.1667 | 395.8859 | 0 | 0 | 377.692
[23 empty] | LED Display Lighting (Exterior) | 3.9261 | 2.1667 | 395.8859 | 0 | 0 | 377.692
[23 empty] | LED Display Lighting (Exterior) | 3.9261 | 2.1667 | 395.8859 | 0 | 0 | 377.692
[23 empty] | LED Display Lighting (Exterior) | 3.9261 | 2.1667 | 395.8859 | 0 | 0 | 377.692
[23 empty] | LED Display Lighting (Exterior) | 3.9261 | 2.1667 | 395.8859 | 0 | 0 | 377.692
[23 empty] | LED Display Lighting (Exterior) | 3.9261 | 2.1667 | 395.8859 | 0 | 0 | 377.692
[23 empty] | LED Display Lighting (Exterior) | 3.9261 | 2.1667 | 395.8859 | 0 | 0 | 377.692
[23 empty] | LED Display Lighting (Exterior) | 3.9261 | 2.1667 | 395.8859 | 0 | 0 | 377.692
[23 empty] | LED Display Lighting (Exterior) | 3.9261 | 2.1667 | 395.8859 | 0 | 0 | 377.692
[23 empty] | LED Display Lighting (Exterior) | 3.9261 | 2.1667 | 395.8859 | 0 | 0 | 377.692
[23 empty] | LED Display Lighting (Exterior) | 3.9261 | 2.1667 | 395.8859 | 0 | 0 | 377.692
[23 empty] | LED Display Lighting (Exterior) | 3.9261 | 2.1667 | 395.8859 | 0 | 0 | 377.692
[23 empty] | LED Display Lighting (Exterior) | 3.9261 | 2.1667 | 395.8859 | 0 | 0 | 377.692
[23 empty] | LED Display Lighting (Exterior) | 3.9261 | 2.1667 | 395.8859 | 0 | 0 | 377.692
[23 empty] | LED Display Lighting (Exterior) | 3.9261 | 2.1667 | 395.8859 | 0 | 0 | 377.692
[23 empty] | LED Display Lighting (Exterior) | 3.9261 | 2.1667 | 395.8859 | 0 | 0 | 377.692
[23 empty] | LED Display Lighting (Exterior) | 3.9261 | 2.1667 | 395.8859 | 0 | 0 | 377.692
[23 empty] | LED Display Lighting (Exterior) | 3.9261 | 2.1667 | 395.8859 | 0 | 0 | 377.692
[23 empty] | LED Display Lighting (Exterior) | 3.9261 | 2.1667 | 395.8859 | 0 | 0 | 377.692
[23 empty] | LED Display Lighting (Exterior) | 3.9261 | 2.1667 | 395.8859 | 0 | 0 | 377.692
[23 empty] | LED Display Lighting (Interior) | 4.4695 | 1.3075 | 467.7664 | 0.066388 | 0.014997 | 270.344
[23 empty] | LED Display Lighting (Interior) | 5.524 | 1.6351 | 583.6318 | 0.043517 | 0.04079 | 414.352
[23 empty] | LED Display Lighting (Interior) | 8.4582 | 1.2935 | 989.7759 | 0.1264 | 9.1014e-06 | 521.136
[23 empty] | LED Display Lighting (Interior) | 7.8129 | 1.3074 | 892.8904 | 0.11606 | 0.026219 | 472.632
[23 empty] | LED Display Lighting (Interior) | 5.1271 | 1.3076 | 551.3294 | 0.076152 | 0.017203 | 310.106
[23 empty] | LED Display Lighting (Interior) | 5.7276 | 1.2936 | 637.7947 | 0.085589 | 6.1628e-06 | 352.876
[23 empty] | LED Display Lighting (Interior) | 6.8492 | 1.3073 | 770.4105 | 0.10175 | 0.022986 | 414.352
[23 empty] | LED Display Lighting (Interior) | 5.0558 | 1.3077 | 542.2421 | 0.07509 | 0.016963 | 305.782
[23 empty] | LED Display Lighting (Interior) | 5.1201 | 1.2931 | 559.7296 | 0.076537 | 5.511e-06 | 315.558
[23 empty] | LED Display Lighting (Interior) | 7.6026 | 1.2933 | 879.6589 | 0.11363 | 8.182e-06 | 468.496
[23 empty] | LED Display Lighting (Interior) | 3.6963 | 1.3072 | 369.5849 | 0.054915 | 0.012405 | 223.626
[23 empty] | LED Display Lighting (Interior) | 5.9446 | 1.3079 | 655.0422 | 0.08827 | 0.01994 | 359.456
[23 empty] | LED Display Lighting (Interior) | 4.4695 | 1.3075 | 467.7664 | 0.066388 | 0.014997 | 270.344
[23 empty] | LED Display Lighting (Interior) | 5.524 | 1.6351 | 583.6318 | 0.043517 | 0.04079 | 414.352
[23 empty] | LED Display Lighting (Interior) | 8.4582 | 1.2935 | 989.7759 | 0.1264 | 9.1014e-06 | 521.136
[23 empty] | LED Display Lighting (Interior) | 7.8129 | 1.3074 | 892.8904 | 0.11606 | 0.026219 | 472.632
[23 empty] | LED Display Lighting (Interior) | 5.1271 | 1.3076 | 551.3294 | 0.076152 | 0.017203 | 310.106
[23 empty] | LED Display Lighting (Interior) | 5.7276 | 1.2936 | 637.7947 | 0.085589 | 6.1628e-06 | 352.876
[23 empty] | LED Display Lighting (Interior) | 6.8492 | 1.3073 | 770.4105 | 0.10175 | 0.022986 | 414.352
[23 empty] | LED Display Lighting (Interior) | 5.0558 | 1.3077 | 542.2421 | 0.07509 | 0.016963 | 305.782
[23 empty] | LED Display Lighting (Interior) | 5.1201 | 1.2931 | 559.7296 | 0.076537 | 5.511e-06 | 315.558
[23 empty] | LED Display Lighting (Interior) | 7.6026 | 1.2933 | 879.6589 | 0.11363 | 8.182e-06 | 468.496
[23 empty] | LED Display Lighting (Interior) | 3.6963 | 1.3072 | 369.5849 | 0.054915 | 0.012405 | 223.626
[23 empty] | LED Display Lighting (Interior) | 5.9446 | 1.3079 | 655.0422 | 0.08827 | 0.01994 | 359.456
[23 empty] | LED Linear - Fixture Replacement | 7.0401 | 1.3126 | 453.6698 | 0.05923 | 0.01355 | 244.345
[23 empty] | LED Linear - Fixture Replacement | 8.0668 | 1.3112 | 528.8319 | 0.067942 | 0.015543 | 280.283
[23 empty] | LED Linear - Fixture Replacement | 9.0795 | 1.2921 | 611.1805 | 0.07778 | 4.2611e-06 | 318.9398
[23 empty] | LED Linear - Fixture Replacement | 7.9605 | 1.3122 | 520.6582 | 0.066994 | 0.015326 | 276.3749
[23 empty] | LED Linear - Fixture Replacement | 8.1142 | 1.2913 | 540.4796 | 0.069555 | 3.8105e-06 | 285.2107
[23 empty] | LED Linear - Fixture Replacement | 5.8181 | 1.3114 | 365.3587 | 0.048995 | 0.011208 | 202.1198
[23 empty] | LED Linear - Fixture Replacement | 7.0401 | 1.3126 | 453.6698 | 0.05923 | 0.01355 | 244.345
[23 empty] | LED Linear - Fixture Replacement | 8.0668 | 1.3112 | 528.8319 | 0.067942 | 0.015543 | 280.283
[23 empty] | LED Linear - Fixture Replacement | 9.0795 | 1.2921 | 611.1805 | 0.07778 | 4.2611e-06 | 318.9398
[23 empty] | LED Linear - Fixture Replacement | 7.9605 | 1.3122 | 520.6582 | 0.066994 | 0.015326 | 276.3749
[23 empty] | LED Linear - Fixture Replacement | 8.1142 | 1.2913 | 540.4796 | 0.069555 | 3.8105e-06 | 285.2107
[23 empty] | LED Linear - Fixture Replacement | 5.8181 | 1.3114 | 365.3587 | 0.048995 | 0.011208 | 202.1198
[23 empty] | LED Linear - Lamp Replacement | 5.4895 | 1.3084 | 36.8449 | 0.0049742 | 0.0011421 | 20.5922
[23 empty] | LED Linear - Lamp Replacement | 6.8449 | 1.6433 | 45.7881 | 0.0032689 | 0.0031387 | 31.5613
[23 empty] | LED Linear - Lamp Replacement | 6.2921 | 1.3074 | 43.1709 | 0.0057058 | 0.00131 | 23.6208
[23 empty] | LED Linear - Lamp Replacement | 7.1167 | 1.3006 | 49.9468 | 0.0064838 | 1.086e-06 | 26.8786
[23 empty] | LED Linear - Lamp Replacement | 8.4579 | 1.3153 | 59.7563 | 0.0076239 | 0.0017504 | 31.5613
[23 empty] | LED Linear - Lamp Replacement | 6.2225 | 1.3112 | 42.483 | 0.0056262 | 0.0012918 | 23.2915
[23 empty] | LED Linear - Lamp Replacement | 6.3562 | 1.299 | 44.0127 | 0.0057981 | 9.7112e-07 | 24.0361
[23 empty] | LED Linear - Lamp Replacement | 4.5751 | 1.3183 | 29.4121 | 0.0041146 | 0.00094471 | 17.0336
[23 empty] | LED Linear - Lamp Replacement | 7.3304 | 1.314 | 51.0224 | 0.0066138 | 0.0015185 | 27.3798
[23 empty] | LED Linear - Lamp Replacement | 5.4895 | 1.3084 | 36.8449 | 0.0049742 | 0.0011421 | 20.5922
[23 empty] | LED Linear - Lamp Replacement | 6.8449 | 1.6433 | 45.7881 | 0.0032689 | 0.0031387 | 31.5613
[23 empty] | LED Linear - Lamp Replacement | 6.2921 | 1.3074 | 43.1709 | 0.0057058 | 0.00131 | 23.6208
[23 empty] | LED Linear - Lamp Replacement | 7.1167 | 1.3006 | 49.9468 | 0.0064838 | 1.086e-06 | 26.8786
[23 empty] | LED Linear - Lamp Replacement | 8.4579 | 1.3153 | 59.7563 | 0.0076239 | 0.0017504 | 31.5613
[23 empty] | LED Linear - Lamp Replacement | 6.2225 | 1.3112 | 42.483 | 0.0056262 | 0.0012918 | 23.2915
[23 empty] | LED Linear - Lamp Replacement | 6.3562 | 1.299 | 44.0127 | 0.0057981 | 9.7112e-07 | 24.0361
[23 empty] | LED Linear - Lamp Replacement | 4.5751 | 1.3183 | 29.4121 | 0.0041146 | 0.00094471 | 17.0336
[23 empty] | LED Linear - Lamp Replacement | 7.3304 | 1.314 | 51.0224 | 0.0066138 | 0.0015185 | 27.3798
[23 empty] | LED Parking Lighting | 9.1602 | 2.3079 | 4728.805 | 0 | 0 | 3375.12
[23 empty] | LED Parking Lighting | 9.1602 | 2.3079 | 4728.805 | 0 | 0 | 3375.12
[23 empty] | LED Parking Lighting | 9.1602 | 2.3079 | 4728.805 | 0 | 0 | 3375.12
[23 empty] | LED Parking Lighting | 9.1602 | 2.3079 | 4728.805 | 0 | 0 | 3375.12
[23 empty] | LED Parking Lighting | 9.1602 | 2.3079 | 4728.805 | 0 | 0 | 3375.12
[23 empty] | LED Parking Lighting | 9.1602 | 2.3079 | 4728.805 | 0 | 0 | 3375.12
[23 empty] | LED Parking Lighting | 9.1602 | 2.3079 | 4728.805 | 0 | 0 | 3375.12
[23 empty] | LED Parking Lighting | 9.1602 | 2.3079 | 4728.805 | 0 | 0 | 3375.12
[23 empty] | LED Parking Lighting | 9.1602 | 2.3079 | 4728.805 | 0 | 0 | 3375.12
[23 empty] | LED Parking Lighting | 9.1602 | 2.3079 | 4728.805 | 0 | 0 | 3375.12
[23 empty] | LED Parking Lighting | 9.1602 | 2.3079 | 4728.805 | 0 | 0 | 3375.12
[23 empty] | LED Parking Lighting | 9.1602 | 2.3079 | 4728.805 | 0 | 0 | 3375.12
[23 empty] | LED Parking Lighting | 9.1602 | 2.3079 | 4728.805 | 0 | 0 | 3375.12
[23 empty] | LED Parking Lighting | 9.1602 | 2.3079 | 4728.805 | 0 | 0 | 3375.12
[23 empty] | LED Parking Lighting | 9.1602 | 2.3079 | 4728.805 | 0 | 0 | 3375.12
[23 empty] | LED Parking Lighting | 9.1602 | 2.3079 | 4728.805 | 0 | 0 | 3375.12
[23 empty] | LED Parking Lighting | 9.1602 | 2.3079 | 4728.805 | 0 | 0 | 3375.12
[23 empty] | LED Parking Lighting | 9.1602 | 2.3079 | 4728.805 | 0 | 0 | 3375.12
[23 empty] | LED Parking Lighting | 9.1602 | 2.3079 | 4728.805 | 0 | 0 | 3375.12
[23 empty] | LED Parking Lighting | 9.1602 | 2.3079 | 4728.805 | 0 | 0 | 3375.12
[23 empty] | LED Parking Lighting | 9.1602 | 2.3079 | 4728.805 | 0 | 0 | 3375.12
[23 empty] | LED Parking Lighting | 9.1602 | 2.3079 | 4728.805 | 0 | 0 | 3375.12
[23 empty] | LED Parking Lighting | 9.1602 | 2.3079 | 4728.805 | 0 | 0 | 3375.12
[23 empty] | LED Parking Lighting | 9.1602 | 2.3079 | 4728.805 | 0 | 0 | 3375.12
[23 empty] | LED Parking Lighting | 9.1602 | 2.3079 | 4728.805 | 0 | 0 | 3375.12
[23 empty] | LED Parking Lighting | 9.1602 | 2.3079 | 4728.805 | 0 | 0 | 3375.12
[23 empty] | LED Street Lights | 3.1138 | 2.3079 | 1917.7465 | 0 | 0 | 1691.1226
[23 empty] | LED Street Lights | 3.1138 | 2.3079 | 1917.7465 | 0 | 0 | 1691.1226
[23 empty] | LED Street Lights | 3.1138 | 2.3079 | 1917.7465 | 0 | 0 | 1691.1226
[23 empty] | LED Street Lights | 3.1138 | 2.3079 | 1917.7465 | 0 | 0 | 1691.1226
[23 empty] | LED Street Lights | 3.1138 | 2.3079 | 1917.7465 | 0 | 0 | 1691.1226
[23 empty] | LED Street Lights | 3.1138 | 2.3079 | 1917.7465 | 0 | 0 | 1691.1226
[23 empty] | LED Street Lights | 3.1138 | 2.3079 | 1917.7465 | 0 | 0 | 1691.1226
[23 empty] | LED Street Lights | 3.1138 | 2.3079 | 1917.7465 | 0 | 0 | 1691.1226
[23 empty] | LED Street Lights | 3.1138 | 2.3079 | 1917.7465 | 0 | 0 | 1691.1226
[23 empty] | LED Street Lights | 3.1138 | 2.3079 | 1917.7465 | 0 | 0 | 1691.1226
[23 empty] | LED Street Lights | 3.1138 | 2.3079 | 1917.7465 | 0 | 0 | 1691.1226
[23 empty] | LED Street Lights | 3.1138 | 2.3079 | 1917.7465 | 0 | 0 | 1691.1226
[23 empty] | LED Street Lights | 3.1138 | 2.3079 | 1917.7465 | 0 | 0 | 1691.1226
[23 empty] | LED Street Lights | 3.1138 | 2.3079 | 1917.7465 | 0 | 0 | 1691.1226
[23 empty] | LED Street Lights | 3.1138 | 2.3079 | 1917.7465 | 0 | 0 | 1691.1226
[23 empty] | LED Street Lights | 3.1138 | 2.3079 | 1917.7465 | 0 | 0 | 1691.1226
[23 empty] | LED Street Lights | 3.1138 | 2.3079 | 1917.7465 | 0 | 0 | 1691.1226
[23 empty] | LED Street Lights | 3.1138 | 2.3079 | 1917.7465 | 0 | 0 | 1691.1226
[23 empty] | LED Street Lights | 3.1138 | 2.3079 | 1917.7465 | 0 | 0 | 1691.1226
[23 empty] | LED Street Lights | 3.1138 | 2.3079 | 1917.7465 | 0 | 0 | 1691.1226
[23 empty] | LED Street Lights | 3.1138 | 2.3079 | 1917.7465 | 0 | 0 | 1691.1226
[23 empty] | LED Street Lights | 3.1138 | 2.3079 | 1917.7465 | 0 | 0 | 1691.1226
[23 empty] | LED Street Lights | 3.1138 | 2.3079 | 1917.7465 | 0 | 0 | 1691.1226
[23 empty] | LED Street Lights | 3.1138 | 2.3079 | 1917.7465 | 0 | 0 | 1691.1226
[23 empty] | LED Street Lights | 3.1138 | 2.3079 | 1917.7465 | 0 | 0 | 1691.1226
[23 empty] | LED Street Lights | 3.1138 | 2.3079 | 1917.7465 | 0 | 0 | 1691.1226
[23 empty] | Low Flow Shower Head | 4.3546 | 1.3126 | 163.4153 | 0.026243 | 0.017455 | 155.2928
[23 empty] | Low Flow Shower Head | 4.5189 | 0.83886 | 9150.8689 | 0.42491 | 2.2292 | 6056.4203
[23 empty] | Low Flow Shower Head | 4.5189 | 0.83886 | 234.6377 | 0.010895 | 0.057159 | 155.2928
[23 empty] | Low Flow Shower Head | 4.2384 | 1.0424 | 189.1746 | 0.014317 | 0.037425 | 155.2928
[23 empty] | Low Flow Shower Head | 4.2395 | 1.0427 | 4918.5405 | 0.37223 | 0.97305 | 4037.6135
[23 empty] | Low Flow Shower Head | 4.3564 | 1.3131 | 3595.1369 | 0.57736 | 0.38401 | 3416.4422
[23 empty] | Low Flow Shower Head | 4.6876 | 0.74945 | 2909.5551 | 0.090394 | 0.77136 | 1708.2211
[23 empty] | Low Flow Shower Head | 4.3563 | 1.3131 | 2778.0603 | 0.44614 | 0.29674 | 2639.9781
[23 empty] | Low Flow Shower Head | 4.3546 | 1.3126 | 326.8306 | 0.052487 | 0.03491 | 310.5857
[23 empty] | Low Flow Shower Head | 4.5189 | 0.83886 | 234.6377 | 0.010895 | 0.057159 | 155.2928
[23 empty] | Low Flow Shower Head | 4.5189 | 0.83886 | 469.2753 | 0.021791 | 0.11432 | 310.5857
[23 empty] | Low Flow Shower Head | 4.3546 | 1.3126 | 163.4153 | 0.026243 | 0.017455 | 155.2928
[23 empty] | Low Flow Shower Head | 4.3546 | 1.3126 | 163.4153 | 0.026243 | 0.017455 | 155.2928
[23 empty] | Low Flow Shower Head | 4.3546 | 1.3126 | 163.4153 | 0.026243 | 0.017455 | 155.2928
[23 empty] | Low Flow Shower Head | 4.5189 | 0.83886 | 9150.8689 | 0.42491 | 2.2292 | 6056.4203
[23 empty] | Low Flow Shower Head | 4.5189 | 0.83886 | 234.6377 | 0.010895 | 0.057159 | 155.2928
[23 empty] | Low Flow Shower Head | 4.2384 | 1.0424 | 189.1746 | 0.014317 | 0.037425 | 155.2928
[23 empty] | Low Flow Shower Head | 4.2395 | 1.0427 | 4918.5405 | 0.37223 | 0.97305 | 4037.6135
[23 empty] | Low Flow Shower Head | 4.3564 | 1.3131 | 3595.1369 | 0.57736 | 0.38401 | 3416.4422
[23 empty] | Low Flow Shower Head | 4.6876 | 0.74945 | 2909.5551 | 0.090394 | 0.77136 | 1708.2211
[23 empty] | Low Flow Shower Head | 4.3563 | 1.3131 | 2778.0603 | 0.44614 | 0.29674 | 2639.9781
[23 empty] | Low Flow Shower Head | 4.3546 | 1.3126 | 326.8306 | 0.052487 | 0.03491 | 310.5857
[23 empty] | Low Flow Shower Head | 4.5189 | 0.83886 | 234.6377 | 0.010895 | 0.057159 | 155.2928
[23 empty] | Low Flow Shower Head | 4.5189 | 0.83886 | 469.2753 | 0.021791 | 0.11432 | 310.5857
[23 empty] | Low Flow Shower Head | 4.3546 | 1.3126 | 163.4153 | 0.026243 | 0.017455 | 155.2928
[23 empty] | Low Flow Shower Head | 4.3546 | 1.3126 | 163.4153 | 0.026243 | 0.017455 | 155.2928
[23 empty] | Low U-Value Windows | 1.0367 | 1.1807 | 330.7716 | 0.15422 | -0.034707 | 349.5006
[23 empty] | Low-Flow Pre-Rinse Sprayers | 1.6636 | 0.91638 | 961.3143 | 0.20853 | 0.54512 | 2261.9741
[23 empty] | Low-Flow Pre-Rinse Sprayers | 1.6636 | 0.91638 | 961.3143 | 0.20853 | 0.54512 | 2261.9741
[23 empty] | Low-Flow Pre-Rinse Sprayers | 1.6636 | 0.91638 | 961.3143 | 0.20853 | 0.54512 | 2261.9741
[23 empty] | Low-Flow Pre-Rinse Sprayers | 1.6636 | 0.91638 | 961.3143 | 0.20853 | 0.54512 | 2261.9741
[23 empty] | Low-Flow Pre-Rinse Sprayers | 1.6636 | 0.91638 | 961.3143 | 0.20853 | 0.54512 | 2261.9741
[23 empty] | Low-Flow Pre-Rinse Sprayers | 1.6636 | 0.91638 | 961.3143 | 0.20853 | 0.54512 | 2261.9741
[23 empty] | Low-Flow Pre-Rinse Sprayers | 1.867 | 0.66707 | 1485.327 | 0.12005 | 1.0244 | 2261.9741
[23 empty] | Low-Flow Pre-Rinse Sprayers | 1.6636 | 0.91638 | 961.3143 | 0.20853 | 0.54512 | 2261.9741
[23 empty] | Low-Flow Pre-Rinse Sprayers | 1.6636 | 0.91638 | 961.3143 | 0.20853 | 0.54512 | 2261.9741
[23 empty] | Low-Flow Pre-Rinse Sprayers | 1.6403 | 1.1491 | 754.558 | 0.35603 | 0.19768 | 2261.9741
[23 empty] | Low-Flow Pre-Rinse Sprayers | 1.6636 | 0.91638 | 961.3143 | 0.20853 | 0.54512 | 2261.9741
[23 empty] | Low-Flow Pre-Rinse Sprayers | 1.6634 | 0.91627 | 480.6571 | 0.10427 | 0.27256 | 1130.987
[23 empty] | Low-Flow Pre-Rinse Sprayers | 1.6636 | 0.91638 | 961.3143 | 0.20853 | 0.54512 | 2261.9741
[23 empty] | Low-Flow Pre-Rinse Sprayers | 1.6636 | 0.91638 | 961.3143 | 0.20853 | 0.54512 | 2261.9741
[23 empty] | Low-Flow Pre-Rinse Sprayers | 1.6636 | 0.91638 | 961.3143 | 0.20853 | 0.54512 | 2261.9741
[23 empty] | Low-Flow Pre-Rinse Sprayers | 1.6636 | 0.91638 | 961.3143 | 0.20853 | 0.54512 | 2261.9741
[23 empty] | Low-Flow Pre-Rinse Sprayers | 1.6636 | 0.91638 | 961.3143 | 0.20853 | 0.54512 | 2261.9741
[23 empty] | Low-Flow Pre-Rinse Sprayers | 1.6636 | 0.91638 | 961.3143 | 0.20853 | 0.54512 | 2261.9741
[23 empty] | Low-Flow Pre-Rinse Sprayers | 1.6636 | 0.91638 | 961.3143 | 0.20853 | 0.54512 | 2261.9741
[23 empty] | Low-Flow Pre-Rinse Sprayers | 1.867 | 0.66707 | 1485.327 | 0.12005 | 1.0244 | 2261.9741
[23 empty] | Low-Flow Pre-Rinse Sprayers | 1.6636 | 0.91638 | 961.3143 | 0.20853 | 0.54512 | 2261.9741
[23 empty] | Low-Flow Pre-Rinse Sprayers | 1.6636 | 0.91638 | 961.3143 | 0.20853 | 0.54512 | 2261.9741
[23 empty] | Low-Flow Pre-Rinse Sprayers | 1.6403 | 1.1491 | 754.558 | 0.35603 | 0.19768 | 2261.9741
[23 empty] | Low-Flow Pre-Rinse Sprayers | 1.6636 | 0.91638 | 961.3143 | 0.20853 | 0.54512 | 2261.9741
[23 empty] | Low-Flow Pre-Rinse Sprayers | 1.6634 | 0.91627 | 480.6571 | 0.10427 | 0.27256 | 1130.987
[23 empty] | Low-Flow Pre-Rinse Sprayers | 1.6636 | 0.91638 | 961.3143 | 0.20853 | 0.54512 | 2261.9741
[23 empty] | Programmable Thermostat | 2.915 | 1.076 | 5932.0559 | 1.5442 | -0.0029304 | 4167.1083
[23 empty] | Programmable Thermostat | 1.5152 | 0.3785 | 44834.6841 | -0.22094 | 20.6086 | 6897.6783
[23 empty] | Programmable Thermostat | 2.4299 | 1.076 | 5763.683 | 1.6091 | -0.0030535 | 4342.1523
[23 empty] | Programmable Thermostat | 2.915 | 1.076 | 5932.0559 | 1.5442 | -0.0029304 | 4167.1083
[23 empty] | Programmable Thermostat | 1.5152 | 0.3785 | 44834.6841 | -0.22094 | 20.6086 | 6897.6783
[23 empty] | Programmable Thermostat | 2.4299 | 1.076 | 5763.683 | 1.6091 | -0.0030535 | 4342.1523
[23 empty] | PSC to ECM Evaporator Fan Motor (Reach-In) | 1.3749 | 1.4925 | 379.4552 | 0.070139 | 0.0064253 | 503.9324
[23 empty] | PSC to ECM Evaporator Fan Motor (Reach-In) | 1.3916 | 1.562 | 364.0554 | 0.065337 | 0.054728 | 503.9324
[23 empty] | PSC to ECM Evaporator Fan Motor (Reach-In) | 1.3749 | 1.4925 | 379.4552 | 0.070139 | 0.0064253 | 503.9324
[23 empty] | PSC to ECM Evaporator Fan Motor (Reach-In) | 1.3916 | 1.562 | 364.0554 | 0.065337 | 0.054728 | 503.9324
[23 empty] | PSC to ECM Evaporator Fan Motor (Reach-In) | 1.3916 | 1.562 | 364.0554 | 0.065337 | 0.054728 | 503.9324
[23 empty] | PSC to ECM Evaporator Fan Motor (Reach-In) | 1.3749 | 1.4925 | 379.4552 | 0.070139 | 0.0064253 | 503.9324
[23 empty] | PSC to ECM Evaporator Fan Motor (Reach-In) | 1.3916 | 1.562 | 364.0554 | 0.065337 | 0.054728 | 503.9324
[23 empty] | PSC to ECM Evaporator Fan Motor (Reach-In) | 1.3749 | 1.4925 | 379.4552 | 0.070139 | 0.0064253 | 503.9324
[23 empty] | PSC to ECM Evaporator Fan Motor (Reach-In) | 1.3749 | 1.4925 | 379.4552 | 0.070139 | 0.0064253 | 503.9324
[23 empty] | PSC to ECM Evaporator Fan Motor (Reach-In) | 1.3916 | 1.562 | 364.0554 | 0.065337 | 0.054728 | 503.9324
[23 empty] | PSC to ECM Evaporator Fan Motor (Reach-In) | 1.3749 | 1.4925 | 379.4552 | 0.070139 | 0.0064253 | 503.9324
[23 empty] | PSC to ECM Evaporator Fan Motor (Reach-In) | 1.3916 | 1.562 | 364.0554 | 0.065337 | 0.054728 | 503.9324
[23 empty] | PSC to ECM Evaporator Fan Motor (Reach-In) | 1.3749 | 1.4925 | 379.4552 | 0.070139 | 0.0064253 | 503.9324
[23 empty] | PSC to ECM Evaporator Fan Motor (Reach-In) | 1.3749 | 1.4925 | 379.4552 | 0.070139 | 0.0064253 | 503.9324
[23 empty] | PSC to ECM Evaporator Fan Motor (Reach-In) | 1.3916 | 1.562 | 364.0554 | 0.065337 | 0.054728 | 503.9324
[23 empty] | PSC to ECM Evaporator Fan Motor (Reach-In) | 1.3749 | 1.4925 | 379.4552 | 0.070139 | 0.0064253 | 503.9324
[23 empty] | PSC to ECM Evaporator Fan Motor (Reach-In) | 1.3916 | 1.562 | 364.0554 | 0.065337 | 0.054728 | 503.9324
[23 empty] | PSC to ECM Evaporator Fan Motor (Reach-In) | 1.3916 | 1.562 | 364.0554 | 0.065337 | 0.054728 | 503.9324
[23 empty] | PSC to ECM Evaporator Fan Motor (Reach-In) | 1.3749 | 1.4925 | 379.4552 | 0.070139 | 0.0064253 | 503.9324
[23 empty] | PSC to ECM Evaporator Fan Motor (Reach-In) | 1.3916 | 1.562 | 364.0554 | 0.065337 | 0.054728 | 503.9324
[23 empty] | PSC to ECM Evaporator Fan Motor (Reach-In) | 1.3749 | 1.4925 | 379.4552 | 0.070139 | 0.0064253 | 503.9324
[23 empty] | PSC to ECM Evaporator Fan Motor (Reach-In) | 1.3749 | 1.4925 | 379.4552 | 0.070139 | 0.0064253 | 503.9324
[23 empty] | PSC to ECM Evaporator Fan Motor (Reach-In) | 1.3916 | 1.562 | 364.0554 | 0.065337 | 0.054728 | 503.9324
[23 empty] | PSC to ECM Evaporator Fan Motor (Reach-In) | 1.3749 | 1.4925 | 379.4552 | 0.070139 | 0.0064253 | 503.9324
[23 empty] | PSC to ECM Evaporator Fan Motor (Reach-In) | 1.3916 | 1.562 | 364.0554 | 0.065337 | 0.054728 | 503.9324
[23 empty] | PSC to ECM Evaporator Fan Motor (Reach-In) | 1.3749 | 1.4925 | 379.4552 | 0.070139 | 0.0064253 | 503.9324
[23 empty] | Retro-Commissioning | 1.5552 | 0.71478 | 52210.0217 | 23.8781 | 46.2663 | 77338.89
[23 empty] | Retro-Commissioning | 1.831 | 0.69057 | 618514.1991 | 150.2665 | 465.8856 | 898821.23
[23 empty] | Retro-Commissioning | 1.2631 | 0.71478 | 12506.3879 | 6.5654 | 12.7211 | 21264.66
[23 empty] | Retro-Commissioning | 1.5552 | 0.71478 | 52210.0217 | 23.8781 | 46.2663 | 77338.89
[23 empty] | Retro-Commissioning | 1.831 | 0.69057 | 618514.1991 | 150.2665 | 465.8856 | 898821.23
[23 empty] | Retro-Commissioning | 1.2631 | 0.71478 | 12506.3879 | 6.5654 | 12.7211 | 21264.66
[23 empty] | Smart Strip Plug Outlet | 1.0213 | 1.1095 | 130.5407 | 0.1304 | 0.090625 | 876.9623
[23 empty] | Smart Strip Plug Outlet | 1.0181 | 1.0882 | 187.5509 | 0.18222 | 0 | 1225.4519
[23 empty] | Smart Strip Plug Outlet | 1.0213 | 1.1095 | 130.5407 | 0.1304 | 0.090625 | 876.9623
[23 empty] | Smart Strip Plug Outlet | 1.0181 | 1.0882 | 187.5509 | 0.18222 | 0 | 1225.4519
[23 empty] | Smart Thermostat | 5.1712 | 1.076 | 18911.016 | 4.2896 | -0.0081399 | 11575.3008
[23 empty] | Smart Thermostat | 1.0812 | 1.7605 | 6972.6369 | 0.23991 | -3.3199 | 20204.7382
[23 empty] | Smart Thermostat | 1.4348 | 1.5359 | 117672.6387 | 17.5975 | 5.1988 | 210530.1929
[23 empty] | Smart Thermostat | 1.2499 | 1.7605 | 10144.6651 | 0.27734 | -3.8379 | 23356.8925
[23 empty] | Smart Thermostat | 2.6879 | 0.3785 | 140964.0986 | -0.61374 | 57.2461 | 19160.2176
[23 empty] | Smart Thermostat | 1.1648 | 1.7604 | 6534.0745 | 0.19764 | -2.735 | 16645.2088
[23 empty] | Smart Thermostat | 4.3108 | 1.076 | 19051.5842 | 4.4698 | -0.0084818 | 12061.5342
[23 empty] | Smart Thermostat | 5.1712 | 1.076 | 18911.016 | 4.2896 | -0.0081399 | 11575.3008
[23 empty] | Smart Thermostat | 1.0812 | 1.7605 | 6972.6369 | 0.23991 | -3.3199 | 20204.7382
[23 empty] | Smart Thermostat | 1.4348 | 1.5359 | 117672.6387 | 17.5975 | 5.1988 | 210530.1929
[23 empty] | Smart Thermostat | 1.2499 | 1.7605 | 10144.6651 | 0.27734 | -3.8379 | 23356.8925
[23 empty] | Smart Thermostat | 2.6879 | 0.3785 | 140964.0986 | -0.61374 | 57.2461 | 19160.2176
[23 empty] | Smart Thermostat | 1.1648 | 1.7604 | 6534.0745 | 0.19764 | -2.735 | 16645.2088
[23 empty] | Smart Thermostat | 4.3108 | 1.076 | 19051.5842 | 4.4698 | -0.0084818 | 12061.5342
[23 empty] | Solar Pool Heater | 1.0975 | 1.8042 | 4525.9299 | 0 | 0.37007 | 10130.719
[23 empty] | Solar Pool Heater | 1.0975 | 1.8042 | 4525.9299 | 0 | 0.37007 | 10130.719
[23 empty] | Solar Pool Heater | 1.0975 | 1.8042 | 4525.9299 | 0 | 0.37007 | 10130.719
[23 empty] | Solar Pool Heater | 1.0975 | 1.8042 | 4525.9299 | 0 | 0.37007 | 10130.719
[23 empty] | Solar Pool Heater | 1.0975 | 1.8042 | 4525.9299 | 0 | 0.37007 | 10130.719
[23 empty] | Solar Pool Heater | 1.0975 | 1.8042 | 4525.9299 | 0 | 0.37007 | 10130.719
[23 empty] | Solar Pool Heater | 1.0975 | 1.8042 | 4525.9299 | 0 | 0.37007 | 10130.719
[23 empty] | Solar Pool Heater | 1.0975 | 1.8042 | 4525.9299 | 0 | 0.37007 | 10130.719
[23 empty] | Solar Pool Heater | 1.0975 | 1.8042 | 4525.9299 | 0 | 0.37007 | 10130.719
[23 empty] | Solar Pool Heater | 1.0975 | 1.8042 | 4525.9299 | 0 | 0.37007 | 10130.719
[23 empty] | Solar Pool Heater | 1.0975 | 1.8042 | 4525.9299 | 0 | 0.37007 | 10130.719
[23 empty] | Solar Pool Heater | 1.0975 | 1.8042 | 4525.9299 | 0 | 0.37007 | 10130.719
[23 empty] | Solar Pool Heater | 1.0975 | 1.8042 | 4525.9299 | 0 | 0.37007 | 10130.719
[23 empty] | Solar Pool Heater | 1.0975 | 1.8042 | 4525.9299 | 0 | 0.37007 | 10130.719
[23 empty] | Solar Pool Heater | 1.0975 | 1.8042 | 4525.9299 | 0 | 0.37007 | 10130.719
[23 empty] | Solar Pool Heater | 1.0975 | 1.8042 | 4525.9299 | 0 | 0.37007 | 10130.719
[23 empty] | Solar Pool Heater | 1.0975 | 1.8042 | 4525.9299 | 0 | 0.37007 | 10130.719
[23 empty] | Solar Pool Heater | 1.0975 | 1.8042 | 4525.9299 | 0 | 0.37007 | 10130.719
[23 empty] | Solar Pool Heater | 1.0975 | 1.8042 | 4525.9299 | 0 | 0.37007 | 10130.719
[23 empty] | Solar Pool Heater | 1.0975 | 1.8042 | 4525.9299 | 0 | 0.37007 | 10130.719
[23 empty] | Solar Pool Heater | 1.0975 | 1.8042 | 4525.9299 | 0 | 0.37007 | 10130.719
[23 empty] | Solar Pool Heater | 1.0975 | 1.8042 | 4525.9299 | 0 | 0.37007 | 10130.719
[23 empty] | Solar Pool Heater | 1.0975 | 1.8042 | 4525.9299 | 0 | 0.37007 | 10130.719
[23 empty] | Solar Pool Heater | 1.0975 | 1.8042 | 4525.9299 | 0 | 0.37007 | 10130.719
[23 empty] | Solar Pool Heater | 1.0975 | 1.8042 | 4525.9299 | 0 | 0.37007 | 10130.719
[23 empty] | Solar Pool Heater | 1.0975 | 1.8042 | 4525.9299 | 0 | 0.37007 | 10130.719
[23 empty] | Solar Water Heater | 1.0447 | 1.7028 | 155971.5288 | 30.8448 | 4.3304 | 412684.3632
[23 empty] | Solar Water Heater | 1.0447 | 1.7028 | 18716.5835 | 3.7014 | 0.51965 | 49522.1236
[23 empty] | Solar Water Heater | 1.0447 | 1.7028 | 155971.5288 | 30.8448 | 4.3304 | 412684.3632
[23 empty] | Solar Water Heater | 1.0447 | 1.7028 | 18716.5835 | 3.7014 | 0.51965 | 49522.1236
[23 empty] | Two Speed Pool Pump | 3.1679 | 1.1845 | 3394.5338 | 0.72975 | 0.11327 | 3100.8409
[23 empty] | Two Speed Pool Pump | 3.1679 | 1.1845 | 3394.5338 | 0.72975 | 0.11327 | 3100.8409
[23 empty] | Two Speed Pool Pump | 3.1679 | 1.1845 | 3394.5338 | 0.72975 | 0.11327 | 3100.8409
[23 empty] | Two Speed Pool Pump | 3.1679 | 1.1845 | 3394.5338 | 0.72975 | 0.11327 | 3100.8409
[23 empty] | Two Speed Pool Pump | 3.1679 | 1.1845 | 3394.5338 | 0.72975 | 0.11327 | 3100.8409
[23 empty] | Two Speed Pool Pump | 3.1679 | 1.1845 | 3394.5338 | 0.72975 | 0.11327 | 3100.8409
[23 empty] | Two Speed Pool Pump | 3.1679 | 1.1845 | 3394.5338 | 0.72975 | 0.11327 | 3100.8409
[23 empty] | Two Speed Pool Pump | 3.1679 | 1.1845 | 3394.5338 | 0.72975 | 0.11327 | 3100.8409
[23 empty] | Two Speed Pool Pump | 3.1679 | 1.1845 | 3394.5338 | 0.72975 | 0.11327 | 3100.8409
[23 empty] | Two Speed Pool Pump | 3.1679 | 1.1845 | 3394.5338 | 0.72975 | 0.11327 | 3100.8409
[23 empty] | Two Speed Pool Pump | 3.1679 | 1.1845 | 3394.5338 | 0.72975 | 0.11327 | 3100.8409
[23 empty] | Two Speed Pool Pump | 3.1679 | 1.1845 | 3394.5338 | 0.72975 | 0.11327 | 3100.8409
[23 empty] | Two Speed Pool Pump | 3.1679 | 1.1845 | 3394.5338 | 0.72975 | 0.11327 | 3100.8409
[23 empty] | Two Speed Pool Pump | 3.1679 | 1.1845 | 3394.5338 | 0.72975 | 0.11327 | 3100.8409
[23 empty] | Two Speed Pool Pump | 3.1679 | 1.1845 | 3394.5338 | 0.72975 | 0.11327 | 3100.8409
[23 empty] | Two Speed Pool Pump | 3.1679 | 1.1845 | 3394.5338 | 0.72975 | 0.11327 | 3100.8409
[23 empty] | Two Speed Pool Pump | 3.1679 | 1.1845 | 3394.5338 | 0.72975 | 0.11327 | 3100.8409
[23 empty] | Two Speed Pool Pump | 3.1679 | 1.1845 | 3394.5338 | 0.72975 | 0.11327 | 3100.8409
[23 empty] | Two Speed Pool Pump | 3.1679 | 1.1845 | 3394.5338 | 0.72975 | 0.11327 | 3100.8409
[23 empty] | Two Speed Pool Pump | 3.1679 | 1.1845 | 3394.5338 | 0.72975 | 0.11327 | 3100.8409
[23 empty] | Two Speed Pool Pump | 3.1679 | 1.1845 | 3394.5338 | 0.72975 | 0.11327 | 3100.8409
[23 empty] | Two Speed Pool Pump | 3.1679 | 1.1845 | 3394.5338 | 0.72975 | 0.11327 | 3100.8409
[23 empty] | Two Speed Pool Pump | 3.1679 | 1.1845 | 3394.5338 | 0.72975 | 0.11327 | 3100.8409
[23 empty] | Two Speed Pool Pump | 3.1679 | 1.1845 | 3394.5338 | 0.72975 | 0.11327 | 3100.8409
[23 empty] | Two Speed Pool Pump | 3.1679 | 1.1845 | 3394.5338 | 0.72975 | 0.11327 | 3100.8409
[23 empty] | Two Speed Pool Pump | 3.1679 | 1.1845 | 3394.5338 | 0.72975 | 0.11327 | 3100.8409
[23 empty] | Variable Refrigerant Flow (VRF) HVAC Systems | 1.2249 | 1.2993 | 4509.6997 | 1.8466 | 1.8664 | 6068.4799
[23 empty] | Variable Refrigerant Flow (VRF) HVAC Systems | 1.1673 | 1.2993 | 3853.7508 | 1.7598 | 1.7787 | 5783.3358
[23 empty] | Variable Refrigerant Flow (VRF) HVAC Systems | 1.2249 | 1.2993 | 4509.6997 | 1.8466 | 1.8664 | 6068.4799
[23 empty] | Variable Refrigerant Flow (VRF) HVAC Systems | 1.1673 | 1.2993 | 3853.7508 | 1.7598 | 1.7787 | 5783.3358
[23 empty] | Variable Speed Pool Pump | 1.0919 | 1.1844 | 1496.9496 | 0.7602 | 0.118 | 3230.25
[23 empty] | Variable Speed Pool Pump | 1.0919 | 1.1844 | 1496.9496 | 0.7602 | 0.118 | 3230.25
[23 empty] | Variable Speed Pool Pump | 1.0919 | 1.1844 | 1496.9496 | 0.7602 | 0.118 | 3230.25
[23 empty] | Variable Speed Pool Pump | 1.0919 | 1.1844 | 1496.9496 | 0.7602 | 0.118 | 3230.25
[23 empty] | Variable Speed Pool Pump | 1.0919 | 1.1844 | 1496.9496 | 0.7602 | 0.118 | 3230.25
[23 empty] | Variable Speed Pool Pump | 1.0919 | 1.1844 | 1496.9496 | 0.7602 | 0.118 | 3230.25
[23 empty] | Variable Speed Pool Pump | 1.0919 | 1.1844 | 1496.9496 | 0.7602 | 0.118 | 3230.25
[23 empty] | Variable Speed Pool Pump | 1.0919 | 1.1844 | 1496.9496 | 0.7602 | 0.118 | 3230.25
[23 empty] | Variable Speed Pool Pump | 1.0919 | 1.1844 | 1496.9496 | 0.7602 | 0.118 | 3230.25
[23 empty] | Variable Speed Pool Pump | 1.0919 | 1.1844 | 1496.9496 | 0.7602 | 0.118 | 3230.25
[23 empty] | Variable Speed Pool Pump | 1.0919 | 1.1844 | 1496.9496 | 0.7602 | 0.118 | 3230.25
[23 empty] | Variable Speed Pool Pump | 1.0919 | 1.1844 | 1496.9496 | 0.7602 | 0.118 | 3230.25
[23 empty] | Variable Speed Pool Pump | 1.0919 | 1.1844 | 1496.9496 | 0.7602 | 0.118 | 3230.25
[23 empty] | Variable Speed Pool Pump | 1.0919 | 1.1844 | 1496.9496 | 0.7602 | 0.118 | 3230.25
[23 empty] | Variable Speed Pool Pump | 1.0919 | 1.1844 | 1496.9496 | 0.7602 | 0.118 | 3230.25
[23 empty] | Variable Speed Pool Pump | 1.0919 | 1.1844 | 1496.9496 | 0.7602 | 0.118 | 3230.25
[23 empty] | Variable Speed Pool Pump | 1.0919 | 1.1844 | 1496.9496 | 0.7602 | 0.118 | 3230.25
[23 empty] | Variable Speed Pool Pump | 1.0919 | 1.1844 | 1496.9496 | 0.7602 | 0.118 | 3230.25
[23 empty] | Variable Speed Pool Pump | 1.0919 | 1.1844 | 1496.9496 | 0.7602 | 0.118 | 3230.25
[23 empty] | Variable Speed Pool Pump | 1.0919 | 1.1844 | 1496.9496 | 0.7602 | 0.118 | 3230.25
[23 empty] | Variable Speed Pool Pump | 1.0919 | 1.1844 | 1496.9496 | 0.7602 | 0.118 | 3230.25
[23 empty] | Variable Speed Pool Pump | 1.0919 | 1.1844 | 1496.9496 | 0.7602 | 0.118 | 3230.25
[23 empty] | Variable Speed Pool Pump | 1.0919 | 1.1844 | 1496.9496 | 0.7602 | 0.118 | 3230.25
[23 empty] | Variable Speed Pool Pump | 1.0919 | 1.1844 | 1496.9496 | 0.7602 | 0.118 | 3230.25
[23 empty] | VSD Controlled Compressor | 1.654 | 1.4885 | 12224.2052 | 1.9843 | 0.92875 | 13160.16
[23 empty] | VSD Controlled Compressor | 1.6134 | 1.5616 | 11332.3582 | 1.7063 | 1.4292 | 13160.16
[23 empty] | VSD Controlled Compressor | 1.654 | 1.4885 | 12224.2052 | 1.9843 | 0.92875 | 13160.16
[23 empty] | VSD Controlled Compressor | 1.6134 | 1.5616 | 11332.3582 | 1.7063 | 1.4292 | 13160.16
[23 empty] | VSD Controlled Compressor | 1.6134 | 1.5616 | 11332.3582 | 1.7063 | 1.4292 | 13160.16
[23 empty] | VSD Controlled Compressor | 1.654 | 1.4885 | 12224.2052 | 1.9843 | 0.92875 | 13160.16
[23 empty] | VSD Controlled Compressor | 1.6134 | 1.5616 | 11332.3582 | 1.7063 | 1.4292 | 13160.16
[23 empty] | VSD Controlled Compressor | 1.654 | 1.4885 | 12224.2052 | 1.9843 | 0.92875 | 13160.16
[23 empty] | VSD Controlled Compressor | 1.654 | 1.4885 | 12224.2052 | 1.9843 | 0.92875 | 13160.16
[23 empty] | VSD Controlled Compressor | 1.6134 | 1.5616 | 11332.3582 | 1.7063 | 1.4292 | 13160.16
[23 empty] | VSD Controlled Compressor | 1.654 | 1.4885 | 12224.2052 | 1.9843 | 0.92875 | 13160.16
[23 empty] | VSD Controlled Compressor | 1.6134 | 1.5616 | 11332.3582 | 1.7063 | 1.4292 | 13160.16
[23 empty] | VSD Controlled Compressor | 1.654 | 1.4885 | 12224.2052 | 1.9843 | 0.92875 | 13160.16
[23 empty] | VSD Controlled Compressor | 1.654 | 1.4885 | 12224.2052 | 1.9843 | 0.92875 | 13160.16
[23 empty] | VSD Controlled Compressor | 1.6134 | 1.5616 | 11332.3582 | 1.7063 | 1.4292 | 13160.16
[23 empty] | VSD Controlled Compressor | 1.654 | 1.4885 | 12224.2052 | 1.9843 | 0.92875 | 13160.16
[23 empty] | VSD Controlled Compressor | 1.6134 | 1.5616 | 11332.3582 | 1.7063 | 1.4292 | 13160.16
[23 empty] | VSD Controlled Compressor | 1.6134 | 1.5616 | 11332.3582 | 1.7063 | 1.4292 | 13160.16
[23 empty] | VSD Controlled Compressor | 1.654 | 1.4885 | 12224.2052 | 1.9843 | 0.92875 | 13160.16
[23 empty] | VSD Controlled Compressor | 1.6134 | 1.5616 | 11332.3582 | 1.7063 | 1.4292 | 13160.16
[23 empty] | VSD Controlled Compressor | 1.654 | 1.4885 | 12224.2052 | 1.9843 | 0.92875 | 13160.16
[23 empty] | VSD Controlled Compressor | 1.654 | 1.4885 | 12224.2052 | 1.9843 | 0.92875 | 13160.16
[23 empty] | VSD Controlled Compressor | 1.6134 | 1.5616 | 11332.3582 | 1.7063 | 1.4292 | 13160.16
[23 empty] | VSD Controlled Compressor | 1.654 | 1.4885 | 12224.2052 | 1.9843 | 0.92875 | 13160.16
[23 empty] | VSD Controlled Compressor | 1.6134 | 1.5616 | 11332.3582 | 1.7063 | 1.4292 | 13160.16
[23 empty] | VSD Controlled Compressor | 1.654 | 1.4885 | 12224.2052 | 1.9843 | 0.92875 | 13160.16
[23 empty] | Wall Insulation | 1.7697 | 0.92538 | 5.0254 | 3.9206e-05 | 0.00088379 | 1.9593
[23 empty] | Wall Insulation | 2.1267 | 1.2212 | 4.4902 | 0.00078702 | 0.00046358 | 1.9029
[23 empty] | Wall Insulation | 2.0981 | 1.0851 | 5.0451 | 0.00039401 | 0.00090108 | 1.9307
[23 empty] | Wall Insulation | 1.7048 | 0.93112 | 4.6962 | 3.7536e-05 | 0.00084614 | 1.8758
[23 empty] | Wall Insulation | 2.1506 | 1.2171 | 4.5953 | 0.00079852 | 0.00047035 | 1.9307
[23 empty] | Wall Insulation | 1.7259 | 0.9292 | 4.8031 | 3.8078e-05 | 0.00085837 | 1.9029
[23 empty] | Wall Insulation | 2.1267 | 1.2212 | 4.4902 | 0.00078702 | 0.00046358 | 1.9029
[23 empty] | Wall Insulation | 1.7475 | 0.92729 | 4.9128 | 3.8635e-05 | 0.00087092 | 1.9307
[23 empty] | Wall Insulation | 1.7475 | 0.92729 | 4.9128 | 3.8635e-05 | 0.00087092 | 1.9307
[23 empty] | Wall Insulation | 2.1219 | 1.0814 | 5.1596 | 0.00039983 | 0.0009144 | 1.9593
[23 empty] | Wall Insulation | 2.0981 | 1.0851 | 5.0451 | 0.00039401 | 0.00090108 | 1.9307
[23 empty] | Wall Insulation | 1.7925 | 0.92348 | 5.1409 | 3.9792e-05 | 0.000897 | 1.9886
[23 empty] | Wall Insulation | 1.6536 | 1.4743 | 2.8892 | 0.00022233 | 0.0003967 | 1.9593
[23 empty] | Building Envelope Improvements | 4.8186 | 1.5997 | 27910.0134 | 1.7767 | 1.7336 | 12472.0277
[23 empty] | Building Envelope Improvements | 6.9533 | 1.5997 | 29033.4574 | 1.7379 | 1.6957 | 12199.7754
[23 empty] | Building Envelope Improvements | 5.3826 | 1.5997 | 8452.2365 | 0.52664 | 0.51386 | 3696.916
[23 empty] | Building Envelope Improvements | 4.4693 | 1.5997 | 22028.2815 | 1.4253 | 1.3907 | 10005.4113
[23 empty] | Building Envelope Improvements | 6.0284 | 1.5997 | 26694.621 | 1.6316 | 1.592 | 11453.7503
[23 empty] | Building Envelope Improvements | 7.7856 | 1.5997 | 15580.7697 | 0.9194 | 0.8971 | 6454.0455
[23 empty] | Building Envelope Improvements | 5.9816 | 1.5997 | 28056.2649 | 1.717 | 1.6753 | 12052.9238
[23 empty] | Building Envelope Improvements | 5.0193 | 1.5996 | 3701.1917 | 0.23368 | 0.22801 | 1640.3616
[23 empty] | Building Envelope Improvements | 2.7597 | 1.5997 | 7325.1276 | 0.55134 | 0.53796 | 3870.3101
[23 empty] | Building Envelope Improvements | 5.7369 | 1.5997 | 113131.2878 | 6.971 | 6.8019 | 48935.2678
[23 empty] | Building Envelope Improvements | 5.3848 | 1.6003 | 388.7985 | 0.024225 | 0.023637 | 170.0562
[23 empty] | Compressed Air Controls | 1.7488 | 1.3853 | 88332.34 | 13.1623 | 12.8147 | 97743.9554
[23 empty] | Compressed Air Controls | 2.3552 | 1.3853 | 190686.8787 | 23.6707 | 23.0455 | 175779.7881
[23 empty] | Compressed Air Controls | 6.299 | 1.3853 | 21178.8469 | 2.0201 | 1.9668 | 15001.6536
[23 empty] | Compressed Air Equipment | 2.161 | 1.443 | 149880.392 | 17.3816 | 16.9226 | 129077.005
[23 empty] | Compressed Air Equipment | 3.6904 | 1.443 | 658447.4261 | 61.7858 | 60.1539 | 458824.6722
[23 empty] | Compressed Air Equipment | 4.8093 | 1.443 | 16047.9533 | 1.417 | 1.3795 | 10522.4913
[23 empty] | Compressed Air Equipment | 3.4212 | 1.443 | 189114.7226 | 18.1305 | 17.6516 | 134637.6612
[23 empty] | Compressed Air Equipment | 5.0463 | 1.443 | 18395.6385 | 1.6095 | 1.567 | 11952.5439
[23 empty] | Compressed Air Equipment | 4.1199 | 1.443 | 352419.6444 | 32.1653 | 31.3158 | 238861.3339
[23 empty] | Compressed Air Equipment | 2.2494 | 1.443 | 14023.6374 | 1.5907 | 1.5487 | 11812.8005
[23 empty] | Compressed Air Equipment | 3.9551 | 1.443 | 11399.5078 | 1.0507 | 1.023 | 7802.6892
[23 empty] | Compressed Air Equipment | 5.746 | 1.443 | 72610.2833 | 6.2139 | 6.0498 | 46145.0098
[23 empty] | Compressed Air Equipment | 4.8082 | 1.4427 | 738.1975 | 0.06518 | 0.063458 | 484.0291
[23 empty] | Compressed Air System Optimization | 4.3325 | 1.2921 | 1348.2467 | 0.17498 | 0.17036 | 1299.4403
[23 empty] | Efficient Lighting - Exterior | 2.9673 | 2.1278 | 6477.3158 | 0 | 0 | 7154.6968
[23 empty] | Efficient Lighting - Exterior | 2.9673 | 2.1278 | 11417.6529 | 0 | 0 | 12611.6817
[23 empty] | Efficient Lighting - Exterior | 2.9673 | 2.1278 | 1923.3193 | 0 | 0 | 2124.4551
[23 empty] | Efficient Lighting - Exterior | 2.9673 | 2.1278 | 6951.3444 | 0 | 0 | 7678.298
[23 empty] | Efficient Lighting - Exterior | 2.9673 | 2.1278 | 2608.5686 | 0 | 0 | 2881.366
[23 empty] | Efficient Lighting - Exterior | 2.9673 | 2.1278 | 3444.8645 | 0 | 0 | 3805.1195
[23 empty] | Efficient Lighting - Exterior | 2.9673 | 2.1278 | 1550.2445 | 0 | 0 | 1712.3651
[23 empty] | Efficient Lighting - Exterior | 2.9673 | 2.1278 | 25437.6142 | 0 | 0 | 28097.8143
[23 empty] | Efficient Lighting - Exterior | 2.9673 | 2.1278 | 2541.5782 | 0 | 0 | 2807.3699
[23 empty] | Efficient Lighting - Exterior | 2.9673 | 2.1278 | 2310.3101 | 0 | 0 | 2551.9164
[23 empty] | Efficient Lighting - Exterior | 2.9673 | 2.1278 | 14231.8355 | 0 | 0 | 15720.1642
[23 empty] | Efficient Lighting - Exterior | 2.9673 | 2.1278 | 88.4717 | 0 | 0 | 97.7238
[23 empty] | Efficient Lighting - High Bay | 2.1836 | 1.3947 | 192750.9885 | 24.4336 | 23.7501 | 171178.7609
[23 empty] | Efficient Lighting - High Bay | 2.1836 | 1.3947 | 76721.8919 | 9.7255 | 9.4534 | 68135.3634
[23 empty] | Efficient Lighting - High Bay | 2.1836 | 1.3947 | 19905.5473 | 2.5233 | 2.4527 | 17677.7662
[23 empty] | Efficient Lighting - High Bay | 2.1836 | 1.3947 | 46710.1524 | 5.9211 | 5.7555 | 41482.4643
[23 empty] | Efficient Lighting - High Bay | 2.1835 | 1.3947 | 17528.5002 | 2.222 | 2.1598 | 15566.7526
[23 empty] | Efficient Lighting - High Bay | 2.1836 | 1.3947 | 49578.6417 | 6.2847 | 6.1089 | 44029.9188
[23 empty] | Efficient Lighting - High Bay | 2.1836 | 1.3947 | 10417.0005 | 1.3205 | 1.2835 | 9251.1548
[23 empty] | Efficient Lighting - High Bay | 2.1836 | 1.3947 | 351462.9322 | 44.5523 | 43.306 | 312128.045
[23 empty] | Efficient Lighting - High Bay | 2.1835 | 1.3947 | 17078.3518 | 2.1649 | 2.1043 | 15166.9837
[23 empty] | Efficient Lighting - High Bay | 2.1836 | 1.3947 | 15524.3261 | 1.9679 | 1.9129 | 13786.8808
[23 empty] | Efficient Lighting - High Bay | 2.1836 | 1.3947 | 95632.0347 | 12.1226 | 11.7834 | 84929.127
[23 empty] | Efficient Lighting - High Bay | 2.1837 | 1.3948 | 915.6448 | 0.11607 | 0.11282 | 813.1681
[23 empty] | Efficient Lighting - Other Interior Lighting | 1.2699 | 1.4222 | 44440.3592 | 8.9343 | 8.6844 | 62592.8376
[23 empty] | Efficient Lighting - Other Interior Lighting | 1.2699 | 1.4222 | 101279.6184 | 20.3613 | 19.7918 | 142649.1306
[23 empty] | Efficient Lighting - Other Interior Lighting | 1.2699 | 1.4222 | 13887.4686 | 2.7919 | 2.7138 | 19560.0594
[23 empty] | Efficient Lighting - Other Interior Lighting | 1.2699 | 1.4222 | 59305.0179 | 11.9227 | 11.5892 | 83529.2383
[23 empty] | Efficient Lighting - Other Interior Lighting | 1.2699 | 1.4222 | 13014.3972 | 2.6164 | 2.5432 | 18330.3659
[23 empty] | Efficient Lighting - Other Interior Lighting | 1.2699 | 1.4222 | 21096.8305 | 4.2413 | 4.1227 | 29714.2181
[23 empty] | Efficient Lighting - Other Interior Lighting | 1.2699 | 1.4222 | 4778.4804 | 0.96067 | 0.9338 | 6730.3381
[23 empty] | Efficient Lighting - Other Interior Lighting | 1.2699 | 1.4222 | 114375.9658 | 22.9942 | 22.351 | 161094.923
[23 empty] | Efficient Lighting - Other Interior Lighting | 1.2699 | 1.4222 | 13047.0137 | 2.623 | 2.5496 | 18376.3053
[23 empty] | Efficient Lighting - Other Interior Lighting | 1.2699 | 1.4222 | 21931.0597 | 4.409 | 4.2857 | 30889.2026
[23 empty] | Efficient Lighting - Other Interior Lighting | 1.2699 | 1.4222 | 136849.5993 | 27.5124 | 26.7428 | 192748.3236
[23 empty] | Efficient Lighting - Other Interior Lighting | 1.2699 | 1.4222 | 638.8163 | 0.12843 | 0.12484 | 899.7526
[23 empty] | Fan Equipment Upgrades | 2.3039 | 1.443 | 6504.2302 | 0.72858 | 0.70934 | 5410.4698
[23 empty] | Fan Equipment Upgrades | 2.1928 | 1.443 | 10671.56 | 1.2274 | 1.195 | 9115.0869
[23 empty] | Fan Equipment Upgrades | 2.7302 | 1.443 | 6133.7225 | 0.63588 | 0.61908 | 4722.0488
[23 empty] | Fan Equipment Upgrades | 2.1509 | 1.443 | 29976.4598 | 3.4857 | 3.3936 | 25884.7363
[23 empty] | Fan Equipment Upgrades | 3.3897 | 1.4431 | 3081.56 | 0.29625 | 0.28843 | 2199.9879
[23 empty] | Fan Equipment Upgrades | 2.7297 | 1.4428 | 512.7035 | 0.053151 | 0.051748 | 394.705
[23 empty] | Fan Equipment Upgrades | 4.4765 | 1.443 | 65580.5221 | 5.8756 | 5.7204 | 43632.1434
[23 empty] | Fan Equipment Upgrades | 2.7301 | 1.443 | 4010.6128 | 0.41578 | 0.40479 | 3087.572
[23 empty] | Fan Equipment Upgrades | 3.8939 | 1.443 | 3864.3146 | 0.35757 | 0.34813 | 2655.33
[23 empty] | Fan Equipment Upgrades | 1.9622 | 1.443 | 3264.0674 | 0.4017 | 0.39109 | 2983.0086
[23 empty] | Fan Equipment Upgrades | 2.7323 | 1.4442 | 282.148 | 0.02925 | 0.028477 | 217.2118
[23 empty] | Fan System Optimization | 3.9041 | 1.2923 | 693966.4662 | 92.1356 | 89.7021 | 684203.5418
[23 empty] | HVAC Equipment Upgrades | 4.8622 | 1.5029 | 64407.5379 | 5.1234 | 4.9991 | 35965.3265
[23 empty] | HVAC Equipment Upgrades | 6.3626 | 1.5029 | 138924.4003 | 10.5546 | 10.2986 | 74091.795
[23 empty] | HVAC Equipment Upgrades | 4.4085 | 1.5029 | 13673.2053 | 1.1104 | 1.0835 | 7795.0583
[23 empty] | HVAC Equipment Upgrades | 4.8622 | 1.5029 | 89258.7772 | 7.1002 | 6.928 | 49842.3193
[23 empty] | HVAC Equipment Upgrades | 4.8625 | 1.503 | 4185.9755 | 0.33298 | 0.3249 | 2337.459
[23 empty] | HVAC Equipment Upgrades | 4.0734 | 1.5029 | 35746.0853 | 2.9577 | 2.8859 | 20762.3532
[23 empty] | HVAC Equipment Upgrades | 1.863 | 1.5029 | 26847.0169 | 3.1452 | 3.0689 | 22079.0115
[23 empty] | HVAC Equipment Upgrades | 2.5268 | 1.5029 | 132733.8553 | 12.9438 | 12.6298 | 90863.5695
[23 empty] | HVAC Equipment Upgrades | 4.8619 | 1.5029 | 3336.9631 | 0.26544 | 0.259 | 1863.3683
[23 empty] | HVAC Equipment Upgrades | 4.7423 | 1.5029 | 25428.454 | 2.033 | 1.9837 | 14271.206
[23 empty] | HVAC Equipment Upgrades | 4.8622 | 1.5029 | 262571.7481 | 20.8867 | 20.3799 | 146620.7056
[23 empty] | HVAC Equipment Upgrades | 4.4071 | 1.5024 | 628.9603 | 0.051079 | 0.04984 | 358.5686
[23 empty] | HVAC Improved Controls | 3.7184 | 1.4231 | 37739.447 | 3.6787 | 3.5894 | 25823.5234
[23 empty] | HVAC Recommissioning | 4.0338 | 1.2751 | 484703.3101 | 66.4363 | 64.8244 | 466371.1843
[23 empty] | HVAC Recommissioning | 1.4087 | 1.2751 | 87995.6071 | 20.6141 | 20.114 | 144707.3819
[23 empty] | HVAC Recommissioning | 1.3977 | 1.2751 | 232431.7853 | 54.9173 | 53.5849 | 385509.7021
[23 empty] | HVAC Recommissioning | 1.4086 | 1.2751 | 4047.7522 | 0.94824 | 0.92523 | 6656.4643
[23 empty] | Lighting Controls | 2.5749 | 1.2743 | 4732.3709 | 0.74325 | 0.72246 | 5207.0968
[23 empty] | Lighting Controls | 2.2991 | 1.2743 | 14830.9103 | 2.4464 | 2.378 | 17139.1276
[23 empty] | Lighting Controls | 2.3269 | 1.2742 | 2491.8584 | 0.40874 | 0.39731 | 2863.6139
[23 empty] | Lighting Controls | 2.2534 | 1.2743 | 7311.4013 | 1.2176 | 1.1836 | 8530.5893
[23 empty] | Lighting Controls | 1.8656 | 1.2742 | 3757.3199 | 0.69565 | 0.67619 | 4873.6057
[23 empty] | Lighting Controls | 2.0455 | 1.2743 | 4135.8993 | 0.72437 | 0.70411 | 5074.8733
[23 empty] | Lighting Controls | 2.8842 | 1.2743 | 3400.505 | 0.51216 | 0.49783 | 3588.1374
[23 empty] | Lighting Controls | 2.215 | 1.2743 | 45583.446 | 7.6556 | 7.4414 | 53634.1324
[23 empty] | Lighting Controls | 2.1721 | 1.2743 | 3476.3482 | 0.58961 | 0.57311 | 4130.7181
[23 empty] | Lighting Controls | 2.5357 | 1.2743 | 2658.2432 | 0.42009 | 0.40834 | 2943.0846
[23 empty] | Lighting Controls | 2.4769 | 1.2743 | 22100.6221 | 3.5267 | 3.4281 | 24707.9086
[23 empty] | Lighting Controls | 2.329 | 1.2754 | 114.6242 | 0.018802 | 0.018276 | 131.7248
[23 empty] | Lighting Controls - Exterior | 1.8362 | 1.9249 | 661.9307 | 0 | 0 | 1268.1477
[23 empty] | Lighting Controls - Exterior | 1.6395 | 1.9249 | 1069.5411 | 0 | 0 | 2235.3813
[23 empty] | Lighting Controls - Exterior | 1.6593 | 1.9249 | 181.9938 | 0 | 0 | 376.553
[23 empty] | Lighting Controls - Exterior | 1.6069 | 1.9249 | 639.9425 | 0 | 0 | 1360.9544
[23 empty] | Lighting Controls - Exterior | 1.3304 | 1.9249 | 196.159 | 0 | 0 | 510.7132
[23 empty] | Lighting Controls - Exterior | 1.4586 | 1.9249 | 288.7379 | 0 | 0 | 674.4456
[23 empty] | Lighting Controls - Exterior | 2.0566 | 1.9249 | 170.2223 | 0 | 0 | 303.5114
[23 empty] | Lighting Controls - Exterior | 1.5795 | 1.9249 | 2306.014 | 0 | 0 | 4980.25
[23 empty] | Lighting Controls - Exterior | 1.5489 | 1.9249 | 226.2676 | 0 | 0 | 497.5976
[23 empty] | Lighting Controls - Exterior | 1.8082 | 1.9249 | 233.5561 | 0 | 0 | 452.3192
[23 empty] | Lighting Controls - Exterior | 1.7662 | 1.9249 | 770.4663 | 0 | 0 | 1517.8276
[23 empty] | Lighting Controls - Exterior | 1.6593 | 1.9249 | 8.3716 | 0 | 0 | 17.3212
[23 empty] | Motor Equipment Upgrades | 2.0228 | 1.2923 | 7250.9035 | 1.2275 | 1.1951 | 9115.6447
[23 empty] | Motor Equipment Upgrades | 1.4938 | 1.2923 | 19859.6181 | 4.2144 | 4.1031 | 31296.1261
[23 empty] | Motor Equipment Upgrades | 1.9215 | 1.2923 | 3326.7321 | 0.58069 | 0.56535 | 4312.2117
[23 empty] | Motor Equipment Upgrades | 1.9483 | 1.2923 | 6302.5585 | 1.0908 | 1.062 | 8100.4152
[23 empty] | Motor Equipment Upgrades | 1.7488 | 1.2923 | 1598.4844 | 0.29721 | 0.28936 | 2207.0603
[23 empty] | Motor Equipment Upgrades | 1.4721 | 1.2924 | 325.8839 | 0.070162 | 0.068309 | 521.0287
[23 empty] | Motor Equipment Upgrades | 1.8541 | 1.2923 | 10804.5796 | 1.9294 | 1.8784 | 14327.8776
[23 empty] | Motor Equipment Upgrades | 2.2768 | 1.2922 | 2148.9855 | 0.34202 | 0.33299 | 2539.8748
[23 empty] | Motor Equipment Upgrades | 1.9213 | 1.2922 | 153.0279 | 0.026711 | 0.026006 | 198.3595
[23 empty] | Motor Improved Controls | 4.6985 | 1.443 | 31184.2919 | 2.7661 | 2.6931 | 20541.5213
[23 empty] | Motor Improved Controls | 4.8017 | 1.443 | 30340.2821 | 2.6797 | 2.609 | 19899.9473
[23 empty] | Motor Improved Controls | 4.8018 | 1.443 | 1395.6371 | 0.12327 | 0.12001 | 915.3872
[23 empty] | Motor Optimization | 2.4923 | 1.2923 | 31258.158 | 4.778 | 4.6518 | 35481.3792
[23 empty] | Motor Optimization | 3.4335 | 1.2923 | 148444.2028 | 20.3557 | 19.818 | 151162.2172
[23 empty] | Motor Optimization | 4.5144 | 1.2923 | 64895.4471 | 8.3539 | 8.1333 | 62036.5996
[23 empty] | Motor Optimization | 4.0678 | 1.2923 | 26734.0375 | 3.5165 | 3.4237 | 26114.0667
[23 empty] | Motor Optimization | 3.9506 | 1.2923 | 22944.2218 | 3.0379 | 2.9577 | 22559.7811
[23 empty] | Motor Optimization | 4.9042 | 1.2923 | 31987.2604 | 4.055 | 3.9479 | 30112.5486
[23 empty] | Motor Optimization | 1.0459 | 1.2923 | 315124.7391 | 114.3046 | 111.2855 | 848831.5375
[23 empty] | Motor Optimization | 3.8237 | 1.2923 | 28202.0929 | 3.7626 | 3.6633 | 27941.626
[23 empty] | Plant Energy Management | 2.9781 | 1.3229 | 328040.9609 | 43.4096 | 42.4818 | 317412.4363
[23 empty] | Plant Energy Management | 2.9704 | 1.3257 | 179952.8256 | 23.6829 | 23.12 | 174731.5051
[23 empty] | Plant Energy Management | 3.8035 | 1.3232 | 171944.1028 | 21.1926 | 20.7069 | 155147.9329
[23 empty] | Process Heat Equipment Upgrade | 1.3892 | 1.2856 | 59438.9118 | 13.8146 | 13.474 | 100344.2214
[23 empty] | Process Heat Equipment Upgrade | 3.1523 | 1.2856 | 64262.8112 | 9.1729 | 8.9467 | 66628.3832
[23 empty] | Process Heat Equipment Upgrade | 1.3892 | 1.2856 | 79439.8406 | 18.4632 | 18.0079 | 134109.6045
[23 empty] | Process Other Equipment Upgrades | 3.6844 | 1.2855 | 9119.0136 | 1.2469 | 1.2161 | 9056.9681
[23 empty] | Process Other Systems Optimization | 1.4356 | 1.1584 | 1059.1448 | 0.38619 | 0.37667 | 2805.1499
[23 empty] | Process Other Systems Optimization | 1.4589 | 1.1582 | 101.9381 | 0.03663 | 0.035727 | 266.0672
[23 empty] | Process Refrig Controls | 1.129 | 1.435 | 291.0414 | 0.071425 | 0.069664 | 518.8079
[23 empty] | Process Refrig Controls | 1.5743 | 1.4352 | 5821.7827 | 0.87044 | 0.84898 | 6322.5701
[23 empty] | Process Refrig Controls | 7.5527 | 1.4352 | 54895.1238 | 4.5993 | 4.4859 | 33407.3773
[23 empty] | Process Refrig Controls | 7.5535 | 1.4354 | 2525.1472 | 0.21156 | 0.20635 | 1536.722
[23 empty] | Process Refrig Equipment Upgrade | 1.7533 | 1.2855 | 5157.4613 | 0.97196 | 0.948 | 7059.9939
[23 empty] | Process Refrig Equipment Upgrade | 1.9344 | 1.2856 | 31508.9606 | 5.5624 | 5.4252 | 40403.141
[23 empty] | Process Refrig Equipment Upgrade | 1.5593 | 1.2856 | 6050.0327 | 1.2527 | 1.2218 | 9099.2988
[23 empty] | Process Refrig Equipment Upgrade | 3.574 | 1.2856 | 14815.1112 | 2.0415 | 1.9911 | 14828.5214
[23 empty] | Process Refrig Equipment Upgrade | 1.346 | 1.2851 | 236.8465 | 0.057085 | 0.055677 | 414.644
[23 empty] | Process Refrig Equipment Upgrade | 1.648 | 1.2855 | 1910.1449 | 0.37737 | 0.36807 | 2741.0997
[23 empty] | Process Refrig Equipment Upgrade | 1.3592 | 1.2844 | 107.6678 | 0.025633 | 0.025001 | 186.1908
[23 empty] | Process Refrig Equipment Upgrade | 2.1923 | 1.2856 | 39102.0435 | 6.4386 | 6.2798 | 46767.5107
[23 empty] | Process Refrig Equipment Upgrade | 1.2511 | 1.2855 | 1387.2579 | 0.36806 | 0.35899 | 2673.4852
[23 empty] | Process Refrig Equipment Upgrade | 1.9578 | 1.2856 | 1769.0753 | 0.31003 | 0.30238 | 2251.9345
[23 empty] | Process Refrig Equipment Upgrade | 2.6341 | 1.2856 | 1816.4906 | 0.27579 | 0.26899 | 2003.2006
[23 empty] | Process Refrig Equipment Upgrade | 1.559 | 1.2854 | 278.2984 | 0.057624 | 0.056204 | 418.563
[23 empty] | Process Refrig System Optimization | 1.1729 | 1.1138 | 25678.4564 | 14.1351 | 13.7866 | 102672.0373
[23 empty] | Process Refrig System Optimization | 1.1729 | 1.1137 | 1181.1956 | 0.65021 | 0.63417 | 4722.8603
[23 empty] | Pump Equipment Upgrade | 1.6765 | 1.443 | 8154.7615 | 1.1319 | 1.102 | 8405.3604
[23 empty] | Pump Equipment Upgrade | 2.1958 | 1.443 | 36303.1443 | 4.1724 | 4.0622 | 30984.6514
[23 empty] | Pump Equipment Upgrade | 3.7397 | 1.443 | 21052.2033 | 1.9684 | 1.9164 | 14617.7361
[23 empty] | Pump Equipment Upgrade | 1.5755 | 1.443 | 15588.2758 | 2.2927 | 2.2322 | 17025.9946
[23 empty] | Pump Equipment Upgrade | 3.3895 | 1.443 | 6034.0599 | 0.5801 | 0.56478 | 4307.8371
[23 empty] | Pump Equipment Upgrade | 3.7395 | 1.4429 | 3697.0443 | 0.34568 | 0.33655 | 2567.0671
[23 empty] | Pump Equipment Upgrade | 4.4765 | 1.443 | 130321.4242 | 11.6759 | 11.3675 | 86705.6693
[23 empty] | Pump Equipment Upgrade | 2.7301 | 1.443 | 7182.271 | 0.74458 | 0.72491 | 5529.2743
[23 empty] | Pump Equipment Upgrade | 3.8938 | 1.443 | 5739.2563 | 0.53106 | 0.51703 | 3943.6799
[23 empty] | Pump Equipment Upgrade | 1.9622 | 1.443 | 7699.1654 | 0.9475 | 0.92248 | 7036.2138
[23 empty] | Pump Equipment Upgrade | 3.74 | 1.4431 | 968.3904 | 0.090547 | 0.088156 | 672.4083
[23 empty] | Pump Improved Controls | 7.8046 | 1.443 | 20172.0666 | 1.6573 | 1.6135 | 12306.9095
[23 empty] | Pump Improved Controls | 7.8046 | 1.443 | 2245.4575 | 0.18448 | 0.17961 | 1369.946
[23 empty] | Pump Improved Controls | 7.8047 | 1.443 | 4549.0856 | 0.37374 | 0.36386 | 2775.3817
[23 empty] | Pump Improved Controls | 7.8083 | 1.4437 | 531.4821 | 0.043665 | 0.042511 | 324.2554
[23 empty] | Pump Improved Controls | 7.8049 | 1.4431 | 7355.2641 | 0.60428 | 0.58832 | 4487.4217
[23 empty] | Pump System Optimization | 4.8259 | 1.292 | 739.5747 | 0.09402 | 0.091537 | 698.1985

## RIM F to P
Measures Changing from Failing to Passing | [9 empty] | Measures Changing from Failing to Passing | [9 empty] | Measures Failing | [7 empty] | Measures Failing
Lower Fuel Costs Economic Potential – RIM | [9 empty] | Higher Fuel Costs Economic Potential – RIM | [9 empty] | 1-Year Payback Economic Potential – RIM | [7 empty] | 3-Year Payback Economic Potential – RIM
Customer Class | Measure Name | Segment | Vintage | TRC | RIM | PCT | Summer (MW) | Winter (MW) | Energy (GWh) | Customer Class | Segment | Vintage | Measure Name | TRC | RIM | PCT | Summer (MW) | Winter (MW) | Energy (GWh) | Customer Class | Measure Name | TRC | RIM | PCT | Summer (MW) | Winter (MW) | Energy (GWh) | Customer Class | Measure Name | TRC | RIM | PCT | Summer (MW) | Winter (MW) | Energy (GWh)
Note 1 | [9 empty] | Residential | Single Family | New | 14 SEER ASHP from base electric resistance heating | 6.9983 | 1.0925 | 13314.7634 | 0 | 1.5463 | 5482.4104 | Residential | 14 SEER ASHP from base electric resistance heating | 5.3767 | 0.86499 | 14987.5904 | 0 | 1.5463 | 5482.4104 | Residential | 14 SEER ASHP from base electric resistance heating | 5.3767 | 0.86499 | 14987.5904 | 0 | 1.5463 | 5482.4104
[10 empty] | Residential | Multi-Family | New | 14 SEER ASHP from base electric resistance heating | 6.9986 | 1.0926 | 8876.5089 | 0 | 1.0309 | 3654.9403 | Residential | 14 SEER ASHP from base electric resistance heating | 5.3768 | 0.86501 | 9991.7269 | 0 | 1.0309 | 3654.9403 | Residential | 14 SEER ASHP from base electric resistance heating | 5.3768 | 0.86501 | 9991.7269 | 0 | 1.0309 | 3654.9403
Note 1: There were no measures that changed from failing to passing in the TRC cost effectiveness. | [9 empty] | Residential | Manufactured Home | New | 14 SEER ASHP from base electric resistance heating | 6.9983 | 1.0925 | 13314.7634 | 0 | 1.5463 | 5482.4104 | Residential | 14 SEER ASHP from base electric resistance heating | 5.3767 | 0.86499 | 14987.5904 | 0 | 1.5463 | 5482.4104 | Residential | 14 SEER ASHP from base electric resistance heating | 5.3767 | 0.86499 | 14987.5904 | 0 | 1.5463 | 5482.4104
[10 empty] | Residential | Single Family | Turnover | 14 SEER ASHP from base electric resistance heating | 6.9983 | 1.0925 | 13314.7634 | 0 | 1.5463 | 5482.4104 | Residential | 14 SEER ASHP from base electric resistance heating | 5.3767 | 0.86499 | 14987.5904 | 0 | 1.5463 | 5482.4104 | Residential | 14 SEER ASHP from base electric resistance heating | 5.3767 | 0.86499 | 14987.5904 | 0 | 1.5463 | 5482.4104
[10 empty] | Residential | Multi-Family | Turnover | 14 SEER ASHP from base electric resistance heating | 6.9986 | 1.0926 | 8876.5089 | 0 | 1.0309 | 3654.9403 | Residential | 14 SEER ASHP from base electric resistance heating | 5.3768 | 0.86501 | 9991.7269 | 0 | 1.0309 | 3654.9403 | Residential | 14 SEER ASHP from base electric resistance heating | 5.3768 | 0.86501 | 9991.7269 | 0 | 1.0309 | 3654.9403
[10 empty] | Residential | Manufactured Home | Turnover | 14 SEER ASHP from base electric resistance heating | 6.9983 | 1.0925 | 13314.7634 | 0 | 1.5463 | 5482.4104 | Residential | 14 SEER ASHP from base electric resistance heating | 5.3767 | 0.86499 | 14987.5904 | 0 | 1.5463 | 5482.4104 | Residential | 14 SEER ASHP from base electric resistance heating | 5.3767 | 0.86499 | 14987.5904 | 0 | 1.5463 | 5482.4104
[10 empty] | Residential | Single Family | New | 21 SEER ASHP from base electric resistance heating | 0.91497 | 1.1646 | 5020.3281 | 0.54544 | 2.0512 | 7464.4458 | Residential | 15 SEER Air Source Heat Pump | 0.52565 | 1.1896 | -570.6055 | 0.1045 | 0.11103 | 393.6521 | Residential | 15 SEER Air Source Heat Pump | 0.52565 | 1.1896 | -570.6055 | 0.1045 | 0.11103 | 393.6521
[10 empty] | Residential | Multi-Family | New | 21 SEER ASHP from base electric resistance heating | 0.65491 | 1.1645 | -608.1888 | 0.36362 | 1.3674 | 4976.2972 | Residential | 15 SEER Air Source Heat Pump | 0.3717 | 1.1899 | -870.3495 | 0.069666 | 0.074019 | 262.4347 | Residential | 15 SEER Air Source Heat Pump | 0.3717 | 1.1899 | -870.3495 | 0.069666 | 0.074019 | 262.4347
[10 empty] | Residential | Manufactured Home | New | 21 SEER ASHP from base electric resistance heating | 0.91497 | 1.1646 | 5020.3281 | 0.54544 | 2.0512 | 7464.4458 | Residential | 15 SEER Air Source Heat Pump | 0.52565 | 1.1896 | -570.6055 | 0.1045 | 0.11103 | 393.6521 | Residential | 15 SEER Air Source Heat Pump | 0.52565 | 1.1896 | -570.6055 | 0.1045 | 0.11103 | 393.6521
[10 empty] | Residential | Single Family | Turnover | 21 SEER ASHP from base electric resistance heating | 0.91497 | 1.1646 | 5020.3281 | 0.54544 | 2.0512 | 7464.4458 | Residential | 15 SEER Air Source Heat Pump | 0.52565 | 1.1896 | -570.6055 | 0.1045 | 0.11103 | 393.6521 | Residential | 15 SEER Air Source Heat Pump | 0.52565 | 1.1896 | -570.6055 | 0.1045 | 0.11103 | 393.6521
[10 empty] | Residential | Multi-Family | Turnover | 21 SEER ASHP from base electric resistance heating | 0.65491 | 1.1645 | -608.1888 | 0.36362 | 1.3674 | 4976.2972 | Residential | 15 SEER Air Source Heat Pump | 0.3717 | 1.1899 | -870.3495 | 0.069666 | 0.074019 | 262.4347 | Residential | 15 SEER Air Source Heat Pump | 0.3717 | 1.1899 | -870.3495 | 0.069666 | 0.074019 | 262.4347
[10 empty] | Residential | Manufactured Home | Turnover | 21 SEER ASHP from base electric resistance heating | 0.91497 | 1.1646 | 5020.3281 | 0.54544 | 2.0512 | 7464.4458 | Residential | 15 SEER Air Source Heat Pump | 0.52565 | 1.1896 | -570.6055 | 0.1045 | 0.11103 | 393.6521 | Residential | 15 SEER Air Source Heat Pump | 0.52565 | 1.1896 | -570.6055 | 0.1045 | 0.11103 | 393.6521
[10 empty] | Residential | Single Family | Existing | Drain Water Heat Recovery | 0.14389 | 1.1325 | -2304.6334 | 0.021393 | 0.046051 | 237.513 | Residential | 15 SEER Central AC | 0.61484 | 1.6753 | -606.0573 | 0.15798 | 0 | 255.9017 | Residential | 15 SEER Central AC | 0.61484 | 1.6753 | -606.0573 | 0.15798 | 0 | 255.9017
[10 empty] | Residential | Multi-Family | Existing | Drain Water Heat Recovery | 0.12316 | 1.1317 | -2395.744 | 0.018324 | 0.039445 | 203.442 | Residential | 15 SEER Central AC | 0.45791 | 1.6748 | -720.6953 | 0.10532 | 0 | 170.6011 | Residential | 15 SEER Central AC | 0.45791 | 1.6748 | -720.6953 | 0.10532 | 0 | 170.6011
[10 empty] | Residential | Manufactured Home | Existing | Drain Water Heat Recovery | 0.18244 | 1.1322 | -2134.2534 | 0.027132 | 0.058404 | 301.227 | Residential | 15 SEER Central AC | 0.61484 | 1.6753 | -606.0573 | 0.15798 | 0 | 255.9017 | Residential | 15 SEER Central AC | 0.61484 | 1.6753 | -606.0573 | 0.15798 | 0 | 255.9017
[10 empty] | Residential | Single Family | New | Drain Water Heat Recovery | 0.18097 | 1.1325 | -1702.3379 | 0.021393 | 0.046051 | 237.513 | Residential | 15 SEER Central AC | 0.61484 | 1.6753 | -606.0573 | 0.15798 | 0 | 255.9017 | Residential | 15 SEER Central AC | 0.61484 | 1.6753 | -606.0573 | 0.15798 | 0 | 255.9017
[10 empty] | Residential | Multi-Family | New | Drain Water Heat Recovery | 0.1549 | 1.1317 | -1793.4484 | 0.018324 | 0.039445 | 203.442 | Residential | 15 SEER Central AC | 0.45791 | 1.6748 | -720.6953 | 0.10532 | 0 | 170.6011 | Residential | 15 SEER Central AC | 0.45791 | 1.6748 | -720.6953 | 0.10532 | 0 | 170.6011
[10 empty] | Residential | Manufactured Home | New | Drain Water Heat Recovery | 0.22944 | 1.1322 | -1531.9579 | 0.027132 | 0.058404 | 301.227 | Residential | 15 SEER Central AC | 0.61484 | 1.6753 | -606.0573 | 0.15798 | 0 | 255.9017 | Residential | 15 SEER Central AC | 0.61484 | 1.6753 | -606.0573 | 0.15798 | 0 | 255.9017
[10 empty] | Residential | Single Family | New | Energy Star Ceiling Fan | 0.32021 | 1.0108 | -57.0374 | 0 | 4.4863e-06 | 21.4818 | Residential | 16 SEER Air Source Heat Pump | 0.37789 | 1.1898 | -2655.1694 | 0.21947 | 0.23318 | 826.7425 | Residential | 16 SEER Air Source Heat Pump | 0.37789 | 1.1898 | -2655.1694 | 0.21947 | 0.23318 | 826.7425
[10 empty] | Residential | Multi-Family | New | Energy Star Ceiling Fan | 0.32021 | 1.0108 | -57.0374 | 0 | 4.4863e-06 | 21.4818 | Residential | 16 SEER Air Source Heat Pump | 0.3039 | 1.1896 | -2610.3763 | 0.14631 | 0.15545 | 551.1617 | Residential | 16 SEER Air Source Heat Pump | 0.3039 | 1.1896 | -2610.3763 | 0.14631 | 0.15545 | 551.1617
[10 empty] | Residential | Manufactured Home | New | Energy Star Ceiling Fan | 0.32021 | 1.0108 | -57.0374 | 0 | 4.4863e-06 | 21.4818 | Residential | 16 SEER Air Source Heat Pump | 0.37789 | 1.1898 | -2655.1694 | 0.21947 | 0.23318 | 826.7425 | Residential | 16 SEER Air Source Heat Pump | 0.37789 | 1.1898 | -2655.1694 | 0.21947 | 0.23318 | 826.7425
[10 empty] | Residential | Single Family | Turnover | Energy Star Ceiling Fan | 0.3202 | 1.0107 | -57.0374 | 0 | 2.4186e-06 | 21.4818 | Residential | 16 SEER Air Source Heat Pump | 0.37789 | 1.1898 | -2655.1694 | 0.21947 | 0.23318 | 826.7425 | Residential | 16 SEER Air Source Heat Pump | 0.37789 | 1.1898 | -2655.1694 | 0.21947 | 0.23318 | 826.7425
[10 empty] | Residential | Multi-Family | Turnover | Energy Star Ceiling Fan | 0.3202 | 1.0107 | -57.0374 | 0 | 2.4186e-06 | 21.4818 | Residential | 16 SEER Air Source Heat Pump | 0.3039 | 1.1896 | -2610.3763 | 0.14631 | 0.15545 | 551.1617 | Residential | 16 SEER Air Source Heat Pump | 0.3039 | 1.1896 | -2610.3763 | 0.14631 | 0.15545 | 551.1617
[10 empty] | Residential | Manufactured Home | Turnover | Energy Star Ceiling Fan | 0.3202 | 1.0107 | -57.0374 | 0 | 2.4186e-06 | 21.4818 | Residential | 16 SEER Air Source Heat Pump | 0.37789 | 1.1898 | -2655.1694 | 0.21947 | 0.23318 | 826.7425 | Residential | 16 SEER Air Source Heat Pump | 0.37789 | 1.1898 | -2655.1694 | 0.21947 | 0.23318 | 826.7425
[10 empty] | Residential | Single Family | New | Energy Star Clothes Dryer | 0.26854 | 1.0693 | -419.1189 | 0.022953 | 0.013331 | 145.9522 | Residential | 16 SEER Central AC | 0.58909 | 1.6752 | -1249.9612 | 0.29621 | 0 | 479.8157 | Residential | 16 SEER Central AC | 0.58909 | 1.6752 | -1249.9612 | 0.29621 | 0 | 479.8157
[10 empty] | Residential | Multi-Family | New | Energy Star Clothes Dryer | 0.26854 | 1.0693 | -419.1189 | 0.022953 | 0.013331 | 145.9522 | Residential | 16 SEER Central AC | 0.43939 | 1.6755 | -1450.4148 | 0.19747 | 0 | 319.8771 | Residential | 16 SEER Central AC | 0.43939 | 1.6755 | -1450.4148 | 0.19747 | 0 | 319.8771
[10 empty] | Residential | Manufactured Home | New | Energy Star Clothes Dryer | 0.26854 | 1.0693 | -419.1189 | 0.022953 | 0.013331 | 145.9522 | Residential | 16 SEER Central AC | 0.58909 | 1.6752 | -1249.9612 | 0.29621 | 0 | 479.8157 | Residential | 16 SEER Central AC | 0.58909 | 1.6752 | -1249.9612 | 0.29621 | 0 | 479.8157
[10 empty] | Residential | Single Family | Turnover | Energy Star Clothes Dryer | 0.26854 | 1.0693 | -419.1189 | 0.022953 | 0.013331 | 145.9522 | Residential | 16 SEER Central AC | 0.58909 | 1.6752 | -1249.9612 | 0.29621 | 0 | 479.8157 | Residential | 16 SEER Central AC | 0.58909 | 1.6752 | -1249.9612 | 0.29621 | 0 | 479.8157
[10 empty] | Residential | Multi-Family | Turnover | Energy Star Clothes Dryer | 0.26854 | 1.0693 | -419.1189 | 0.022953 | 0.013331 | 145.9522 | Residential | 16 SEER Central AC | 0.43939 | 1.6755 | -1450.4148 | 0.19747 | 0 | 319.8771 | Residential | 16 SEER Central AC | 0.43939 | 1.6755 | -1450.4148 | 0.19747 | 0 | 319.8771
[10 empty] | Residential | Manufactured Home | Turnover | Energy Star Clothes Dryer | 0.26854 | 1.0693 | -419.1189 | 0.022953 | 0.013331 | 145.9522 | Residential | 16 SEER Central AC | 0.58909 | 1.6752 | -1249.9612 | 0.29621 | 0 | 479.8157 | Residential | 16 SEER Central AC | 0.58909 | 1.6752 | -1249.9612 | 0.29621 | 0 | 479.8157
[10 empty] | Residential | Single Family | New | Energy Star Clothes Washer | 4.2764 | 1.0694 | 933.4221 | 0.085635 | 0.049737 | 544.539 | Residential | 17 SEER Air Source Heat Pump | 0.34082 | 1.1897 | -4715.3823 | 0.3216 | 0.34169 | 1211.4716 | Residential | 17 SEER Air Source Heat Pump | 0.34082 | 1.1897 | -4715.3823 | 0.3216 | 0.34169 | 1211.4716
[10 empty] | Residential | Multi-Family | New | Energy Star Clothes Washer | 4.2764 | 1.0694 | 933.4221 | 0.085635 | 0.049737 | 544.539 | Residential | 17 SEER Air Source Heat Pump | 0.27832 | 1.1898 | -4403.9832 | 0.2144 | 0.22779 | 807.6477 | Residential | 17 SEER Air Source Heat Pump | 0.27832 | 1.1898 | -4403.9832 | 0.2144 | 0.22779 | 807.6477
[10 empty] | Residential | Manufactured Home | New | Energy Star Clothes Washer | 4.2764 | 1.0694 | 933.4221 | 0.085635 | 0.049737 | 544.539 | Residential | 17 SEER Air Source Heat Pump | 0.34082 | 1.1897 | -4715.3823 | 0.3216 | 0.34169 | 1211.4716 | Residential | 17 SEER Air Source Heat Pump | 0.34082 | 1.1897 | -4715.3823 | 0.3216 | 0.34169 | 1211.4716
[10 empty] | Residential | Single Family | Turnover | Energy Star Clothes Washer | 4.2764 | 1.0694 | 933.4221 | 0.085635 | 0.049737 | 544.539 | Residential | 17 SEER Air Source Heat Pump | 0.34082 | 1.1897 | -4715.3823 | 0.3216 | 0.34169 | 1211.4716 | Residential | 17 SEER Air Source Heat Pump | 0.34082 | 1.1897 | -4715.3823 | 0.3216 | 0.34169 | 1211.4716
[10 empty] | Residential | Multi-Family | Turnover | Energy Star Clothes Washer | 4.2764 | 1.0694 | 933.4221 | 0.085635 | 0.049737 | 544.539 | Residential | 17 SEER Air Source Heat Pump | 0.27832 | 1.1898 | -4403.9832 | 0.2144 | 0.22779 | 807.6477 | Residential | 17 SEER Air Source Heat Pump | 0.27832 | 1.1898 | -4403.9832 | 0.2144 | 0.22779 | 807.6477
[10 empty] | Residential | Manufactured Home | Turnover | Energy Star Clothes Washer | 4.2764 | 1.0694 | 933.4221 | 0.085635 | 0.049737 | 544.539 | Residential | 17 SEER Air Source Heat Pump | 0.34082 | 1.1897 | -4715.3823 | 0.3216 | 0.34169 | 1211.4716 | Residential | 17 SEER Air Source Heat Pump | 0.34082 | 1.1897 | -4715.3823 | 0.3216 | 0.34169 | 1211.4716
[10 empty] | Residential | Single Family | New | Energy Star Dehumidifier | 5.3815 | 1.0886 | 413.1256 | 0.035168 | 0.0066615 | 214.4267 | Residential | 17 SEER Central AC | 0.25694 | 1.6753 | -6720.4303 | 0.41818 | 0 | 677.3869 | Residential | 17 SEER Central AC | 0.25694 | 1.6753 | -6720.4303 | 0.41818 | 0 | 677.3869
[10 empty] | Residential | Multi-Family | New | Energy Star Dehumidifier | 5.3815 | 1.0886 | 413.1256 | 0.035168 | 0.0066615 | 214.4267 | Residential | 17 SEER Central AC | 0.25724 | 1.6755 | -4474.0535 | 0.27879 | 0 | 451.5913 | Residential | 17 SEER Central AC | 0.25724 | 1.6755 | -4474.0535 | 0.27879 | 0 | 451.5913
[10 empty] | Residential | Manufactured Home | New | Energy Star Dehumidifier | 5.3815 | 1.0886 | 413.1256 | 0.035168 | 0.0066615 | 214.4267 | Residential | 17 SEER Central AC | 0.25694 | 1.6753 | -6720.4303 | 0.41818 | 0 | 677.3869 | Residential | 17 SEER Central AC | 0.25694 | 1.6753 | -6720.4303 | 0.41818 | 0 | 677.3869
[10 empty] | Residential | Single Family | Turnover | Energy Star Dehumidifier | 5.3815 | 1.0886 | 413.1256 | 0.035168 | 0.0066615 | 214.4267 | Residential | 17 SEER Central AC | 0.25694 | 1.6753 | -6720.4303 | 0.41818 | 0 | 677.3869 | Residential | 17 SEER Central AC | 0.25694 | 1.6753 | -6720.4303 | 0.41818 | 0 | 677.3869
[10 empty] | Residential | Multi-Family | Turnover | Energy Star Dehumidifier | 5.3815 | 1.0886 | 413.1256 | 0.035168 | 0.0066615 | 214.4267 | Residential | 17 SEER Central AC | 0.25724 | 1.6755 | -4474.0535 | 0.27879 | 0 | 451.5913 | Residential | 17 SEER Central AC | 0.25724 | 1.6755 | -4474.0535 | 0.27879 | 0 | 451.5913
[10 empty] | Residential | Manufactured Home | Turnover | Energy Star Dehumidifier | 5.3815 | 1.0886 | 413.1256 | 0.035168 | 0.0066615 | 214.4267 | Residential | 17 SEER Central AC | 0.25694 | 1.6753 | -6720.4303 | 0.41818 | 0 | 677.3869 | Residential | 17 SEER Central AC | 0.25694 | 1.6753 | -6720.4303 | 0.41818 | 0 | 677.3869
[10 empty] | Residential | Single Family | New | Energy Star Freezer | 0.32231 | 1.0321 | -125.5211 | 0.0085251 | 0.0058997 | 65.6 | Residential | 18 SEER Air Source Heat Pump | 0.29142 | 1.1897 | -7032.7133 | 0.36822 | 0.39122 | 1387.0904 | Residential | 18 SEER Air Source Heat Pump | 0.29142 | 1.1897 | -7032.7133 | 0.36822 | 0.39122 | 1387.0904
[10 empty] | Residential | Multi-Family | New | Energy Star Freezer | 0.32231 | 1.0321 | -125.5211 | 0.0085251 | 0.0058997 | 65.6 | Residential | 18 SEER Air Source Heat Pump | 0.21417 | 1.1896 | -7397.5146 | 0.24548 | 0.26082 | 924.727 | Residential | 18 SEER Air Source Heat Pump | 0.21417 | 1.1896 | -7397.5146 | 0.24548 | 0.26082 | 924.727
[10 empty] | Residential | Manufactured Home | New | Energy Star Freezer | 0.32231 | 1.0321 | -125.5211 | 0.0085251 | 0.0058997 | 65.6 | Residential | 18 SEER Air Source Heat Pump | 0.29142 | 1.1897 | -7032.7133 | 0.36822 | 0.39122 | 1387.0904 | Residential | 18 SEER Air Source Heat Pump | 0.29142 | 1.1897 | -7032.7133 | 0.36822 | 0.39122 | 1387.0904
[10 empty] | Residential | Single Family | Turnover | Energy Star Freezer | 0.32231 | 1.0321 | -125.5211 | 0.0085251 | 0.0058997 | 65.6 | Residential | 18 SEER Air Source Heat Pump | 0.29142 | 1.1897 | -7032.7133 | 0.36822 | 0.39122 | 1387.0904 | Residential | 18 SEER Air Source Heat Pump | 0.29142 | 1.1897 | -7032.7133 | 0.36822 | 0.39122 | 1387.0904
[10 empty] | Residential | Multi-Family | Turnover | Energy Star Freezer | 0.32231 | 1.0321 | -125.5211 | 0.0085251 | 0.0058997 | 65.6 | Residential | 18 SEER Air Source Heat Pump | 0.21417 | 1.1896 | -7397.5146 | 0.24548 | 0.26082 | 924.727 | Residential | 18 SEER Air Source Heat Pump | 0.21417 | 1.1896 | -7397.5146 | 0.24548 | 0.26082 | 924.727
[10 empty] | Residential | Manufactured Home | Turnover | Energy Star Freezer | 0.32231 | 1.0321 | -125.5211 | 0.0085251 | 0.0058997 | 65.6 | Residential | 18 SEER Air Source Heat Pump | 0.29142 | 1.1897 | -7032.7133 | 0.36822 | 0.39122 | 1387.0904 | Residential | 18 SEER Air Source Heat Pump | 0.29142 | 1.1897 | -7032.7133 | 0.36822 | 0.39122 | 1387.0904
[10 empty] | Residential | Single Family | New | Energy Star Refrigerator | 0.60068 | 1.0538 | -13.4808 | 0.013935 | 0.0046429 | 133.5 | Residential | 18 SEER Central AC | 0.22814 | 1.6754 | -9860.5712 | 0.5266 | 0 | 853.0057 | Residential | 18 SEER Central AC | 0.22814 | 1.6754 | -9860.5712 | 0.5266 | 0 | 853.0057
[10 empty] | Residential | Multi-Family | New | Energy Star Refrigerator | 0.60068 | 1.0538 | -13.4808 | 0.013935 | 0.0046429 | 133.5 | Residential | 18 SEER Central AC | 0.20896 | 1.6754 | -7336.6832 | 0.35106 | 0 | 568.6705 | Residential | 18 SEER Central AC | 0.20896 | 1.6754 | -7336.6832 | 0.35106 | 0 | 568.6705
[10 empty] | Residential | Manufactured Home | New | Energy Star Refrigerator | 0.60068 | 1.0538 | -13.4808 | 0.013935 | 0.0046429 | 133.5 | Residential | 18 SEER Central AC | 0.22814 | 1.6754 | -9860.5712 | 0.5266 | 0 | 853.0057 | Residential | 18 SEER Central AC | 0.22814 | 1.6754 | -9860.5712 | 0.5266 | 0 | 853.0057
[10 empty] | Residential | Single Family | Turnover | Energy Star Refrigerator | 0.60068 | 1.0538 | -13.4808 | 0.013935 | 0.0046429 | 133.5 | Residential | 18 SEER Central AC | 0.22814 | 1.6754 | -9860.5712 | 0.5266 | 0 | 853.0057 | Residential | 18 SEER Central AC | 0.22814 | 1.6754 | -9860.5712 | 0.5266 | 0 | 853.0057
[10 empty] | Residential | Multi-Family | Turnover | Energy Star Refrigerator | 0.60068 | 1.0538 | -13.4808 | 0.013935 | 0.0046429 | 133.5 | Residential | 18 SEER Central AC | 0.20896 | 1.6754 | -7336.6832 | 0.35106 | 0 | 568.6705 | Residential | 18 SEER Central AC | 0.20896 | 1.6754 | -7336.6832 | 0.35106 | 0 | 568.6705
[10 empty] | Residential | Manufactured Home | Turnover | Energy Star Refrigerator | 0.60068 | 1.0538 | -13.4808 | 0.013935 | 0.0046429 | 133.5 | Residential | 18 SEER Central AC | 0.22814 | 1.6754 | -9860.5712 | 0.5266 | 0 | 853.0057 | Residential | 18 SEER Central AC | 0.22814 | 1.6754 | -9860.5712 | 0.5266 | 0 | 853.0057
[10 empty] | Residential | Single Family | New | Energy Star Windows | 0.49326 | 1.199 | -262.9782 | 0 | 0.039997 | 197.5438 | Residential | 21 SEER Air Source Heat Pump | 0.26629 | 1.1969 | -11674.8656 | 0.54544 | 0.54465 | 1982.0354 | Residential | 21 SEER Air Source Heat Pump | 0.26629 | 1.1969 | -11674.8656 | 0.54544 | 0.54465 | 1982.0354
[10 empty] | Residential | Multi-Family | New | Energy Star Windows | 0.49326 | 1.199 | -262.9782 | 0 | 0.039997 | 197.5438 | Residential | 21 SEER Air Source Heat Pump | 0.18539 | 1.1969 | -12940.7653 | 0.36362 | 0.3631 | 1321.3569 | Residential | 21 SEER Air Source Heat Pump | 0.18539 | 1.1969 | -12940.7653 | 0.36362 | 0.3631 | 1321.3569
[10 empty] | Residential | Manufactured Home | New | Energy Star Windows | 0.49326 | 1.199 | -262.9782 | 0 | 0.039997 | 197.5438 | Residential | 21 SEER Air Source Heat Pump | 0.26629 | 1.1969 | -11674.8656 | 0.54544 | 0.54465 | 1982.0354 | Residential | 21 SEER Air Source Heat Pump | 0.26629 | 1.1969 | -11674.8656 | 0.54544 | 0.54465 | 1982.0354
[10 empty] | Residential | Single Family | Existing | Faucet Aerator | 7.6223 | 1.0099 | 97.2104 | 0.0051787 | 0.011148 | 57.4956 | Residential | 21 SEER Air Source Heat Pump | 0.26629 | 1.1969 | -11674.8656 | 0.54544 | 0.54465 | 1982.0354 | Residential | 21 SEER Air Source Heat Pump | 0.26629 | 1.1969 | -11674.8656 | 0.54544 | 0.54465 | 1982.0354
[10 empty] | Residential | Multi-Family | Existing | Faucet Aerator | 6.0105 | 1.013 | 74.573 | 0.0040708 | 0.0087628 | 45.1953 | Residential | 21 SEER Air Source Heat Pump | 0.18539 | 1.1969 | -12940.7653 | 0.36362 | 0.3631 | 1321.3569 | Residential | 21 SEER Air Source Heat Pump | 0.18539 | 1.1969 | -12940.7653 | 0.36362 | 0.3631 | 1321.3569
[10 empty] | Residential | Manufactured Home | Existing | Faucet Aerator | 5.9296 | 1.0074 | 73.9099 | 0.0040383 | 0.0086929 | 44.835 | Residential | 21 SEER Air Source Heat Pump | 0.26629 | 1.1969 | -11674.8656 | 0.54544 | 0.54465 | 1982.0354 | Residential | 21 SEER Air Source Heat Pump | 0.26629 | 1.1969 | -11674.8656 | 0.54544 | 0.54465 | 1982.0354
[10 empty] | Residential | Single Family | New | Faucet Aerator | 3.1855 | 1.0129 | 35.4852 | 0.0021578 | 0.0046448 | 23.9565 | Residential | 21 SEER ASHP from base electric resistance heating | 0.72389 | 0.94947 | 3312.7249 | 0.54544 | 2.0512 | 7464.4458 | Residential | 21 SEER ASHP from base electric resistance heating | 0.72389 | 0.94947 | 3312.7249 | 0.54544 | 2.0512 | 7464.4458
[10 empty] | Residential | Multi-Family | New | Faucet Aerator | 2.5012 | 1.0117 | 26.053 | 0.0016962 | 0.0036512 | 18.8314 | Residential | 21 SEER ASHP from base electric resistance heating | 0.51815 | 0.94948 | -2949.0384 | 0.36362 | 1.3674 | 4976.2972 | Residential | 21 SEER ASHP from base electric resistance heating | 0.51815 | 0.94948 | -2949.0384 | 0.36362 | 1.3674 | 4976.2972
[10 empty] | Residential | Manufactured Home | New | Faucet Aerator | 2.4834 | 1.0126 | 25.7767 | 0.0016826 | 0.003622 | 18.6813 | Residential | 21 SEER ASHP from base electric resistance heating | 0.72389 | 0.94947 | 3312.7249 | 0.54544 | 2.0512 | 7464.4458 | Residential | 21 SEER ASHP from base electric resistance heating | 0.72389 | 0.94947 | 3312.7249 | 0.54544 | 2.0512 | 7464.4458
[10 empty] | Residential | Single Family | New | Heat Pump Clothes Dryer | 0.12813 | 1.0932 | -1963.7734 | 0.033979 | 0.019735 | 216.0685 | Residential | 21 SEER ASHP from base electric resistance heating | 0.72389 | 0.94947 | 3312.7249 | 0.54544 | 2.0512 | 7464.4458 | Residential | 21 SEER ASHP from base electric resistance heating | 0.72389 | 0.94947 | 3312.7249 | 0.54544 | 2.0512 | 7464.4458
[10 empty] | Residential | Multi-Family | New | Heat Pump Clothes Dryer | 0.12813 | 1.0932 | -1963.7734 | 0.033979 | 0.019735 | 216.0685 | Residential | 21 SEER ASHP from base electric resistance heating | 0.51815 | 0.94948 | -2949.0384 | 0.36362 | 1.3674 | 4976.2972 | Residential | 21 SEER ASHP from base electric resistance heating | 0.51815 | 0.94948 | -2949.0384 | 0.36362 | 1.3674 | 4976.2972
[10 empty] | Residential | Manufactured Home | New | Heat Pump Clothes Dryer | 0.12813 | 1.0932 | -1963.7734 | 0.033979 | 0.019735 | 216.0685 | Residential | 21 SEER ASHP from base electric resistance heating | 0.72389 | 0.94947 | 3312.7249 | 0.54544 | 2.0512 | 7464.4458 | Residential | 21 SEER ASHP from base electric resistance heating | 0.72389 | 0.94947 | 3312.7249 | 0.54544 | 2.0512 | 7464.4458
[10 empty] | Residential | Single Family | Turnover | Heat Pump Clothes Dryer | 0.12813 | 1.0932 | -1963.7734 | 0.033979 | 0.019735 | 216.0685 | Residential | 21 SEER Central AC | 0.21959 | 1.6753 | -15518.2954 | 0.78989 | 0 | 1279.5086 | Residential | 21 SEER Central AC | 0.21959 | 1.6753 | -15518.2954 | 0.78989 | 0 | 1279.5086
[10 empty] | Residential | Multi-Family | Turnover | Heat Pump Clothes Dryer | 0.12813 | 1.0932 | -1963.7734 | 0.033979 | 0.019735 | 216.0685 | Residential | 21 SEER Central AC | 0.18032 | 1.6754 | -13166.7706 | 0.5266 | 0 | 853.0057 | Residential | 21 SEER Central AC | 0.18032 | 1.6754 | -13166.7706 | 0.5266 | 0 | 853.0057
[10 empty] | Residential | Manufactured Home | Turnover | Heat Pump Clothes Dryer | 0.12813 | 1.0932 | -1963.7734 | 0.033979 | 0.019735 | 216.0685 | Residential | 21 SEER Central AC | 0.21959 | 1.6753 | -15518.2954 | 0.78989 | 0 | 1279.5086 | Residential | 21 SEER Central AC | 0.21959 | 1.6753 | -15518.2954 | 0.78989 | 0 | 1279.5086
[10 empty] | Residential | Single Family | New | Heat Pump Water Heater | 0.58393 | 1.0221 | -199.5959 | 0.09812 | 0.36651 | 1459.2984 | Residential | 21 SEER Central AC | 0.21959 | 1.6753 | -15518.2954 | 0.78989 | 0 | 1279.5086 | Residential | 21 SEER Central AC | 0.21959 | 1.6753 | -15518.2954 | 0.78989 | 0 | 1279.5086
[10 empty] | Residential | Multi-Family | New | Heat Pump Water Heater | 0.45899 | 1.0221 | -774.1554 | 0.077129 | 0.2881 | 1147.105 | Residential | 21 SEER Central AC | 0.18032 | 1.6754 | -13166.7706 | 0.5266 | 0 | 853.0057 | Residential | 21 SEER Central AC | 0.18032 | 1.6754 | -13166.7706 | 0.5266 | 0 | 853.0057
[10 empty] | Residential | Manufactured Home | New | Heat Pump Water Heater | 0.45535 | 1.0221 | -790.9852 | 0.076514 | 0.2858 | 1137.9603 | Residential | 21 SEER Central AC | 0.21959 | 1.6753 | -15518.2954 | 0.78989 | 0 | 1279.5086 | Residential | 21 SEER Central AC | 0.21959 | 1.6753 | -15518.2954 | 0.78989 | 0 | 1279.5086
[10 empty] | Residential | Single Family | Turnover | Heat Pump Water Heater | 0.58393 | 1.0221 | -199.5959 | 0.09812 | 0.36651 | 1459.2984 | Residential | Air Sealing-Infiltration Control | 0.53707 | 1.2739 | -802.1611 | 0.20819 | 0.23002 | 595.5471 | Residential | Air Sealing-Infiltration Control | 0.53707 | 1.2739 | -802.1611 | 0.20819 | 0.23002 | 595.5471
[10 empty] | Residential | Multi-Family | Turnover | Heat Pump Water Heater | 0.45899 | 1.0221 | -774.1554 | 0.077129 | 0.2881 | 1147.105 | Residential | Air Sealing-Infiltration Control | 0.58049 | 1.2563 | -398.3465 | 0.10084 | 0.1994 | 387.27 | Residential | Air Sealing-Infiltration Control | 0.58049 | 1.2563 | -398.3465 | 0.10084 | 0.1994 | 387.27
[10 empty] | Residential | Manufactured Home | Turnover | Heat Pump Water Heater | 0.45535 | 1.0221 | -790.9852 | 0.076514 | 0.2858 | 1137.9603 | Residential | Air Sealing-Infiltration Control | 0.82477 | 1.2518 | -22.4366 | 0.13851 | 0.31897 | 582.57 | Residential | Air Sealing-Infiltration Control | 0.82477 | 1.2518 | -22.4366 | 0.13851 | 0.31897 | 582.57
[10 empty] | Residential | Single Family | Existing | Heat Trap | 0.43641 | 1.0104 | -99.2156 | 0.011535 | 0.02483 | 128.0645 | Residential | Air Sealing-Infiltration Control | 0 | #DIV/0! | -2163.6009 | 0 | 0 | 0 | Residential | Air Sealing-Infiltration Control | 0 | #DIV/0! | -2163.6009 | 0 | 0 | 0
[10 empty] | Residential | Multi-Family | Existing | Heat Trap | 0.3431 | 1.0105 | -149.6376 | 0.0090672 | 0.019518 | 100.6672 | Residential | Air Sealing-Infiltration Control | 0 | #DIV/0! | -1283.6581 | 0 | 0 | 0 | Residential | Air Sealing-Infiltration Control | 0 | #DIV/0! | -1283.6581 | 0 | 0 | 0
[10 empty] | Residential | Manufactured Home | Existing | Heat Trap | 0.34065 | 1.0114 | -151.1145 | 0.0089949 | 0.019362 | 99.8647 | Residential | Air Sealing-Infiltration Control | 0 | #DIV/0! | -1354.2103 | 0 | 0 | 0 | Residential | Air Sealing-Infiltration Control | 0 | #DIV/0! | -1354.2103 | 0 | 0 | 0
[10 empty] | Residential | Single Family | New | Heat Trap | 0.43641 | 1.0104 | -99.2156 | 0.011535 | 0.02483 | 128.0645 | Residential | Ceiling Insulation(R12 to R38) | 0.83073 | 1.5081 | -289.2191 | 0.17642 | 0.24653 | 522 | Residential | Ceiling Insulation(R12 to R38) | 0.83073 | 1.5081 | -289.2191 | 0.17642 | 0.24653 | 522
[10 empty] | Residential | Multi-Family | New | Heat Trap | 0.3431 | 1.0105 | -149.6376 | 0.0090672 | 0.019518 | 100.6672 | Residential | Ceiling Insulation(R12 to R38) | 0.78016 | 1.508 | -454.3776 | 0.1748 | 0.24426 | 517.2 | Residential | Ceiling Insulation(R12 to R38) | 0.78016 | 1.508 | -454.3776 | 0.1748 | 0.24426 | 517.2
[10 empty] | Residential | Manufactured Home | New | Heat Trap | 0.34065 | 1.0114 | -151.1145 | 0.0089949 | 0.019362 | 99.8647 | Residential | Ceiling Insulation(R12 to R38) | 0.83073 | 1.5081 | -289.2191 | 0.17642 | 0.24653 | 522 | Residential | Ceiling Insulation(R12 to R38) | 0.83073 | 1.5081 | -289.2191 | 0.17642 | 0.24653 | 522
[10 empty] | Residential | Single Family | New | High Efficiency Induction Cooktop | 1.0561 | 1.1375 | 333.0642 | 0.12662 | 0.03038 | 533.952 | Residential | Ceiling Insulation(R12 to R38) | 0.78016 | 1.508 | -454.3776 | 0.1748 | 0.24426 | 517.2 | Residential | Ceiling Insulation(R12 to R38) | 0.78016 | 1.508 | -454.3776 | 0.1748 | 0.24426 | 517.2
[10 empty] | Residential | Multi-Family | New | High Efficiency Induction Cooktop | 1.0561 | 1.1375 | 333.0642 | 0.12662 | 0.03038 | 533.952 | Residential | Ceiling Insulation(R19 to R38) | 0.66487 | 1.5259 | -799.9891 | 0.14644 | 0.20845 | 426 | Residential | Ceiling Insulation(R19 to R38) | 0.66487 | 1.5259 | -799.9891 | 0.14644 | 0.20845 | 426
[10 empty] | Residential | Manufactured Home | New | High Efficiency Induction Cooktop | 1.0561 | 1.1375 | 333.0642 | 0.12662 | 0.03038 | 533.952 | Residential | Ceiling Insulation(R19 to R38) | 0.49807 | 1.5263 | -1060.4468 | 0.091093 | 0.12967 | 265 | Residential | Ceiling Insulation(R19 to R38) | 0.49807 | 1.5263 | -1060.4468 | 0.091093 | 0.12967 | 265
[10 empty] | Residential | Single Family | Turnover | High Efficiency Induction Cooktop | 1.0561 | 1.1375 | 333.0642 | 0.12662 | 0.03038 | 533.952 | Residential | Ceiling Insulation(R19 to R38) | 0.45312 | 1.5259 | -1230.8441 | 0.087453 | 0.12449 | 254.41 | Residential | Ceiling Insulation(R19 to R38) | 0.45312 | 1.5259 | -1230.8441 | 0.087453 | 0.12449 | 254.41
[10 empty] | Residential | Multi-Family | Turnover | High Efficiency Induction Cooktop | 1.0561 | 1.1375 | 333.0642 | 0.12662 | 0.03038 | 533.952 | Residential | Ceiling Insulation(R19 to R38) | 0.66487 | 1.5259 | -799.9891 | 0.14644 | 0.20845 | 426 | Residential | Ceiling Insulation(R19 to R38) | 0.66487 | 1.5259 | -799.9891 | 0.14644 | 0.20845 | 426
[10 empty] | Residential | Manufactured Home | Turnover | High Efficiency Induction Cooktop | 1.0561 | 1.1375 | 333.0642 | 0.12662 | 0.03038 | 533.952 | Residential | Ceiling Insulation(R19 to R38) | 0.49807 | 1.5263 | -1060.4468 | 0.091093 | 0.12967 | 265 | Residential | Ceiling Insulation(R19 to R38) | 0.49807 | 1.5263 | -1060.4468 | 0.091093 | 0.12967 | 265
[10 empty] | Residential | Single Family | Existing | Home Energy Management System | 0.65895 | 1.0615 | 29.275 | 0.10672 | 0.057972 | 697.3117 | Residential | Ceiling Insulation(R19 to R38) | 0.45312 | 1.5259 | -1230.8441 | 0.087453 | 0.12449 | 254.41 | Residential | Ceiling Insulation(R19 to R38) | 0.45312 | 1.5259 | -1230.8441 | 0.087453 | 0.12449 | 254.41
[10 empty] | Residential | Multi-Family | Existing | Home Energy Management System | 0.47489 | 1.0617 | -364.6681 | 0.076897 | 0.04177 | 502.428 | Residential | Ceiling Insulation(R30 to R38) | 0.26117 | 1.5313 | -1442.4923 | 0.042129 | 0.061582 | 123 | Residential | Ceiling Insulation(R30 to R38) | 0.26117 | 1.5313 | -1442.4923 | 0.042129 | 0.061582 | 123
[10 empty] | Residential | Manufactured Home | Existing | Home Energy Management System | 0.7321 | 1.0618 | 185.3086 | 0.11854 | 0.064389 | 774.5016 | Residential | Ceiling Insulation(R30 to R38) | 0.19197 | 1.5333 | -1319.2327 | 0.025689 | 0.03755 | 75 | Residential | Ceiling Insulation(R30 to R38) | 0.19197 | 1.5333 | -1319.2327 | 0.025689 | 0.03755 | 75
[10 empty] | Residential | Single Family | New | Home Energy Management System | 0.66036 | 1.0638 | 29.275 | 0.10627 | 0.067088 | 697.3117 | Residential | Ceiling Insulation(R30 to R38) | 0.17377 | 1.5316 | -1424.8199 | 0.024558 | 0.035898 | 71.7 | Residential | Ceiling Insulation(R30 to R38) | 0.17377 | 1.5316 | -1424.8199 | 0.024558 | 0.035898 | 71.7
[10 empty] | Residential | Multi-Family | New | Home Energy Management System | 0.47575 | 1.0636 | -364.6681 | 0.076568 | 0.048338 | 502.428 | Residential | Ceiling Insulation(R30 to R38) | 0.26117 | 1.5313 | -1442.4923 | 0.042129 | 0.061582 | 123 | Residential | Ceiling Insulation(R30 to R38) | 0.26117 | 1.5313 | -1442.4923 | 0.042129 | 0.061582 | 123
[10 empty] | Residential | Manufactured Home | New | Home Energy Management System | 0.73326 | 1.0635 | 185.3086 | 0.11803 | 0.074515 | 774.5016 | Residential | Ceiling Insulation(R30 to R38) | 0.19197 | 1.5333 | -1319.2327 | 0.025689 | 0.03755 | 75 | Residential | Ceiling Insulation(R30 to R38) | 0.19197 | 1.5333 | -1319.2327 | 0.025689 | 0.03755 | 75
[10 empty] | Residential | Single Family | Existing | Hot Water Pipe Insulation | 4.395 | 1.0876 | 297.6046 | 0.01332 | 0.028672 | 147.8828 | Residential | Ceiling Insulation(R30 to R38) | 0.17377 | 1.5316 | -1424.8199 | 0.024558 | 0.035898 | 71.7 | Residential | Ceiling Insulation(R30 to R38) | 0.17377 | 1.5316 | -1424.8199 | 0.024558 | 0.035898 | 71.7
[10 empty] | Residential | Multi-Family | Existing | Hot Water Pipe Insulation | 3.7635 | 1.0869 | 247.6005 | 0.011413 | 0.024567 | 126.7083 | Residential | Central AC Tune Up | 0.064302 | 1.0332 | -311.9175 | 0.11566 | 0 | 187.352 | Residential | Central AC Tune Up | 0.064302 | 1.0332 | -311.9175 | 0.11566 | 0 | 187.352
[10 empty] | Residential | Manufactured Home | Existing | Hot Water Pipe Insulation | 5.5769 | 1.0885 | 391.1565 | 0.016888 | 0.036353 | 187.4977 | Residential | Central AC Tune Up | 0.031147 | 1.0332 | -327.5255 | 0.056024 | 0 | 90.75 | Residential | Central AC Tune Up | 0.031147 | 1.0332 | -327.5255 | 0.056024 | 0 | 90.75
[10 empty] | Residential | Single Family | New | Hot Water Pipe Insulation | 4.395 | 1.0876 | 297.6046 | 0.01332 | 0.028672 | 147.8828 | Residential | Central AC Tune Up | 0.042781 | 1.0332 | -322.0483 | 0.076952 | 0 | 124.65 | Residential | Central AC Tune Up | 0.042781 | 1.0332 | -322.0483 | 0.076952 | 0 | 124.65
[10 empty] | Residential | Multi-Family | New | Hot Water Pipe Insulation | 3.7635 | 1.0869 | 247.6005 | 0.011413 | 0.024567 | 126.7083 | Residential | Central AC Tune Up | 0 | #DIV/0! | -342.1881 | 0 | 0 | 0 | Residential | Central AC Tune Up | 0 | #DIV/0! | -342.1881 | 0 | 0 | 0
[10 empty] | Residential | Manufactured Home | New | Hot Water Pipe Insulation | 5.5769 | 1.0885 | 391.1565 | 0.016888 | 0.036353 | 187.4977 | Residential | Central AC Tune Up | 0 | #DIV/0! | -342.1881 | 0 | 0 | 0 | Residential | Central AC Tune Up | 0 | #DIV/0! | -342.1881 | 0 | 0 | 0
[10 empty] | Residential | Single Family | New | Instantaneous Hot Water System | 0.045352 | 1.1597 | -6358.2233 | -0.0032502 | 0.03864 | 140.2982 | Residential | Central AC Tune Up | 0 | #DIV/0! | -342.1881 | 0 | 0 | 0 | Residential | Central AC Tune Up | 0 | #DIV/0! | -342.1881 | 0 | 0 | 0
[10 empty] | Residential | Multi-Family | New | Instantaneous Hot Water System | 0.03567 | 1.1604 | -6458.8585 | -0.0025549 | 0.030373 | 110.2837 | Residential | CFL - 15W Flood | 0.26134 | 0.72494 | -6.9499 | 0.00041875 | 0.00043966 | 4.7606 | Residential | CFL - 15W Flood | 0.26134 | 0.72494 | -6.9499 | 0.00041875 | 0.00043966 | 4.7606
[10 empty] | Residential | Manufactured Home | New | Instantaneous Hot Water System | 0.035394 | 1.1607 | -6461.8062 | -0.0025345 | 0.030131 | 109.4045 | Residential | CFL - 15W Flood | 0.26134 | 0.72494 | -6.9499 | 0.00041875 | 0.00043966 | 4.7606 | Residential | CFL - 15W Flood | 0.26134 | 0.72494 | -6.9499 | 0.00041875 | 0.00043966 | 4.7606
[10 empty] | Residential | Single Family | Turnover | Instantaneous Hot Water System | 0.045352 | 1.1597 | -6358.2233 | -0.0032502 | 0.03864 | 140.2982 | Residential | CFL - 15W Flood | 0.26134 | 0.72494 | -6.9499 | 0.00041875 | 0.00043966 | 4.7606 | Residential | CFL - 15W Flood | 0.26134 | 0.72494 | -6.9499 | 0.00041875 | 0.00043966 | 4.7606
[10 empty] | Residential | Multi-Family | Turnover | Instantaneous Hot Water System | 0.03567 | 1.1604 | -6458.8585 | -0.0025549 | 0.030373 | 110.2837 | Residential | CFL - 15W Flood | 0.26134 | 0.72494 | -6.9499 | 0.00041875 | 0.00043966 | 4.7606 | Residential | CFL - 15W Flood | 0.26134 | 0.72494 | -6.9499 | 0.00041875 | 0.00043966 | 4.7606
[10 empty] | Residential | Manufactured Home | Turnover | Instantaneous Hot Water System | 0.035394 | 1.1607 | -6461.8062 | -0.0025345 | 0.030131 | 109.4045 | Residential | CFL - 15W Flood | 0.26134 | 0.72494 | -6.9499 | 0.00041875 | 0.00043966 | 4.7606 | Residential | CFL - 15W Flood | 0.26134 | 0.72494 | -6.9499 | 0.00041875 | 0.00043966 | 4.7606
[10 empty] | Residential | Single Family | New | Solar Water Heater | 0.14905 | 1.0278 | -14622.2233 | 0.13377 | 0.01878 | 1789.7485 | Residential | CFL - 15W Flood | 0.26134 | 0.72494 | -6.9499 | 0.00041875 | 0.00043966 | 4.7606 | Residential | CFL - 15W Flood | 0.26134 | 0.72494 | -6.9499 | 0.00041875 | 0.00043966 | 4.7606
[10 empty] | Residential | Multi-Family | New | Solar Water Heater | 0.11716 | 1.0277 | -15646.1183 | 0.10515 | 0.014763 | 1406.8606 | Residential | CFL - 15W Flood (Exterior) | 2.0283 | 0.56451 | 62.1963 | 0 | 0 | 47.45 | Residential | CFL - 15W Flood (Exterior) | 2.0283 | 0.56451 | 62.1963 | 0 | 0 | 47.45
[10 empty] | Residential | Manufactured Home | New | Solar Water Heater | 0.11623 | 1.0278 | -15676.11 | 0.10431 | 0.014645 | 1395.6451 | Residential | CFL - 15W Flood (Exterior) | 2.0283 | 0.56451 | 62.1963 | 0 | 0 | 47.45 | Residential | CFL - 15W Flood (Exterior) | 2.0283 | 0.56451 | 62.1963 | 0 | 0 | 47.45
[10 empty] | Residential | Single Family | Turnover | Solar Water Heater | 0.14905 | 1.0278 | -14622.2233 | 0.13377 | 0.01878 | 1789.7485 | Residential | CFL - 15W Flood (Exterior) | 2.0283 | 0.56451 | 62.1963 | 0 | 0 | 47.45 | Residential | CFL - 15W Flood (Exterior) | 2.0283 | 0.56451 | 62.1963 | 0 | 0 | 47.45
[10 empty] | Residential | Multi-Family | Turnover | Solar Water Heater | 0.11716 | 1.0277 | -15646.1183 | 0.10515 | 0.014763 | 1406.8606 | Residential | CFL - 15W Flood (Exterior) | 2.0283 | 0.56451 | 62.1963 | 0 | 0 | 47.45 | Residential | CFL - 15W Flood (Exterior) | 2.0283 | 0.56451 | 62.1963 | 0 | 0 | 47.45
[10 empty] | Residential | Manufactured Home | Turnover | Solar Water Heater | 0.11623 | 1.0278 | -15676.11 | 0.10431 | 0.014645 | 1395.6451 | Residential | CFL - 15W Flood (Exterior) | 2.0283 | 0.56451 | 62.1963 | 0 | 0 | 47.45 | Residential | CFL - 15W Flood (Exterior) | 2.0283 | 0.56451 | 62.1963 | 0 | 0 | 47.45
[10 empty] | Residential | Single Family | Existing | Thermostatic Shower Restriction Valve | 1.0946 | 1.0094 | 65.8632 | 0.0074274 | 0.015988 | 82.4616 | Residential | CFL - 15W Flood (Exterior) | 2.0283 | 0.56451 | 62.1963 | 0 | 0 | 47.45 | Residential | CFL - 15W Flood (Exterior) | 2.0283 | 0.56451 | 62.1963 | 0 | 0 | 47.45
[10 empty] | Residential | Multi-Family | Existing | Thermostatic Shower Restriction Valve | 0.86202 | 1.0113 | 33.3961 | 0.0058384 | 0.012568 | 64.8203 | Residential | CFL-13W | 0.85125 | 0.71563 | 3.631 | 0.00046528 | 0.00048851 | 5.2896 | Residential | CFL-13W | 0.85125 | 0.71563 | 3.631 | 0.00046528 | 0.00048851 | 5.2896
[10 empty] | Residential | Manufactured Home | Existing | Thermostatic Shower Restriction Valve | 0.85587 | 1.0122 | 32.4451 | 0.0057919 | 0.012468 | 64.3035 | Residential | CFL-13W | 0.85125 | 0.71563 | 3.631 | 0.00046528 | 0.00048851 | 5.2896 | Residential | CFL-13W | 0.85125 | 0.71563 | 3.631 | 0.00046528 | 0.00048851 | 5.2896
[10 empty] | Residential | Single Family | New | Thermostatic Shower Restriction Valve | 1.0946 | 1.0094 | 65.8632 | 0.0074274 | 0.015988 | 82.4616 | Residential | CFL-13W | 0.85125 | 0.71563 | 3.631 | 0.00046528 | 0.00048851 | 5.2896 | Residential | CFL-13W | 0.85125 | 0.71563 | 3.631 | 0.00046528 | 0.00048851 | 5.2896
[10 empty] | Residential | Multi-Family | New | Thermostatic Shower Restriction Valve | 0.86202 | 1.0113 | 33.3961 | 0.0058384 | 0.012568 | 64.8203 | Residential | CFL-13W | 0.85125 | 0.71563 | 3.631 | 0.00046528 | 0.00048851 | 5.2896 | Residential | CFL-13W | 0.85125 | 0.71563 | 3.631 | 0.00046528 | 0.00048851 | 5.2896
[10 empty] | Residential | Manufactured Home | New | Thermostatic Shower Restriction Valve | 0.85587 | 1.0122 | 32.4451 | 0.0057919 | 0.012468 | 64.3035 | Residential | CFL-13W | 0.85125 | 0.71563 | 3.631 | 0.00046528 | 0.00048851 | 5.2896 | Residential | CFL-13W | 0.85125 | 0.71563 | 3.631 | 0.00046528 | 0.00048851 | 5.2896
[10 empty] | Residential | Single Family | New | Variable Refrigerant Flow (VRF) HVAC Systems | 0.33329 | 1.0021 | -3211.9633 | 0.093523 | 0.19093 | 1708.5902 | Residential | CFL-13W | 0.85125 | 0.71563 | 3.631 | 0.00046528 | 0.00048851 | 5.2896 | Residential | CFL-13W | 0.85125 | 0.71563 | 3.631 | 0.00046528 | 0.00048851 | 5.2896
[10 empty] | Residential | Multi-Family | New | Variable Refrigerant Flow (VRF) HVAC Systems | 0.28565 | 1.002 | -2946.5608 | 0.062348 | 0.12728 | 1139.0602 | Residential | CFL-23W | 1.8662 | 0.72162 | 8.8159 | 0.00065139 | 0.00068392 | 7.4054 | Residential | CFL-23W | 1.8662 | 0.72162 | 8.8159 | 0.00065139 | 0.00068392 | 7.4054
[10 empty] | Residential | Manufactured Home | New | Variable Refrigerant Flow (VRF) HVAC Systems | 0.33329 | 1.0021 | -3211.9633 | 0.093523 | 0.19093 | 1708.5902 | Residential | CFL-23W | 1.8662 | 0.72162 | 8.8159 | 0.00065139 | 0.00068392 | 7.4054 | Residential | CFL-23W | 1.8662 | 0.72162 | 8.8159 | 0.00065139 | 0.00068392 | 7.4054
[10 empty] | Residential | Single Family | Turnover | Variable Refrigerant Flow (VRF) HVAC Systems | 0.26257 | 1.0021 | -5164.0892 | 0.093523 | 0.19093 | 1708.5902 | Residential | CFL-23W | 1.8662 | 0.72162 | 8.8159 | 0.00065139 | 0.00068392 | 7.4054 | Residential | CFL-23W | 1.8662 | 0.72162 | 8.8159 | 0.00065139 | 0.00068392 | 7.4054
[10 empty] | Residential | Multi-Family | Turnover | Variable Refrigerant Flow (VRF) HVAC Systems | 0.21217 | 1.002 | -4898.6868 | 0.062348 | 0.12728 | 1139.0602 | Residential | CFL-23W | 1.8662 | 0.72162 | 8.8159 | 0.00065139 | 0.00068392 | 7.4054 | Residential | CFL-23W | 1.8662 | 0.72162 | 8.8159 | 0.00065139 | 0.00068392 | 7.4054
[10 empty] | Residential | Manufactured Home | Turnover | Variable Refrigerant Flow (VRF) HVAC Systems | 0.26257 | 1.0021 | -5164.0892 | 0.093523 | 0.19093 | 1708.5902 | Residential | CFL-23W | 1.8662 | 0.72162 | 8.8159 | 0.00065139 | 0.00068392 | 7.4054 | Residential | CFL-23W | 1.8662 | 0.72162 | 8.8159 | 0.00065139 | 0.00068392 | 7.4054
[10 empty] | Residential | Single Family | Any | Solar Voltaic (17.1w/sf2) | 0.45055 | -49.1396 | 1.2359 | 0.0039055 | 0.00014557 | 26.3009 | Residential | CFL-23W | 1.8662 | 0.72162 | 8.8159 | 0.00065139 | 0.00068392 | 7.4054 | Residential | CFL-23W | 1.8662 | 0.72162 | 8.8159 | 0.00065139 | 0.00068392 | 7.4054
[10 empty] | Residential | Multi-Family | Any | Solar Voltaic (17.1w/sf2) | 0.45055 | -49.1396 | 1.2359 | 0.0039055 | 0.00014557 | 26.3009 | Residential | Drain Water Heat Recovery | 0.11288 | 0.91557 | -3108.2038 | 0.021393 | 0.046051 | 237.513 | Residential | Drain Water Heat Recovery | 0.11288 | 0.91557 | -3108.2038 | 0.021393 | 0.046051 | 237.513
[10 empty] | Commercial/Industrial | College and University | Existing | Airside Economizer | 12.2516 | 1.3303 | 17414.1387 | -1.6012 | 1.8007 | 13457.661 | Residential | Drain Water Heat Recovery | 0.096643 | 0.91513 | -3212.2534 | 0.018324 | 0.039445 | 203.442 | Residential | Drain Water Heat Recovery | 0.096643 | 0.91513 | -3212.2534 | 0.018324 | 0.039445 | 203.442
[10 empty] | Commercial/Industrial | Hospitals | Existing | Airside Economizer | 12.2516 | 1.3303 | 127674.4687 | -11.7391 | 13.202 | 98666.9364 | Residential | Drain Water Heat Recovery | 0.14315 | 0.91548 | -2913.6274 | 0.027132 | 0.058404 | 301.227 | Residential | Drain Water Heat Recovery | 0.14315 | 0.91548 | -2913.6274 | 0.027132 | 0.058404 | 301.227
[10 empty] | Commercial/Industrial | College and University | New | Airside Economizer | 12.2516 | 1.3303 | 17414.1387 | -1.6012 | 1.8007 | 13457.661 | Residential | Drain Water Heat Recovery | 0.14197 | 0.91557 | -2322.7945 | 0.021393 | 0.046051 | 237.513 | Residential | Drain Water Heat Recovery | 0.14197 | 0.91557 | -2322.7945 | 0.021393 | 0.046051 | 237.513
[10 empty] | Commercial/Industrial | Hospitals | New | Airside Economizer | 12.2516 | 1.3303 | 127674.4687 | -11.7391 | 13.202 | 98666.9364 | Residential | Drain Water Heat Recovery | 0.12154 | 0.91513 | -2426.844 | 0.018324 | 0.039445 | 203.442 | Residential | Drain Water Heat Recovery | 0.12154 | 0.91513 | -2426.844 | 0.018324 | 0.039445 | 203.442
[10 empty] | Commercial/Industrial | Assembly | Existing | Ceiling Insulation(R12 to R38) | 0.3848 | 1.0245 | -0.57544 | 4.3645e-06 | 9.8386e-05 | 0.21811 | Residential | Drain Water Heat Recovery | 0.18003 | 0.91548 | -2128.218 | 0.027132 | 0.058404 | 301.227 | Residential | Drain Water Heat Recovery | 0.18003 | 0.91548 | -2128.218 | 0.027132 | 0.058404 | 301.227
[10 empty] | Commercial/Industrial | College and University | Existing | Ceiling Insulation(R12 to R38) | 0.40079 | 1.138 | -0.61131 | 9.0208e-05 | 5.3135e-05 | 0.21811 | Residential | Duct Insulation | 0.064707 | 1.3622 | -5256.5074 | 0.047311 | 0.052273 | 135.3381 | Residential | Duct Insulation | 0.064707 | 1.3622 | -5256.5074 | 0.047311 | 0.052273 | 135.3381
[10 empty] | Commercial/Industrial | Grocery | Existing | Ceiling Insulation(R12 to R38) | 0.39729 | 1.031 | -0.5605 | 4.4511e-05 | 0.00010179 | 0.21811 | Residential | Duct Insulation | 0.049878 | 1.3413 | -4440.8392 | 0.022916 | 0.045313 | 88.0071 | Residential | Duct Insulation | 0.049878 | 1.3413 | -4440.8392 | 0.022916 | 0.045313 | 88.0071
[10 empty] | Commercial/Industrial | Healthcare | Existing | Ceiling Insulation(R12 to R38) | 0.3848 | 1.0245 | -0.57544 | 4.3645e-06 | 9.8386e-05 | 0.21811 | Residential | Duct Insulation | 0.070857 | 1.3363 | -4564.1496 | 0.031477 | 0.072486 | 132.389 | Residential | Duct Insulation | 0.070857 | 1.3363 | -4564.1496 | 0.031477 | 0.072486 | 132.389
[10 empty] | Commercial/Industrial | Hospitals | Existing | Ceiling Insulation(R12 to R38) | 0.40079 | 1.138 | -0.61131 | 9.0208e-05 | 5.3135e-05 | 0.21811 | Residential | Duct Insulation | 0 | #DIV/0! | -5669.8169 | 0 | 0 | 0 | Residential | Duct Insulation | 0 | #DIV/0! | -5669.8169 | 0 | 0 | 0
[10 empty] | Commercial/Industrial | Institutional | Existing | Ceiling Insulation(R12 to R38) | 0.3848 | 1.0245 | -0.57544 | 4.3645e-06 | 9.8386e-05 | 0.21811 | Residential | Duct Insulation | 0 | #DIV/0! | -4709.6045 | 0 | 0 | 0 | Residential | Duct Insulation | 0 | #DIV/0! | -4709.6045 | 0 | 0 | 0
[10 empty] | Commercial/Industrial | Lodging/Hospitality | Existing | Ceiling Insulation(R12 to R38) | 0.40079 | 1.138 | -0.61131 | 9.0208e-05 | 5.3135e-05 | 0.21811 | Residential | Duct Insulation | 0 | #DIV/0! | -4968.453 | 0 | 0 | 0 | Residential | Duct Insulation | 0 | #DIV/0! | -4968.453 | 0 | 0 | 0
[10 empty] | Commercial/Industrial | Miscellaneous | Existing | Ceiling Insulation(R12 to R38) | 0.3848 | 1.0245 | -0.57544 | 4.3645e-06 | 9.8386e-05 | 0.21811 | Residential | Duct Repair | 0 | #DIV/0! | -1028.5123 | 0 | 0 | 0 | Residential | Duct Repair | 0 | #DIV/0! | -1028.5123 | 0 | 0 | 0
[10 empty] | Commercial/Industrial | Offices | Existing | Ceiling Insulation(R12 to R38) | 0.3848 | 1.0245 | -0.57544 | 4.3645e-06 | 9.8386e-05 | 0.21811 | Residential | Duct Repair | 0 | #DIV/0! | -1028.5123 | 0 | 0 | 0 | Residential | Duct Repair | 0 | #DIV/0! | -1028.5123 | 0 | 0 | 0
[10 empty] | Commercial/Industrial | Restaurants | Existing | Ceiling Insulation(R12 to R38) | 0.39729 | 1.031 | -0.5605 | 4.4511e-05 | 0.00010179 | 0.21811 | Residential | Duct Repair | 0 | #DIV/0! | -1028.5123 | 0 | 0 | 0 | Residential | Duct Repair | 0 | #DIV/0! | -1028.5123 | 0 | 0 | 0
[10 empty] | Commercial/Industrial | Retail | Existing | Ceiling Insulation(R12 to R38) | 0.39729 | 1.031 | -0.5605 | 4.4511e-05 | 0.00010179 | 0.21811 | Residential | Energy Star Air Purifier | #DIV/0! | 0.80407 | 1188.0677 | 0.085069 | 0.061385 | 641.9636 | Residential | Energy Star Air Purifier | #DIV/0! | 0.80407 | 1188.0677 | 0.085069 | 0.061385 | 641.9636
[10 empty] | Commercial/Industrial | Schools K-12 | Existing | Ceiling Insulation(R12 to R38) | 0.3848 | 1.0245 | -0.57544 | 4.3645e-06 | 9.8386e-05 | 0.21811 | Residential | Energy Star Air Purifier | #DIV/0! | 0.80407 | 1188.0677 | 0.085069 | 0.061385 | 641.9636 | Residential | Energy Star Air Purifier | #DIV/0! | 0.80407 | 1188.0677 | 0.085069 | 0.061385 | 641.9636
[10 empty] | Commercial/Industrial | Assembly | New | Ceiling Insulation(R12 to R38) | 0.37889 | 1.0245 | -0.59011 | 4.2975e-06 | 9.6876e-05 | 0.21477 | Residential | Energy Star Air Purifier | #DIV/0! | 0.80407 | 1188.0677 | 0.085069 | 0.061385 | 641.9636 | Residential | Energy Star Air Purifier | #DIV/0! | 0.80407 | 1188.0677 | 0.085069 | 0.061385 | 641.9636
[10 empty] | Commercial/Industrial | College and University | New | Ceiling Insulation(R12 to R38) | 0.39463 | 1.138 | -0.62543 | 8.8823e-05 | 5.232e-05 | 0.21477 | Residential | Energy Star Air Purifier | #DIV/0! | 0.80407 | 1188.0677 | 0.085069 | 0.061385 | 641.9636 | Residential | Energy Star Air Purifier | #DIV/0! | 0.80407 | 1188.0677 | 0.085069 | 0.061385 | 641.9636
[10 empty] | Commercial/Industrial | Grocery | New | Ceiling Insulation(R12 to R38) | 0.3912 | 1.031 | -0.5754 | 4.3827e-05 | 0.00010023 | 0.21477 | Residential | Energy Star Air Purifier | #DIV/0! | 0.80407 | 1188.0677 | 0.085069 | 0.061385 | 641.9636 | Residential | Energy Star Air Purifier | #DIV/0! | 0.80407 | 1188.0677 | 0.085069 | 0.061385 | 641.9636
[10 empty] | Commercial/Industrial | Healthcare | New | Ceiling Insulation(R12 to R38) | 0.37889 | 1.0245 | -0.59011 | 4.2975e-06 | 9.6876e-05 | 0.21477 | Residential | Energy Star Air Purifier | #DIV/0! | 0.80407 | 1188.0677 | 0.085069 | 0.061385 | 641.9636 | Residential | Energy Star Air Purifier | #DIV/0! | 0.80407 | 1188.0677 | 0.085069 | 0.061385 | 641.9636
[10 empty] | Commercial/Industrial | Hospitals | New | Ceiling Insulation(R12 to R38) | 0.39463 | 1.138 | -0.62543 | 8.8823e-05 | 5.232e-05 | 0.21477 | Residential | Energy Star Audio-Video Equipment | 0.051512 | 0.53212 | -434.2383 | 0 | 0 | 80.2955 | Residential | Energy Star Audio-Video Equipment | 0.051512 | 0.53212 | -434.2383 | 0 | 0 | 80.2955
[10 empty] | Commercial/Industrial | Institutional | New | Ceiling Insulation(R12 to R38) | 0.37889 | 1.0245 | -0.59011 | 4.2975e-06 | 9.6876e-05 | 0.21477 | Residential | Energy Star Audio-Video Equipment | 0.051512 | 0.53212 | -434.2383 | 0 | 0 | 80.2955 | Residential | Energy Star Audio-Video Equipment | 0.051512 | 0.53212 | -434.2383 | 0 | 0 | 80.2955
[10 empty] | Commercial/Industrial | Lodging/Hospitality | New | Ceiling Insulation(R12 to R38) | 0.39463 | 1.138 | -0.62543 | 8.8823e-05 | 5.232e-05 | 0.21477 | Residential | Energy Star Audio-Video Equipment | 0.051512 | 0.53212 | -434.2383 | 0 | 0 | 80.2955 | Residential | Energy Star Audio-Video Equipment | 0.051512 | 0.53212 | -434.2383 | 0 | 0 | 80.2955
[10 empty] | Commercial/Industrial | Miscellaneous | New | Ceiling Insulation(R12 to R38) | 0.37889 | 1.0245 | -0.59011 | 4.2975e-06 | 9.6876e-05 | 0.21477 | Residential | Energy Star Audio-Video Equipment | 0.051512 | 0.53212 | -434.2383 | 0 | 0 | 80.2955 | Residential | Energy Star Audio-Video Equipment | 0.051512 | 0.53212 | -434.2383 | 0 | 0 | 80.2955
[10 empty] | Commercial/Industrial | Offices | New | Ceiling Insulation(R12 to R38) | 0.37889 | 1.0245 | -0.59011 | 4.2975e-06 | 9.6876e-05 | 0.21477 | Residential | Energy Star Audio-Video Equipment | 0.051512 | 0.53212 | -434.2383 | 0 | 0 | 80.2955 | Residential | Energy Star Audio-Video Equipment | 0.051512 | 0.53212 | -434.2383 | 0 | 0 | 80.2955
[10 empty] | Commercial/Industrial | Restaurants | New | Ceiling Insulation(R12 to R38) | 0.3912 | 1.031 | -0.5754 | 4.3827e-05 | 0.00010023 | 0.21477 | Residential | Energy Star Audio-Video Equipment | 0.051512 | 0.53212 | -434.2383 | 0 | 0 | 80.2955 | Residential | Energy Star Audio-Video Equipment | 0.051512 | 0.53212 | -434.2383 | 0 | 0 | 80.2955
[10 empty] | Commercial/Industrial | Retail | New | Ceiling Insulation(R12 to R38) | 0.3912 | 1.031 | -0.5754 | 4.3827e-05 | 0.00010023 | 0.21477 | Residential | Energy Star Bathroom Ventilating Fan | 0.12962 | 0.70977 | -33.0188 | 0.00020675 | 0.00082699 | 5.9063 | Residential | Energy Star Bathroom Ventilating Fan | 0.12962 | 0.70977 | -33.0188 | 0.00020675 | 0.00082699 | 5.9063
[10 empty] | Commercial/Industrial | Schools K-12 | New | Ceiling Insulation(R12 to R38) | 0.37889 | 1.0245 | -0.59011 | 4.2975e-06 | 9.6876e-05 | 0.21477 | Residential | Energy Star Bathroom Ventilating Fan | 0.12962 | 0.70977 | -33.0188 | 0.00020675 | 0.00082699 | 5.9063 | Residential | Energy Star Bathroom Ventilating Fan | 0.12962 | 0.70977 | -33.0188 | 0.00020675 | 0.00082699 | 5.9063
[10 empty] | Commercial/Industrial | Assembly | Existing | Ceiling Insulation(R19 to R38) | 0.20725 | 1.0245 | -0.87103 | 2.0144e-06 | 4.5409e-05 | 0.10067 | Residential | Energy Star Bathroom Ventilating Fan | 0.12962 | 0.70977 | -33.0188 | 0.00020675 | 0.00082699 | 5.9063 | Residential | Energy Star Bathroom Ventilating Fan | 0.12962 | 0.70977 | -33.0188 | 0.00020675 | 0.00082699 | 5.9063
[10 empty] | Commercial/Industrial | College and University | Existing | Ceiling Insulation(R19 to R38) | 0.21586 | 1.138 | -0.88759 | 4.1634e-05 | 2.4524e-05 | 0.10067 | Residential | Energy Star Bathroom Ventilating Fan | 0.12962 | 0.70977 | -33.0188 | 0.00020675 | 0.00082699 | 5.9063 | Residential | Energy Star Bathroom Ventilating Fan | 0.12962 | 0.70977 | -33.0188 | 0.00020675 | 0.00082699 | 5.9063
[10 empty] | Commercial/Industrial | Grocery | Existing | Ceiling Insulation(R19 to R38) | 0.21398 | 1.031 | -0.86414 | 2.0543e-05 | 4.6982e-05 | 0.10067 | Residential | Energy Star Bathroom Ventilating Fan | 0.12962 | 0.70977 | -33.0188 | 0.00020675 | 0.00082699 | 5.9063 | Residential | Energy Star Bathroom Ventilating Fan | 0.12962 | 0.70977 | -33.0188 | 0.00020675 | 0.00082699 | 5.9063
[10 empty] | Commercial/Industrial | Healthcare | Existing | Ceiling Insulation(R19 to R38) | 0.20725 | 1.0245 | -0.87103 | 2.0144e-06 | 4.5409e-05 | 0.10067 | Residential | Energy Star Bathroom Ventilating Fan | 0.12962 | 0.70977 | -33.0188 | 0.00020675 | 0.00082699 | 5.9063 | Residential | Energy Star Bathroom Ventilating Fan | 0.12962 | 0.70977 | -33.0188 | 0.00020675 | 0.00082699 | 5.9063
[10 empty] | Commercial/Industrial | Hospitals | Existing | Ceiling Insulation(R19 to R38) | 0.21586 | 1.138 | -0.88759 | 4.1634e-05 | 2.4524e-05 | 0.10067 | Residential | Energy Star Ceiling Fan | 0.22996 | 0.7411 | -85.8093 | 0 | 4.4863e-06 | 21.4818 | Residential | Energy Star Ceiling Fan | 0.22996 | 0.7411 | -85.8093 | 0 | 4.4863e-06 | 21.4818
[10 empty] | Commercial/Industrial | Institutional | Existing | Ceiling Insulation(R19 to R38) | 0.20725 | 1.0245 | -0.87103 | 2.0144e-06 | 4.5409e-05 | 0.10067 | Residential | Energy Star Ceiling Fan | 0.22996 | 0.7411 | -85.8093 | 0 | 4.4863e-06 | 21.4818 | Residential | Energy Star Ceiling Fan | 0.22996 | 0.7411 | -85.8093 | 0 | 4.4863e-06 | 21.4818
[10 empty] | Commercial/Industrial | Lodging/Hospitality | Existing | Ceiling Insulation(R19 to R38) | 0.21586 | 1.138 | -0.88759 | 4.1634e-05 | 2.4524e-05 | 0.10067 | Residential | Energy Star Ceiling Fan | 0.22996 | 0.7411 | -85.8093 | 0 | 4.4863e-06 | 21.4818 | Residential | Energy Star Ceiling Fan | 0.22996 | 0.7411 | -85.8093 | 0 | 4.4863e-06 | 21.4818
[10 empty] | Commercial/Industrial | Miscellaneous | Existing | Ceiling Insulation(R19 to R38) | 0.20725 | 1.0245 | -0.87103 | 2.0144e-06 | 4.5409e-05 | 0.10067 | Residential | Energy Star Ceiling Fan | 0.22994 | 0.74106 | -85.8093 | 0 | 2.4186e-06 | 21.4818 | Residential | Energy Star Ceiling Fan | 0.22994 | 0.74106 | -85.8093 | 0 | 2.4186e-06 | 21.4818
[10 empty] | Commercial/Industrial | Offices | Existing | Ceiling Insulation(R19 to R38) | 0.20725 | 1.0245 | -0.87103 | 2.0144e-06 | 4.5409e-05 | 0.10067 | Residential | Energy Star Ceiling Fan | 0.22994 | 0.74106 | -85.8093 | 0 | 2.4186e-06 | 21.4818 | Residential | Energy Star Ceiling Fan | 0.22994 | 0.74106 | -85.8093 | 0 | 2.4186e-06 | 21.4818
[10 empty] | Commercial/Industrial | Restaurants | Existing | Ceiling Insulation(R19 to R38) | 0.21398 | 1.031 | -0.86414 | 2.0543e-05 | 4.6982e-05 | 0.10067 | Residential | Energy Star Ceiling Fan | 0.22994 | 0.74106 | -85.8093 | 0 | 2.4186e-06 | 21.4818 | Residential | Energy Star Ceiling Fan | 0.22994 | 0.74106 | -85.8093 | 0 | 2.4186e-06 | 21.4818
[10 empty] | Commercial/Industrial | Retail | Existing | Ceiling Insulation(R19 to R38) | 0.21398 | 1.031 | -0.86414 | 2.0543e-05 | 4.6982e-05 | 0.10067 | Residential | ENERGY STAR Certified Home | 0.81008 | 1.4071 | -2097.6369 | 2.2884 | 0.69402 | 6215.787 | Residential | ENERGY STAR Certified Home | 0.81008 | 1.4071 | -2097.6369 | 2.2884 | 0.69402 | 6215.787
[10 empty] | Commercial/Industrial | Schools K-12 | Existing | Ceiling Insulation(R19 to R38) | 0.20725 | 1.0245 | -0.87103 | 2.0144e-06 | 4.5409e-05 | 0.10067 | Residential | ENERGY STAR Certified Home | 0.79613 | 1.4071 | -1527.5735 | 1.3343 | 0.40467 | 3624.3 | Residential | ENERGY STAR Certified Home | 0.79613 | 1.4071 | -1527.5735 | 1.3343 | 0.40467 | 3624.3
[10 empty] | Commercial/Industrial | Assembly | New | Ceiling Insulation(R19 to R38) | 0.20407 | 1.0245 | -0.87781 | 1.9835e-06 | 4.4712e-05 | 0.099123 | Residential | ENERGY STAR Certified Home | 0.81008 | 1.4071 | -2097.6369 | 2.2884 | 0.69402 | 6215.787 | Residential | ENERGY STAR Certified Home | 0.81008 | 1.4071 | -2097.6369 | 2.2884 | 0.69402 | 6215.787
[10 empty] | Commercial/Industrial | College and University | New | Ceiling Insulation(R19 to R38) | 0.21255 | 1.138 | -0.89411 | 4.0995e-05 | 2.4148e-05 | 0.099123 | Residential | ENERGY STAR Certified Home | 0.79613 | 1.4071 | -1527.5735 | 1.3343 | 0.40467 | 3624.3 | Residential | ENERGY STAR Certified Home | 0.79613 | 1.4071 | -1527.5735 | 1.3343 | 0.40467 | 3624.3
[10 empty] | Commercial/Industrial | Grocery | New | Ceiling Insulation(R19 to R38) | 0.21069 | 1.031 | -0.87101 | 2.0228e-05 | 4.6261e-05 | 0.099123 | Residential | Energy Star Certified Roof Products | #DIV/0! | 1.4587 | 3176.3506 | 0.28915 | 0.31948 | 827.1488 | Residential | Energy Star Certified Roof Products | #DIV/0! | 1.4587 | 3176.3506 | 0.28915 | 0.31948 | 827.1488
[10 empty] | Commercial/Industrial | Healthcare | New | Ceiling Insulation(R19 to R38) | 0.20407 | 1.0245 | -0.87781 | 1.9835e-06 | 4.4712e-05 | 0.099123 | Residential | Energy Star Certified Roof Products | #DIV/0! | 1.4332 | 2065.5047 | 0.14006 | 0.27694 | 537.875 | Residential | Energy Star Certified Roof Products | #DIV/0! | 1.4332 | 2065.5047 | 0.14006 | 0.27694 | 537.875
[10 empty] | Commercial/Industrial | Hospitals | New | Ceiling Insulation(R19 to R38) | 0.21255 | 1.138 | -0.89411 | 4.0995e-05 | 2.4148e-05 | 0.099123 | Residential | Energy Star Certified Roof Products | #DIV/0! | 1.4268 | 3107.1373 | 0.19238 | 0.44302 | 809.125 | Residential | Energy Star Certified Roof Products | #DIV/0! | 1.4268 | 3107.1373 | 0.19238 | 0.44302 | 809.125
[10 empty] | Commercial/Industrial | Institutional | New | Ceiling Insulation(R19 to R38) | 0.20407 | 1.0245 | -0.87781 | 1.9835e-06 | 4.4712e-05 | 0.099123 | Residential | Energy Star Certified Roof Products | #DIV/0! | 1.4587 | 3176.3506 | 0.28915 | 0.31948 | 827.1488 | Residential | Energy Star Certified Roof Products | #DIV/0! | 1.4587 | 3176.3506 | 0.28915 | 0.31948 | 827.1488
[10 empty] | Commercial/Industrial | Lodging/Hospitality | New | Ceiling Insulation(R19 to R38) | 0.21255 | 1.138 | -0.89411 | 4.0995e-05 | 2.4148e-05 | 0.099123 | Residential | Energy Star Certified Roof Products | #DIV/0! | 1.4332 | 2065.5047 | 0.14006 | 0.27694 | 537.875 | Residential | Energy Star Certified Roof Products | #DIV/0! | 1.4332 | 2065.5047 | 0.14006 | 0.27694 | 537.875
[10 empty] | Commercial/Industrial | Miscellaneous | New | Ceiling Insulation(R19 to R38) | 0.20407 | 1.0245 | -0.87781 | 1.9835e-06 | 4.4712e-05 | 0.099123 | Residential | Energy Star Certified Roof Products | #DIV/0! | 1.4268 | 3107.1373 | 0.19238 | 0.44302 | 809.125 | Residential | Energy Star Certified Roof Products | #DIV/0! | 1.4268 | 3107.1373 | 0.19238 | 0.44302 | 809.125
[10 empty] | Commercial/Industrial | Offices | New | Ceiling Insulation(R19 to R38) | 0.20407 | 1.0245 | -0.87781 | 1.9835e-06 | 4.4712e-05 | 0.099123 | Residential | Energy Star Clothes Dryer | 0.21195 | 0.883 | -597.6198 | 0.022953 | 0.013331 | 145.9522 | Residential | Energy Star Clothes Dryer | 0.21195 | 0.883 | -597.6198 | 0.022953 | 0.013331 | 145.9522
[10 empty] | Commercial/Industrial | Restaurants | New | Ceiling Insulation(R19 to R38) | 0.21069 | 1.031 | -0.87101 | 2.0228e-05 | 4.6261e-05 | 0.099123 | Residential | Energy Star Clothes Dryer | 0.21195 | 0.883 | -597.6198 | 0.022953 | 0.013331 | 145.9522 | Residential | Energy Star Clothes Dryer | 0.21195 | 0.883 | -597.6198 | 0.022953 | 0.013331 | 145.9522
[10 empty] | Commercial/Industrial | Retail | New | Ceiling Insulation(R19 to R38) | 0.21069 | 1.031 | -0.87101 | 2.0228e-05 | 4.6261e-05 | 0.099123 | Residential | Energy Star Clothes Dryer | 0.21195 | 0.883 | -597.6198 | 0.022953 | 0.013331 | 145.9522 | Residential | Energy Star Clothes Dryer | 0.21195 | 0.883 | -597.6198 | 0.022953 | 0.013331 | 145.9522
[10 empty] | Commercial/Industrial | Schools K-12 | New | Ceiling Insulation(R19 to R38) | 0.20407 | 1.0245 | -0.87781 | 1.9835e-06 | 4.4712e-05 | 0.099123 | Residential | Energy Star Clothes Dryer | 0.21195 | 0.883 | -597.6198 | 0.022953 | 0.013331 | 145.9522 | Residential | Energy Star Clothes Dryer | 0.21195 | 0.883 | -597.6198 | 0.022953 | 0.013331 | 145.9522
[10 empty] | Commercial/Industrial | Assembly | Existing | Ceiling Insulation(R2 to R38) | 3.0157 | 1.164 | 6.0961 | 3.6259e-05 | 0.00081736 | 1.812 | Residential | Energy Star Clothes Dryer | 0.21195 | 0.883 | -597.6198 | 0.022953 | 0.013331 | 145.9522 | Residential | Energy Star Clothes Dryer | 0.21195 | 0.883 | -597.6198 | 0.022953 | 0.013331 | 145.9522
[10 empty] | Commercial/Industrial | Healthcare | Existing | Ceiling Insulation(R2 to R38) | 3.0157 | 1.164 | 6.0961 | 3.6259e-05 | 0.00081736 | 1.812 | Residential | Energy Star Clothes Dryer | 0.21195 | 0.883 | -597.6198 | 0.022953 | 0.013331 | 145.9522 | Residential | Energy Star Clothes Dryer | 0.21195 | 0.883 | -597.6198 | 0.022953 | 0.013331 | 145.9522
[10 empty] | Commercial/Industrial | Institutional | Existing | Ceiling Insulation(R2 to R38) | 3.0157 | 1.164 | 6.0961 | 3.6259e-05 | 0.00081736 | 1.812 | Residential | Energy Star Clothes Washer | 3.3727 | 0.88237 | 1026.6395 | 0.085635 | 0.049737 | 544.539 | Residential | Energy Star Clothes Washer | 3.3727 | 0.88237 | 1026.6395 | 0.085635 | 0.049737 | 544.539
[10 empty] | Commercial/Industrial | Miscellaneous | Existing | Ceiling Insulation(R2 to R38) | 3.0157 | 1.164 | 6.0961 | 3.6259e-05 | 0.00081736 | 1.812 | Residential | Energy Star Clothes Washer | 3.3727 | 0.88237 | 1026.6395 | 0.085635 | 0.049737 | 544.539 | Residential | Energy Star Clothes Washer | 3.3727 | 0.88237 | 1026.6395 | 0.085635 | 0.049737 | 544.539
[10 empty] | Commercial/Industrial | Offices | Existing | Ceiling Insulation(R2 to R38) | 3.0157 | 1.164 | 6.0961 | 3.6259e-05 | 0.00081736 | 1.812 | Residential | Energy Star Clothes Washer | 3.3727 | 0.88237 | 1026.6395 | 0.085635 | 0.049737 | 544.539 | Residential | Energy Star Clothes Washer | 3.3727 | 0.88237 | 1026.6395 | 0.085635 | 0.049737 | 544.539
[10 empty] | Commercial/Industrial | Schools K-12 | Existing | Ceiling Insulation(R2 to R38) | 3.0157 | 1.164 | 6.0961 | 3.6259e-05 | 0.00081736 | 1.812 | Residential | Energy Star Clothes Washer | 3.3727 | 0.88237 | 1026.6395 | 0.085635 | 0.049737 | 544.539 | Residential | Energy Star Clothes Washer | 3.3727 | 0.88237 | 1026.6395 | 0.085635 | 0.049737 | 544.539
[10 empty] | Commercial/Industrial | Assembly | New | Ceiling Insulation(R2 to R38) | 2.9749 | 1.1661 | 5.9742 | 3.5703e-05 | 0.00080482 | 1.7842 | Residential | Energy Star Clothes Washer | 3.3727 | 0.88237 | 1026.6395 | 0.085635 | 0.049737 | 544.539 | Residential | Energy Star Clothes Washer | 3.3727 | 0.88237 | 1026.6395 | 0.085635 | 0.049737 | 544.539
[10 empty] | Commercial/Industrial | Healthcare | New | Ceiling Insulation(R2 to R38) | 2.9749 | 1.1661 | 5.9742 | 3.5703e-05 | 0.00080482 | 1.7842 | Residential | Energy Star Clothes Washer | 3.3727 | 0.88237 | 1026.6395 | 0.085635 | 0.049737 | 544.539 | Residential | Energy Star Clothes Washer | 3.3727 | 0.88237 | 1026.6395 | 0.085635 | 0.049737 | 544.539
[10 empty] | Commercial/Industrial | Institutional | New | Ceiling Insulation(R2 to R38) | 2.9749 | 1.1661 | 5.9742 | 3.5703e-05 | 0.00080482 | 1.7842 | Residential | Energy Star Dehumidifier | 4.2481 | 0.89464 | 459.1502 | 0.035168 | 0.0066615 | 214.4267 | Residential | Energy Star Dehumidifier | 4.2481 | 0.89464 | 459.1502 | 0.035168 | 0.0066615 | 214.4267
[10 empty] | Commercial/Industrial | Miscellaneous | New | Ceiling Insulation(R2 to R38) | 2.9749 | 1.1661 | 5.9742 | 3.5703e-05 | 0.00080482 | 1.7842 | Residential | Energy Star Dehumidifier | 4.2481 | 0.89464 | 459.1502 | 0.035168 | 0.0066615 | 214.4267 | Residential | Energy Star Dehumidifier | 4.2481 | 0.89464 | 459.1502 | 0.035168 | 0.0066615 | 214.4267
[10 empty] | Commercial/Industrial | Offices | New | Ceiling Insulation(R2 to R38) | 2.9749 | 1.1661 | 5.9742 | 3.5703e-05 | 0.00080482 | 1.7842 | Residential | Energy Star Dehumidifier | 4.2481 | 0.89464 | 459.1502 | 0.035168 | 0.0066615 | 214.4267 | Residential | Energy Star Dehumidifier | 4.2481 | 0.89464 | 459.1502 | 0.035168 | 0.0066615 | 214.4267
[10 empty] | Commercial/Industrial | Schools K-12 | New | Ceiling Insulation(R2 to R38) | 2.9749 | 1.1661 | 5.9742 | 3.5703e-05 | 0.00080482 | 1.7842 | Residential | Energy Star Dehumidifier | 4.2481 | 0.89464 | 459.1502 | 0.035168 | 0.0066615 | 214.4267 | Residential | Energy Star Dehumidifier | 4.2481 | 0.89464 | 459.1502 | 0.035168 | 0.0066615 | 214.4267
[10 empty] | Commercial/Industrial | Assembly | Existing | Ceiling Insulation(R30 to R38) | 0.072574 | 1.0245 | -0.8816 | 5.3717e-07 | 1.2109e-05 | 0.026845 | Residential | Energy Star Dehumidifier | 4.2481 | 0.89464 | 459.1502 | 0.035168 | 0.0066615 | 214.4267 | Residential | Energy Star Dehumidifier | 4.2481 | 0.89464 | 459.1502 | 0.035168 | 0.0066615 | 214.4267
[10 empty] | Commercial/Industrial | College and University | Existing | Ceiling Insulation(R30 to R38) | 0.075589 | 1.138 | -0.88601 | 1.1102e-05 | 6.5397e-06 | 0.026845 | Residential | Energy Star Dehumidifier | 4.2481 | 0.89464 | 459.1502 | 0.035168 | 0.0066615 | 214.4267 | Residential | Energy Star Dehumidifier | 4.2481 | 0.89464 | 459.1502 | 0.035168 | 0.0066615 | 214.4267
[10 empty] | Commercial/Industrial | Grocery | Existing | Ceiling Insulation(R30 to R38) | 0.074931 | 1.031 | -0.87976 | 5.4782e-06 | 1.2529e-05 | 0.026845 | Residential | Energy Star Dishwasher | #DIV/0! | 0.79754 | 83.4931 | 0.0044126 | 0.0047969 | 40.303 | Residential | Energy Star Dishwasher | #DIV/0! | 0.79754 | 83.4931 | 0.0044126 | 0.0047969 | 40.303
[10 empty] | Commercial/Industrial | Healthcare | Existing | Ceiling Insulation(R30 to R38) | 0.072574 | 1.0245 | -0.8816 | 5.3717e-07 | 1.2109e-05 | 0.026845 | Residential | Energy Star Dishwasher | #DIV/0! | 0.79754 | 83.4931 | 0.0044126 | 0.0047969 | 40.303 | Residential | Energy Star Dishwasher | #DIV/0! | 0.79754 | 83.4931 | 0.0044126 | 0.0047969 | 40.303
[10 empty] | Commercial/Industrial | Hospitals | Existing | Ceiling Insulation(R30 to R38) | 0.075589 | 1.138 | -0.88601 | 1.1102e-05 | 6.5397e-06 | 0.026845 | Residential | Energy Star Dishwasher | #DIV/0! | 0.79754 | 83.4931 | 0.0044126 | 0.0047969 | 40.303 | Residential | Energy Star Dishwasher | #DIV/0! | 0.79754 | 83.4931 | 0.0044126 | 0.0047969 | 40.303
[10 empty] | Commercial/Industrial | Institutional | Existing | Ceiling Insulation(R30 to R38) | 0.072574 | 1.0245 | -0.8816 | 5.3717e-07 | 1.2109e-05 | 0.026845 | Residential | Energy Star Dishwasher | #DIV/0! | 0.79754 | 83.4931 | 0.0044126 | 0.0047969 | 40.303 | Residential | Energy Star Dishwasher | #DIV/0! | 0.79754 | 83.4931 | 0.0044126 | 0.0047969 | 40.303
[10 empty] | Commercial/Industrial | Lodging/Hospitality | Existing | Ceiling Insulation(R30 to R38) | 0.075589 | 1.138 | -0.88601 | 1.1102e-05 | 6.5397e-06 | 0.026845 | Residential | Energy Star Dishwasher | #DIV/0! | 0.79754 | 83.4931 | 0.0044126 | 0.0047969 | 40.303 | Residential | Energy Star Dishwasher | #DIV/0! | 0.79754 | 83.4931 | 0.0044126 | 0.0047969 | 40.303
[10 empty] | Commercial/Industrial | Miscellaneous | Existing | Ceiling Insulation(R30 to R38) | 0.072574 | 1.0245 | -0.8816 | 5.3717e-07 | 1.2109e-05 | 0.026845 | Residential | Energy Star Dishwasher | #DIV/0! | 0.79754 | 83.4931 | 0.0044126 | 0.0047969 | 40.303 | Residential | Energy Star Dishwasher | #DIV/0! | 0.79754 | 83.4931 | 0.0044126 | 0.0047969 | 40.303
[10 empty] | Commercial/Industrial | Offices | Existing | Ceiling Insulation(R30 to R38) | 0.072574 | 1.0245 | -0.8816 | 5.3717e-07 | 1.2109e-05 | 0.026845 | Residential | Energy Star Door | 0.48375 | 1.3389 | -433.1695 | 0.019521 | 0.079089 | 136.1115 | Residential | Energy Star Door | 0.48375 | 1.3389 | -433.1695 | 0.019521 | 0.079089 | 136.1115
[10 empty] | Commercial/Industrial | Restaurants | Existing | Ceiling Insulation(R30 to R38) | 0.074931 | 1.031 | -0.87976 | 5.4782e-06 | 1.2529e-05 | 0.026845 | Residential | Energy Star Door | 0.48375 | 1.3389 | -433.1695 | 0.019521 | 0.079089 | 136.1115 | Residential | Energy Star Door | 0.48375 | 1.3389 | -433.1695 | 0.019521 | 0.079089 | 136.1115
[10 empty] | Commercial/Industrial | Retail | Existing | Ceiling Insulation(R30 to R38) | 0.074931 | 1.031 | -0.87976 | 5.4782e-06 | 1.2529e-05 | 0.026845 | Residential | Energy Star Door | 0.48375 | 1.3389 | -433.1695 | 0.019521 | 0.079089 | 136.1115 | Residential | Energy Star Door | 0.48375 | 1.3389 | -433.1695 | 0.019521 | 0.079089 | 136.1115
[10 empty] | Commercial/Industrial | Schools K-12 | Existing | Ceiling Insulation(R30 to R38) | 0.072574 | 1.0245 | -0.8816 | 5.3717e-07 | 1.2109e-05 | 0.026845 | Residential | Energy Star Door | 0.34362 | 1.3401 | -609.2901 | 0.013854 | 0.056128 | 96.5953 | Residential | Energy Star Door | 0.34362 | 1.3401 | -609.2901 | 0.013854 | 0.056128 | 96.5953
[10 empty] | Commercial/Industrial | Assembly | New | Ceiling Insulation(R30 to R38) | 0.07146 | 1.0245 | -0.8834 | 5.2893e-07 | 1.1923e-05 | 0.026433 | Residential | Energy Star Door | 0.34362 | 1.3401 | -609.2901 | 0.013854 | 0.056128 | 96.5953 | Residential | Energy Star Door | 0.34362 | 1.3401 | -609.2901 | 0.013854 | 0.056128 | 96.5953
[10 empty] | Commercial/Industrial | College and University | New | Ceiling Insulation(R30 to R38) | 0.074429 | 1.138 | -0.88775 | 1.0932e-05 | 6.4393e-06 | 0.026433 | Residential | Energy Star Door | 0.34362 | 1.3401 | -609.2901 | 0.013854 | 0.056128 | 96.5953 | Residential | Energy Star Door | 0.34362 | 1.3401 | -609.2901 | 0.013854 | 0.056128 | 96.5953
[10 empty] | Commercial/Industrial | Grocery | New | Ceiling Insulation(R30 to R38) | 0.07378 | 1.031 | -0.88159 | 5.3941e-06 | 1.2336e-05 | 0.026433 | Residential | Energy Star Freezer | 0.25065 | 0.83974 | -186.6403 | 0.0085251 | 0.0058997 | 65.6 | Residential | Energy Star Freezer | 0.25065 | 0.83974 | -186.6403 | 0.0085251 | 0.0058997 | 65.6
[10 empty] | Commercial/Industrial | Healthcare | New | Ceiling Insulation(R30 to R38) | 0.07146 | 1.0245 | -0.8834 | 5.2893e-07 | 1.1923e-05 | 0.026433 | Residential | Energy Star Freezer | 0.25065 | 0.83974 | -186.6403 | 0.0085251 | 0.0058997 | 65.6 | Residential | Energy Star Freezer | 0.25065 | 0.83974 | -186.6403 | 0.0085251 | 0.0058997 | 65.6
[10 empty] | Commercial/Industrial | Hospitals | New | Ceiling Insulation(R30 to R38) | 0.074429 | 1.138 | -0.88775 | 1.0932e-05 | 6.4393e-06 | 0.026433 | Residential | Energy Star Freezer | 0.25065 | 0.83974 | -186.6403 | 0.0085251 | 0.0058997 | 65.6 | Residential | Energy Star Freezer | 0.25065 | 0.83974 | -186.6403 | 0.0085251 | 0.0058997 | 65.6
[10 empty] | Commercial/Industrial | Institutional | New | Ceiling Insulation(R30 to R38) | 0.07146 | 1.0245 | -0.8834 | 5.2893e-07 | 1.1923e-05 | 0.026433 | Residential | Energy Star Freezer | 0.25065 | 0.83974 | -186.6403 | 0.0085251 | 0.0058997 | 65.6 | Residential | Energy Star Freezer | 0.25065 | 0.83974 | -186.6403 | 0.0085251 | 0.0058997 | 65.6
[10 empty] | Commercial/Industrial | Lodging/Hospitality | New | Ceiling Insulation(R30 to R38) | 0.074429 | 1.138 | -0.88775 | 1.0932e-05 | 6.4393e-06 | 0.026433 | Residential | Energy Star Freezer | 0.25065 | 0.83974 | -186.6403 | 0.0085251 | 0.0058997 | 65.6 | Residential | Energy Star Freezer | 0.25065 | 0.83974 | -186.6403 | 0.0085251 | 0.0058997 | 65.6
[10 empty] | Commercial/Industrial | Miscellaneous | New | Ceiling Insulation(R30 to R38) | 0.07146 | 1.0245 | -0.8834 | 5.2893e-07 | 1.1923e-05 | 0.026433 | Residential | Energy Star Freezer | 0.25065 | 0.83974 | -186.6403 | 0.0085251 | 0.0058997 | 65.6 | Residential | Energy Star Freezer | 0.25065 | 0.83974 | -186.6403 | 0.0085251 | 0.0058997 | 65.6
[10 empty] | Commercial/Industrial | Offices | New | Ceiling Insulation(R30 to R38) | 0.07146 | 1.0245 | -0.8834 | 5.2893e-07 | 1.1923e-05 | 0.026433 | Residential | Energy Star Imaging Equipment | #DIV/0! | 0.66383 | 111.3886 | 0.011573 | 0.0067571 | 127.645 | Residential | Energy Star Imaging Equipment | #DIV/0! | 0.66383 | 111.3886 | 0.011573 | 0.0067571 | 127.645
[10 empty] | Commercial/Industrial | Restaurants | New | Ceiling Insulation(R30 to R38) | 0.07378 | 1.031 | -0.88159 | 5.3941e-06 | 1.2336e-05 | 0.026433 | Residential | Energy Star Imaging Equipment | #DIV/0! | 0.66383 | 111.3886 | 0.011573 | 0.0067571 | 127.645 | Residential | Energy Star Imaging Equipment | #DIV/0! | 0.66383 | 111.3886 | 0.011573 | 0.0067571 | 127.645
[10 empty] | Commercial/Industrial | Retail | New | Ceiling Insulation(R30 to R38) | 0.07378 | 1.031 | -0.88159 | 5.3941e-06 | 1.2336e-05 | 0.026433 | Residential | Energy Star Imaging Equipment | #DIV/0! | 0.66383 | 111.3886 | 0.011573 | 0.0067571 | 127.645 | Residential | Energy Star Imaging Equipment | #DIV/0! | 0.66383 | 111.3886 | 0.011573 | 0.0067571 | 127.645
[10 empty] | Commercial/Industrial | Schools K-12 | New | Ceiling Insulation(R30 to R38) | 0.07146 | 1.0245 | -0.8834 | 5.2893e-07 | 1.1923e-05 | 0.026433 | Residential | Energy Star Imaging Equipment | #DIV/0! | 0.66383 | 111.3886 | 0.011573 | 0.0067571 | 127.645 | Residential | Energy Star Imaging Equipment | #DIV/0! | 0.66383 | 111.3886 | 0.011573 | 0.0067571 | 127.645
[10 empty] | Commercial/Industrial | Assembly | Existing | Destratification Fans | 0.039418 | 1.2863 | -18382.2493 | 0 | 0.14896 | 735.7157 | Residential | Energy Star Imaging Equipment | #DIV/0! | 0.66383 | 111.3886 | 0.011573 | 0.0067571 | 127.645 | Residential | Energy Star Imaging Equipment | #DIV/0! | 0.66383 | 111.3886 | 0.011573 | 0.0067571 | 127.645
[10 empty] | Commercial/Industrial | College and University | Existing | Destratification Fans | 0.071717 | 1.2864 | -17464.2868 | 0 | 0.27098 | 1338.3629 | Residential | Energy Star Imaging Equipment | #DIV/0! | 0.66383 | 111.3886 | 0.011573 | 0.0067571 | 127.645 | Residential | Energy Star Imaging Equipment | #DIV/0! | 0.66383 | 111.3886 | 0.011573 | 0.0067571 | 127.645
[10 empty] | Commercial/Industrial | Grocery | Existing | Destratification Fans | 0.025821 | 1.286 | -18768.6649 | 0 | 0.097597 | 482.0318 | Residential | Energy Star Personal Computer | 0.32477 | 0.71958 | -39.4905 | 0.018954 | 0.0040635 | 119.5512 | Residential | Energy Star Personal Computer | 0.32477 | 0.71958 | -39.4905 | 0.018954 | 0.0040635 | 119.5512
[10 empty] | Commercial/Industrial | Healthcare | Existing | Destratification Fans | 0.064598 | 1.2863 | -17666.4697 | 0 | 0.2441 | 1205.6288 | Residential | Energy Star Personal Computer | 0.32477 | 0.71958 | -39.4905 | 0.018954 | 0.0040635 | 119.5512 | Residential | Energy Star Personal Computer | 0.32477 | 0.71958 | -39.4905 | 0.018954 | 0.0040635 | 119.5512
[10 empty] | Commercial/Industrial | Hospitals | Existing | Destratification Fans | 0.12756 | 1.2863 | -15876.6092 | 0 | 0.48202 | 2380.6816 | Residential | Energy Star Personal Computer | 0.32477 | 0.71958 | -39.4905 | 0.018954 | 0.0040635 | 119.5512 | Residential | Energy Star Personal Computer | 0.32477 | 0.71958 | -39.4905 | 0.018954 | 0.0040635 | 119.5512
[10 empty] | Commercial/Industrial | Institutional | Existing | Destratification Fans | 0.014196 | 1.286 | -19099.2365 | 0 | 0.053656 | 265.0099 | Residential | Energy Star Personal Computer | 0.32477 | 0.71958 | -39.4905 | 0.018954 | 0.0040635 | 119.5512 | Residential | Energy Star Personal Computer | 0.32477 | 0.71958 | -39.4905 | 0.018954 | 0.0040635 | 119.5512
[10 empty] | Commercial/Industrial | Lodging/Hospitality | Existing | Destratification Fans | 0.021419 | 1.2863 | -18893.9569 | 0 | 0.080943 | 399.777 | Residential | Energy Star Personal Computer | 0.32477 | 0.71958 | -39.4905 | 0.018954 | 0.0040635 | 119.5512 | Residential | Energy Star Personal Computer | 0.32477 | 0.71958 | -39.4905 | 0.018954 | 0.0040635 | 119.5512
[10 empty] | Commercial/Industrial | Miscellaneous | Existing | Destratification Fans | 0.032744 | 1.2866 | -18572.2661 | 0 | 0.1237 | 610.9687 | Residential | Energy Star Personal Computer | 0.32477 | 0.71958 | -39.4905 | 0.018954 | 0.0040635 | 119.5512 | Residential | Energy Star Personal Computer | 0.32477 | 0.71958 | -39.4905 | 0.018954 | 0.0040635 | 119.5512
[10 empty] | Commercial/Industrial | Offices | Existing | Destratification Fans | 0.0071737 | 1.2871 | -19299.0817 | 0 | 0.027093 | 133.8104 | Residential | Energy Star Refrigerator | 0.46181 | 0.83724 | -72.6242 | 0.013935 | 0.0046429 | 133.5 | Residential | Energy Star Refrigerator | 0.46181 | 0.83724 | -72.6242 | 0.013935 | 0.0046429 | 133.5
[10 empty] | Commercial/Industrial | Restaurants | Existing | Destratification Fans | 0.056658 | 1.2862 | -17891.991 | 0 | 0.21413 | 1057.5728 | Residential | Energy Star Refrigerator | 0.46181 | 0.83724 | -72.6242 | 0.013935 | 0.0046429 | 133.5 | Residential | Energy Star Refrigerator | 0.46181 | 0.83724 | -72.6242 | 0.013935 | 0.0046429 | 133.5
[10 empty] | Commercial/Industrial | Retail | Existing | Destratification Fans | 0.067802 | 1.2862 | -17575.1665 | 0 | 0.25624 | 1265.5698 | Residential | Energy Star Refrigerator | 0.46181 | 0.83724 | -72.6242 | 0.013935 | 0.0046429 | 133.5 | Residential | Energy Star Refrigerator | 0.46181 | 0.83724 | -72.6242 | 0.013935 | 0.0046429 | 133.5
[10 empty] | Commercial/Industrial | Schools K-12 | Existing | Destratification Fans | 0.2144 | 1.2863 | -13407.6098 | 0 | 0.8102 | 4001.5926 | Residential | Energy Star Refrigerator | 0.46181 | 0.83724 | -72.6242 | 0.013935 | 0.0046429 | 133.5 | Residential | Energy Star Refrigerator | 0.46181 | 0.83724 | -72.6242 | 0.013935 | 0.0046429 | 133.5
[10 empty] | Commercial/Industrial | Warehouse | Existing | Destratification Fans | 0.023504 | 1.2864 | -18834.736 | 0 | 0.088814 | 438.6558 | Residential | Energy Star Refrigerator | 0.46181 | 0.83724 | -72.6242 | 0.013935 | 0.0046429 | 133.5 | Residential | Energy Star Refrigerator | 0.46181 | 0.83724 | -72.6242 | 0.013935 | 0.0046429 | 133.5
[10 empty] | Commercial/Industrial | Assembly | New | Destratification Fans | 0.039418 | 1.2863 | -18382.2493 | 0 | 0.14896 | 735.7157 | Residential | Energy Star Refrigerator | 0.46181 | 0.83724 | -72.6242 | 0.013935 | 0.0046429 | 133.5 | Residential | Energy Star Refrigerator | 0.46181 | 0.83724 | -72.6242 | 0.013935 | 0.0046429 | 133.5
[10 empty] | Commercial/Industrial | College and University | New | Destratification Fans | 0.071717 | 1.2864 | -17464.2868 | 0 | 0.27098 | 1338.3629 | Residential | Energy Star TV | 0.073525 | 0.8528 | -305.6416 | 0.0076643 | 0.0045849 | 38.325 | Residential | Energy Star TV | 0.073525 | 0.8528 | -305.6416 | 0.0076643 | 0.0045849 | 38.325
[10 empty] | Commercial/Industrial | Grocery | New | Destratification Fans | 0.025821 | 1.286 | -18768.6649 | 0 | 0.097597 | 482.0318 | Residential | Energy Star TV | 0.073525 | 0.8528 | -305.6416 | 0.0076643 | 0.0045849 | 38.325 | Residential | Energy Star TV | 0.073525 | 0.8528 | -305.6416 | 0.0076643 | 0.0045849 | 38.325
[10 empty] | Commercial/Industrial | Healthcare | New | Destratification Fans | 0.064598 | 1.2863 | -17666.4697 | 0 | 0.2441 | 1205.6288 | Residential | Energy Star TV | 0.073525 | 0.8528 | -305.6416 | 0.0076643 | 0.0045849 | 38.325 | Residential | Energy Star TV | 0.073525 | 0.8528 | -305.6416 | 0.0076643 | 0.0045849 | 38.325
[10 empty] | Commercial/Industrial | Hospitals | New | Destratification Fans | 0.12756 | 1.2863 | -15876.6092 | 0 | 0.48202 | 2380.6816 | Residential | Energy Star TV | 0.073525 | 0.8528 | -305.6416 | 0.0076643 | 0.0045849 | 38.325 | Residential | Energy Star TV | 0.073525 | 0.8528 | -305.6416 | 0.0076643 | 0.0045849 | 38.325
[10 empty] | Commercial/Industrial | Institutional | New | Destratification Fans | 0.014196 | 1.286 | -19099.2365 | 0 | 0.053656 | 265.0099 | Residential | Energy Star TV | 0.073525 | 0.8528 | -305.6416 | 0.0076643 | 0.0045849 | 38.325 | Residential | Energy Star TV | 0.073525 | 0.8528 | -305.6416 | 0.0076643 | 0.0045849 | 38.325
[10 empty] | Commercial/Industrial | Lodging/Hospitality | New | Destratification Fans | 0.021419 | 1.2863 | -18893.9569 | 0 | 0.080943 | 399.777 | Residential | Energy Star TV | 0.073525 | 0.8528 | -305.6416 | 0.0076643 | 0.0045849 | 38.325 | Residential | Energy Star TV | 0.073525 | 0.8528 | -305.6416 | 0.0076643 | 0.0045849 | 38.325
[10 empty] | Commercial/Industrial | Miscellaneous | New | Destratification Fans | 0.032744 | 1.2866 | -18572.2661 | 0 | 0.1237 | 610.9687 | Residential | Energy Star Windows | 0.37325 | 0.92165 | -465.9798 | 0 | 0.039997 | 197.5438 | Residential | Energy Star Windows | 0.37325 | 0.92165 | -465.9798 | 0 | 0.039997 | 197.5438
[10 empty] | Commercial/Industrial | Offices | New | Destratification Fans | 0.0071737 | 1.2871 | -19299.0817 | 0 | 0.027093 | 133.8104 | Residential | Energy Star Windows | 0.37325 | 0.92165 | -465.9798 | 0 | 0.039997 | 197.5438 | Residential | Energy Star Windows | 0.37325 | 0.92165 | -465.9798 | 0 | 0.039997 | 197.5438
[10 empty] | Commercial/Industrial | Restaurants | New | Destratification Fans | 0.056658 | 1.2862 | -17891.991 | 0 | 0.21413 | 1057.5728 | Residential | Energy Star Windows | 0.37325 | 0.92165 | -465.9798 | 0 | 0.039997 | 197.5438 | Residential | Energy Star Windows | 0.37325 | 0.92165 | -465.9798 | 0 | 0.039997 | 197.5438
[10 empty] | Commercial/Industrial | Retail | New | Destratification Fans | 0.067802 | 1.2862 | -17575.1665 | 0 | 0.25624 | 1265.5698 | Residential | Exterior Lighting Controls | 0.24204 | 0.5948 | -77.8311 | 0 | 0 | 56.94 | Residential | Exterior Lighting Controls | 0.24204 | 0.5948 | -77.8311 | 0 | 0 | 56.94
[10 empty] | Commercial/Industrial | Schools K-12 | New | Destratification Fans | 0.2144 | 1.2863 | -13407.6098 | 0 | 0.8102 | 4001.5926 | Residential | Exterior Lighting Controls | 0.24204 | 0.5948 | -77.8311 | 0 | 0 | 56.94 | Residential | Exterior Lighting Controls | 0.24204 | 0.5948 | -77.8311 | 0 | 0 | 56.94
[10 empty] | Commercial/Industrial | Warehouse | New | Destratification Fans | 0.023504 | 1.2864 | -18834.736 | 0 | 0.088814 | 438.6558 | Residential | Exterior Lighting Controls | 0.24204 | 0.5948 | -77.8311 | 0 | 0 | 56.94 | Residential | Exterior Lighting Controls | 0.24204 | 0.5948 | -77.8311 | 0 | 0 | 56.94
[10 empty] | Commercial/Industrial | Grocery | Existing | Drain Water Heat Recovery | 0.15415 | 1.0635 | -16716.7716 | 0.10435 | 0.7247 | 1726.4575 | Residential | Exterior Lighting Controls | 0.24204 | 0.5948 | -77.8311 | 0 | 0 | 56.94 | Residential | Exterior Lighting Controls | 0.24204 | 0.5948 | -77.8311 | 0 | 0 | 56.94
[10 empty] | Commercial/Industrial | Lodging/Hospitality | Existing | Drain Water Heat Recovery | 0.24664 | 1.0636 | -41046.5501 | 0.50086 | 3.4786 | 8286.9962 | Residential | Exterior Lighting Controls | 0.24204 | 0.5948 | -77.8311 | 0 | 0 | 56.94 | Residential | Exterior Lighting Controls | 0.24204 | 0.5948 | -77.8311 | 0 | 0 | 56.94
[10 empty] | Commercial/Industrial | Restaurants | Existing | Drain Water Heat Recovery | 0.12845 | 1.0635 | -35119.4256 | 0.17391 | 1.2078 | 2877.4292 | Residential | Exterior Lighting Controls | 0.24204 | 0.5948 | -77.8311 | 0 | 0 | 56.94 | Residential | Exterior Lighting Controls | 0.24204 | 0.5948 | -77.8311 | 0 | 0 | 56.94
[10 empty] | Commercial/Industrial | Retail | Existing | Drain Water Heat Recovery | 0.1526 | 1.0635 | -50302.0443 | 0.30991 | 2.1524 | 5127.5789 | Residential | Faucet Aerator | 5.9148 | 0.82491 | 107.8895 | 0.0051787 | 0.011148 | 57.4956 | Residential | Faucet Aerator | 5.9148 | 0.82491 | 107.8895 | 0.0051787 | 0.011148 | 57.4956
[10 empty] | Commercial/Industrial | Grocery | New | Drain Water Heat Recovery | 0.14745 | 1.0635 | -16936.2039 | 0.099818 | 0.69326 | 1651.553 | Residential | Faucet Aerator | 4.6491 | 0.82486 | 82.4079 | 0.0040708 | 0.0087628 | 45.1953 | Residential | Faucet Aerator | 4.6491 | 0.82486 | 82.4079 | 0.0040708 | 0.0087628 | 45.1953
[10 empty] | Commercial/Industrial | Lodging/Hospitality | New | Drain Water Heat Recovery | 0.23594 | 1.0636 | -42099.8251 | 0.47913 | 3.3276 | 7927.4546 | Residential | Faucet Aerator | 4.6172 | 0.82578 | 81.6615 | 0.0040383 | 0.0086929 | 44.835 | Residential | Faucet Aerator | 4.6172 | 0.82578 | 81.6615 | 0.0040383 | 0.0086929 | 44.835
[10 empty] | Commercial/Industrial | Restaurants | New | Drain Water Heat Recovery | 0.12288 | 1.0635 | -35485.1461 | 0.16636 | 1.1554 | 2752.5884 | Residential | Faucet Aerator | 2.4743 | 0.82817 | 38.4089 | 0.0021578 | 0.0046448 | 23.9565 | Residential | Faucet Aerator | 2.4743 | 0.82817 | 38.4089 | 0.0021578 | 0.0046448 | 23.9565
[10 empty] | Commercial/Industrial | Retail | New | Drain Water Heat Recovery | 0.14599 | 1.0636 | -50953.7582 | 0.29646 | 2.059 | 4905.1125 | Residential | Faucet Aerator | 1.9323 | 0.82278 | 27.7916 | 0.0016962 | 0.0036512 | 18.8314 | Residential | Faucet Aerator | 1.9323 | 0.82278 | 27.7916 | 0.0016962 | 0.0036512 | 18.8314
[10 empty] | Commercial/Industrial | Assembly | Existing | Duct Insulation | 0.053912 | 1.0914 | -49199.9469 | 0.26713 | 0.57411 | 983.3201 | Residential | Faucet Aerator | 1.919 | 0.82368 | 27.4806 | 0.0016826 | 0.003622 | 18.6813 | Residential | Faucet Aerator | 1.919 | 0.82368 | 27.4806 | 0.0016826 | 0.003622 | 18.6813
[10 empty] | Commercial/Industrial | College and University | Existing | Duct Insulation | 0.081702 | 1.0913 | -185938.5165 | 1.5955 | 3.429 | 5872.9828 | Residential | Floor Insulation | 0.025159 | 1.1672 | -7952.9368 | 0 | 0.04491 | 73 | Residential | Floor Insulation | 0.025159 | 1.1672 | -7952.9368 | 0 | 0.04491 | 73
[10 empty] | Commercial/Industrial | Grocery | Existing | Duct Insulation | 0.53078 | 1.0914 | -3555.3372 | 0.64315 | 1.3822 | 2367.4384 | Residential | Floor Insulation | 0.012428 | 1.1654 | -6723.478 | 0 | 0.018456 | 30 | Residential | Floor Insulation | 0.012428 | 1.1654 | -6723.478 | 0 | 0.018456 | 30
[10 empty] | Commercial/Industrial | Healthcare | Existing | Duct Insulation | 0.21695 | 1.0914 | -39003.6886 | 1.1226 | 2.4127 | 4132.3741 | Residential | Floor Insulation | 0.023213 | 1.1676 | -6987.981 | 0 | 0.036297 | 59 | Residential | Floor Insulation | 0.023213 | 1.1676 | -6987.981 | 0 | 0.036297 | 59
[10 empty] | Commercial/Industrial | Hospitals | Existing | Duct Insulation | 0.21695 | 1.0913 | -406412.2986 | 11.6976 | 25.1399 | 43058.6877 | Residential | Floor Insulation | 0 | #DIV/0! | -8233.2655 | 0 | 0 | 0 | Residential | Floor Insulation | 0 | #DIV/0! | -8233.2655 | 0 | 0 | 0
[10 empty] | Commercial/Industrial | Institutional | Existing | Duct Insulation | 0.2446 | 1.0913 | -37839.2245 | 1.2978 | 2.7891 | 4777.0684 | Residential | Floor Insulation | 0 | #DIV/0! | -6838.6816 | 0 | 0 | 0 | Residential | Floor Insulation | 0 | #DIV/0! | -6838.6816 | 0 | 0 | 0
[10 empty] | Commercial/Industrial | Lodging/Hospitality | Existing | Duct Insulation | 0.12245 | 1.0914 | -77582.5172 | 1.0646 | 2.288 | 3918.7435 | Residential | Floor Insulation | 0 | #DIV/0! | -7214.5481 | 0 | 0 | 0 | Residential | Floor Insulation | 0 | #DIV/0! | -7214.5481 | 0 | 0 | 0
[10 empty] | Commercial/Industrial | Miscellaneous | Existing | Duct Insulation | 0.16664 | 1.0913 | -614414.8763 | 12.3725 | 26.5904 | 45543.0611 | Residential | Green Roof | 0.035264 | 1.4588 | -93789.2326 | 0.33897 | 0.37453 | 969.6678 | Residential | Green Roof | 0.035264 | 1.4588 | -93789.2326 | 0.33897 | 0.37453 | 969.6678
[10 empty] | Commercial/Industrial | Offices | Existing | Duct Insulation | 0.22385 | 1.0914 | -30723.5053 | 0.92485 | 1.9876 | 3404.3613 | Residential | Green Roof | 0.027122 | 1.4331 | -78574.3529 | 0.16419 | 0.32466 | 630.5517 | Residential | Green Roof | 0.027122 | 1.4331 | -78574.3529 | 0.16419 | 0.32466 | 630.5517
[10 empty] | Commercial/Industrial | Restaurants | Existing | Duct Insulation | 0.51298 | 1.0913 | -4173.8379 | 0.67017 | 1.4403 | 2466.8853 | Residential | Green Roof | 0.038497 | 1.4266 | -81804.92 | 0.22553 | 0.51935 | 948.5385 | Residential | Green Roof | 0.038497 | 1.4266 | -81804.92 | 0.22553 | 0.51935 | 948.5385
[10 empty] | Commercial/Industrial | Retail | Existing | Duct Insulation | 0.099467 | 1.0914 | -27256.0921 | 0.29271 | 0.62909 | 1077.4754 | Residential | Green Roof | 0.035264 | 1.4588 | -93789.2326 | 0.33897 | 0.37453 | 969.6678 | Residential | Green Roof | 0.035264 | 1.4588 | -93789.2326 | 0.33897 | 0.37453 | 969.6678
[10 empty] | Commercial/Industrial | Schools K-12 | Existing | Duct Insulation | 0.0817 | 1.0913 | -127482.9065 | 1.0939 | 2.351 | 4026.6263 | Residential | Green Roof | 0.027122 | 1.4331 | -78574.3529 | 0.16419 | 0.32466 | 630.5517 | Residential | Green Roof | 0.027122 | 1.4331 | -78574.3529 | 0.16419 | 0.32466 | 630.5517
[10 empty] | Commercial/Industrial | Warehouse | Existing | Duct Insulation | 0.026302 | 1.0913 | -42693.3314 | 0.10867 | 0.23354 | 400.0066 | Residential | Green Roof | 0.038497 | 1.4266 | -81804.92 | 0.22553 | 0.51935 | 948.5385 | Residential | Green Roof | 0.038497 | 1.4266 | -81804.92 | 0.22553 | 0.51935 | 948.5385
[10 empty] | Commercial/Industrial | Assembly | New | Duct Insulation | 0.053912 | 1.0914 | -49199.9469 | 0.26713 | 0.57411 | 983.3201 | Residential | Ground Source Heat Pump | 0.13844 | 1.4237 | -46263.9809 | 0.39241 | 1.2172 | 2068.1269 | Residential | Ground Source Heat Pump | 0.13844 | 1.4237 | -46263.9809 | 0.39241 | 1.2172 | 2068.1269
[10 empty] | Commercial/Industrial | College and University | New | Duct Insulation | 0.081702 | 1.0913 | -185938.5165 | 1.5955 | 3.429 | 5872.9828 | Residential | Ground Source Heat Pump | 0.14643 | 1.4237 | -43273.5534 | 0.39241 | 1.2172 | 2068.1269 | Residential | Ground Source Heat Pump | 0.14643 | 1.4237 | -43273.5534 | 0.39241 | 1.2172 | 2068.1269
[10 empty] | Commercial/Industrial | Grocery | New | Duct Insulation | 0.53078 | 1.0914 | -3555.3372 | 0.64315 | 1.3822 | 2367.4384 | Residential | Ground Source Heat Pump | 0.13844 | 1.4237 | -46263.9809 | 0.39241 | 1.2172 | 2068.1269 | Residential | Ground Source Heat Pump | 0.13844 | 1.4237 | -46263.9809 | 0.39241 | 1.2172 | 2068.1269
[10 empty] | Commercial/Industrial | Healthcare | New | Duct Insulation | 0.21695 | 1.0914 | -39003.6886 | 1.1226 | 2.4127 | 4132.3741 | Residential | Ground Source Heat Pump | 0.13844 | 1.4237 | -46263.9809 | 0.39241 | 1.2172 | 2068.1269 | Residential | Ground Source Heat Pump | 0.13844 | 1.4237 | -46263.9809 | 0.39241 | 1.2172 | 2068.1269
[10 empty] | Commercial/Industrial | Hospitals | New | Duct Insulation | 0.21695 | 1.0913 | -406412.2986 | 11.6976 | 25.1399 | 43058.6877 | Residential | Ground Source Heat Pump | 0.14643 | 1.4237 | -43273.5534 | 0.39241 | 1.2172 | 2068.1269 | Residential | Ground Source Heat Pump | 0.14643 | 1.4237 | -43273.5534 | 0.39241 | 1.2172 | 2068.1269
[10 empty] | Commercial/Industrial | Institutional | New | Duct Insulation | 0.2446 | 1.0913 | -37839.2245 | 1.2978 | 2.7891 | 4777.0684 | Residential | Ground Source Heat Pump | 0.13844 | 1.4237 | -46263.9809 | 0.39241 | 1.2172 | 2068.1269 | Residential | Ground Source Heat Pump | 0.13844 | 1.4237 | -46263.9809 | 0.39241 | 1.2172 | 2068.1269
[10 empty] | Commercial/Industrial | Lodging/Hospitality | New | Duct Insulation | 0.12245 | 1.0914 | -77582.5172 | 1.0646 | 2.288 | 3918.7435 | Residential | Heat Pump Clothes Dryer | 0.10127 | 0.89956 | -2640.9984 | 0.033979 | 0.019735 | 216.0685 | Residential | Heat Pump Clothes Dryer | 0.10127 | 0.89956 | -2640.9984 | 0.033979 | 0.019735 | 216.0685
[10 empty] | Commercial/Industrial | Miscellaneous | New | Duct Insulation | 0.16664 | 1.0913 | -614414.8763 | 12.3725 | 26.5904 | 45543.0611 | Residential | Heat Pump Clothes Dryer | 0.10127 | 0.89956 | -2640.9984 | 0.033979 | 0.019735 | 216.0685 | Residential | Heat Pump Clothes Dryer | 0.10127 | 0.89956 | -2640.9984 | 0.033979 | 0.019735 | 216.0685
[10 empty] | Commercial/Industrial | Offices | New | Duct Insulation | 0.22385 | 1.0914 | -30723.5053 | 0.92485 | 1.9876 | 3404.3613 | Residential | Heat Pump Clothes Dryer | 0.10127 | 0.89956 | -2640.9984 | 0.033979 | 0.019735 | 216.0685 | Residential | Heat Pump Clothes Dryer | 0.10127 | 0.89956 | -2640.9984 | 0.033979 | 0.019735 | 216.0685
[10 empty] | Commercial/Industrial | Restaurants | New | Duct Insulation | 0.51298 | 1.0913 | -4173.8379 | 0.67017 | 1.4403 | 2466.8853 | Residential | Heat Pump Clothes Dryer | 0.10127 | 0.89956 | -2640.9984 | 0.033979 | 0.019735 | 216.0685 | Residential | Heat Pump Clothes Dryer | 0.10127 | 0.89956 | -2640.9984 | 0.033979 | 0.019735 | 216.0685
[10 empty] | Commercial/Industrial | Retail | New | Duct Insulation | 0.099467 | 1.0914 | -27256.0921 | 0.29271 | 0.62909 | 1077.4754 | Residential | Heat Pump Clothes Dryer | 0.10127 | 0.89956 | -2640.9984 | 0.033979 | 0.019735 | 216.0685 | Residential | Heat Pump Clothes Dryer | 0.10127 | 0.89956 | -2640.9984 | 0.033979 | 0.019735 | 216.0685
[10 empty] | Commercial/Industrial | Schools K-12 | New | Duct Insulation | 0.0817 | 1.0913 | -127482.9065 | 1.0939 | 2.351 | 4026.6263 | Residential | Heat Pump Clothes Dryer | 0.10127 | 0.89956 | -2640.9984 | 0.033979 | 0.019735 | 216.0685 | Residential | Heat Pump Clothes Dryer | 0.10127 | 0.89956 | -2640.9984 | 0.033979 | 0.019735 | 216.0685
[10 empty] | Commercial/Industrial | Warehouse | New | Duct Insulation | 0.026302 | 1.0913 | -42693.3314 | 0.10867 | 0.23354 | 400.0066 | Residential | Heat Pump Pool Heater | 3.7226 | 0.6742 | 25350.5939 | 0 | 0 | 9411.7647 | Residential | Heat Pump Pool Heater | 3.7226 | 0.6742 | 25350.5939 | 0 | 0 | 9411.7647
[10 empty] | Commercial/Industrial | Grocery | Existing | ENERGY STAR certified buildings program | 5.0009 | 1.1421 | 158097.3175 | 11.4107 | 22.1093 | 36958.0211 | Residential | Heat Pump Pool Heater | 3.7226 | 0.6742 | 25350.5939 | 0 | 0 | 9411.7647 | Residential | Heat Pump Pool Heater | 3.7226 | 0.6742 | 25350.5939 | 0 | 0 | 9411.7647
[10 empty] | Commercial/Industrial | Healthcare | Existing | ENERGY STAR certified buildings program | 1.8182 | 1.1373 | 183408.8958 | 10.785 | 33.4376 | 64510.3866 | Residential | Heat Pump Pool Heater | 3.7226 | 0.6742 | 25350.5939 | 0 | 0 | 9411.7647 | Residential | Heat Pump Pool Heater | 3.7226 | 0.6742 | 25350.5939 | 0 | 0 | 9411.7647
[10 empty] | Commercial/Industrial | Institutional | Existing | ENERGY STAR certified buildings program | 2.05 | 1.1373 | 227483.1165 | 12.4675 | 38.6543 | 74574.6947 | Residential | Heat Pump Pool Heater | 3.7226 | 0.6742 | 25350.5939 | 0 | 0 | 9411.7647 | Residential | Heat Pump Pool Heater | 3.7226 | 0.6742 | 25350.5939 | 0 | 0 | 9411.7647
[10 empty] | Commercial/Industrial | Lodging/Hospitality | Existing | ENERGY STAR certified buildings program | 1.1537 | 1.1421 | 108788.4202 | 18.8877 | 36.5968 | 61175.4055 | Residential | Heat Pump Pool Heater | 3.7226 | 0.6742 | 25350.5939 | 0 | 0 | 9411.7647 | Residential | Heat Pump Pool Heater | 3.7226 | 0.6742 | 25350.5939 | 0 | 0 | 9411.7647
[10 empty] | Commercial/Industrial | Miscellaneous | Existing | ENERGY STAR certified buildings program | 1.4001 | 1.1373 | 1631970.8529 | 118.8615 | 368.5175 | 710971.58 | Residential | Heat Pump Pool Heater | 3.7226 | 0.6742 | 25350.5939 | 0 | 0 | 9411.7647 | Residential | Heat Pump Pool Heater | 3.7226 | 0.6742 | 25350.5939 | 0 | 0 | 9411.7647
[10 empty] | Commercial/Industrial | Offices | Existing | ENERGY STAR certified buildings program | 1.8761 | 1.1373 | 154101.6428 | 8.8849 | 27.5468 | 53145.4 | Residential | Heat Pump Tune Up | 0.093135 | 0.8474 | -288.7308 | 0.11566 | 0.12779 | 330.8595 | Residential | Heat Pump Tune Up | 0.093135 | 0.8474 | -288.7308 | 0.11566 | 0.12779 | 330.8595
[10 empty] | Commercial/Industrial | Restaurants | Existing | ENERGY STAR certified buildings program | 4.8334 | 1.1421 | 163737.8398 | 11.89 | 23.038 | 38510.4852 | Residential | Heat Pump Tune Up | 0.065776 | 0.92033 | -307.4261 | 0.056024 | 0.11078 | 215.15 | Residential | Heat Pump Tune Up | 0.065776 | 0.92033 | -307.4261 | 0.056024 | 0.11078 | 215.15
[10 empty] | Commercial/Industrial | Retail | Existing | ENERGY STAR certified buildings program | 0.93709 | 1.1421 | 17277.1368 | 5.1933 | 10.0625 | 16820.441 | Residential | Heat Pump Tune Up | 0.10093 | 0.93879 | -289.8957 | 0.076952 | 0.17721 | 323.65 | Residential | Heat Pump Tune Up | 0.10093 | 0.93879 | -289.8957 | 0.076952 | 0.17721 | 323.65
[10 empty] | Commercial/Industrial | Schools K-12 | Existing | ENERGY STAR certified buildings program | 0.68473 | 1.1373 | -12107.4577 | 10.509 | 32.582 | 62859.5605 | Residential | Heat Pump Tune Up | 0 | #DIV/0! | -342.1881 | 0 | 0 | 0 | Residential | Heat Pump Tune Up | 0 | #DIV/0! | -342.1881 | 0 | 0 | 0
[10 empty] | Commercial/Industrial | Warehouse | Existing | ENERGY STAR certified buildings program | 0.22045 | 1.1373 | -65244.0767 | 1.044 | 3.2367 | 6244.4932 | Residential | Heat Pump Tune Up | 0 | #DIV/0! | -342.1881 | 0 | 0 | 0 | Residential | Heat Pump Tune Up | 0 | #DIV/0! | -342.1881 | 0 | 0 | 0
[10 empty] | Commercial/Industrial | Assembly | New | ENERGY STAR certified buildings program | 0.53901 | 1.1373 | -27635.7299 | 3.0616 | 9.492 | 18312.7076 | Residential | Heat Pump Tune Up | 0 | #DIV/0! | -342.1881 | 0 | 0 | 0 | Residential | Heat Pump Tune Up | 0 | #DIV/0! | -342.1881 | 0 | 0 | 0
[10 empty] | Commercial/Industrial | Grocery | New | ENERGY STAR certified buildings program | 5.0009 | 1.1421 | 158097.3175 | 11.4107 | 22.1093 | 36958.0211 | Residential | Heat Pump Water Heater | 0.45431 | 0.83712 | -739.3553 | 0.09812 | 0.36651 | 1459.2984 | Residential | Heat Pump Water Heater | 0.45431 | 0.83712 | -739.3553 | 0.09812 | 0.36651 | 1459.2984
[10 empty] | Commercial/Industrial | Healthcare | New | ENERGY STAR certified buildings program | 1.8182 | 1.1373 | 183408.8958 | 10.785 | 33.4376 | 64510.3866 | Residential | Heat Pump Water Heater | 0.35714 | 0.83716 | -1386.1053 | 0.077129 | 0.2881 | 1147.105 | Residential | Heat Pump Water Heater | 0.35714 | 0.83716 | -1386.1053 | 0.077129 | 0.2881 | 1147.105
[10 empty] | Commercial/Industrial | Institutional | New | ENERGY STAR certified buildings program | 2.05 | 1.1373 | 227483.1165 | 12.4675 | 38.6543 | 74574.6947 | Residential | Heat Pump Water Heater | 0.3543 | 0.83719 | -1405.0497 | 0.076514 | 0.2858 | 1137.9603 | Residential | Heat Pump Water Heater | 0.3543 | 0.83719 | -1405.0497 | 0.076514 | 0.2858 | 1137.9603
[10 empty] | Commercial/Industrial | Lodging/Hospitality | New | ENERGY STAR certified buildings program | 1.1537 | 1.1421 | 108788.4202 | 18.8877 | 36.5968 | 61175.4055 | Residential | Heat Pump Water Heater | 0.45431 | 0.83712 | -739.3553 | 0.09812 | 0.36651 | 1459.2984 | Residential | Heat Pump Water Heater | 0.45431 | 0.83712 | -739.3553 | 0.09812 | 0.36651 | 1459.2984
[10 empty] | Commercial/Industrial | Miscellaneous | New | ENERGY STAR certified buildings program | 1.4001 | 1.1373 | 1631970.8529 | 118.8615 | 368.5175 | 710971.58 | Residential | Heat Pump Water Heater | 0.35714 | 0.83716 | -1386.1053 | 0.077129 | 0.2881 | 1147.105 | Residential | Heat Pump Water Heater | 0.35714 | 0.83716 | -1386.1053 | 0.077129 | 0.2881 | 1147.105
[10 empty] | Commercial/Industrial | Offices | New | ENERGY STAR certified buildings program | 1.8761 | 1.1373 | 154101.6428 | 8.8849 | 27.5468 | 53145.4 | Residential | Heat Pump Water Heater | 0.3543 | 0.83719 | -1405.0497 | 0.076514 | 0.2858 | 1137.9603 | Residential | Heat Pump Water Heater | 0.3543 | 0.83719 | -1405.0497 | 0.076514 | 0.2858 | 1137.9603
[10 empty] | Commercial/Industrial | Restaurants | New | ENERGY STAR certified buildings program | 4.8334 | 1.1421 | 163737.8398 | 11.89 | 23.038 | 38510.4852 | Residential | Heat Trap | 0.33895 | 0.82607 | -171.4224 | 0.011535 | 0.02483 | 128.0645 | Residential | Heat Trap | 0.33895 | 0.82607 | -171.4224 | 0.011535 | 0.02483 | 128.0645
[10 empty] | Commercial/Industrial | Retail | New | ENERGY STAR certified buildings program | 0.93709 | 1.1421 | 17277.1368 | 5.1933 | 10.0625 | 16820.441 | Residential | Heat Trap | 0.26604 | 0.82485 | -228.1797 | 0.0090672 | 0.019518 | 100.6672 | Residential | Heat Trap | 0.26604 | 0.82485 | -228.1797 | 0.0090672 | 0.019518 | 100.6672
[10 empty] | Commercial/Industrial | Schools K-12 | New | ENERGY STAR certified buildings program | 0.68473 | 1.1373 | -12107.4577 | 10.509 | 32.582 | 62859.5605 | Residential | Heat Trap | 0.26422 | 0.82577 | -229.8422 | 0.0089949 | 0.019362 | 99.8647 | Residential | Heat Trap | 0.26422 | 0.82577 | -229.8422 | 0.0089949 | 0.019362 | 99.8647
[10 empty] | Commercial/Industrial | Warehouse | New | ENERGY STAR certified buildings program | 0.22045 | 1.1373 | -65244.0767 | 1.044 | 3.2367 | 6244.4932 | Residential | Heat Trap | 0.33895 | 0.82607 | -171.4224 | 0.011535 | 0.02483 | 128.0645 | Residential | Heat Trap | 0.33895 | 0.82607 | -171.4224 | 0.011535 | 0.02483 | 128.0645
[10 empty] | Commercial/Industrial | College and University | Existing | Floor Insulation | 0.041386 | 1.0863 | -3.7497 | 2.8824e-05 | 1.6978e-05 | 0.069693 | Residential | Heat Trap | 0.26604 | 0.82485 | -228.1797 | 0.0090672 | 0.019518 | 100.6672 | Residential | Heat Trap | 0.26604 | 0.82485 | -228.1797 | 0.0090672 | 0.019518 | 100.6672
[10 empty] | Commercial/Industrial | Hospitals | Existing | Floor Insulation | 0.041386 | 1.0863 | -3.7497 | 2.8824e-05 | 1.6978e-05 | 0.069693 | Residential | Heat Trap | 0.26422 | 0.82577 | -229.8422 | 0.0089949 | 0.019362 | 99.8647 | Residential | Heat Trap | 0.26422 | 0.82577 | -229.8422 | 0.0089949 | 0.019362 | 99.8647
[10 empty] | Commercial/Industrial | Lodging/Hospitality | Existing | Floor Insulation | 0.041386 | 1.0863 | -3.7497 | 2.8824e-05 | 1.6978e-05 | 0.069693 | Residential | High Efficiency Convection Oven | 0.059544 | 1.0406 | -2230.4609 | 0.020919 | 0.0068781 | 84.3 | Residential | High Efficiency Convection Oven | 0.059544 | 1.0406 | -2230.4609 | 0.020919 | 0.0068781 | 84.3
[10 empty] | Commercial/Industrial | College and University | New | Floor Insulation | 0.040751 | 1.0863 | -3.7536 | 2.8381e-05 | 1.6718e-05 | 0.068623 | Residential | High Efficiency Convection Oven | 0.059544 | 1.0406 | -2230.4609 | 0.020919 | 0.0068781 | 84.3 | Residential | High Efficiency Convection Oven | 0.059544 | 1.0406 | -2230.4609 | 0.020919 | 0.0068781 | 84.3
[10 empty] | Commercial/Industrial | Hospitals | New | Floor Insulation | 0.040751 | 1.0863 | -3.7536 | 2.8381e-05 | 1.6718e-05 | 0.068623 | Residential | High Efficiency Convection Oven | 0.059544 | 1.0406 | -2230.4609 | 0.020919 | 0.0068781 | 84.3 | Residential | High Efficiency Convection Oven | 0.059544 | 1.0406 | -2230.4609 | 0.020919 | 0.0068781 | 84.3
[10 empty] | Commercial/Industrial | Lodging/Hospitality | New | Floor Insulation | 0.040751 | 1.0863 | -3.7536 | 2.8381e-05 | 1.6718e-05 | 0.068623 | Residential | High Efficiency Convection Oven | 0.059544 | 1.0406 | -2230.4609 | 0.020919 | 0.0068781 | 84.3 | Residential | High Efficiency Convection Oven | 0.059544 | 1.0406 | -2230.4609 | 0.020919 | 0.0068781 | 84.3
[10 empty] | Commercial/Industrial | College and University | New | Heat Pump Water Heater | 4.0628 | 1.1495 | 144983.3982 | 5.3769 | 29.0863 | 101088.7385 | Residential | High Efficiency Convection Oven | 0.059544 | 1.0406 | -2230.4609 | 0.020919 | 0.0068781 | 84.3 | Residential | High Efficiency Convection Oven | 0.059544 | 1.0406 | -2230.4609 | 0.020919 | 0.0068781 | 84.3
[10 empty] | Commercial/Industrial | Grocery | New | Heat Pump Water Heater | 3.7527 | 1.0317 | 13857.8958 | 0.61672 | 3.2355 | 8790.3251 | Residential | High Efficiency Convection Oven | 0.059544 | 1.0406 | -2230.4609 | 0.020919 | 0.0068781 | 84.3 | Residential | High Efficiency Convection Oven | 0.059544 | 1.0406 | -2230.4609 | 0.020919 | 0.0068781 | 84.3
[10 empty] | Commercial/Industrial | Hospitals | New | Heat Pump Water Heater | 4.7498 | 1.1495 | 261563.9946 | 9.4291 | 51.0065 | 177271.556 | Residential | High Efficiency Induction Cooktop | 0.85919 | 0.97417 | 259.032 | 0.12662 | 0.03038 | 533.952 | Residential | High Efficiency Induction Cooktop | 0.85919 | 0.97417 | 259.032 | 0.12662 | 0.03038 | 533.952
[10 empty] | Commercial/Industrial | Lodging/Hospitality | New | Heat Pump Water Heater | 6.0043 | 1.0317 | 71711.4086 | 2.9603 | 15.5303 | 42193.5604 | Residential | High Efficiency Induction Cooktop | 0.85919 | 0.97417 | 259.032 | 0.12662 | 0.03038 | 533.952 | Residential | High Efficiency Induction Cooktop | 0.85919 | 0.97417 | 259.032 | 0.12662 | 0.03038 | 533.952
[10 empty] | Commercial/Industrial | Restaurants | New | Heat Pump Water Heater | 3.1273 | 1.0317 | 22134.7322 | 1.0279 | 5.3925 | 14650.5418 | Residential | High Efficiency Induction Cooktop | 0.85919 | 0.97417 | 259.032 | 0.12662 | 0.03038 | 533.952 | Residential | High Efficiency Induction Cooktop | 0.85919 | 0.97417 | 259.032 | 0.12662 | 0.03038 | 533.952
[10 empty] | Commercial/Industrial | Retail | New | Heat Pump Water Heater | 3.7152 | 1.0317 | 41071.3921 | 1.8317 | 9.6094 | 26107.2655 | Residential | High Efficiency Induction Cooktop | 0.85919 | 0.97417 | 259.032 | 0.12662 | 0.03038 | 533.952 | Residential | High Efficiency Induction Cooktop | 0.85919 | 0.97417 | 259.032 | 0.12662 | 0.03038 | 533.952
[10 empty] | Commercial/Industrial | College and University | Turnover | Heat Pump Water Heater | 4.0628 | 1.1495 | 144983.3982 | 5.3769 | 29.0863 | 101088.7385 | Residential | High Efficiency Induction Cooktop | 0.85919 | 0.97417 | 259.032 | 0.12662 | 0.03038 | 533.952 | Residential | High Efficiency Induction Cooktop | 0.85919 | 0.97417 | 259.032 | 0.12662 | 0.03038 | 533.952
[10 empty] | Commercial/Industrial | Grocery | Turnover | Heat Pump Water Heater | 3.7527 | 1.0317 | 13857.8958 | 0.61672 | 3.2355 | 8790.3251 | Residential | High Efficiency Induction Cooktop | 0.85919 | 0.97417 | 259.032 | 0.12662 | 0.03038 | 533.952 | Residential | High Efficiency Induction Cooktop | 0.85919 | 0.97417 | 259.032 | 0.12662 | 0.03038 | 533.952
[10 empty] | Commercial/Industrial | Hospitals | Turnover | Heat Pump Water Heater | 4.7498 | 1.1495 | 261563.9946 | 9.4291 | 51.0065 | 177271.556 | Residential | Home Energy Management System | 0.51826 | 0.87344 | -205.8568 | 0.10672 | 0.057972 | 697.3117 | Residential | Home Energy Management System | 0.51826 | 0.87344 | -205.8568 | 0.10672 | 0.057972 | 697.3117
[10 empty] | Commercial/Industrial | Lodging/Hospitality | Turnover | Heat Pump Water Heater | 6.0043 | 1.0317 | 71711.4086 | 2.9603 | 15.5303 | 42193.5604 | Residential | Home Energy Management System | 0.37339 | 0.87337 | -651.3674 | 0.076897 | 0.04177 | 502.428 | Residential | Home Energy Management System | 0.37339 | 0.87337 | -651.3674 | 0.076897 | 0.04177 | 502.428
[10 empty] | Commercial/Industrial | Restaurants | Turnover | Heat Pump Water Heater | 3.1273 | 1.0317 | 22134.7322 | 1.0279 | 5.3925 | 14650.5418 | Residential | Home Energy Management System | 0.57578 | 0.87367 | -29.3984 | 0.11854 | 0.064389 | 774.5016 | Residential | Home Energy Management System | 0.57578 | 0.87367 | -29.3984 | 0.11854 | 0.064389 | 774.5016
[10 empty] | Commercial/Industrial | Retail | Turnover | Heat Pump Water Heater | 3.7152 | 1.0317 | 41071.3921 | 1.8317 | 9.6094 | 26107.2655 | Residential | Home Energy Management System | 0.51972 | 0.8759 | -205.8568 | 0.10627 | 0.067088 | 697.3117 | Residential | Home Energy Management System | 0.51972 | 0.8759 | -205.8568 | 0.10627 | 0.067088 | 697.3117
[10 empty] | Commercial/Industrial | College and University | Existing | HVAC tune-up | 0.74772 | 1.0629 | 11.7377 | 0.069331 | 0.023434 | 183.4457 | Residential | Home Energy Management System | 0.37458 | 0.87615 | -651.3674 | 0.076568 | 0.048338 | 502.428 | Residential | Home Energy Management System | 0.37458 | 0.87615 | -651.3674 | 0.076568 | 0.048338 | 502.428
[10 empty] | Commercial/Industrial | Healthcare | Existing | HVAC tune-up | 1.4128 | 1.0785 | 157.2729 | 0.12637 | 0.015344 | 359.8065 | Residential | Home Energy Management System | 0.57727 | 0.87592 | -29.3984 | 0.11803 | 0.074515 | 774.5016 | Residential | Home Energy Management System | 0.57727 | 0.87592 | -29.3984 | 0.11803 | 0.074515 | 774.5016
[10 empty] | Commercial/Industrial | Hospitals | Existing | HVAC tune-up | 1.3891 | 1.0628 | 150.9899 | 0.12881 | 0.043539 | 340.8294 | Residential | Hot Water Pipe Insulation | 3.4303 | 0.88016 | 330.068 | 0.01332 | 0.028672 | 147.8828 | Residential | Hot Water Pipe Insulation | 3.4303 | 0.88016 | 330.068 | 0.01332 | 0.028672 | 147.8828
[10 empty] | Commercial/Industrial | Lodging/Hospitality | Existing | HVAC tune-up | 1.0725 | 1.0785 | 83.1255 | 0.095936 | 0.011648 | 273.1443 | Residential | Hot Water Pipe Insulation | 2.9411 | 0.88076 | 273.1683 | 0.011413 | 0.024567 | 126.7083 | Residential | Hot Water Pipe Insulation | 2.9411 | 0.88076 | 273.1683 | 0.011413 | 0.024567 | 126.7083
[10 empty] | Commercial/Industrial | College and University | New | HVAC tune-up | 0.74772 | 1.0629 | 11.7377 | 0.069331 | 0.023434 | 183.4457 | Residential | Hot Water Pipe Insulation | 4.3538 | 0.8811 | 436.5208 | 0.016888 | 0.036353 | 187.4977 | Residential | Hot Water Pipe Insulation | 4.3538 | 0.8811 | 436.5208 | 0.016888 | 0.036353 | 187.4977
[10 empty] | Commercial/Industrial | Healthcare | New | HVAC tune-up | 1.4128 | 1.0785 | 157.2729 | 0.12637 | 0.015344 | 359.8065 | Residential | Hot Water Pipe Insulation | 3.4303 | 0.88016 | 330.068 | 0.01332 | 0.028672 | 147.8828 | Residential | Hot Water Pipe Insulation | 3.4303 | 0.88016 | 330.068 | 0.01332 | 0.028672 | 147.8828
[10 empty] | Commercial/Industrial | Hospitals | New | HVAC tune-up | 1.3891 | 1.0628 | 150.9899 | 0.12881 | 0.043539 | 340.8294 | Residential | Hot Water Pipe Insulation | 2.9411 | 0.88076 | 273.1683 | 0.011413 | 0.024567 | 126.7083 | Residential | Hot Water Pipe Insulation | 2.9411 | 0.88076 | 273.1683 | 0.011413 | 0.024567 | 126.7083
[10 empty] | Commercial/Industrial | Lodging/Hospitality | New | HVAC tune-up | 1.0725 | 1.0785 | 83.1255 | 0.095936 | 0.011648 | 273.1443 | Residential | Hot Water Pipe Insulation | 4.3538 | 0.8811 | 436.5208 | 0.016888 | 0.036353 | 187.4977 | Residential | Hot Water Pipe Insulation | 4.3538 | 0.8811 | 436.5208 | 0.016888 | 0.036353 | 187.4977
[10 empty] | Commercial/Industrial | College and University | Existing | HVAC tune-up_RTU | 0.53211 | 1.0631 | -233.9474 | 0.32885 | 0.11115 | 870.122 | Residential | HVAC ECM Motor | 0.099642 | 1.1193 | -926.7509 | 0.0082352 | 0.016593 | 48.0178 | Residential | HVAC ECM Motor | 0.099642 | 1.1193 | -926.7509 | 0.0082352 | 0.016593 | 48.0178
[10 empty] | Commercial/Industrial | Healthcare | Existing | HVAC tune-up_RTU | 1.0054 | 1.0787 | 456.3569 | 0.59942 | 0.072781 | 1706.6392 | Residential | HVAC ECM Motor | 0.099642 | 1.1193 | -926.7509 | 0.0082352 | 0.016593 | 48.0178 | Residential | HVAC ECM Motor | 0.099642 | 1.1193 | -926.7509 | 0.0082352 | 0.016593 | 48.0178
[10 empty] | Commercial/Industrial | Hospitals | Existing | HVAC tune-up_RTU | 0.98851 | 1.063 | 426.5553 | 0.61098 | 0.20652 | 1616.6266 | Residential | HVAC ECM Motor | 0.099642 | 1.1193 | -926.7509 | 0.0082352 | 0.016593 | 48.0178 | Residential | HVAC ECM Motor | 0.099642 | 1.1193 | -926.7509 | 0.0082352 | 0.016593 | 48.0178
[10 empty] | Commercial/Industrial | Lodging/Hospitality | Existing | HVAC tune-up_RTU | 0.76318 | 1.0786 | 104.6602 | 0.45505 | 0.055251 | 1295.5816 | Residential | HVAC ECM Motor | 0.099642 | 1.1193 | -926.7509 | 0.0082352 | 0.016593 | 48.0178 | Residential | HVAC ECM Motor | 0.099642 | 1.1193 | -926.7509 | 0.0082352 | 0.016593 | 48.0178
[10 empty] | Commercial/Industrial | College and University | New | HVAC tune-up_RTU | 0.53211 | 1.0631 | -233.9474 | 0.32885 | 0.11115 | 870.122 | Residential | HVAC ECM Motor | 0.099642 | 1.1193 | -926.7509 | 0.0082352 | 0.016593 | 48.0178 | Residential | HVAC ECM Motor | 0.099642 | 1.1193 | -926.7509 | 0.0082352 | 0.016593 | 48.0178
[10 empty] | Commercial/Industrial | Healthcare | New | HVAC tune-up_RTU | 1.0054 | 1.0787 | 456.3569 | 0.59942 | 0.072781 | 1706.6392 | Residential | HVAC ECM Motor | 0.099642 | 1.1193 | -926.7509 | 0.0082352 | 0.016593 | 48.0178 | Residential | HVAC ECM Motor | 0.099642 | 1.1193 | -926.7509 | 0.0082352 | 0.016593 | 48.0178
[10 empty] | Commercial/Industrial | Hospitals | New | HVAC tune-up_RTU | 0.98851 | 1.063 | 426.5553 | 0.61098 | 0.20652 | 1616.6266 | Residential | Instantaneous Hot Water System | 0.034548 | 0.902 | -8365.9477 | -0.0032502 | 0.03864 | 140.2982 | Residential | Instantaneous Hot Water System | 0.034548 | 0.902 | -8365.9477 | -0.0032502 | 0.03864 | 140.2982
[10 empty] | Commercial/Industrial | Lodging/Hospitality | New | HVAC tune-up_RTU | 0.76318 | 1.0786 | 104.6602 | 0.45505 | 0.055251 | 1295.5816 | Residential | Instantaneous Hot Water System | 0.027177 | 0.90267 | -8481.2072 | -0.0025549 | 0.030373 | 110.2837 | Residential | Instantaneous Hot Water System | 0.027177 | 0.90267 | -8481.2072 | -0.0025549 | 0.030373 | 110.2837
[10 empty] | Commercial/Industrial | College and University | Existing | Low Flow Shower Head | 5.5579 | 1.0317 | 10193.5747 | 0.42491 | 2.2292 | 6056.4203 | Residential | Instantaneous Hot Water System | 0.02697 | 0.90298 | -8484.5833 | -0.0025345 | 0.030131 | 109.4045 | Residential | Instantaneous Hot Water System | 0.02697 | 0.90298 | -8484.5833 | -0.0025345 | 0.030131 | 109.4045
[10 empty] | Commercial/Industrial | Grocery | Existing | Low Flow Shower Head | 5.5579 | 1.0317 | 261.3737 | 0.010895 | 0.057159 | 155.2928 | Residential | Instantaneous Hot Water System | 0.034548 | 0.902 | -8365.9477 | -0.0032502 | 0.03864 | 140.2982 | Residential | Instantaneous Hot Water System | 0.034548 | 0.902 | -8365.9477 | -0.0032502 | 0.03864 | 140.2982
[10 empty] | Commercial/Industrial | Restaurants | Existing | Low Flow Shower Head | 5.5579 | 1.0317 | 261.3737 | 0.010895 | 0.057159 | 155.2928 | Residential | Instantaneous Hot Water System | 0.027177 | 0.90267 | -8481.2072 | -0.0025549 | 0.030373 | 110.2837 | Residential | Instantaneous Hot Water System | 0.027177 | 0.90267 | -8481.2072 | -0.0025549 | 0.030373 | 110.2837
[10 empty] | Commercial/Industrial | Retail | Existing | Low Flow Shower Head | 5.5579 | 1.0317 | 522.7474 | 0.021791 | 0.11432 | 310.5857 | Residential | Instantaneous Hot Water System | 0.02697 | 0.90298 | -8484.5833 | -0.0025345 | 0.030131 | 109.4045 | Residential | Instantaneous Hot Water System | 0.02697 | 0.90298 | -8484.5833 | -0.0025345 | 0.030131 | 109.4045
[10 empty] | Commercial/Industrial | College and University | New | Low Flow Shower Head | 5.5579 | 1.0317 | 10193.5747 | 0.42491 | 2.2292 | 6056.4203 | Residential | Interior Lighting Controls | 0.1341 | 0.79139 | -178.8901 | 0.0049193 | 0.0037144 | 36.2714 | Residential | Interior Lighting Controls | 0.1341 | 0.79139 | -178.8901 | 0.0049193 | 0.0037144 | 36.2714
[10 empty] | Commercial/Industrial | Grocery | New | Low Flow Shower Head | 5.5579 | 1.0317 | 261.3737 | 0.010895 | 0.057159 | 155.2928 | Residential | Interior Lighting Controls | 0.1341 | 0.79139 | -178.8901 | 0.0049193 | 0.0037144 | 36.2714 | Residential | Interior Lighting Controls | 0.1341 | 0.79139 | -178.8901 | 0.0049193 | 0.0037144 | 36.2714
[10 empty] | Commercial/Industrial | Restaurants | New | Low Flow Shower Head | 5.5579 | 1.0317 | 261.3737 | 0.010895 | 0.057159 | 155.2928 | Residential | Interior Lighting Controls | 0.1341 | 0.79139 | -178.8901 | 0.0049193 | 0.0037144 | 36.2714 | Residential | Interior Lighting Controls | 0.1341 | 0.79139 | -178.8901 | 0.0049193 | 0.0037144 | 36.2714
[10 empty] | Commercial/Industrial | Retail | New | Low Flow Shower Head | 5.5579 | 1.0317 | 522.7474 | 0.021791 | 0.11432 | 310.5857 | Residential | Interior Lighting Controls | 0.1341 | 0.79139 | -178.8901 | 0.0049193 | 0.0037144 | 36.2714 | Residential | Interior Lighting Controls | 0.1341 | 0.79139 | -178.8901 | 0.0049193 | 0.0037144 | 36.2714
[10 empty] | Commercial/Industrial | Assembly | Existing | Low-Flow Pre-Rinse Sprayers | 2.0794 | 1.1454 | 1129.7966 | 0.20853 | 0.54512 | 2261.9741 | Residential | Interior Lighting Controls | 0.1341 | 0.79139 | -178.8901 | 0.0049193 | 0.0037144 | 36.2714 | Residential | Interior Lighting Controls | 0.1341 | 0.79139 | -178.8901 | 0.0049193 | 0.0037144 | 36.2714
[10 empty] | Commercial/Industrial | College and University | Existing | Low-Flow Pre-Rinse Sprayers | 2.0794 | 1.1454 | 1129.7966 | 0.20853 | 0.54512 | 2261.9741 | Residential | Interior Lighting Controls | 0.1341 | 0.79139 | -178.8901 | 0.0049193 | 0.0037144 | 36.2714 | Residential | Interior Lighting Controls | 0.1341 | 0.79139 | -178.8901 | 0.0049193 | 0.0037144 | 36.2714
[10 empty] | Commercial/Industrial | Grocery | Existing | Low-Flow Pre-Rinse Sprayers | 2.0794 | 1.1454 | 1129.7966 | 0.20853 | 0.54512 | 2261.9741 | Residential | LED - 14W | 2.5588 | 0.75964 | 28.0346 | 0.0014889 | 0.0015632 | 16.9267 | Residential | LED - 14W | 2.5588 | 0.75964 | 28.0346 | 0.0014889 | 0.0015632 | 16.9267
[10 empty] | Commercial/Industrial | Healthcare | Existing | Low-Flow Pre-Rinse Sprayers | 2.0794 | 1.1454 | 1129.7966 | 0.20853 | 0.54512 | 2261.9741 | Residential | LED - 14W | 2.5588 | 0.75964 | 28.0346 | 0.0014889 | 0.0015632 | 16.9267 | Residential | LED - 14W | 2.5588 | 0.75964 | 28.0346 | 0.0014889 | 0.0015632 | 16.9267
[10 empty] | Commercial/Industrial | Hospitals | Existing | Low-Flow Pre-Rinse Sprayers | 2.0794 | 1.1454 | 1129.7966 | 0.20853 | 0.54512 | 2261.9741 | Residential | LED - 14W | 2.5588 | 0.75964 | 28.0346 | 0.0014889 | 0.0015632 | 16.9267 | Residential | LED - 14W | 2.5588 | 0.75964 | 28.0346 | 0.0014889 | 0.0015632 | 16.9267
[10 empty] | Commercial/Industrial | Institutional | Existing | Low-Flow Pre-Rinse Sprayers | 2.0794 | 1.1454 | 1129.7966 | 0.20853 | 0.54512 | 2261.9741 | Residential | LED - 14W | 2.5588 | 0.75964 | 28.0346 | 0.0014889 | 0.0015632 | 16.9267 | Residential | LED - 14W | 2.5588 | 0.75964 | 28.0346 | 0.0014889 | 0.0015632 | 16.9267
[10 empty] | Commercial/Industrial | Miscellaneous | Existing | Low-Flow Pre-Rinse Sprayers | 2.0794 | 1.1454 | 1129.7966 | 0.20853 | 0.54512 | 2261.9741 | Residential | LED - 14W | 2.5588 | 0.75964 | 28.0346 | 0.0014889 | 0.0015632 | 16.9267 | Residential | LED - 14W | 2.5588 | 0.75964 | 28.0346 | 0.0014889 | 0.0015632 | 16.9267
[10 empty] | Commercial/Industrial | Offices | Existing | Low-Flow Pre-Rinse Sprayers | 2.0794 | 1.1454 | 1129.7966 | 0.20853 | 0.54512 | 2261.9741 | Residential | LED - 14W | 2.5588 | 0.75964 | 28.0346 | 0.0014889 | 0.0015632 | 16.9267 | Residential | LED - 14W | 2.5588 | 0.75964 | 28.0346 | 0.0014889 | 0.0015632 | 16.9267
[10 empty] | Commercial/Industrial | Retail | Existing | Low-Flow Pre-Rinse Sprayers | 2.0794 | 1.1454 | 1129.7966 | 0.20853 | 0.54512 | 2261.9741 | Residential | LED - 9W | 2.2596 | 0.76118 | 15.2365 | 0.0008375 | 0.00087932 | 9.5213 | Residential | LED - 9W | 2.2596 | 0.76118 | 15.2365 | 0.0008375 | 0.00087932 | 9.5213
[10 empty] | Commercial/Industrial | Schools K-12 | Existing | Low-Flow Pre-Rinse Sprayers | 2.0792 | 1.1453 | 564.8983 | 0.10427 | 0.27256 | 1130.987 | Residential | LED - 9W | 2.2596 | 0.76118 | 15.2365 | 0.0008375 | 0.00087932 | 9.5213 | Residential | LED - 9W | 2.2596 | 0.76118 | 15.2365 | 0.0008375 | 0.00087932 | 9.5213
[10 empty] | Commercial/Industrial | Warehouse | Existing | Low-Flow Pre-Rinse Sprayers | 2.0794 | 1.1454 | 1129.7966 | 0.20853 | 0.54512 | 2261.9741 | Residential | LED - 9W | 2.2596 | 0.76118 | 15.2365 | 0.0008375 | 0.00087932 | 9.5213 | Residential | LED - 9W | 2.2596 | 0.76118 | 15.2365 | 0.0008375 | 0.00087932 | 9.5213
[10 empty] | Commercial/Industrial | Assembly | New | Low-Flow Pre-Rinse Sprayers | 2.0794 | 1.1454 | 1129.7966 | 0.20853 | 0.54512 | 2261.9741 | Residential | LED - 9W | 2.2596 | 0.76118 | 15.2365 | 0.0008375 | 0.00087932 | 9.5213 | Residential | LED - 9W | 2.2596 | 0.76118 | 15.2365 | 0.0008375 | 0.00087932 | 9.5213
[10 empty] | Commercial/Industrial | College and University | New | Low-Flow Pre-Rinse Sprayers | 2.0794 | 1.1454 | 1129.7966 | 0.20853 | 0.54512 | 2261.9741 | Residential | LED - 9W | 2.2596 | 0.76118 | 15.2365 | 0.0008375 | 0.00087932 | 9.5213 | Residential | LED - 9W | 2.2596 | 0.76118 | 15.2365 | 0.0008375 | 0.00087932 | 9.5213
[10 empty] | Commercial/Industrial | Grocery | New | Low-Flow Pre-Rinse Sprayers | 2.0794 | 1.1454 | 1129.7966 | 0.20853 | 0.54512 | 2261.9741 | Residential | LED - 9W | 2.2596 | 0.76118 | 15.2365 | 0.0008375 | 0.00087932 | 9.5213 | Residential | LED - 9W | 2.2596 | 0.76118 | 15.2365 | 0.0008375 | 0.00087932 | 9.5213
[10 empty] | Commercial/Industrial | Healthcare | New | Low-Flow Pre-Rinse Sprayers | 2.0794 | 1.1454 | 1129.7966 | 0.20853 | 0.54512 | 2261.9741 | Residential | LED - 9W Flood | 0.98882 | 0.74711 | 11.2682 | 0.00097708 | 0.0010259 | 11.1081 | Residential | LED - 9W Flood | 0.98882 | 0.74711 | 11.2682 | 0.00097708 | 0.0010259 | 11.1081
[10 empty] | Commercial/Industrial | Hospitals | New | Low-Flow Pre-Rinse Sprayers | 2.0794 | 1.1454 | 1129.7966 | 0.20853 | 0.54512 | 2261.9741 | Residential | LED - 9W Flood | 0.98882 | 0.74711 | 11.2682 | 0.00097708 | 0.0010259 | 11.1081 | Residential | LED - 9W Flood | 0.98882 | 0.74711 | 11.2682 | 0.00097708 | 0.0010259 | 11.1081
[10 empty] | Commercial/Industrial | Institutional | New | Low-Flow Pre-Rinse Sprayers | 2.0794 | 1.1454 | 1129.7966 | 0.20853 | 0.54512 | 2261.9741 | Residential | LED - 9W Flood | 0.98882 | 0.74711 | 11.2682 | 0.00097708 | 0.0010259 | 11.1081 | Residential | LED - 9W Flood | 0.98882 | 0.74711 | 11.2682 | 0.00097708 | 0.0010259 | 11.1081
[10 empty] | Commercial/Industrial | Miscellaneous | New | Low-Flow Pre-Rinse Sprayers | 2.0794 | 1.1454 | 1129.7966 | 0.20853 | 0.54512 | 2261.9741 | Residential | LED - 9W Flood | 0.98882 | 0.74711 | 11.2682 | 0.00097708 | 0.0010259 | 11.1081 | Residential | LED - 9W Flood | 0.98882 | 0.74711 | 11.2682 | 0.00097708 | 0.0010259 | 11.1081
[10 empty] | Commercial/Industrial | Offices | New | Low-Flow Pre-Rinse Sprayers | 2.0794 | 1.1454 | 1129.7966 | 0.20853 | 0.54512 | 2261.9741 | Residential | LED - 9W Flood | 0.98882 | 0.74711 | 11.2682 | 0.00097708 | 0.0010259 | 11.1081 | Residential | LED - 9W Flood | 0.98882 | 0.74711 | 11.2682 | 0.00097708 | 0.0010259 | 11.1081
[10 empty] | Commercial/Industrial | Retail | New | Low-Flow Pre-Rinse Sprayers | 2.0794 | 1.1454 | 1129.7966 | 0.20853 | 0.54512 | 2261.9741 | Residential | LED - 9W Flood | 0.98882 | 0.74711 | 11.2682 | 0.00097708 | 0.0010259 | 11.1081 | Residential | LED - 9W Flood | 0.98882 | 0.74711 | 11.2682 | 0.00097708 | 0.0010259 | 11.1081
[10 empty] | Commercial/Industrial | Schools K-12 | New | Low-Flow Pre-Rinse Sprayers | 2.0792 | 1.1453 | 564.8983 | 0.10427 | 0.27256 | 1130.987 | Residential | LED - 9W Flood (Exterior) | 3.7663 | 0.5948 | 98.3511 | 0 | 0 | 53.144 | Residential | LED - 9W Flood (Exterior) | 3.7663 | 0.5948 | 98.3511 | 0 | 0 | 53.144
[10 empty] | Commercial/Industrial | Warehouse | New | Low-Flow Pre-Rinse Sprayers | 2.0794 | 1.1454 | 1129.7966 | 0.20853 | 0.54512 | 2261.9741 | Residential | LED - 9W Flood (Exterior) | 3.7663 | 0.5948 | 98.3511 | 0 | 0 | 53.144 | Residential | LED - 9W Flood (Exterior) | 3.7663 | 0.5948 | 98.3511 | 0 | 0 | 53.144
[10 empty] | Commercial/Industrial | College and University | Existing | Retro-Commissioning | 1.1154 | 1.0056 | 42759.188 | 48.8723 | 0.56148 | 115907.03 | Residential | LED - 9W Flood (Exterior) | 3.7663 | 0.5948 | 98.3511 | 0 | 0 | 53.144 | Residential | LED - 9W Flood (Exterior) | 3.7663 | 0.5948 | 98.3511 | 0 | 0 | 53.144
[10 empty] | Commercial/Industrial | Hospitals | Existing | Retro-Commissioning | 2.9619 | 1.0056 | 612114.681 | 358.3151 | 4.1166 | 849790.53 | Residential | LED - 9W Flood (Exterior) | 3.7663 | 0.5948 | 98.3511 | 0 | 0 | 53.144 | Residential | LED - 9W Flood (Exterior) | 3.7663 | 0.5948 | 98.3511 | 0 | 0 | 53.144
[10 empty] | Commercial/Industrial | College and University | New | Retro-Commissioning | 1.1154 | 1.0056 | 42759.188 | 48.8723 | 0.56148 | 115907.03 | Residential | LED - 9W Flood (Exterior) | 3.7663 | 0.5948 | 98.3511 | 0 | 0 | 53.144 | Residential | LED - 9W Flood (Exterior) | 3.7663 | 0.5948 | 98.3511 | 0 | 0 | 53.144
[10 empty] | Commercial/Industrial | Hospitals | New | Retro-Commissioning | 2.9619 | 1.0056 | 612114.681 | 358.3151 | 4.1166 | 849790.53 | Residential | LED - 9W Flood (Exterior) | 3.7663 | 0.5948 | 98.3511 | 0 | 0 | 53.144 | Residential | LED - 9W Flood (Exterior) | 3.7663 | 0.5948 | 98.3511 | 0 | 0 | 53.144
[10 empty] | Commercial/Industrial | Assembly | Existing | Roof Insulation | 0.36796 | 1.0245 | -0.78621 | 5.3158e-06 | 0.00011983 | 0.26565 | Residential | LED Specialty Lamps-5W Chandelier | 1.0656 | 0.75766 | 7.9734 | 0.00065139 | 0.00068392 | 7.4054 | Residential | LED Specialty Lamps-5W Chandelier | 1.0656 | 0.75766 | 7.9734 | 0.00065139 | 0.00068392 | 7.4054
[10 empty] | Commercial/Industrial | College and University | Existing | Roof Insulation | 0.38325 | 1.138 | -0.8299 | 0.00010987 | 6.4716e-05 | 0.26565 | Residential | LED Specialty Lamps-5W Chandelier | 1.0656 | 0.75766 | 7.9734 | 0.00065139 | 0.00068392 | 7.4054 | Residential | LED Specialty Lamps-5W Chandelier | 1.0656 | 0.75766 | 7.9734 | 0.00065139 | 0.00068392 | 7.4054
[10 empty] | Commercial/Industrial | Grocery | Existing | Roof Insulation | 0.37991 | 1.031 | -0.76801 | 5.4212e-05 | 0.00012398 | 0.26565 | Residential | LED Specialty Lamps-5W Chandelier | 1.0656 | 0.75766 | 7.9734 | 0.00065139 | 0.00068392 | 7.4054 | Residential | LED Specialty Lamps-5W Chandelier | 1.0656 | 0.75766 | 7.9734 | 0.00065139 | 0.00068392 | 7.4054
[10 empty] | Commercial/Industrial | Healthcare | Existing | Roof Insulation | 0.36796 | 1.0245 | -0.78621 | 5.3158e-06 | 0.00011983 | 0.26565 | Residential | LED Specialty Lamps-5W Chandelier | 1.0656 | 0.75766 | 7.9734 | 0.00065139 | 0.00068392 | 7.4054 | Residential | LED Specialty Lamps-5W Chandelier | 1.0656 | 0.75766 | 7.9734 | 0.00065139 | 0.00068392 | 7.4054
[10 empty] | Commercial/Industrial | Hospitals | Existing | Roof Insulation | 0.38325 | 1.138 | -0.8299 | 0.00010987 | 6.4716e-05 | 0.26565 | Residential | LED Specialty Lamps-5W Chandelier | 1.0656 | 0.75766 | 7.9734 | 0.00065139 | 0.00068392 | 7.4054 | Residential | LED Specialty Lamps-5W Chandelier | 1.0656 | 0.75766 | 7.9734 | 0.00065139 | 0.00068392 | 7.4054
[10 empty] | Commercial/Industrial | Institutional | Existing | Roof Insulation | 0.36796 | 1.0245 | -0.78621 | 5.3158e-06 | 0.00011983 | 0.26565 | Residential | LED Specialty Lamps-5W Chandelier | 1.0656 | 0.75766 | 7.9734 | 0.00065139 | 0.00068392 | 7.4054 | Residential | LED Specialty Lamps-5W Chandelier | 1.0656 | 0.75766 | 7.9734 | 0.00065139 | 0.00068392 | 7.4054
[10 empty] | Commercial/Industrial | Lodging/Hospitality | Existing | Roof Insulation | 0.38325 | 1.138 | -0.8299 | 0.00010987 | 6.4716e-05 | 0.26565 | Residential | Linear LED | 2.4712 | 0.6742 | 37.1898 | 0 | 8.6271e-10 | 14.8108 | Residential | Linear LED | 2.4712 | 0.6742 | 37.1898 | 0 | 8.6271e-10 | 14.8108
[10 empty] | Commercial/Industrial | Miscellaneous | Existing | Roof Insulation | 0.36796 | 1.0245 | -0.78621 | 5.3158e-06 | 0.00011983 | 0.26565 | Residential | Linear LED | 2.4712 | 0.6742 | 37.1898 | 0 | 8.6271e-10 | 14.8108 | Residential | Linear LED | 2.4712 | 0.6742 | 37.1898 | 0 | 8.6271e-10 | 14.8108
[10 empty] | Commercial/Industrial | Offices | Existing | Roof Insulation | 0.36796 | 1.0245 | -0.78621 | 5.3158e-06 | 0.00011983 | 0.26565 | Residential | Linear LED | 2.4712 | 0.6742 | 37.1898 | 0 | 8.6271e-10 | 14.8108 | Residential | Linear LED | 2.4712 | 0.6742 | 37.1898 | 0 | 8.6271e-10 | 14.8108
[10 empty] | Commercial/Industrial | Restaurants | Existing | Roof Insulation | 0.37991 | 1.031 | -0.76801 | 5.4212e-05 | 0.00012398 | 0.26565 | Residential | Linear LED | 2.4712 | 0.6742 | 37.1898 | 0 | 8.6271e-10 | 14.8108 | Residential | Linear LED | 2.4712 | 0.6742 | 37.1898 | 0 | 8.6271e-10 | 14.8108
[10 empty] | Commercial/Industrial | Retail | Existing | Roof Insulation | 0.37991 | 1.031 | -0.76801 | 5.4212e-05 | 0.00012398 | 0.26565 | Residential | Linear LED | 2.4712 | 0.6742 | 37.1898 | 0 | 8.6271e-10 | 14.8108 | Residential | Linear LED | 2.4712 | 0.6742 | 37.1898 | 0 | 8.6271e-10 | 14.8108
[10 empty] | Commercial/Industrial | Schools K-12 | Existing | Roof Insulation | 0.36796 | 1.0245 | -0.78621 | 5.3158e-06 | 0.00011983 | 0.26565 | Residential | Linear LED | 2.4712 | 0.6742 | 37.1898 | 0 | 8.6271e-10 | 14.8108 | Residential | Linear LED | 2.4712 | 0.6742 | 37.1898 | 0 | 8.6271e-10 | 14.8108
[10 empty] | Commercial/Industrial | Assembly | New | Roof Insulation | 0.18115 | 1.0245 | -1.3772 | 2.6171e-06 | 5.8995e-05 | 0.13079 | Residential | Low Flow Showerhead | 10.187 | 0.80675 | 459.7832 | 0.023651 | 0.050912 | 262.5868 | Residential | Low Flow Showerhead | 10.187 | 0.80675 | 459.7832 | 0.023651 | 0.050912 | 262.5868
[10 empty] | Commercial/Industrial | College and University | New | Roof Insulation | 0.18868 | 1.138 | -1.3987 | 5.4091e-05 | 3.1861e-05 | 0.13079 | Residential | Low Flow Showerhead | 8.0119 | 0.80718 | 355.8191 | 0.018592 | 0.04002 | 206.4106 | Residential | Low Flow Showerhead | 8.0119 | 0.80718 | 355.8191 | 0.018592 | 0.04002 | 206.4106
[10 empty] | Commercial/Industrial | Grocery | New | Roof Insulation | 0.18704 | 1.031 | -1.3682 | 2.669e-05 | 6.1038e-05 | 0.13079 | Residential | Low Flow Showerhead | 7.9459 | 0.80696 | 352.7738 | 0.018443 | 0.039701 | 204.7651 | Residential | Low Flow Showerhead | 7.9459 | 0.80696 | 352.7738 | 0.018443 | 0.039701 | 204.7651
[10 empty] | Commercial/Industrial | Healthcare | New | Roof Insulation | 0.18115 | 1.0245 | -1.3772 | 2.6171e-06 | 5.8995e-05 | 0.13079 | Residential | Low Flow Showerhead | 10.187 | 0.80675 | 459.7832 | 0.023651 | 0.050912 | 262.5868 | Residential | Low Flow Showerhead | 10.187 | 0.80675 | 459.7832 | 0.023651 | 0.050912 | 262.5868
[10 empty] | Commercial/Industrial | Hospitals | New | Roof Insulation | 0.18868 | 1.138 | -1.3987 | 5.4091e-05 | 3.1861e-05 | 0.13079 | Residential | Low Flow Showerhead | 8.0119 | 0.80718 | 355.8191 | 0.018592 | 0.04002 | 206.4106 | Residential | Low Flow Showerhead | 8.0119 | 0.80718 | 355.8191 | 0.018592 | 0.04002 | 206.4106
[10 empty] | Commercial/Industrial | Institutional | New | Roof Insulation | 0.18115 | 1.0245 | -1.3772 | 2.6171e-06 | 5.8995e-05 | 0.13079 | Residential | Low Flow Showerhead | 7.9459 | 0.80696 | 352.7738 | 0.018443 | 0.039701 | 204.7651 | Residential | Low Flow Showerhead | 7.9459 | 0.80696 | 352.7738 | 0.018443 | 0.039701 | 204.7651
[10 empty] | Commercial/Industrial | Lodging/Hospitality | New | Roof Insulation | 0.18868 | 1.138 | -1.3987 | 5.4091e-05 | 3.1861e-05 | 0.13079 | Residential | Low Wattage T8 Fixture | 5.175 | 0.6742 | 17.739 | 0 | 1.191e-09 | 6.3475 | Residential | Low Wattage T8 Fixture | 5.175 | 0.6742 | 17.739 | 0 | 1.191e-09 | 6.3475
[10 empty] | Commercial/Industrial | Miscellaneous | New | Roof Insulation | 0.18115 | 1.0245 | -1.3772 | 2.6171e-06 | 5.8995e-05 | 0.13079 | Residential | Low Wattage T8 Fixture | 5.175 | 0.6742 | 17.739 | 0 | 1.191e-09 | 6.3475 | Residential | Low Wattage T8 Fixture | 5.175 | 0.6742 | 17.739 | 0 | 1.191e-09 | 6.3475
[10 empty] | Commercial/Industrial | Offices | New | Roof Insulation | 0.18115 | 1.0245 | -1.3772 | 2.6171e-06 | 5.8995e-05 | 0.13079 | Residential | Low Wattage T8 Fixture | 5.175 | 0.6742 | 17.739 | 0 | 1.191e-09 | 6.3475 | Residential | Low Wattage T8 Fixture | 5.175 | 0.6742 | 17.739 | 0 | 1.191e-09 | 6.3475
[10 empty] | Commercial/Industrial | Restaurants | New | Roof Insulation | 0.18704 | 1.031 | -1.3682 | 2.669e-05 | 6.1038e-05 | 0.13079 | Residential | Low Wattage T8 Fixture | 5.175 | 0.6742 | 17.739 | 0 | 1.191e-09 | 6.3475 | Residential | Low Wattage T8 Fixture | 5.175 | 0.6742 | 17.739 | 0 | 1.191e-09 | 6.3475
[10 empty] | Commercial/Industrial | Retail | New | Roof Insulation | 0.18704 | 1.031 | -1.3682 | 2.669e-05 | 6.1038e-05 | 0.13079 | Residential | Low Wattage T8 Fixture | 5.175 | 0.6742 | 17.739 | 0 | 1.191e-09 | 6.3475 | Residential | Low Wattage T8 Fixture | 5.175 | 0.6742 | 17.739 | 0 | 1.191e-09 | 6.3475
[10 empty] | Commercial/Industrial | Schools K-12 | New | Roof Insulation | 0.18115 | 1.0245 | -1.3772 | 2.6171e-06 | 5.8995e-05 | 0.13079 | Residential | Low Wattage T8 Fixture | 5.175 | 0.6742 | 17.739 | 0 | 1.191e-09 | 6.3475 | Residential | Low Wattage T8 Fixture | 5.175 | 0.6742 | 17.739 | 0 | 1.191e-09 | 6.3475
[10 empty] | Commercial/Industrial | Assembly | New | Server Virtualization | 0.079256 | 1.2772 | -44720.0332 | 3.1292 | 2.1764 | 21024 | Residential | Programmable Thermostat | 0.4498 | 1.6887 | -394.2841 | 0.078623 | 0 | 113.8157 | Residential | Programmable Thermostat | 0.4498 | 1.6887 | -394.2841 | 0.078623 | 0 | 113.8157
[10 empty] | Commercial/Industrial | College and University | New | Server Virtualization | 0.079256 | 1.2772 | -44720.0332 | 3.1292 | 2.1764 | 21024 | Residential | Programmable Thermostat | 0.29251 | 1.6888 | -485.2775 | 0.051127 | 0 | 74.0116 | Residential | Programmable Thermostat | 0.29251 | 1.6888 | -485.2775 | 0.051127 | 0 | 74.0116
[10 empty] | Commercial/Industrial | Grocery | New | Server Virtualization | 0.079256 | 1.2772 | -44720.0332 | 3.1292 | 2.1764 | 21024 | Residential | Programmable Thermostat | 0.44013 | 1.6892 | -399.9537 | 0.07691 | 0 | 111.3356 | Residential | Programmable Thermostat | 0.44013 | 1.6892 | -399.9537 | 0.07691 | 0 | 111.3356
[10 empty] | Commercial/Industrial | Healthcare | New | Server Virtualization | 0.079256 | 1.2772 | -44720.0332 | 3.1292 | 2.1764 | 21024 | Residential | Radiant Barrier | 0.52555 | 1.5212 | -2337.5943 | 0.22755 | 0.31839 | 661.719 | Residential | Radiant Barrier | 0.52555 | 1.5212 | -2337.5943 | 0.22755 | 0.31839 | 661.719
[10 empty] | Commercial/Industrial | Hospitals | New | Server Virtualization | 0.079256 | 1.2772 | -44720.0332 | 3.1292 | 2.1764 | 21024 | Residential | Radiant Barrier | 0.41825 | 1.5212 | -2401.9407 | 0.14797 | 0.20704 | 430.3 | Residential | Radiant Barrier | 0.41825 | 1.5212 | -2401.9407 | 0.14797 | 0.20704 | 430.3
[10 empty] | Commercial/Industrial | Institutional | New | Server Virtualization | 0.079256 | 1.2772 | -44720.0332 | 3.1292 | 2.1764 | 21024 | Residential | Radiant Barrier | 0.61014 | 1.5211 | -1569.4315 | 0.22259 | 0.31145 | 647.3 | Residential | Radiant Barrier | 0.61014 | 1.5211 | -1569.4315 | 0.22259 | 0.31145 | 647.3
[10 empty] | Commercial/Industrial | Lodging/Hospitality | New | Server Virtualization | 0.079256 | 1.2772 | -44720.0332 | 3.1292 | 2.1764 | 21024 | Residential | Radiant Barrier | 0.52555 | 1.5212 | -2337.5943 | 0.22755 | 0.31839 | 661.719 | Residential | Radiant Barrier | 0.52555 | 1.5212 | -2337.5943 | 0.22755 | 0.31839 | 661.719
[10 empty] | Commercial/Industrial | Miscellaneous | New | Server Virtualization | 0.079256 | 1.2772 | -44720.0332 | 3.1292 | 2.1764 | 21024 | Residential | Radiant Barrier | 0.41825 | 1.5212 | -2401.9407 | 0.14797 | 0.20704 | 430.3 | Residential | Radiant Barrier | 0.41825 | 1.5212 | -2401.9407 | 0.14797 | 0.20704 | 430.3
[10 empty] | Commercial/Industrial | Offices | New | Server Virtualization | 0.079256 | 1.2772 | -44720.0332 | 3.1292 | 2.1764 | 21024 | Residential | Radiant Barrier | 0.61014 | 1.5211 | -1569.4315 | 0.22259 | 0.31145 | 647.3 | Residential | Radiant Barrier | 0.61014 | 1.5211 | -1569.4315 | 0.22259 | 0.31145 | 647.3
[10 empty] | Commercial/Industrial | Restaurants | New | Server Virtualization | 0.079256 | 1.2772 | -44720.0332 | 3.1292 | 2.1764 | 21024 | Residential | Removal of 2nd Refrigerator-Freezer | 2.3205 | 0.67807 | 731.5251 | 0.10987 | 0.036607 | 1052.5805 | Residential | Removal of 2nd Refrigerator-Freezer | 2.3205 | 0.67807 | 731.5251 | 0.10987 | 0.036607 | 1052.5805
[10 empty] | Commercial/Industrial | Retail | New | Server Virtualization | 0.079256 | 1.2772 | -44720.0332 | 3.1292 | 2.1764 | 21024 | Residential | Removal of 2nd Refrigerator-Freezer | 2.3205 | 0.67807 | 731.5251 | 0.10987 | 0.036607 | 1052.5805 | Residential | Removal of 2nd Refrigerator-Freezer | 2.3205 | 0.67807 | 731.5251 | 0.10987 | 0.036607 | 1052.5805
[10 empty] | Commercial/Industrial | Schools K-12 | New | Server Virtualization | 0.079256 | 1.2772 | -44720.0332 | 3.1292 | 2.1764 | 21024 | Residential | Removal of 2nd Refrigerator-Freezer | 2.3205 | 0.67807 | 731.5251 | 0.10987 | 0.036607 | 1052.5805 | Residential | Removal of 2nd Refrigerator-Freezer | 2.3205 | 0.67807 | 731.5251 | 0.10987 | 0.036607 | 1052.5805
[10 empty] | Commercial/Industrial | Warehouse | New | Server Virtualization | 0.079256 | 1.2772 | -44720.0332 | 3.1292 | 2.1764 | 21024 | Residential | Removal of 2nd Refrigerator-Freezer | 2.3205 | 0.67807 | 731.5251 | 0.10987 | 0.036607 | 1052.5805 | Residential | Removal of 2nd Refrigerator-Freezer | 2.3205 | 0.67807 | 731.5251 | 0.10987 | 0.036607 | 1052.5805
[10 empty] | Commercial/Industrial | Assembly | Turnover | Server Virtualization | 0.079256 | 1.2772 | -44720.0332 | 3.1292 | 2.1764 | 21024 | Residential | Removal of 2nd Refrigerator-Freezer | 2.3205 | 0.67807 | 731.5251 | 0.10987 | 0.036607 | 1052.5805 | Residential | Removal of 2nd Refrigerator-Freezer | 2.3205 | 0.67807 | 731.5251 | 0.10987 | 0.036607 | 1052.5805
[10 empty] | Commercial/Industrial | College and University | Turnover | Server Virtualization | 0.079256 | 1.2772 | -44720.0332 | 3.1292 | 2.1764 | 21024 | Residential | Removal of 2nd Refrigerator-Freezer | 2.3205 | 0.67807 | 731.5251 | 0.10987 | 0.036607 | 1052.5805 | Residential | Removal of 2nd Refrigerator-Freezer | 2.3205 | 0.67807 | 731.5251 | 0.10987 | 0.036607 | 1052.5805
[10 empty] | Commercial/Industrial | Grocery | Turnover | Server Virtualization | 0.079256 | 1.2772 | -44720.0332 | 3.1292 | 2.1764 | 21024 | Residential | Sealed crawlspace | 0.013827 | 1.1459 | -20199.7713 | 0.016469 | 0.10118 | 162.06 | Residential | Sealed crawlspace | 0.013827 | 1.1459 | -20199.7713 | 0.016469 | 0.10118 | 162.06
[10 empty] | Commercial/Industrial | Healthcare | Turnover | Server Virtualization | 0.079256 | 1.2772 | -44720.0332 | 3.1292 | 2.1764 | 21024 | Residential | Sealed crawlspace | 0.0068375 | 1.1453 | -16933.7242 | 0.0067683 | 0.041583 | 66.6 | Residential | Sealed crawlspace | 0.0068375 | 1.1453 | -16933.7242 | 0.0067683 | 0.041583 | 66.6
[10 empty] | Commercial/Industrial | Hospitals | Turnover | Server Virtualization | 0.079256 | 1.2772 | -44720.0332 | 3.1292 | 2.1764 | 21024 | Residential | Sealed crawlspace | 0.012746 | 1.1452 | -17725.6259 | 0.013311 | 0.081779 | 130.98 | Residential | Sealed crawlspace | 0.012746 | 1.1452 | -17725.6259 | 0.013311 | 0.081779 | 130.98
[10 empty] | Commercial/Industrial | Institutional | Turnover | Server Virtualization | 0.079256 | 1.2772 | -44720.0332 | 3.1292 | 2.1764 | 21024 | Residential | Sealed crawlspace | 0 | #DIV/0! | -20570.2457 | 0 | 0 | 0 | Residential | Sealed crawlspace | 0 | #DIV/0! | -20570.2457 | 0 | 0 | 0
[10 empty] | Commercial/Industrial | Lodging/Hospitality | Turnover | Server Virtualization | 0.079256 | 1.2772 | -44720.0332 | 3.1292 | 2.1764 | 21024 | Residential | Sealed crawlspace | 0 | #DIV/0! | -17085.974 | 0 | 0 | 0 | Residential | Sealed crawlspace | 0 | #DIV/0! | -17085.974 | 0 | 0 | 0
[10 empty] | Commercial/Industrial | Miscellaneous | Turnover | Server Virtualization | 0.079256 | 1.2772 | -44720.0332 | 3.1292 | 2.1764 | 21024 | Residential | Sealed crawlspace | 0 | #DIV/0! | -18025.0504 | 0 | 0 | 0 | Residential | Sealed crawlspace | 0 | #DIV/0! | -18025.0504 | 0 | 0 | 0
[10 empty] | Commercial/Industrial | Offices | Turnover | Server Virtualization | 0.079256 | 1.2772 | -44720.0332 | 3.1292 | 2.1764 | 21024 | Residential | Smart Power Strip | 0.60753 | 0.69463 | 9.5486 | 0.0059262 | 0.0046242 | 53.801 | Residential | Smart Power Strip | 0.60753 | 0.69463 | 9.5486 | 0.0059262 | 0.0046242 | 53.801
[10 empty] | Commercial/Industrial | Restaurants | Turnover | Server Virtualization | 0.079256 | 1.2772 | -44720.0332 | 3.1292 | 2.1764 | 21024 | Residential | Smart Power Strip | 0.60753 | 0.69463 | 9.5486 | 0.0059262 | 0.0046242 | 53.801 | Residential | Smart Power Strip | 0.60753 | 0.69463 | 9.5486 | 0.0059262 | 0.0046242 | 53.801
[10 empty] | Commercial/Industrial | Retail | Turnover | Server Virtualization | 0.079256 | 1.2772 | -44720.0332 | 3.1292 | 2.1764 | 21024 | Residential | Smart Power Strip | 0.60753 | 0.69463 | 9.5486 | 0.0059262 | 0.0046242 | 53.801 | Residential | Smart Power Strip | 0.60753 | 0.69463 | 9.5486 | 0.0059262 | 0.0046242 | 53.801
[10 empty] | Commercial/Industrial | Schools K-12 | Turnover | Server Virtualization | 0.079256 | 1.2772 | -44720.0332 | 3.1292 | 2.1764 | 21024 | Residential | Smart Power Strip | 0.60753 | 0.69463 | 9.5486 | 0.0059262 | 0.0046242 | 53.801 | Residential | Smart Power Strip | 0.60753 | 0.69463 | 9.5486 | 0.0059262 | 0.0046242 | 53.801
[10 empty] | Commercial/Industrial | Warehouse | Turnover | Server Virtualization | 0.079256 | 1.2772 | -44720.0332 | 3.1292 | 2.1764 | 21024 | Residential | Smart Power Strip | 0.60753 | 0.69463 | 9.5486 | 0.0059262 | 0.0046242 | 53.801 | Residential | Smart Power Strip | 0.60753 | 0.69463 | 9.5486 | 0.0059262 | 0.0046242 | 53.801
[10 empty] | Commercial/Industrial | Restaurants | Existing | Thermostatic Shower Restriction Valve | 10.9489 | 1.0319 | 1368.1886 | 0.05356 | 0.28099 | 763.4095 | Residential | Smart Power Strip | 0.60753 | 0.69463 | 9.5486 | 0.0059262 | 0.0046242 | 53.801 | Residential | Smart Power Strip | 0.60753 | 0.69463 | 9.5486 | 0.0059262 | 0.0046242 | 53.801
[10 empty] | Commercial/Industrial | Retail | Existing | Thermostatic Shower Restriction Valve | 10.947 | 1.0317 | 2736.3772 | 0.10712 | 0.56198 | 1526.8189 | Residential | Smart Thermostat | 0.66802 | 1.6886 | -419.6879 | 0.18285 | 0 | 264.6876 | Residential | Smart Thermostat | 0.66802 | 1.6886 | -419.6879 | 0.18285 | 0 | 264.6876
[10 empty] | Commercial/Industrial | College and University | New | Thermostatic Shower Restriction Valve | 10.947 | 1.0317 | 53359.3547 | 2.0889 | 10.9586 | 29772.9694 | Residential | Smart Thermostat | 0.4346 | 1.6894 | -631.3004 | 0.1189 | 0 | 172.12 | Residential | Smart Thermostat | 0.4346 | 1.6894 | -631.3004 | 0.1189 | 0 | 172.12
[10 empty] | Commercial/Industrial | Grocery | New | Thermostatic Shower Restriction Valve | 10.9489 | 1.0319 | 1368.1886 | 0.05356 | 0.28099 | 763.4095 | Residential | Smart Thermostat | 0.65364 | 1.6891 | -432.8728 | 0.17886 | 0 | 258.92 | Residential | Smart Thermostat | 0.65364 | 1.6891 | -432.8728 | 0.17886 | 0 | 258.92
[10 empty] | Commercial/Industrial | Restaurants | New | Thermostatic Shower Restriction Valve | 10.9489 | 1.0319 | 1368.1886 | 0.05356 | 0.28099 | 763.4095 | Residential | Smart Thermostat | 1.0772 | 2.0175 | -100.2514 | 0.15516 | 0 | 172.12 | Residential | Smart Thermostat | 1.0772 | 2.0175 | -100.2514 | 0.15516 | 0 | 172.12
[10 empty] | Commercial/Industrial | Retail | New | Thermostatic Shower Restriction Valve | 10.947 | 1.0317 | 2736.3772 | 0.10712 | 0.56198 | 1526.8189 | Residential | Solar Attic Fan | 0.25618 | 1.2314 | -1463.9396 | 0.077312 | 0 | 224.8224 | Residential | Solar Attic Fan | 0.25618 | 1.2314 | -1463.9396 | 0.077312 | 0 | 224.8224
[10 empty] | Commercial/Industrial | Assembly | Existing | Wall Insulation | 2.2059 | 1.1535 | 5.8841 | 3.9206e-05 | 0.00088379 | 1.9593 | Residential | Solar Attic Fan | 0.12406 | 1.2311 | -1817.9555 | 0.037449 | 0 | 108.9 | Residential | Solar Attic Fan | 0.12406 | 1.2311 | -1817.9555 | 0.037449 | 0 | 108.9
[10 empty] | Commercial/Industrial | Healthcare | Existing | Wall Insulation | 2.1224 | 1.1592 | 5.5183 | 3.7536e-05 | 0.00084614 | 1.8758 | Residential | Solar Attic Fan | 0.17045 | 1.2315 | -1693.7227 | 0.051438 | 0 | 149.58 | Residential | Solar Attic Fan | 0.17045 | 1.2315 | -1693.7227 | 0.051438 | 0 | 149.58
[10 empty] | Commercial/Industrial | Institutional | Existing | Wall Insulation | 2.1495 | 1.1573 | 5.6372 | 3.8078e-05 | 0.00085837 | 1.9029 | Residential | Solar Attic Fan | 0.25618 | 1.2314 | -1463.9396 | 0.077312 | 0 | 224.8224 | Residential | Solar Attic Fan | 0.25618 | 1.2314 | -1463.9396 | 0.077312 | 0 | 224.8224
[10 empty] | Commercial/Industrial | Miscellaneous | Existing | Wall Insulation | 2.1774 | 1.1554 | 5.7591 | 3.8635e-05 | 0.00087092 | 1.9307 | Residential | Solar Attic Fan | 0.12406 | 1.2311 | -1817.9555 | 0.037449 | 0 | 108.9 | Residential | Solar Attic Fan | 0.12406 | 1.2311 | -1817.9555 | 0.037449 | 0 | 108.9
[10 empty] | Commercial/Industrial | Offices | Existing | Wall Insulation | 2.1774 | 1.1554 | 5.7591 | 3.8635e-05 | 0.00087092 | 1.9307 | Residential | Solar Attic Fan | 0.17045 | 1.2315 | -1693.7227 | 0.051438 | 0 | 149.58 | Residential | Solar Attic Fan | 0.17045 | 1.2315 | -1693.7227 | 0.051438 | 0 | 149.58
[10 empty] | Commercial/Industrial | Schools K-12 | Existing | Wall Insulation | 2.2352 | 1.1516 | 6.0124 | 3.9792e-05 | 0.000897 | 1.9886 | Residential | Solar Pool Heater | 1.0452 | 0.6742 | 17934.1095 | 0 | 0 | 10130.719 | Residential | Solar Pool Heater | 1.0452 | 0.6742 | 17934.1095 | 0 | 0 | 10130.719
[10 empty] | Commercial/Industrial | Lodging/Hospitality | Existing | Window Sun Protection | 0.16095 | 1.1111 | -783.218 | 0.047228 | -0.02335 | 105.7983 | Residential | Solar Pool Heater | 1.0452 | 0.6742 | 17934.1095 | 0 | 0 | 10130.719 | Residential | Solar Pool Heater | 1.0452 | 0.6742 | 17934.1095 | 0 | 0 | 10130.719
[10 empty] | Commercial/Industrial | Miscellaneous | Existing | Window Sun Protection | 0.16923 | 1.0316 | -763.9497 | 0.055592 | -0.040764 | 105.7983 | Residential | Solar Pool Heater | 1.0452 | 0.6742 | 17934.1095 | 0 | 0 | 10130.719 | Residential | Solar Pool Heater | 1.0452 | 0.6742 | 17934.1095 | 0 | 0 | 10130.719
[10 empty] | Commercial/Industrial | Warehouse | Existing | Window Sun Protection | 0.16923 | 1.0316 | -763.9497 | 0.055592 | -0.040764 | 105.7983 | Residential | Solar Pool Heater | 1.0452 | 0.6742 | 17934.1095 | 0 | 0 | 10130.719 | Residential | Solar Pool Heater | 1.0452 | 0.6742 | 17934.1095 | 0 | 0 | 10130.719
[10 empty] | Commercial/Industrial | Lodging/Hospitality | New | Window Sun Protection | 0.096437 | 1.1096 | -871.4612 | 0.028337 | -0.01401 | 63.479 | Residential | Solar Pool Heater | 1.0452 | 0.6742 | 17934.1095 | 0 | 0 | 10130.719 | Residential | Solar Pool Heater | 1.0452 | 0.6742 | 17934.1095 | 0 | 0 | 10130.719
[10 empty] | Commercial/Industrial | Miscellaneous | New | Window Sun Protection | 0.10167 | 1.0329 | -859.9002 | 0.033355 | -0.024458 | 63.479 | Residential | Solar Pool Heater | 1.0452 | 0.6742 | 17934.1095 | 0 | 0 | 10130.719 | Residential | Solar Pool Heater | 1.0452 | 0.6742 | 17934.1095 | 0 | 0 | 10130.719
[10 empty] | Commercial/Industrial | Warehouse | New | Window Sun Protection | 0.10167 | 1.0329 | -859.9002 | 0.033355 | -0.024458 | 63.479 | Residential | Solar Powered Pool Pumps | 0.51731 | 1.4306 | -3925.7416 | 1.1866 | 0 | 2183.33 | Residential | Solar Powered Pool Pumps | 0.51731 | 1.4306 | -3925.7416 | 1.1866 | 0 | 2183.33
[10 empty] | Commercial/Industrial | Agriculture and Assembly | Any | Process Heat System Optimization | 0.025787 | 1.2059 | -6605.0091 | 0.27983 | 0.27293 | 2032.5999 | Residential | Solar Powered Pool Pumps | 0.51731 | 1.4306 | -3925.7416 | 1.1866 | 0 | 2183.33 | Residential | Solar Powered Pool Pumps | 0.51731 | 1.4306 | -3925.7416 | 1.1866 | 0 | 2183.33
[10 empty] | Commercial/Industrial | Chemicals and Plastics | Any | Process Heat System Optimization | 0.12149 | 1.2059 | -8180.3137 | 1.9291 | 1.8815 | 14012.1487 | Residential | Solar Powered Pool Pumps | 0.51731 | 1.4306 | -3925.7416 | 1.1866 | 0 | 2183.33 | Residential | Solar Powered Pool Pumps | 0.51731 | 1.4306 | -3925.7416 | 1.1866 | 0 | 2183.33
[10 empty] | Commercial/Industrial | Construction | Any | Process Heat System Optimization | 0.14407 | 1.2059 | -900.5702 | 0.26313 | 0.25664 | 1911.2621 | Residential | Solar Powered Pool Pumps | 0.51731 | 1.4306 | -3925.7416 | 1.1866 | 0 | 2183.33 | Residential | Solar Powered Pool Pumps | 0.51731 | 1.4306 | -3925.7416 | 1.1866 | 0 | 2183.33
[10 empty] | Commercial/Industrial | Electrical and Electronic Equip. | Any | Process Heat System Optimization | 1.0537 | 1.2059 | 263.2002 | 0.7013 | 0.68401 | 5093.973 | Residential | Solar Powered Pool Pumps | 0.51731 | 1.4306 | -3925.7416 | 1.1866 | 0 | 2183.33 | Residential | Solar Powered Pool Pumps | 0.51731 | 1.4306 | -3925.7416 | 1.1866 | 0 | 2183.33
[10 empty] | Commercial/Industrial | Lumber/Furniture/Pulp/Paper | Any | Process Heat System Optimization | 0.1566 | 1.2059 | -149.5793 | 0.048716 | 0.047515 | 353.8579 | Residential | Solar Powered Pool Pumps | 0.51731 | 1.4306 | -3925.7416 | 1.1866 | 0 | 2183.33 | Residential | Solar Powered Pool Pumps | 0.51731 | 1.4306 | -3925.7416 | 1.1866 | 0 | 2183.33
[10 empty] | Commercial/Industrial | Metal Products and Machinery | Any | Process Heat System Optimization | 0.2316 | 1.2059 | -476.8991 | 0.27096 | 0.26428 | 1968.1432 | Residential | Solar Water Heater | 0.11234 | 0.79826 | -19843.162 | 0.13377 | 0.01878 | 1789.7485 | Residential | Solar Water Heater | 0.11234 | 0.79826 | -19843.162 | 0.13377 | 0.01878 | 1789.7485
[10 empty] | Commercial/Industrial | Miscellaneous Manufacturing | Any | Process Heat System Optimization | 0.28832 | 1.206 | -18.2965 | 0.014978 | 0.014609 | 108.7936 | Residential | Solar Water Heater | 0.088311 | 0.79834 | -21012.4649 | 0.10515 | 0.014763 | 1406.8606 | Residential | Solar Water Heater | 0.088311 | 0.79834 | -21012.4649 | 0.10515 | 0.014763 | 1406.8606
[10 empty] | Commercial/Industrial | Primary Resources Industries | Any | Process Heat System Optimization | 0.25736 | 1.2059 | -9575.2201 | 6.4436 | 6.2847 | 46803.9523 | Residential | Solar Water Heater | 0.08761 | 0.79836 | -21046.7158 | 0.10431 | 0.014645 | 1395.6451 | Residential | Solar Water Heater | 0.08761 | 0.79836 | -21046.7158 | 0.10431 | 0.014645 | 1395.6451
[10 empty] | Commercial/Industrial | Stone/Clay/Glass/Concrete | Any | Process Heat System Optimization | 0.13703 | 1.2059 | -681.3542 | 0.18673 | 0.18213 | 1356.3401 | Residential | Solar Water Heater | 0.11234 | 0.79826 | -19843.162 | 0.13377 | 0.01878 | 1789.7485 | Residential | Solar Water Heater | 0.11234 | 0.79826 | -19843.162 | 0.13377 | 0.01878 | 1789.7485
[10 empty] | Commercial/Industrial | Textiles and Leather | Any | Process Heat System Optimization | 0.042169 | 1.2059 | -2134.2187 | 0.15186 | 0.14811 | 1103.0325 | Residential | Solar Water Heater | 0.088311 | 0.79834 | -21012.4649 | 0.10515 | 0.014763 | 1406.8606 | Residential | Solar Water Heater | 0.088311 | 0.79834 | -21012.4649 | 0.10515 | 0.014763 | 1406.8606
[10 empty] | Commercial/Industrial | Transportation Equipment | Any | Process Heat System Optimization | 0.48135 | 1.2059 | -168.2664 | 0.49495 | 0.48275 | 3595.1331 | Residential | Solar Water Heater | 0.08761 | 0.79836 | -21046.7158 | 0.10431 | 0.014645 | 1395.6451 | Residential | Solar Water Heater | 0.08761 | 0.79836 | -21046.7158 | 0.10431 | 0.014645 | 1395.6451
[10 empty] | Commercial/Industrial | Water and Wastewater | Any | Process Heat System Optimization | 0.14405 | 1.2057 | -41.4258 | 0.012104 | 0.011805 | 87.9171 | Residential | Spray Foam Insulation(Base R12) | 0.24708 | 1.394 | -13894.1847 | 0.31324 | 0.57605 | 1250 | Residential | Spray Foam Insulation(Base R12) | 0.24708 | 1.394 | -13894.1847 | 0.31324 | 0.57605 | 1250
[20 empty] | Residential | Spray Foam Insulation(Base R12) | 0.19848 | 1.394 | -12451.1452 | 0.209 | 0.38434 | 834 | Residential | Spray Foam Insulation(Base R12) | 0.19848 | 1.394 | -12451.1452 | 0.209 | 0.38434 | 834
[20 empty] | Residential | Spray Foam Insulation(Base R12) | 0.23358 | 1.3938 | -12441.4884 | 0.2595 | 0.47723 | 1035.55 | Residential | Spray Foam Insulation(Base R12) | 0.23358 | 1.3938 | -12441.4884 | 0.2595 | 0.47723 | 1035.55
[20 empty] | Residential | Spray Foam Insulation(Base R12) | 0.24708 | 1.394 | -13894.1847 | 0.31324 | 0.57605 | 1250 | Residential | Spray Foam Insulation(Base R12) | 0.24708 | 1.394 | -13894.1847 | 0.31324 | 0.57605 | 1250
[20 empty] | Residential | Spray Foam Insulation(Base R12) | 0.19848 | 1.394 | -12451.1452 | 0.209 | 0.38434 | 834 | Residential | Spray Foam Insulation(Base R12) | 0.19848 | 1.394 | -12451.1452 | 0.209 | 0.38434 | 834
[20 empty] | Residential | Spray Foam Insulation(Base R12) | 0.23358 | 1.3938 | -12441.4884 | 0.2595 | 0.47723 | 1035.55 | Residential | Spray Foam Insulation(Base R12) | 0.23358 | 1.3938 | -12441.4884 | 0.2595 | 0.47723 | 1035.55
[20 empty] | Residential | Spray Foam Insulation(Base R19) | 0.19043 | 1.5261 | -15543.2436 | 0.3025 | 0.4306 | 880 | Residential | Spray Foam Insulation(Base R19) | 0.19043 | 1.5261 | -15543.2436 | 0.3025 | 0.4306 | 880
[20 empty] | Residential | Spray Foam Insulation(Base R19) | 0.15713 | 1.5263 | -13480.6928 | 0.20728 | 0.29506 | 603 | Residential | Spray Foam Insulation(Base R19) | 0.15713 | 1.5263 | -13480.6928 | 0.20728 | 0.29506 | 603
[20 empty] | Residential | Spray Foam Insulation(Base R19) | 0.1967 | 1.5262 | -13507.3153 | 0.27376 | 0.3897 | 796.41 | Residential | Spray Foam Insulation(Base R19) | 0.1967 | 1.5262 | -13507.3153 | 0.27376 | 0.3897 | 796.41
[20 empty] | Residential | Spray Foam Insulation(Base R19) | 0.19043 | 1.5261 | -15543.2436 | 0.3025 | 0.4306 | 880 | Residential | Spray Foam Insulation(Base R19) | 0.19043 | 1.5261 | -15543.2436 | 0.3025 | 0.4306 | 880
[20 empty] | Residential | Spray Foam Insulation(Base R19) | 0.15713 | 1.5263 | -13480.6928 | 0.20728 | 0.29506 | 603 | Residential | Spray Foam Insulation(Base R19) | 0.15713 | 1.5263 | -13480.6928 | 0.20728 | 0.29506 | 603
[20 empty] | Residential | Spray Foam Insulation(Base R19) | 0.1967 | 1.5262 | -13507.3153 | 0.27376 | 0.3897 | 796.41 | Residential | Spray Foam Insulation(Base R19) | 0.1967 | 1.5262 | -13507.3153 | 0.27376 | 0.3897 | 796.41
[20 empty] | Residential | Spray Foam Insulation(Base R2) | 0.74528 | 1.5081 | -3932.9776 | 1.1778 | 1.6459 | 3485 | Residential | Spray Foam Insulation(Base R2) | 0.74528 | 1.5081 | -3932.9776 | 1.1778 | 1.6459 | 3485
[20 empty] | Residential | Spray Foam Insulation(Base R2) | 0.55509 | 1.5081 | -6559.1023 | 0.72865 | 1.0182 | 2156 | Residential | Spray Foam Insulation(Base R2) | 0.55509 | 1.5081 | -6559.1023 | 0.72865 | 1.0182 | 2156
[20 empty] | Residential | Spray Foam Insulation(Base R2) | 0.59649 | 1.5081 | -6163.6549 | 0.82602 | 1.1543 | 2444.11 | Residential | Spray Foam Insulation(Base R2) | 0.59649 | 1.5081 | -6163.6549 | 0.82602 | 1.1543 | 2444.11
[20 empty] | Residential | Spray Foam Insulation(Base R2) | 0.74528 | 1.5081 | -3932.9776 | 1.1778 | 1.6459 | 3485 | Residential | Spray Foam Insulation(Base R2) | 0.74528 | 1.5081 | -3932.9776 | 1.1778 | 1.6459 | 3485
[20 empty] | Residential | Spray Foam Insulation(Base R2) | 0.55509 | 1.5081 | -6559.1023 | 0.72865 | 1.0182 | 2156 | Residential | Spray Foam Insulation(Base R2) | 0.55509 | 1.5081 | -6559.1023 | 0.72865 | 1.0182 | 2156
[20 empty] | Residential | Spray Foam Insulation(Base R2) | 0.59649 | 1.5081 | -6163.6549 | 0.82602 | 1.1543 | 2444.11 | Residential | Spray Foam Insulation(Base R2) | 0.59649 | 1.5081 | -6163.6549 | 0.82602 | 1.1543 | 2444.11
[20 empty] | Residential | Spray Foam Insulation(Base R30) | 0.13423 | 1.5317 | -16710.9556 | 0.21168 | 0.30941 | 618 | Residential | Spray Foam Insulation(Base R30) | 0.13423 | 1.5317 | -16710.9556 | 0.21168 | 0.30941 | 618
[20 empty] | Residential | Spray Foam Insulation(Base R30) | 0.11217 | 1.5316 | -14256.1961 | 0.14694 | 0.21479 | 429 | Residential | Spray Foam Insulation(Base R30) | 0.11217 | 1.5316 | -14256.1961 | 0.14694 | 0.21479 | 429
[20 empty] | Residential | Spray Foam Insulation(Base R30) | 0.15751 | 1.5318 | -14224.8342 | 0.21764 | 0.31813 | 635.42 | Residential | Spray Foam Insulation(Base R30) | 0.15751 | 1.5318 | -14224.8342 | 0.21764 | 0.31813 | 635.42
[20 empty] | Residential | Spray Foam Insulation(Base R30) | 0.16271 | 1.5317 | -13304.378 | 0.21168 | 0.30941 | 618 | Residential | Spray Foam Insulation(Base R30) | 0.16271 | 1.5317 | -13304.378 | 0.21168 | 0.30941 | 618
[20 empty] | Residential | Spray Foam Insulation(Base R30) | 0.11294 | 1.5316 | -14146.7351 | 0.14694 | 0.21479 | 429 | Residential | Spray Foam Insulation(Base R30) | 0.11294 | 1.5316 | -14146.7351 | 0.14694 | 0.21479 | 429
[20 empty] | Residential | Spray Foam Insulation(Base R30) | 0.1673 | 1.5318 | -13226.7385 | 0.21764 | 0.31813 | 635.42 | Residential | Spray Foam Insulation(Base R30) | 0.1673 | 1.5318 | -13226.7385 | 0.21764 | 0.31813 | 635.42
[20 empty] | Residential | Storm Door | 0.35976 | 1.3699 | -708.792 | 0.019659 | 0.068006 | 117.0852 | Residential | Storm Door | 0.35976 | 1.3699 | -708.792 | 0.019659 | 0.068006 | 117.0852
[20 empty] | Residential | Storm Door | 0.35976 | 1.3699 | -708.792 | 0.019659 | 0.068006 | 117.0852 | Residential | Storm Door | 0.35976 | 1.3699 | -708.792 | 0.019659 | 0.068006 | 117.0852
[20 empty] | Residential | Storm Door | 0.35976 | 1.3699 | -708.792 | 0.019659 | 0.068006 | 117.0852 | Residential | Storm Door | 0.35976 | 1.3699 | -708.792 | 0.019659 | 0.068006 | 117.0852
[20 empty] | Residential | Storm Door | 0.23845 | 1.3705 | -884.9127 | 0.013024 | 0.045054 | 77.5689 | Residential | Storm Door | 0.23845 | 1.3705 | -884.9127 | 0.013024 | 0.045054 | 77.5689
[20 empty] | Residential | Storm Door | 0.23845 | 1.3705 | -884.9127 | 0.013024 | 0.045054 | 77.5689 | Residential | Storm Door | 0.23845 | 1.3705 | -884.9127 | 0.013024 | 0.045054 | 77.5689
[20 empty] | Residential | Storm Door | 0.23845 | 1.3705 | -884.9127 | 0.013024 | 0.045054 | 77.5689 | Residential | Storm Door | 0.23845 | 1.3705 | -884.9127 | 0.013024 | 0.045054 | 77.5689
[20 empty] | Residential | Thermostatic Shower Restriction Valve | 0.84927 | 0.82446 | 58.8158 | 0.0074274 | 0.015988 | 82.4616 | Residential | Thermostatic Shower Restriction Valve | 0.84927 | 0.82446 | 58.8158 | 0.0074274 | 0.015988 | 82.4616
[20 empty] | Residential | Thermostatic Shower Restriction Valve | 0.66921 | 0.82648 | 22.2694 | 0.0058384 | 0.012568 | 64.8203 | Residential | Thermostatic Shower Restriction Valve | 0.66921 | 0.82648 | 22.2694 | 0.0058384 | 0.012568 | 64.8203
[20 empty] | Residential | Thermostatic Shower Restriction Valve | 0.6617 | 0.82376 | 21.1989 | 0.0057919 | 0.012468 | 64.3035 | Residential | Thermostatic Shower Restriction Valve | 0.6617 | 0.82376 | 21.1989 | 0.0057919 | 0.012468 | 64.3035
[20 empty] | Residential | Thermostatic Shower Restriction Valve | 0.84927 | 0.82446 | 58.8158 | 0.0074274 | 0.015988 | 82.4616 | Residential | Thermostatic Shower Restriction Valve | 0.84927 | 0.82446 | 58.8158 | 0.0074274 | 0.015988 | 82.4616
[20 empty] | Residential | Thermostatic Shower Restriction Valve | 0.66921 | 0.82648 | 22.2694 | 0.0058384 | 0.012568 | 64.8203 | Residential | Thermostatic Shower Restriction Valve | 0.66921 | 0.82648 | 22.2694 | 0.0058384 | 0.012568 | 64.8203
[20 empty] | Residential | Thermostatic Shower Restriction Valve | 0.6617 | 0.82376 | 21.1989 | 0.0057919 | 0.012468 | 64.3035 | Residential | Thermostatic Shower Restriction Valve | 0.6617 | 0.82376 | 21.1989 | 0.0057919 | 0.012468 | 64.3035
[20 empty] | Residential | Variable Refrigerant Flow (VRF) HVAC Systems | 0.25125 | 0.78328 | -4858.7868 | 0.093523 | 0.19093 | 1708.5902 | Residential | Variable Refrigerant Flow (VRF) HVAC Systems | 0.25125 | 0.78328 | -4858.7868 | 0.093523 | 0.19093 | 1708.5902
[20 empty] | Residential | Variable Refrigerant Flow (VRF) HVAC Systems | 0.21536 | 0.78328 | -4289.2611 | 0.062348 | 0.12728 | 1139.0602 | Residential | Variable Refrigerant Flow (VRF) HVAC Systems | 0.21536 | 0.78328 | -4289.2611 | 0.062348 | 0.12728 | 1139.0602
[20 empty] | Residential | Variable Refrigerant Flow (VRF) HVAC Systems | 0.25125 | 0.78328 | -4858.7868 | 0.093523 | 0.19093 | 1708.5902 | Residential | Variable Refrigerant Flow (VRF) HVAC Systems | 0.25125 | 0.78328 | -4858.7868 | 0.093523 | 0.19093 | 1708.5902
[20 empty] | Residential | Variable Refrigerant Flow (VRF) HVAC Systems | 0.19794 | 0.78328 | -7404.4108 | 0.093523 | 0.19093 | 1708.5902 | Residential | Variable Refrigerant Flow (VRF) HVAC Systems | 0.19794 | 0.78328 | -7404.4108 | 0.093523 | 0.19093 | 1708.5902
[20 empty] | Residential | Variable Refrigerant Flow (VRF) HVAC Systems | 0.15996 | 0.78328 | -6834.8851 | 0.062348 | 0.12728 | 1139.0602 | Residential | Variable Refrigerant Flow (VRF) HVAC Systems | 0.15996 | 0.78328 | -6834.8851 | 0.062348 | 0.12728 | 1139.0602
[20 empty] | Residential | Variable Refrigerant Flow (VRF) HVAC Systems | 0.19794 | 0.78328 | -7404.4108 | 0.093523 | 0.19093 | 1708.5902 | Residential | Variable Refrigerant Flow (VRF) HVAC Systems | 0.19794 | 0.78328 | -7404.4108 | 0.093523 | 0.19093 | 1708.5902
[20 empty] | Residential | Wall Insulation | 0.61089 | 1.4028 | -2094.1568 | 0.15001 | 0.77472 | 1113 | Residential | Wall Insulation | 0.61089 | 1.4028 | -2094.1568 | 0.15001 | 0.77472 | 1113
[20 empty] | Residential | Wall Insulation | 0.32644 | 1.3891 | -2849.8643 | 0.034571 | 0.29831 | 391 | Residential | Wall Insulation | 0.32644 | 1.3891 | -2849.8643 | 0.034571 | 0.29831 | 391
[20 empty] | Residential | Wall Insulation | 0.70246 | 1.3975 | -888.5462 | 0.10063 | 0.61978 | 859 | Residential | Wall Insulation | 0.70246 | 1.3975 | -888.5462 | 0.10063 | 0.61978 | 859
[20 empty] | Residential | Wall Insulation | 0 | #DIV/0! | -7054.7042 | 0 | 0 | 0 | Residential | Wall Insulation | 0 | #DIV/0! | -7054.7042 | 0 | 0 | 0
[20 empty] | Residential | Wall Insulation | 0 | #DIV/0! | -4592.5184 | 0 | 0 | 0 | Residential | Wall Insulation | 0 | #DIV/0! | -4592.5184 | 0 | 0 | 0
[20 empty] | Residential | Wall Insulation | 0 | #DIV/0! | -4717.0369 | 0 | 0 | 0 | Residential | Wall Insulation | 0 | #DIV/0! | -4717.0369 | 0 | 0 | 0
[20 empty] | Residential | Water Heater Blanket | 0.30971 | 0.7737 | -263.3428 | 0.023774 | 0.051176 | 263.9459 | Residential | Water Heater Blanket | 0.30971 | 0.7737 | -263.3428 | 0.023774 | 0.051176 | 263.9459
[20 empty] | Residential | Water Heater Blanket | 0.30971 | 0.7737 | -263.3428 | 0.023774 | 0.051176 | 263.9459 | Residential | Water Heater Blanket | 0.30971 | 0.7737 | -263.3428 | 0.023774 | 0.051176 | 263.9459
[20 empty] | Residential | Water Heater Blanket | 0.30971 | 0.7737 | -263.3428 | 0.023774 | 0.051176 | 263.9459 | Residential | Water Heater Blanket | 0.30971 | 0.7737 | -263.3428 | 0.023774 | 0.051176 | 263.9459
[20 empty] | Residential | Water Heater Blanket | 0.29615 | 0.77336 | -279.1651 | 0.022742 | 0.048955 | 252.4943 | Residential | Water Heater Blanket | 0.29615 | 0.77336 | -279.1651 | 0.022742 | 0.048955 | 252.4943
[20 empty] | Residential | Water Heater Blanket | 0.29615 | 0.77336 | -279.1651 | 0.022742 | 0.048955 | 252.4943 | Residential | Water Heater Blanket | 0.29615 | 0.77336 | -279.1651 | 0.022742 | 0.048955 | 252.4943
[20 empty] | Residential | Water Heater Blanket | 0.29615 | 0.77336 | -279.1651 | 0.022742 | 0.048955 | 252.4943 | Residential | Water Heater Blanket | 0.29615 | 0.77336 | -279.1651 | 0.022742 | 0.048955 | 252.4943
[20 empty] | Residential | Water Heater Thermostat Setback | 1.7834 | 0.71619 | 15.7923 | 0.003295 | 0.0070929 | 36.5826 | Residential | Water Heater Thermostat Setback | 1.7834 | 0.71619 | 15.7923 | 0.003295 | 0.0070929 | 36.5826
[20 empty] | Residential | Water Heater Thermostat Setback | 1.7834 | 0.71619 | 15.7923 | 0.003295 | 0.0070929 | 36.5826 | Residential | Water Heater Thermostat Setback | 1.7834 | 0.71619 | 15.7923 | 0.003295 | 0.0070929 | 36.5826
[20 empty] | Residential | Water Heater Thermostat Setback | 1.7834 | 0.71619 | 15.7923 | 0.003295 | 0.0070929 | 36.5826 | Residential | Water Heater Thermostat Setback | 1.7834 | 0.71619 | 15.7923 | 0.003295 | 0.0070929 | 36.5826
[20 empty] | Residential | Water Heater Thermostat Setback | 1.7834 | 0.71619 | 15.7923 | 0.003295 | 0.0070929 | 36.5826 | Residential | Water Heater Thermostat Setback | 1.7834 | 0.71619 | 15.7923 | 0.003295 | 0.0070929 | 36.5826
[20 empty] | Residential | Water Heater Thermostat Setback | 1.7834 | 0.71619 | 15.7923 | 0.003295 | 0.0070929 | 36.5826 | Residential | Water Heater Thermostat Setback | 1.7834 | 0.71619 | 15.7923 | 0.003295 | 0.0070929 | 36.5826
[20 empty] | Residential | Water Heater Thermostat Setback | 1.7834 | 0.71619 | 15.7923 | 0.003295 | 0.0070929 | 36.5826 | Residential | Water Heater Thermostat Setback | 1.7834 | 0.71619 | 15.7923 | 0.003295 | 0.0070929 | 36.5826
[20 empty] | Residential | Water Heater Timeclock | 0.094994 | 0.55374 | -402.6606 | 0 | 0 | 96.55 | Residential | Water Heater Timeclock | 0.094994 | 0.55374 | -402.6606 | 0 | 0 | 96.55
[20 empty] | Residential | Water Heater Timeclock | 0.081367 | 0.55374 | -421.7967 | 0 | 0 | 82.7 | Residential | Water Heater Timeclock | 0.081367 | 0.55374 | -421.7967 | 0 | 0 | 82.7
[20 empty] | Residential | Water Heater Timeclock | 0.12048 | 0.55374 | -366.8754 | 0 | 0 | 122.45 | Residential | Water Heater Timeclock | 0.12048 | 0.55374 | -366.8754 | 0 | 0 | 122.45
[20 empty] | Residential | Water Heater Timeclock | 0.094994 | 0.55374 | -402.6606 | 0 | 0 | 96.55 | Residential | Water Heater Timeclock | 0.094994 | 0.55374 | -402.6606 | 0 | 0 | 96.55
[20 empty] | Residential | Water Heater Timeclock | 0.081367 | 0.55374 | -421.7967 | 0 | 0 | 82.7 | Residential | Water Heater Timeclock | 0.081367 | 0.55374 | -421.7967 | 0 | 0 | 82.7
[20 empty] | Residential | Water Heater Timeclock | 0.12048 | 0.55374 | -366.8754 | 0 | 0 | 122.45 | Residential | Water Heater Timeclock | 0.12048 | 0.55374 | -366.8754 | 0 | 0 | 122.45
[20 empty] | Residential | Window Sun Protection | 0.085377 | 2.7316 | -3922.1887 | 0.13817 | -0.063238 | 91.8622 | Residential | Window Sun Protection | 0.085377 | 2.7316 | -3922.1887 | 0.13817 | -0.063238 | 91.8622
[20 empty] | Residential | Window Sun Protection | 0.11981 | 2.729 | -2281.3432 | 0.11514 | -0.052699 | 76.5518 | Residential | Window Sun Protection | 0.11981 | 2.729 | -2281.3432 | 0.11514 | -0.052699 | 76.5518
[20 empty] | Residential | Window Sun Protection | 0.090852 | 2.729 | -2447.1637 | 0.092115 | -0.042159 | 61.2414 | Residential | Window Sun Protection | 0.090852 | 2.729 | -2447.1637 | 0.092115 | -0.042159 | 61.2414
[20 empty] | Residential | Window Sun Protection | 0.085377 | 2.7316 | -3922.1887 | 0.13817 | -0.063238 | 91.8622 | Residential | Window Sun Protection | 0.085377 | 2.7316 | -3922.1887 | 0.13817 | -0.063238 | 91.8622
[20 empty] | Residential | Window Sun Protection | 0.11981 | 2.729 | -2281.3432 | 0.11514 | -0.052699 | 76.5518 | Residential | Window Sun Protection | 0.11981 | 2.729 | -2281.3432 | 0.11514 | -0.052699 | 76.5518
[20 empty] | Residential | Window Sun Protection | 0.090852 | 2.729 | -2447.1637 | 0.092115 | -0.042159 | 61.2414 | Residential | Window Sun Protection | 0.090852 | 2.729 | -2447.1637 | 0.092115 | -0.042159 | 61.2414
[20 empty] | Commercial/Industrial | 10HP Open Drip-Proof(ODP) Motor | 0.14643 | 1.5623 | -1751.0668 | 0.028938 | 0.024239 | 223.1921 | Commercial/Industrial | 10HP Open Drip-Proof(ODP) Motor | 0.14643 | 1.5623 | -1751.0668 | 0.028938 | 0.024239 | 223.1921
[20 empty] | Commercial/Industrial | 10HP Open Drip-Proof(ODP) Motor | 0.14643 | 1.5623 | -1751.0668 | 0.028938 | 0.024239 | 223.1921 | Commercial/Industrial | 10HP Open Drip-Proof(ODP) Motor | 0.14643 | 1.5623 | -1751.0668 | 0.028938 | 0.024239 | 223.1921
[20 empty] | Commercial/Industrial | 10HP Open Drip-Proof(ODP) Motor | 0.14643 | 1.5623 | -1751.0668 | 0.028938 | 0.024239 | 223.1921 | Commercial/Industrial | 10HP Open Drip-Proof(ODP) Motor | 0.14643 | 1.5623 | -1751.0668 | 0.028938 | 0.024239 | 223.1921
[20 empty] | Commercial/Industrial | 10HP Open Drip-Proof(ODP) Motor | 0.14643 | 1.5623 | -1751.0668 | 0.028938 | 0.024239 | 223.1921 | Commercial/Industrial | 10HP Open Drip-Proof(ODP) Motor | 0.14643 | 1.5623 | -1751.0668 | 0.028938 | 0.024239 | 223.1921
[20 empty] | Commercial/Industrial | 10HP Open Drip-Proof(ODP) Motor | 0.14643 | 1.5623 | -1751.0668 | 0.028938 | 0.024239 | 223.1921 | Commercial/Industrial | 10HP Open Drip-Proof(ODP) Motor | 0.14643 | 1.5623 | -1751.0668 | 0.028938 | 0.024239 | 223.1921
[20 empty] | Commercial/Industrial | 10HP Open Drip-Proof(ODP) Motor | 0.14643 | 1.5623 | -1751.0668 | 0.028938 | 0.024239 | 223.1921 | Commercial/Industrial | 10HP Open Drip-Proof(ODP) Motor | 0.14643 | 1.5623 | -1751.0668 | 0.028938 | 0.024239 | 223.1921
[20 empty] | Commercial/Industrial | 10HP Open Drip-Proof(ODP) Motor | 0.14643 | 1.5623 | -1751.0668 | 0.028938 | 0.024239 | 223.1921 | Commercial/Industrial | 10HP Open Drip-Proof(ODP) Motor | 0.14643 | 1.5623 | -1751.0668 | 0.028938 | 0.024239 | 223.1921
[20 empty] | Commercial/Industrial | 10HP Open Drip-Proof(ODP) Motor | 0.14643 | 1.5623 | -1751.0668 | 0.028938 | 0.024239 | 223.1921 | Commercial/Industrial | 10HP Open Drip-Proof(ODP) Motor | 0.14643 | 1.5623 | -1751.0668 | 0.028938 | 0.024239 | 223.1921
[20 empty] | Commercial/Industrial | 10HP Open Drip-Proof(ODP) Motor | 0.14643 | 1.5623 | -1751.0668 | 0.028938 | 0.024239 | 223.1921 | Commercial/Industrial | 10HP Open Drip-Proof(ODP) Motor | 0.14643 | 1.5623 | -1751.0668 | 0.028938 | 0.024239 | 223.1921
[20 empty] | Commercial/Industrial | 10HP Open Drip-Proof(ODP) Motor | 0.14643 | 1.5623 | -1751.0668 | 0.028938 | 0.024239 | 223.1921 | Commercial/Industrial | 10HP Open Drip-Proof(ODP) Motor | 0.14643 | 1.5623 | -1751.0668 | 0.028938 | 0.024239 | 223.1921
[20 empty] | Commercial/Industrial | 10HP Open Drip-Proof(ODP) Motor | 0.14643 | 1.5623 | -1751.0668 | 0.028938 | 0.024239 | 223.1921 | Commercial/Industrial | 10HP Open Drip-Proof(ODP) Motor | 0.14643 | 1.5623 | -1751.0668 | 0.028938 | 0.024239 | 223.1921
[20 empty] | Commercial/Industrial | 10HP Open Drip-Proof(ODP) Motor | 0.14643 | 1.5623 | -1751.0668 | 0.028938 | 0.024239 | 223.1921 | Commercial/Industrial | 10HP Open Drip-Proof(ODP) Motor | 0.14643 | 1.5623 | -1751.0668 | 0.028938 | 0.024239 | 223.1921
[20 empty] | Commercial/Industrial | 10HP Open Drip-Proof(ODP) Motor | 0.14503 | 1.5073 | -1745.7476 | 0.030596 | 0.0075551 | 223.1921 | Commercial/Industrial | 10HP Open Drip-Proof(ODP) Motor | 0.14503 | 1.5073 | -1745.7476 | 0.030596 | 0.0075551 | 223.1921
[20 empty] | Commercial/Industrial | 10HP Open Drip-Proof(ODP) Motor | 0.14503 | 1.5073 | -1745.7476 | 0.030596 | 0.0075551 | 223.1921 | Commercial/Industrial | 10HP Open Drip-Proof(ODP) Motor | 0.14503 | 1.5073 | -1745.7476 | 0.030596 | 0.0075551 | 223.1921
[20 empty] | Commercial/Industrial | 10HP Open Drip-Proof(ODP) Motor | 0.14503 | 1.5073 | -1745.7476 | 0.030596 | 0.0075551 | 223.1921 | Commercial/Industrial | 10HP Open Drip-Proof(ODP) Motor | 0.14503 | 1.5073 | -1745.7476 | 0.030596 | 0.0075551 | 223.1921
[20 empty] | Commercial/Industrial | 10HP Open Drip-Proof(ODP) Motor | 0.14503 | 1.5073 | -1745.7476 | 0.030596 | 0.0075551 | 223.1921 | Commercial/Industrial | 10HP Open Drip-Proof(ODP) Motor | 0.14503 | 1.5073 | -1745.7476 | 0.030596 | 0.0075551 | 223.1921
[20 empty] | Commercial/Industrial | 10HP Open Drip-Proof(ODP) Motor | 0.14503 | 1.5073 | -1745.7476 | 0.030596 | 0.0075551 | 223.1921 | Commercial/Industrial | 10HP Open Drip-Proof(ODP) Motor | 0.14503 | 1.5073 | -1745.7476 | 0.030596 | 0.0075551 | 223.1921
[20 empty] | Commercial/Industrial | 10HP Open Drip-Proof(ODP) Motor | 0.14503 | 1.5073 | -1745.7476 | 0.030596 | 0.0075551 | 223.1921 | Commercial/Industrial | 10HP Open Drip-Proof(ODP) Motor | 0.14503 | 1.5073 | -1745.7476 | 0.030596 | 0.0075551 | 223.1921
[20 empty] | Commercial/Industrial | 10HP Open Drip-Proof(ODP) Motor | 0.14503 | 1.5073 | -1745.7476 | 0.030596 | 0.0075551 | 223.1921 | Commercial/Industrial | 10HP Open Drip-Proof(ODP) Motor | 0.14503 | 1.5073 | -1745.7476 | 0.030596 | 0.0075551 | 223.1921
[20 empty] | Commercial/Industrial | 10HP Open Drip-Proof(ODP) Motor | 0.14503 | 1.5073 | -1745.7476 | 0.030596 | 0.0075551 | 223.1921 | Commercial/Industrial | 10HP Open Drip-Proof(ODP) Motor | 0.14503 | 1.5073 | -1745.7476 | 0.030596 | 0.0075551 | 223.1921
[20 empty] | Commercial/Industrial | 10HP Open Drip-Proof(ODP) Motor | 0.14503 | 1.5073 | -1745.7476 | 0.030596 | 0.0075551 | 223.1921 | Commercial/Industrial | 10HP Open Drip-Proof(ODP) Motor | 0.14503 | 1.5073 | -1745.7476 | 0.030596 | 0.0075551 | 223.1921
[20 empty] | Commercial/Industrial | 10HP Open Drip-Proof(ODP) Motor | 0.14503 | 1.5073 | -1745.7476 | 0.030596 | 0.0075551 | 223.1921 | Commercial/Industrial | 10HP Open Drip-Proof(ODP) Motor | 0.14503 | 1.5073 | -1745.7476 | 0.030596 | 0.0075551 | 223.1921
[20 empty] | Commercial/Industrial | 10HP Open Drip-Proof(ODP) Motor | 0.14503 | 1.5073 | -1745.7476 | 0.030596 | 0.0075551 | 223.1921 | Commercial/Industrial | 10HP Open Drip-Proof(ODP) Motor | 0.14503 | 1.5073 | -1745.7476 | 0.030596 | 0.0075551 | 223.1921
[20 empty] | Commercial/Industrial | 10HP Open Drip-Proof(ODP) Motor | 0.14503 | 1.5073 | -1745.7476 | 0.030596 | 0.0075551 | 223.1921 | Commercial/Industrial | 10HP Open Drip-Proof(ODP) Motor | 0.14503 | 1.5073 | -1745.7476 | 0.030596 | 0.0075551 | 223.1921
[20 empty] | Commercial/Industrial | 10HP Open Drip-Proof(ODP) Motor | 0.14503 | 1.5073 | -1745.7476 | 0.030596 | 0.0075551 | 223.1921 | Commercial/Industrial | 10HP Open Drip-Proof(ODP) Motor | 0.14503 | 1.5073 | -1745.7476 | 0.030596 | 0.0075551 | 223.1921
[20 empty] | Commercial/Industrial | 10HP Open Drip-Proof(ODP) Motor | 0.14503 | 1.5073 | -1745.7476 | 0.030596 | 0.0075551 | 223.1921 | Commercial/Industrial | 10HP Open Drip-Proof(ODP) Motor | 0.14503 | 1.5073 | -1745.7476 | 0.030596 | 0.0075551 | 223.1921
[20 empty] | Commercial/Industrial | Air Curtains | 0.0054313 | 1.3278 | -10249.0559 | 0.010513 | 0.0088056 | 81.081 | Commercial/Industrial | Air Curtains | 0.0054313 | 1.3278 | -10249.0559 | 0.010513 | 0.0088056 | 81.081
[20 empty] | Commercial/Industrial | Air Curtains | 0.0054313 | 1.3278 | -10249.0559 | 0.010513 | 0.0088056 | 81.081 | Commercial/Industrial | Air Curtains | 0.0054313 | 1.3278 | -10249.0559 | 0.010513 | 0.0088056 | 81.081
[20 empty] | Commercial/Industrial | Air Curtains | 0.0054313 | 1.3278 | -10249.0559 | 0.010513 | 0.0088056 | 81.081 | Commercial/Industrial | Air Curtains | 0.0054313 | 1.3278 | -10249.0559 | 0.010513 | 0.0088056 | 81.081
[20 empty] | Commercial/Industrial | Air Curtains | 0.0054313 | 1.3278 | -10249.0559 | 0.010513 | 0.0088056 | 81.081 | Commercial/Industrial | Air Curtains | 0.0054313 | 1.3278 | -10249.0559 | 0.010513 | 0.0088056 | 81.081
[20 empty] | Commercial/Industrial | Air Curtains | 0.0054313 | 1.3278 | -10249.0559 | 0.010513 | 0.0088056 | 81.081 | Commercial/Industrial | Air Curtains | 0.0054313 | 1.3278 | -10249.0559 | 0.010513 | 0.0088056 | 81.081
[20 empty] | Commercial/Industrial | Air Curtains | 0.0054313 | 1.3278 | -10249.0559 | 0.010513 | 0.0088056 | 81.081 | Commercial/Industrial | Air Curtains | 0.0054313 | 1.3278 | -10249.0559 | 0.010513 | 0.0088056 | 81.081
[20 empty] | Commercial/Industrial | Air Curtains | 0.0054313 | 1.3278 | -10249.0559 | 0.010513 | 0.0088056 | 81.081 | Commercial/Industrial | Air Curtains | 0.0054313 | 1.3278 | -10249.0559 | 0.010513 | 0.0088056 | 81.081
[20 empty] | Commercial/Industrial | Air Curtains | 0.0054313 | 1.3278 | -10249.0559 | 0.010513 | 0.0088056 | 81.081 | Commercial/Industrial | Air Curtains | 0.0054313 | 1.3278 | -10249.0559 | 0.010513 | 0.0088056 | 81.081
[20 empty] | Commercial/Industrial | Air Curtains | 0.0054313 | 1.3278 | -10249.0559 | 0.010513 | 0.0088056 | 81.081 | Commercial/Industrial | Air Curtains | 0.0054313 | 1.3278 | -10249.0559 | 0.010513 | 0.0088056 | 81.081
[20 empty] | Commercial/Industrial | Air Curtains | 0.0054313 | 1.3278 | -10249.0559 | 0.010513 | 0.0088056 | 81.081 | Commercial/Industrial | Air Curtains | 0.0054313 | 1.3278 | -10249.0559 | 0.010513 | 0.0088056 | 81.081
[20 empty] | Commercial/Industrial | Air Curtains | 0.0054313 | 1.3278 | -10249.0559 | 0.010513 | 0.0088056 | 81.081 | Commercial/Industrial | Air Curtains | 0.0054313 | 1.3278 | -10249.0559 | 0.010513 | 0.0088056 | 81.081
[20 empty] | Commercial/Industrial | Air Curtains | 0.0054313 | 1.3278 | -10249.0559 | 0.010513 | 0.0088056 | 81.081 | Commercial/Industrial | Air Curtains | 0.0054313 | 1.3278 | -10249.0559 | 0.010513 | 0.0088056 | 81.081
[20 empty] | Commercial/Industrial | Air Curtains | 0.0054703 | 1.2696 | -10246.8034 | 0.011723 | 0.0032285 | 81.081 | Commercial/Industrial | Air Curtains | 0.0054703 | 1.2696 | -10246.8034 | 0.011723 | 0.0032285 | 81.081
[20 empty] | Commercial/Industrial | Air Curtains | 0.0054703 | 1.2696 | -10246.8034 | 0.011723 | 0.0032285 | 81.081 | Commercial/Industrial | Air Curtains | 0.0054703 | 1.2696 | -10246.8034 | 0.011723 | 0.0032285 | 81.081
[20 empty] | Commercial/Industrial | Air Curtains | 0.0054703 | 1.2696 | -10246.8034 | 0.011723 | 0.0032285 | 81.081 | Commercial/Industrial | Air Curtains | 0.0054703 | 1.2696 | -10246.8034 | 0.011723 | 0.0032285 | 81.081
[20 empty] | Commercial/Industrial | Air Curtains | 0.0054703 | 1.2696 | -10246.8034 | 0.011723 | 0.0032285 | 81.081 | Commercial/Industrial | Air Curtains | 0.0054703 | 1.2696 | -10246.8034 | 0.011723 | 0.0032285 | 81.081
[20 empty] | Commercial/Industrial | Air Curtains | 0.0054703 | 1.2696 | -10246.8034 | 0.011723 | 0.0032285 | 81.081 | Commercial/Industrial | Air Curtains | 0.0054703 | 1.2696 | -10246.8034 | 0.011723 | 0.0032285 | 81.081
[20 empty] | Commercial/Industrial | Air Curtains | 0.0054703 | 1.2696 | -10246.8034 | 0.011723 | 0.0032285 | 81.081 | Commercial/Industrial | Air Curtains | 0.0054703 | 1.2696 | -10246.8034 | 0.011723 | 0.0032285 | 81.081
[20 empty] | Commercial/Industrial | Air Curtains | 0.0054703 | 1.2696 | -10246.8034 | 0.011723 | 0.0032285 | 81.081 | Commercial/Industrial | Air Curtains | 0.0054703 | 1.2696 | -10246.8034 | 0.011723 | 0.0032285 | 81.081
[20 empty] | Commercial/Industrial | Air Curtains | 0.0054703 | 1.2696 | -10246.8034 | 0.011723 | 0.0032285 | 81.081 | Commercial/Industrial | Air Curtains | 0.0054703 | 1.2696 | -10246.8034 | 0.011723 | 0.0032285 | 81.081
[20 empty] | Commercial/Industrial | Air Curtains | 0.0054703 | 1.2696 | -10246.8034 | 0.011723 | 0.0032285 | 81.081 | Commercial/Industrial | Air Curtains | 0.0054703 | 1.2696 | -10246.8034 | 0.011723 | 0.0032285 | 81.081
[20 empty] | Commercial/Industrial | Air Curtains | 0.0054703 | 1.2696 | -10246.8034 | 0.011723 | 0.0032285 | 81.081 | Commercial/Industrial | Air Curtains | 0.0054703 | 1.2696 | -10246.8034 | 0.011723 | 0.0032285 | 81.081
[20 empty] | Commercial/Industrial | Air Curtains | 0.0054703 | 1.2696 | -10246.8034 | 0.011723 | 0.0032285 | 81.081 | Commercial/Industrial | Air Curtains | 0.0054703 | 1.2696 | -10246.8034 | 0.011723 | 0.0032285 | 81.081
[20 empty] | Commercial/Industrial | Air Curtains | 0.0054703 | 1.2696 | -10246.8034 | 0.011723 | 0.0032285 | 81.081 | Commercial/Industrial | Air Curtains | 0.0054703 | 1.2696 | -10246.8034 | 0.011723 | 0.0032285 | 81.081
[20 empty] | Commercial/Industrial | Air Curtains | 0.0054703 | 1.2696 | -10246.8034 | 0.011723 | 0.0032285 | 81.081 | Commercial/Industrial | Air Curtains | 0.0054703 | 1.2696 | -10246.8034 | 0.011723 | 0.0032285 | 81.081
[20 empty] | Commercial/Industrial | Air Curtains | 0.0054703 | 1.2696 | -10246.8034 | 0.011723 | 0.0032285 | 81.081 | Commercial/Industrial | Air Curtains | 0.0054703 | 1.2696 | -10246.8034 | 0.011723 | 0.0032285 | 81.081
[20 empty] | Commercial/Industrial | Airside Economizer | 5.9003 | 1.2115 | 1833.2223 | -0.46324 | 2.0439e-05 | 2253.2313 | Commercial/Industrial | Airside Economizer | 5.9003 | 1.2115 | 1833.2223 | -0.46324 | 2.0439e-05 | 2253.2313
[20 empty] | Commercial/Industrial | Airside Economizer | 5.6685 | 1.114 | 4497.6558 | -1.2116 | 0.036509 | 5424.8726 | Commercial/Industrial | Airside Economizer | 5.9003 | 1.2115 | 1833.2223 | -0.46324 | 2.0439e-05 | 2253.2313
[20 empty] | Commercial/Industrial | Airside Economizer | 5.8994 | 1.2113 | 7704.0634 | -1.9468 | 8.5893e-05 | 9469.1388 | Commercial/Industrial | Airside Economizer | 5.6685 | 1.114 | 4497.6558 | -1.2116 | 0.036509 | 5424.8726
[20 empty] | Commercial/Industrial | Airside Economizer | 5.8996 | 1.2113 | 8905.9793 | -2.2505 | 9.9293e-05 | 10946.4253 | Commercial/Industrial | Airside Economizer | 5.6685 | 1.114 | 4497.6558 | -1.2116 | 0.036509 | 5424.8726
[20 empty] | Commercial/Industrial | Airside Economizer | 5.6687 | 1.114 | 7444.8229 | -2.0055 | 0.060432 | 8979.6145 | Commercial/Industrial | Airside Economizer | 5.8994 | 1.2113 | 7704.0634 | -1.9468 | 8.5893e-05 | 9469.1388
[20 empty] | Commercial/Industrial | Airside Economizer | 5.8995 | 1.2113 | 84906.7925 | -21.4554 | 0.00094663 | 104359.7599 | Commercial/Industrial | Airside Economizer | 5.8994 | 1.2113 | 7704.0634 | -1.9468 | 8.5893e-05 | 9469.1388
[20 empty] | Commercial/Industrial | Airside Economizer | 5.8993 | 1.2113 | 6346.8154 | -1.6038 | 7.0761e-05 | 7800.9322 | Commercial/Industrial | Airside Economizer | 5.8996 | 1.2113 | 8905.9793 | -2.2505 | 9.9293e-05 | 10946.4253
[20 empty] | Commercial/Industrial | Airside Economizer | 5.6681 | 1.1139 | 4686.5849 | -1.2625 | 0.038043 | 5652.7504 | Commercial/Industrial | Airside Economizer | 5.8996 | 1.2113 | 8905.9793 | -2.2505 | 9.9293e-05 | 10946.4253
[20 empty] | Commercial/Industrial | Airside Economizer | 5.6686 | 1.114 | 2046.9861 | -0.55142 | 0.016616 | 2468.9837 | Commercial/Industrial | Airside Economizer | 5.6687 | 1.114 | 7444.8229 | -2.0055 | 0.060432 | 8979.6145
[20 empty] | Commercial/Industrial | Airside Economizer | 5.8996 | 1.2113 | 7506.9158 | -1.8969 | 8.3695e-05 | 9226.8228 | Commercial/Industrial | Airside Economizer | 5.6687 | 1.114 | 7444.8229 | -2.0055 | 0.060432 | 8979.6145
[20 empty] | Commercial/Industrial | Airside Economizer | 5.8981 | 1.211 | 745.7399 | -0.18844 | 8.3143e-06 | 916.5961 | Commercial/Industrial | Airside Economizer | 5.8995 | 1.2113 | 84906.7925 | -21.4554 | 0.00094663 | 104359.7599
[20 empty] | Commercial/Industrial | Airside Economizer | 5.9003 | 1.2115 | 1833.2223 | -0.46324 | 2.0439e-05 | 2253.2313 | Commercial/Industrial | Airside Economizer | 5.8995 | 1.2113 | 84906.7925 | -21.4554 | 0.00094663 | 104359.7599
[20 empty] | Commercial/Industrial | Airside Economizer | 5.6685 | 1.114 | 4497.6558 | -1.2116 | 0.036509 | 5424.8726 | Commercial/Industrial | Airside Economizer | 5.8993 | 1.2113 | 6346.8154 | -1.6038 | 7.0761e-05 | 7800.9322
[20 empty] | Commercial/Industrial | Airside Economizer | 5.8994 | 1.2113 | 7704.0634 | -1.9468 | 8.5893e-05 | 9469.1388 | Commercial/Industrial | Airside Economizer | 5.8993 | 1.2113 | 6346.8154 | -1.6038 | 7.0761e-05 | 7800.9322
[20 empty] | Commercial/Industrial | Airside Economizer | 5.8996 | 1.2113 | 8905.9793 | -2.2505 | 9.9293e-05 | 10946.4253 | Commercial/Industrial | Airside Economizer | 5.6681 | 1.1139 | 4686.5849 | -1.2625 | 0.038043 | 5652.7504
[20 empty] | Commercial/Industrial | Airside Economizer | 5.6687 | 1.114 | 7444.8229 | -2.0055 | 0.060432 | 8979.6145 | Commercial/Industrial | Airside Economizer | 5.6681 | 1.1139 | 4686.5849 | -1.2625 | 0.038043 | 5652.7504
[20 empty] | Commercial/Industrial | Airside Economizer | 5.8995 | 1.2113 | 84906.7925 | -21.4554 | 0.00094663 | 104359.7599 | Commercial/Industrial | Airside Economizer | 5.6686 | 1.114 | 2046.9861 | -0.55142 | 0.016616 | 2468.9837
[20 empty] | Commercial/Industrial | Airside Economizer | 5.8993 | 1.2113 | 6346.8154 | -1.6038 | 7.0761e-05 | 7800.9322 | Commercial/Industrial | Airside Economizer | 5.6686 | 1.114 | 2046.9861 | -0.55142 | 0.016616 | 2468.9837
[20 empty] | Commercial/Industrial | Airside Economizer | 5.6681 | 1.1139 | 4686.5849 | -1.2625 | 0.038043 | 5652.7504 | Commercial/Industrial | Airside Economizer | 5.8996 | 1.2113 | 7506.9158 | -1.8969 | 8.3695e-05 | 9226.8228
[20 empty] | Commercial/Industrial | Airside Economizer | 5.6686 | 1.114 | 2046.9861 | -0.55142 | 0.016616 | 2468.9837 | Commercial/Industrial | Airside Economizer | 5.8996 | 1.2113 | 7506.9158 | -1.8969 | 8.3695e-05 | 9226.8228
[20 empty] | Commercial/Industrial | Airside Economizer | 5.8996 | 1.2113 | 7506.9158 | -1.8969 | 8.3695e-05 | 9226.8228 | Commercial/Industrial | Airside Economizer | 5.8981 | 1.211 | 745.7399 | -0.18844 | 8.3143e-06 | 916.5961
[20 empty] | Commercial/Industrial | Airside Economizer | 5.8981 | 1.211 | 745.7399 | -0.18844 | 8.3143e-06 | 916.5961 | Commercial/Industrial | Airside Economizer | 5.8981 | 1.211 | 745.7399 | -0.18844 | 8.3143e-06 | 916.5961
[20 empty] | Commercial/Industrial | Airside Economizer | 8.6525 | 0.93949 | 15097.1957 | -1.6012 | 1.8007 | 13457.661 | Commercial/Industrial | Airside Economizer | 8.6525 | 0.93949 | 15097.1957 | -1.6012 | 1.8007 | 13457.661
[20 empty] | Commercial/Industrial | Airside Economizer | 8.6525 | 0.93949 | 15097.1957 | -1.6012 | 1.8007 | 13457.661 | Commercial/Industrial | Airside Economizer | 8.6525 | 0.93949 | 15097.1957 | -1.6012 | 1.8007 | 13457.661
[20 empty] | Commercial/Industrial | Airside Economizer | 8.6525 | 0.93949 | 110687.44 | -11.7391 | 13.202 | 98666.9364 | Commercial/Industrial | Airside Economizer | 8.6525 | 0.93949 | 110687.44 | -11.7391 | 13.202 | 98666.9364
[20 empty] | Commercial/Industrial | Airside Economizer | 8.6525 | 0.93949 | 110687.44 | -11.7391 | 13.202 | 98666.9364 | Commercial/Industrial | Airside Economizer | 8.6525 | 0.93949 | 110687.44 | -11.7391 | 13.202 | 98666.9364
[20 empty] | Commercial/Industrial | Automatic Door Closer for Walk-in Coolers and Freezers | 0.059887 | 1.3231 | -413.1324 | 0.0050673 | 0.0042445 | 39.0829 | Commercial/Industrial | Anti-Sweat Controls | 1.4422 | 1.3279 | 468.247 | 0.13259 | 0.11106 | 1022.6336
[20 empty] | Commercial/Industrial | Automatic Door Closer for Walk-in Coolers and Freezers | 0.059887 | 1.3231 | -413.1324 | 0.0050673 | 0.0042445 | 39.0829 | Commercial/Industrial | Anti-Sweat Controls | 1.4422 | 1.3279 | 468.247 | 0.13259 | 0.11106 | 1022.6336
[20 empty] | Commercial/Industrial | Automatic Door Closer for Walk-in Coolers and Freezers | 0.059887 | 1.3231 | -413.1324 | 0.0050673 | 0.0042445 | 39.0829 | Commercial/Industrial | Anti-Sweat Controls | 1.4422 | 1.3279 | 468.247 | 0.13259 | 0.11106 | 1022.6336
[20 empty] | Commercial/Industrial | Automatic Door Closer for Walk-in Coolers and Freezers | 0.059887 | 1.3231 | -413.1324 | 0.0050673 | 0.0042445 | 39.0829 | Commercial/Industrial | Anti-Sweat Controls | 1.4422 | 1.3279 | 468.247 | 0.13259 | 0.11106 | 1022.6336
[20 empty] | Commercial/Industrial | Automatic Door Closer for Walk-in Coolers and Freezers | 0.059887 | 1.3231 | -413.1324 | 0.0050673 | 0.0042445 | 39.0829 | Commercial/Industrial | Anti-Sweat Controls | 1.4422 | 1.3279 | 468.247 | 0.13259 | 0.11106 | 1022.6336
[20 empty] | Commercial/Industrial | Automatic Door Closer for Walk-in Coolers and Freezers | 0.059887 | 1.3231 | -413.1324 | 0.0050673 | 0.0042445 | 39.0829 | Commercial/Industrial | Anti-Sweat Controls | 1.4422 | 1.3279 | 468.247 | 0.13259 | 0.11106 | 1022.6336
[20 empty] | Commercial/Industrial | Automatic Door Closer for Walk-in Coolers and Freezers | 0.059887 | 1.3231 | -413.1324 | 0.0050673 | 0.0042445 | 39.0829 | Commercial/Industrial | Anti-Sweat Controls | 1.4422 | 1.3279 | 468.247 | 0.13259 | 0.11106 | 1022.6336
[20 empty] | Commercial/Industrial | Automatic Door Closer for Walk-in Coolers and Freezers | 0.059887 | 1.3231 | -413.1324 | 0.0050673 | 0.0042445 | 39.0829 | Commercial/Industrial | Anti-Sweat Controls | 1.4422 | 1.3279 | 468.247 | 0.13259 | 0.11106 | 1022.6336
[20 empty] | Commercial/Industrial | Automatic Door Closer for Walk-in Coolers and Freezers | 0.059887 | 1.3231 | -413.1324 | 0.0050673 | 0.0042445 | 39.0829 | Commercial/Industrial | Anti-Sweat Controls | 1.4422 | 1.3279 | 468.247 | 0.13259 | 0.11106 | 1022.6336
[20 empty] | Commercial/Industrial | Automatic Door Closer for Walk-in Coolers and Freezers | 0.059887 | 1.3231 | -413.1324 | 0.0050673 | 0.0042445 | 39.0829 | Commercial/Industrial | Anti-Sweat Controls | 1.4422 | 1.3279 | 468.247 | 0.13259 | 0.11106 | 1022.6336
[20 empty] | Commercial/Industrial | Automatic Door Closer for Walk-in Coolers and Freezers | 0.059887 | 1.3231 | -413.1324 | 0.0050673 | 0.0042445 | 39.0829 | Commercial/Industrial | Anti-Sweat Controls | 1.3026 | 1.4558 | 374.3808 | 0.081727 | 0.082167 | 1022.6336
[20 empty] | Commercial/Industrial | Automatic Door Closer for Walk-in Coolers and Freezers | 0.059887 | 1.3231 | -413.1324 | 0.0050673 | 0.0042445 | 39.0829 | Commercial/Industrial | Anti-Sweat Controls | 1.3026 | 1.4558 | 374.3808 | 0.081727 | 0.082167 | 1022.6336
[20 empty] | Commercial/Industrial | Automatic Door Closer for Walk-in Coolers and Freezers | 0.060003 | 1.2831 | -412.4567 | 0.0054303 | 0.0012106 | 39.0829 | Commercial/Industrial | Automatic Door Closer for Walk-in Coolers and Freezers | 0.059887 | 1.3231 | -413.1324 | 0.0050673 | 0.0042445 | 39.0829
[20 empty] | Commercial/Industrial | Automatic Door Closer for Walk-in Coolers and Freezers | 0.060003 | 1.2831 | -412.4567 | 0.0054303 | 0.0012106 | 39.0829 | Commercial/Industrial | Automatic Door Closer for Walk-in Coolers and Freezers | 0.059887 | 1.3231 | -413.1324 | 0.0050673 | 0.0042445 | 39.0829
[20 empty] | Commercial/Industrial | Automatic Door Closer for Walk-in Coolers and Freezers | 0.060003 | 1.2831 | -412.4567 | 0.0054303 | 0.0012106 | 39.0829 | Commercial/Industrial | Automatic Door Closer for Walk-in Coolers and Freezers | 0.059887 | 1.3231 | -413.1324 | 0.0050673 | 0.0042445 | 39.0829
[20 empty] | Commercial/Industrial | Automatic Door Closer for Walk-in Coolers and Freezers | 0.060003 | 1.2831 | -412.4567 | 0.0054303 | 0.0012106 | 39.0829 | Commercial/Industrial | Automatic Door Closer for Walk-in Coolers and Freezers | 0.059887 | 1.3231 | -413.1324 | 0.0050673 | 0.0042445 | 39.0829
[20 empty] | Commercial/Industrial | Automatic Door Closer for Walk-in Coolers and Freezers | 0.060003 | 1.2831 | -412.4567 | 0.0054303 | 0.0012106 | 39.0829 | Commercial/Industrial | Automatic Door Closer for Walk-in Coolers and Freezers | 0.059887 | 1.3231 | -413.1324 | 0.0050673 | 0.0042445 | 39.0829
[20 empty] | Commercial/Industrial | Automatic Door Closer for Walk-in Coolers and Freezers | 0.060003 | 1.2831 | -412.4567 | 0.0054303 | 0.0012106 | 39.0829 | Commercial/Industrial | Automatic Door Closer for Walk-in Coolers and Freezers | 0.059887 | 1.3231 | -413.1324 | 0.0050673 | 0.0042445 | 39.0829
[20 empty] | Commercial/Industrial | Automatic Door Closer for Walk-in Coolers and Freezers | 0.060003 | 1.2831 | -412.4567 | 0.0054303 | 0.0012106 | 39.0829 | Commercial/Industrial | Automatic Door Closer for Walk-in Coolers and Freezers | 0.059887 | 1.3231 | -413.1324 | 0.0050673 | 0.0042445 | 39.0829
[20 empty] | Commercial/Industrial | Automatic Door Closer for Walk-in Coolers and Freezers | 0.060003 | 1.2831 | -412.4567 | 0.0054303 | 0.0012106 | 39.0829 | Commercial/Industrial | Automatic Door Closer for Walk-in Coolers and Freezers | 0.059887 | 1.3231 | -413.1324 | 0.0050673 | 0.0042445 | 39.0829
[20 empty] | Commercial/Industrial | Automatic Door Closer for Walk-in Coolers and Freezers | 0.060003 | 1.2831 | -412.4567 | 0.0054303 | 0.0012106 | 39.0829 | Commercial/Industrial | Automatic Door Closer for Walk-in Coolers and Freezers | 0.059887 | 1.3231 | -413.1324 | 0.0050673 | 0.0042445 | 39.0829
[20 empty] | Commercial/Industrial | Automatic Door Closer for Walk-in Coolers and Freezers | 0.060003 | 1.2831 | -412.4567 | 0.0054303 | 0.0012106 | 39.0829 | Commercial/Industrial | Automatic Door Closer for Walk-in Coolers and Freezers | 0.059887 | 1.3231 | -413.1324 | 0.0050673 | 0.0042445 | 39.0829
[20 empty] | Commercial/Industrial | Automatic Door Closer for Walk-in Coolers and Freezers | 0.060003 | 1.2831 | -412.4567 | 0.0054303 | 0.0012106 | 39.0829 | Commercial/Industrial | Automatic Door Closer for Walk-in Coolers and Freezers | 0.059887 | 1.3231 | -413.1324 | 0.0050673 | 0.0042445 | 39.0829
[20 empty] | Commercial/Industrial | Automatic Door Closer for Walk-in Coolers and Freezers | 0.060003 | 1.2831 | -412.4567 | 0.0054303 | 0.0012106 | 39.0829 | Commercial/Industrial | Automatic Door Closer for Walk-in Coolers and Freezers | 0.059887 | 1.3231 | -413.1324 | 0.0050673 | 0.0042445 | 39.0829
[20 empty] | Commercial/Industrial | Automatic Door Closer for Walk-in Coolers and Freezers | 0.060003 | 1.2831 | -412.4567 | 0.0054303 | 0.0012106 | 39.0829 | Commercial/Industrial | Automatic Door Closer for Walk-in Coolers and Freezers | 0.060003 | 1.2831 | -412.4567 | 0.0054303 | 0.0012106 | 39.0829
[20 empty] | Commercial/Industrial | Automatic Door Closer for Walk-in Coolers and Freezers | 0.060003 | 1.2831 | -412.4567 | 0.0054303 | 0.0012106 | 39.0829 | Commercial/Industrial | Automatic Door Closer for Walk-in Coolers and Freezers | 0.060003 | 1.2831 | -412.4567 | 0.0054303 | 0.0012106 | 39.0829
[20 empty] | Commercial/Industrial | Bi-Level Lighting Control (Exterior) | 0.69563 | 1.8689 | -69.1245 | 0 | 0 | 1357.8 | Commercial/Industrial | Automatic Door Closer for Walk-in Coolers and Freezers | 0.060003 | 1.2831 | -412.4567 | 0.0054303 | 0.0012106 | 39.0829
[20 empty] | Commercial/Industrial | Bi-Level Lighting Control (Exterior) | 0.69563 | 1.8689 | -69.1245 | 0 | 0 | 1357.8 | Commercial/Industrial | Automatic Door Closer for Walk-in Coolers and Freezers | 0.060003 | 1.2831 | -412.4567 | 0.0054303 | 0.0012106 | 39.0829
[20 empty] | Commercial/Industrial | Bi-Level Lighting Control (Exterior) | 0.69563 | 1.8689 | -69.1245 | 0 | 0 | 1357.8 | Commercial/Industrial | Automatic Door Closer for Walk-in Coolers and Freezers | 0.060003 | 1.2831 | -412.4567 | 0.0054303 | 0.0012106 | 39.0829
[20 empty] | Commercial/Industrial | Bi-Level Lighting Control (Exterior) | 0.69563 | 1.8689 | -69.1245 | 0 | 0 | 1357.8 | Commercial/Industrial | Automatic Door Closer for Walk-in Coolers and Freezers | 0.060003 | 1.2831 | -412.4567 | 0.0054303 | 0.0012106 | 39.0829
[20 empty] | Commercial/Industrial | Bi-Level Lighting Control (Exterior) | 0.69563 | 1.8689 | -69.1245 | 0 | 0 | 1357.8 | Commercial/Industrial | Automatic Door Closer for Walk-in Coolers and Freezers | 0.060003 | 1.2831 | -412.4567 | 0.0054303 | 0.0012106 | 39.0829
[20 empty] | Commercial/Industrial | Bi-Level Lighting Control (Exterior) | 0.69563 | 1.8689 | -69.1245 | 0 | 0 | 1357.8 | Commercial/Industrial | Automatic Door Closer for Walk-in Coolers and Freezers | 0.060003 | 1.2831 | -412.4567 | 0.0054303 | 0.0012106 | 39.0829
[20 empty] | Commercial/Industrial | Bi-Level Lighting Control (Exterior) | 0.69563 | 1.8689 | -69.1245 | 0 | 0 | 1357.8 | Commercial/Industrial | Automatic Door Closer for Walk-in Coolers and Freezers | 0.060003 | 1.2831 | -412.4567 | 0.0054303 | 0.0012106 | 39.0829
[20 empty] | Commercial/Industrial | Bi-Level Lighting Control (Exterior) | 0.69563 | 1.8689 | -69.1245 | 0 | 0 | 1357.8 | Commercial/Industrial | Automatic Door Closer for Walk-in Coolers and Freezers | 0.060003 | 1.2831 | -412.4567 | 0.0054303 | 0.0012106 | 39.0829
[20 empty] | Commercial/Industrial | Bi-Level Lighting Control (Exterior) | 0.69563 | 1.8689 | -69.1245 | 0 | 0 | 1357.8 | Commercial/Industrial | Automatic Door Closer for Walk-in Coolers and Freezers | 0.060003 | 1.2831 | -412.4567 | 0.0054303 | 0.0012106 | 39.0829
[20 empty] | Commercial/Industrial | Bi-Level Lighting Control (Exterior) | 0.69563 | 1.8689 | -69.1245 | 0 | 0 | 1357.8 | Commercial/Industrial | Automatic Door Closer for Walk-in Coolers and Freezers | 0.060003 | 1.2831 | -412.4567 | 0.0054303 | 0.0012106 | 39.0829
[20 empty] | Commercial/Industrial | Bi-Level Lighting Control (Exterior) | 0.69563 | 1.8689 | -69.1245 | 0 | 0 | 1357.8 | Commercial/Industrial | Automatic Door Closer for Walk-in Coolers and Freezers | 0.060003 | 1.2831 | -412.4567 | 0.0054303 | 0.0012106 | 39.0829
[20 empty] | Commercial/Industrial | Bi-Level Lighting Control (Exterior) | 0.69563 | 1.8689 | -69.1245 | 0 | 0 | 1357.8 | Commercial/Industrial | Automatic Door Closer for Walk-in Coolers and Freezers | 0.060003 | 1.2831 | -412.4567 | 0.0054303 | 0.0012106 | 39.0829
[20 empty] | Commercial/Industrial | Bi-Level Lighting Control (Exterior) | 0.69563 | 1.8689 | -69.1245 | 0 | 0 | 1357.8 | Commercial/Industrial | Bi-Level Lighting Control (Exterior) | 0.69563 | 1.8689 | -69.1245 | 0 | 0 | 1357.8
[20 empty] | Commercial/Industrial | Bi-Level Lighting Control (Exterior) | 0.69563 | 1.8689 | -69.1245 | 0 | 0 | 1357.8 | Commercial/Industrial | Bi-Level Lighting Control (Exterior) | 0.69563 | 1.8689 | -69.1245 | 0 | 0 | 1357.8
[20 empty] | Commercial/Industrial | Bi-Level Lighting Control (Exterior) | 0.69563 | 1.8689 | -69.1245 | 0 | 0 | 1357.8 | Commercial/Industrial | Bi-Level Lighting Control (Exterior) | 0.69563 | 1.8689 | -69.1245 | 0 | 0 | 1357.8
[20 empty] | Commercial/Industrial | Bi-Level Lighting Control (Exterior) | 0.69563 | 1.8689 | -69.1245 | 0 | 0 | 1357.8 | Commercial/Industrial | Bi-Level Lighting Control (Exterior) | 0.69563 | 1.8689 | -69.1245 | 0 | 0 | 1357.8
[20 empty] | Commercial/Industrial | Bi-Level Lighting Control (Exterior) | 0.69563 | 1.8689 | -69.1245 | 0 | 0 | 1357.8 | Commercial/Industrial | Bi-Level Lighting Control (Exterior) | 0.69563 | 1.8689 | -69.1245 | 0 | 0 | 1357.8
[20 empty] | Commercial/Industrial | Bi-Level Lighting Control (Exterior) | 0.69563 | 1.8689 | -69.1245 | 0 | 0 | 1357.8 | Commercial/Industrial | Bi-Level Lighting Control (Exterior) | 0.69563 | 1.8689 | -69.1245 | 0 | 0 | 1357.8
[20 empty] | Commercial/Industrial | Bi-Level Lighting Control (Exterior) | 0.69563 | 1.8689 | -69.1245 | 0 | 0 | 1357.8 | Commercial/Industrial | Bi-Level Lighting Control (Exterior) | 0.69563 | 1.8689 | -69.1245 | 0 | 0 | 1357.8
[20 empty] | Commercial/Industrial | Bi-Level Lighting Control (Exterior) | 0.69563 | 1.8689 | -69.1245 | 0 | 0 | 1357.8 | Commercial/Industrial | Bi-Level Lighting Control (Exterior) | 0.69563 | 1.8689 | -69.1245 | 0 | 0 | 1357.8
[20 empty] | Commercial/Industrial | Bi-Level Lighting Control (Exterior) | 0.69563 | 1.8689 | -69.1245 | 0 | 0 | 1357.8 | Commercial/Industrial | Bi-Level Lighting Control (Exterior) | 0.69563 | 1.8689 | -69.1245 | 0 | 0 | 1357.8
[20 empty] | Commercial/Industrial | Bi-Level Lighting Control (Exterior) | 0.69563 | 1.8689 | -69.1245 | 0 | 0 | 1357.8 | Commercial/Industrial | Bi-Level Lighting Control (Exterior) | 0.69563 | 1.8689 | -69.1245 | 0 | 0 | 1357.8
[20 empty] | Commercial/Industrial | Bi-Level Lighting Control (Exterior) | 0.69563 | 1.8689 | -69.1245 | 0 | 0 | 1357.8 | Commercial/Industrial | Bi-Level Lighting Control (Exterior) | 0.69563 | 1.8689 | -69.1245 | 0 | 0 | 1357.8
[20 empty] | Commercial/Industrial | Bi-Level Lighting Control (Exterior) | 0.69563 | 1.8689 | -69.1245 | 0 | 0 | 1357.8 | Commercial/Industrial | Bi-Level Lighting Control (Exterior) | 0.69563 | 1.8689 | -69.1245 | 0 | 0 | 1357.8
[20 empty] | Commercial/Industrial | Bi-Level Lighting Control (Exterior) | 0.69563 | 1.8689 | -69.1245 | 0 | 0 | 1357.8 | Commercial/Industrial | Bi-Level Lighting Control (Exterior) | 0.69563 | 1.8689 | -69.1245 | 0 | 0 | 1357.8
[20 empty] | Commercial/Industrial | Bi-Level Lighting Control (Exterior) | 0.69563 | 1.8689 | -69.1245 | 0 | 0 | 1357.8 | Commercial/Industrial | Bi-Level Lighting Control (Exterior) | 0.69563 | 1.8689 | -69.1245 | 0 | 0 | 1357.8
[20 empty] | Commercial/Industrial | Bi-Level Lighting Control (Interior) | 0.17686 | 1.8026 | -811.2196 | 0.0010138 | 0 | 368.745 | Commercial/Industrial | Bi-Level Lighting Control (Exterior) | 0.69563 | 1.8689 | -69.1245 | 0 | 0 | 1357.8
[20 empty] | Commercial/Industrial | Bi-Level Lighting Control (Interior) | 0.17686 | 1.8026 | -811.2196 | 0.0010138 | 0 | 368.745 | Commercial/Industrial | Bi-Level Lighting Control (Exterior) | 0.69563 | 1.8689 | -69.1245 | 0 | 0 | 1357.8
[20 empty] | Commercial/Industrial | Bi-Level Lighting Control (Interior) | 0.21366 | 1.8013 | -757.201 | 0.0012256 | 0 | 445.78 | Commercial/Industrial | Bi-Level Lighting Control (Exterior) | 0.69563 | 1.8689 | -69.1245 | 0 | 0 | 1357.8
[20 empty] | Commercial/Industrial | Bi-Level Lighting Control (Interior) | 0.21366 | 1.8013 | -757.201 | 0.0012256 | 0 | 445.78 | Commercial/Industrial | Bi-Level Lighting Control (Exterior) | 0.69563 | 1.8689 | -69.1245 | 0 | 0 | 1357.8
[20 empty] | Commercial/Industrial | Bi-Level Lighting Control (Interior) | 0.24181 | 1.8024 | -716.225 | 0.0013863 | 0 | 504.215 | Commercial/Industrial | Bi-Level Lighting Control (Exterior) | 0.69563 | 1.8689 | -69.1245 | 0 | 0 | 1357.8
[20 empty] | Commercial/Industrial | Bi-Level Lighting Control (Interior) | 0.24181 | 1.8024 | -716.225 | 0.0013863 | 0 | 504.215 | Commercial/Industrial | Bi-Level Lighting Control (Exterior) | 0.69563 | 1.8689 | -69.1245 | 0 | 0 | 1357.8
[20 empty] | Commercial/Industrial | Bi-Level Lighting Control (Interior) | 0.24522 | 1.8023 | -711.2253 | 0.0014059 | 0 | 511.345 | Commercial/Industrial | Bi-Level Lighting Control (Exterior) | 0.69563 | 1.8689 | -69.1245 | 0 | 0 | 1357.8
[20 empty] | Commercial/Industrial | Bi-Level Lighting Control (Interior) | 0.24522 | 1.8023 | -711.2253 | 0.0014059 | 0 | 511.345 | Commercial/Industrial | Bi-Level Lighting Control (Exterior) | 0.69563 | 1.8689 | -69.1245 | 0 | 0 | 1357.8
[20 empty] | Commercial/Industrial | Bi-Level Lighting Control (Interior) | 0.25515 | 1.734 | -695.6182 | 0.006428 | 0 | 520.335 | Commercial/Industrial | Bi-Level Lighting Control (Exterior) | 0.69563 | 1.8689 | -69.1245 | 0 | 0 | 1357.8
[20 empty] | Commercial/Industrial | Bi-Level Lighting Control (Interior) | 0.25515 | 1.734 | -695.6182 | 0.006428 | 0 | 520.335 | Commercial/Industrial | Bi-Level Lighting Control (Exterior) | 0.69563 | 1.8689 | -69.1245 | 0 | 0 | 1357.8
[20 empty] | Commercial/Industrial | Bi-Level Lighting Control (Interior) | 0.28409 | 1.8014 | -654.1634 | 0.0016296 | 0 | 592.72 | Commercial/Industrial | Bi-Level Lighting Control (Exterior) | 0.69563 | 1.8689 | -69.1245 | 0 | 0 | 1357.8
[20 empty] | Commercial/Industrial | Bi-Level Lighting Control (Interior) | 0.28409 | 1.8014 | -654.1634 | 0.0016296 | 0 | 592.72 | Commercial/Industrial | Bi-Level Lighting Control (Exterior) | 0.69563 | 1.8689 | -69.1245 | 0 | 0 | 1357.8
[20 empty] | Commercial/Industrial | Bi-Level Lighting Control (Interior) | 0.28555 | 1.7353 | -651.3683 | 0.0071882 | 0 | 581.87 | Commercial/Industrial | Bi-Level Lighting Control (Interior) | 0.17686 | 1.8026 | -811.2196 | 0.0010138 | 0 | 368.745
[20 empty] | Commercial/Industrial | Bi-Level Lighting Control (Interior) | 0.28555 | 1.7353 | -651.3683 | 0.0071882 | 0 | 581.87 | Commercial/Industrial | Bi-Level Lighting Control (Interior) | 0.17686 | 1.8026 | -811.2196 | 0.0010138 | 0 | 368.745
[20 empty] | Commercial/Industrial | Bi-Level Lighting Control (Interior) | 0.32757 | 1.8019 | -590.6888 | 0.0018785 | 0 | 683.24 | Commercial/Industrial | Bi-Level Lighting Control (Interior) | 0.21366 | 1.8013 | -757.201 | 0.0012256 | 0 | 445.78
[20 empty] | Commercial/Industrial | Bi-Level Lighting Control (Interior) | 0.32757 | 1.8019 | -590.6888 | 0.0018785 | 0 | 683.24 | Commercial/Industrial | Bi-Level Lighting Control (Interior) | 0.21366 | 1.8013 | -757.201 | 0.0012256 | 0 | 445.78
[20 empty] | Commercial/Industrial | Bi-Level Lighting Control (Interior) | 0.32757 | 1.8019 | -590.6888 | 0.0018785 | 0 | 683.24 | Commercial/Industrial | Bi-Level Lighting Control (Interior) | 0.24181 | 1.8024 | -716.225 | 0.0013863 | 0 | 504.215
[20 empty] | Commercial/Industrial | Bi-Level Lighting Control (Interior) | 0.32757 | 1.8019 | -590.6888 | 0.0018785 | 0 | 683.24 | Commercial/Industrial | Bi-Level Lighting Control (Interior) | 0.24181 | 1.8024 | -716.225 | 0.0013863 | 0 | 504.215
[20 empty] | Commercial/Industrial | Bi-Level Lighting Control (Interior) | 0.37371 | 1.8022 | -523.3014 | 0.0021427 | 0 | 779.34 | Commercial/Industrial | Bi-Level Lighting Control (Interior) | 0.24522 | 1.8023 | -711.2253 | 0.0014059 | 0 | 511.345
[20 empty] | Commercial/Industrial | Bi-Level Lighting Control (Interior) | 0.37371 | 1.8022 | -523.3014 | 0.0021427 | 0 | 779.34 | Commercial/Industrial | Bi-Level Lighting Control (Interior) | 0.24522 | 1.8023 | -711.2253 | 0.0014059 | 0 | 511.345
[20 empty] | Commercial/Industrial | Bi-Level Lighting Control (Interior) | 0.37898 | 1.7348 | -514.2717 | 0.0095434 | 0 | 772.52 | Commercial/Industrial | Bi-Level Lighting Control (Interior) | 0.25515 | 1.734 | -695.6182 | 0.006428 | 0 | 520.335
[20 empty] | Commercial/Industrial | Bi-Level Lighting Control (Interior) | 0.37898 | 1.7348 | -514.2717 | 0.0095434 | 0 | 772.52 | Commercial/Industrial | Bi-Level Lighting Control (Interior) | 0.25515 | 1.734 | -695.6182 | 0.006428 | 0 | 520.335
[20 empty] | Commercial/Industrial | Bi-Level Lighting Control (Interior) | 0.42158 | 1.7348 | -451.8537 | 0.010616 | 0 | 859.32 | Commercial/Industrial | Bi-Level Lighting Control (Interior) | 0.28409 | 1.8014 | -654.1634 | 0.0016296 | 0 | 592.72
[20 empty] | Commercial/Industrial | Bi-Level Lighting Control (Interior) | 0.42158 | 1.7348 | -451.8537 | 0.010616 | 0 | 859.32 | Commercial/Industrial | Bi-Level Lighting Control (Interior) | 0.28409 | 1.8014 | -654.1634 | 0.0016296 | 0 | 592.72
[20 empty] | Commercial/Industrial | Bi-Level Lighting Control (Interior) | 0.50554 | 1.8021 | -330.4864 | 0.0028987 | 0 | 1054.31 | Commercial/Industrial | Bi-Level Lighting Control (Interior) | 0.28555 | 1.7353 | -651.3683 | 0.0071882 | 0 | 581.87
[20 empty] | Commercial/Industrial | Bi-Level Lighting Control (Interior) | 0.50554 | 1.8021 | -330.4864 | 0.0028987 | 0 | 1054.31 | Commercial/Industrial | Bi-Level Lighting Control (Interior) | 0.28555 | 1.7353 | -651.3683 | 0.0071882 | 0 | 581.87
[20 empty] | Commercial/Industrial | Ceiling Insulation(R12 to R38) | 0.29453 | 0.7964 | -0.68424 | 4.2975e-06 | 9.6876e-05 | 0.21477 | Commercial/Industrial | Bi-Level Lighting Control (Interior) | 0.32757 | 1.8019 | -590.6888 | 0.0018785 | 0 | 683.24
[20 empty] | Commercial/Industrial | Ceiling Insulation(R12 to R38) | 0.29453 | 0.7964 | -0.68424 | 4.2975e-06 | 9.6876e-05 | 0.21477 | Commercial/Industrial | Bi-Level Lighting Control (Interior) | 0.32757 | 1.8019 | -590.6888 | 0.0018785 | 0 | 683.24
[20 empty] | Commercial/Industrial | Ceiling Insulation(R12 to R38) | 0.29453 | 0.7964 | -0.68424 | 4.2975e-06 | 9.6876e-05 | 0.21477 | Commercial/Industrial | Bi-Level Lighting Control (Interior) | 0.32757 | 1.8019 | -590.6888 | 0.0018785 | 0 | 683.24
[20 empty] | Commercial/Industrial | Ceiling Insulation(R12 to R38) | 0.29453 | 0.7964 | -0.68424 | 4.2975e-06 | 9.6876e-05 | 0.21477 | Commercial/Industrial | Bi-Level Lighting Control (Interior) | 0.32757 | 1.8019 | -590.6888 | 0.0018785 | 0 | 683.24
[20 empty] | Commercial/Industrial | Ceiling Insulation(R12 to R38) | 0.29453 | 0.7964 | -0.68424 | 4.2975e-06 | 9.6876e-05 | 0.21477 | Commercial/Industrial | Bi-Level Lighting Control (Interior) | 0.37371 | 1.8022 | -523.3014 | 0.0021427 | 0 | 779.34
[20 empty] | Commercial/Industrial | Ceiling Insulation(R12 to R38) | 0.29453 | 0.7964 | -0.68424 | 4.2975e-06 | 9.6876e-05 | 0.21477 | Commercial/Industrial | Bi-Level Lighting Control (Interior) | 0.37371 | 1.8022 | -523.3014 | 0.0021427 | 0 | 779.34
[20 empty] | Commercial/Industrial | Ceiling Insulation(R12 to R38) | 0.29913 | 0.7964 | -0.67104 | 4.3645e-06 | 9.8386e-05 | 0.21811 | Commercial/Industrial | Bi-Level Lighting Control (Interior) | 0.37898 | 1.7348 | -514.2717 | 0.0095434 | 0 | 772.52
[20 empty] | Commercial/Industrial | Ceiling Insulation(R12 to R38) | 0.29913 | 0.7964 | -0.67104 | 4.3645e-06 | 9.8386e-05 | 0.21811 | Commercial/Industrial | Bi-Level Lighting Control (Interior) | 0.37898 | 1.7348 | -514.2717 | 0.0095434 | 0 | 772.52
[20 empty] | Commercial/Industrial | Ceiling Insulation(R12 to R38) | 0.29913 | 0.7964 | -0.67104 | 4.3645e-06 | 9.8386e-05 | 0.21811 | Commercial/Industrial | Bi-Level Lighting Control (Interior) | 0.42158 | 1.7348 | -451.8537 | 0.010616 | 0 | 859.32
[20 empty] | Commercial/Industrial | Ceiling Insulation(R12 to R38) | 0.29913 | 0.7964 | -0.67104 | 4.3645e-06 | 9.8386e-05 | 0.21811 | Commercial/Industrial | Bi-Level Lighting Control (Interior) | 0.42158 | 1.7348 | -451.8537 | 0.010616 | 0 | 859.32
[20 empty] | Commercial/Industrial | Ceiling Insulation(R12 to R38) | 0.29913 | 0.7964 | -0.67104 | 4.3645e-06 | 9.8386e-05 | 0.21811 | Commercial/Industrial | Bi-Level Lighting Control (Interior) | 0.50554 | 1.8021 | -330.4864 | 0.0028987 | 0 | 1054.31
[20 empty] | Commercial/Industrial | Ceiling Insulation(R12 to R38) | 0.29913 | 0.7964 | -0.67104 | 4.3645e-06 | 9.8386e-05 | 0.21811 | Commercial/Industrial | Bi-Level Lighting Control (Interior) | 0.50554 | 1.8021 | -330.4864 | 0.0028987 | 0 | 1054.31
[20 empty] | Commercial/Industrial | Ceiling Insulation(R12 to R38) | 0.31494 | 0.83 | -0.66953 | 4.3827e-05 | 0.00010023 | 0.21477 | Commercial/Industrial | Ceiling Insulation(R12 to R38) | 0.27209 | 1.2544 | -0.9184 | 2.4371e-05 | 4.3484e-05 | 0.21477
[20 empty] | Commercial/Industrial | Ceiling Insulation(R12 to R38) | 0.31494 | 0.83 | -0.66953 | 4.3827e-05 | 0.00010023 | 0.21477 | Commercial/Industrial | Ceiling Insulation(R12 to R38) | 0.27633 | 1.2544 | -0.90885 | 2.4751e-05 | 4.4161e-05 | 0.21811
[20 empty] | Commercial/Industrial | Ceiling Insulation(R12 to R38) | 0.31494 | 0.83 | -0.66953 | 4.3827e-05 | 0.00010023 | 0.21477 | Commercial/Industrial | Ceiling Insulation(R12 to R38) | 0.32523 | 0.9379 | -0.71956 | 8.8823e-05 | 5.232e-05 | 0.21477
[20 empty] | Commercial/Industrial | Ceiling Insulation(R12 to R38) | 0.31985 | 0.83 | -0.65609 | 4.4511e-05 | 0.00010179 | 0.21811 | Commercial/Industrial | Ceiling Insulation(R12 to R38) | 0.32523 | 0.9379 | -0.71956 | 8.8823e-05 | 5.232e-05 | 0.21477
[20 empty] | Commercial/Industrial | Ceiling Insulation(R12 to R38) | 0.31985 | 0.83 | -0.65609 | 4.4511e-05 | 0.00010179 | 0.21811 | Commercial/Industrial | Ceiling Insulation(R12 to R38) | 0.32523 | 0.9379 | -0.71956 | 8.8823e-05 | 5.232e-05 | 0.21477
[20 empty] | Commercial/Industrial | Ceiling Insulation(R12 to R38) | 0.31985 | 0.83 | -0.65609 | 4.4511e-05 | 0.00010179 | 0.21811 | Commercial/Industrial | Ceiling Insulation(R12 to R38) | 0.3303 | 0.9379 | -0.70691 | 9.0208e-05 | 5.3135e-05 | 0.21811
[20 empty] | Commercial/Industrial | Ceiling Insulation(R12 to R38) | 0.32523 | 0.9379 | -0.71956 | 8.8823e-05 | 5.232e-05 | 0.21477 | Commercial/Industrial | Ceiling Insulation(R12 to R38) | 0.3303 | 0.9379 | -0.70691 | 9.0208e-05 | 5.3135e-05 | 0.21811
[20 empty] | Commercial/Industrial | Ceiling Insulation(R12 to R38) | 0.32523 | 0.9379 | -0.71956 | 8.8823e-05 | 5.232e-05 | 0.21477 | Commercial/Industrial | Ceiling Insulation(R12 to R38) | 0.3303 | 0.9379 | -0.70691 | 9.0208e-05 | 5.3135e-05 | 0.21811
[20 empty] | Commercial/Industrial | Ceiling Insulation(R12 to R38) | 0.32523 | 0.9379 | -0.71956 | 8.8823e-05 | 5.232e-05 | 0.21477 | Commercial/Industrial | Ceiling Insulation(R12 to R38) | 0.29453 | 0.7964 | -0.68424 | 4.2975e-06 | 9.6876e-05 | 0.21477
[20 empty] | Commercial/Industrial | Ceiling Insulation(R12 to R38) | 0.3303 | 0.9379 | -0.70691 | 9.0208e-05 | 5.3135e-05 | 0.21811 | Commercial/Industrial | Ceiling Insulation(R12 to R38) | 0.29453 | 0.7964 | -0.68424 | 4.2975e-06 | 9.6876e-05 | 0.21477
[20 empty] | Commercial/Industrial | Ceiling Insulation(R12 to R38) | 0.3303 | 0.9379 | -0.70691 | 9.0208e-05 | 5.3135e-05 | 0.21811 | Commercial/Industrial | Ceiling Insulation(R12 to R38) | 0.29453 | 0.7964 | -0.68424 | 4.2975e-06 | 9.6876e-05 | 0.21477
[20 empty] | Commercial/Industrial | Ceiling Insulation(R12 to R38) | 0.3303 | 0.9379 | -0.70691 | 9.0208e-05 | 5.3135e-05 | 0.21811 | Commercial/Industrial | Ceiling Insulation(R12 to R38) | 0.29453 | 0.7964 | -0.68424 | 4.2975e-06 | 9.6876e-05 | 0.21477
[20 empty] | Commercial/Industrial | Ceiling Insulation(R12 to R38) | 0.27209 | 1.2544 | -0.9184 | 2.4371e-05 | 4.3484e-05 | 0.21477 | Commercial/Industrial | Ceiling Insulation(R12 to R38) | 0.29453 | 0.7964 | -0.68424 | 4.2975e-06 | 9.6876e-05 | 0.21477
[20 empty] | Commercial/Industrial | Ceiling Insulation(R12 to R38) | 0.27633 | 1.2544 | -0.90885 | 2.4751e-05 | 4.4161e-05 | 0.21811 | Commercial/Industrial | Ceiling Insulation(R12 to R38) | 0.29453 | 0.7964 | -0.68424 | 4.2975e-06 | 9.6876e-05 | 0.21477
[20 empty] | Commercial/Industrial | Ceiling Insulation(R19 to R38) | 0.16111 | 0.7964 | -0.91516 | 2.0144e-06 | 4.5409e-05 | 0.10067 | Commercial/Industrial | Ceiling Insulation(R12 to R38) | 0.29913 | 0.7964 | -0.67104 | 4.3645e-06 | 9.8386e-05 | 0.21811
[20 empty] | Commercial/Industrial | Ceiling Insulation(R19 to R38) | 0.16111 | 0.7964 | -0.91516 | 2.0144e-06 | 4.5409e-05 | 0.10067 | Commercial/Industrial | Ceiling Insulation(R12 to R38) | 0.29913 | 0.7964 | -0.67104 | 4.3645e-06 | 9.8386e-05 | 0.21811
[20 empty] | Commercial/Industrial | Ceiling Insulation(R19 to R38) | 0.16111 | 0.7964 | -0.91516 | 2.0144e-06 | 4.5409e-05 | 0.10067 | Commercial/Industrial | Ceiling Insulation(R12 to R38) | 0.29913 | 0.7964 | -0.67104 | 4.3645e-06 | 9.8386e-05 | 0.21811
[20 empty] | Commercial/Industrial | Ceiling Insulation(R19 to R38) | 0.16111 | 0.7964 | -0.91516 | 2.0144e-06 | 4.5409e-05 | 0.10067 | Commercial/Industrial | Ceiling Insulation(R12 to R38) | 0.29913 | 0.7964 | -0.67104 | 4.3645e-06 | 9.8386e-05 | 0.21811
[20 empty] | Commercial/Industrial | Ceiling Insulation(R19 to R38) | 0.16111 | 0.7964 | -0.91516 | 2.0144e-06 | 4.5409e-05 | 0.10067 | Commercial/Industrial | Ceiling Insulation(R12 to R38) | 0.29913 | 0.7964 | -0.67104 | 4.3645e-06 | 9.8386e-05 | 0.21811
[20 empty] | Commercial/Industrial | Ceiling Insulation(R19 to R38) | 0.16111 | 0.7964 | -0.91516 | 2.0144e-06 | 4.5409e-05 | 0.10067 | Commercial/Industrial | Ceiling Insulation(R12 to R38) | 0.29913 | 0.7964 | -0.67104 | 4.3645e-06 | 9.8386e-05 | 0.21811
[20 empty] | Commercial/Industrial | Ceiling Insulation(R19 to R38) | 0.15863 | 0.7964 | -0.92125 | 1.9835e-06 | 4.4712e-05 | 0.099123 | Commercial/Industrial | Ceiling Insulation(R12 to R38) | 0.31494 | 0.83 | -0.66953 | 4.3827e-05 | 0.00010023 | 0.21477
[20 empty] | Commercial/Industrial | Ceiling Insulation(R19 to R38) | 0.15863 | 0.7964 | -0.92125 | 1.9835e-06 | 4.4712e-05 | 0.099123 | Commercial/Industrial | Ceiling Insulation(R12 to R38) | 0.31494 | 0.83 | -0.66953 | 4.3827e-05 | 0.00010023 | 0.21477
[20 empty] | Commercial/Industrial | Ceiling Insulation(R19 to R38) | 0.15863 | 0.7964 | -0.92125 | 1.9835e-06 | 4.4712e-05 | 0.099123 | Commercial/Industrial | Ceiling Insulation(R12 to R38) | 0.31494 | 0.83 | -0.66953 | 4.3827e-05 | 0.00010023 | 0.21477
[20 empty] | Commercial/Industrial | Ceiling Insulation(R19 to R38) | 0.15863 | 0.7964 | -0.92125 | 1.9835e-06 | 4.4712e-05 | 0.099123 | Commercial/Industrial | Ceiling Insulation(R12 to R38) | 0.31985 | 0.83 | -0.65609 | 4.4511e-05 | 0.00010179 | 0.21811
[20 empty] | Commercial/Industrial | Ceiling Insulation(R19 to R38) | 0.15863 | 0.7964 | -0.92125 | 1.9835e-06 | 4.4712e-05 | 0.099123 | Commercial/Industrial | Ceiling Insulation(R12 to R38) | 0.31985 | 0.83 | -0.65609 | 4.4511e-05 | 0.00010179 | 0.21811
[20 empty] | Commercial/Industrial | Ceiling Insulation(R19 to R38) | 0.15863 | 0.7964 | -0.92125 | 1.9835e-06 | 4.4712e-05 | 0.099123 | Commercial/Industrial | Ceiling Insulation(R12 to R38) | 0.31985 | 0.83 | -0.65609 | 4.4511e-05 | 0.00010179 | 0.21811
[20 empty] | Commercial/Industrial | Ceiling Insulation(R19 to R38) | 0.17227 | 0.83 | -0.90826 | 2.0543e-05 | 4.6982e-05 | 0.10067 | Commercial/Industrial | Ceiling Insulation(R19 to R38) | 0.14654 | 1.2544 | -1.0293 | 1.1248e-05 | 2.0069e-05 | 0.099123
[20 empty] | Commercial/Industrial | Ceiling Insulation(R19 to R38) | 0.17227 | 0.83 | -0.90826 | 2.0543e-05 | 4.6982e-05 | 0.10067 | Commercial/Industrial | Ceiling Insulation(R19 to R38) | 0.14883 | 1.2544 | -1.0249 | 1.1424e-05 | 2.0382e-05 | 0.10067
[20 empty] | Commercial/Industrial | Ceiling Insulation(R19 to R38) | 0.17227 | 0.83 | -0.90826 | 2.0543e-05 | 4.6982e-05 | 0.10067 | Commercial/Industrial | Ceiling Insulation(R19 to R38) | 0.17517 | 0.9379 | -0.93755 | 4.0995e-05 | 2.4148e-05 | 0.099123
[20 empty] | Commercial/Industrial | Ceiling Insulation(R19 to R38) | 0.16962 | 0.83 | -0.91446 | 2.0228e-05 | 4.6261e-05 | 0.099123 | Commercial/Industrial | Ceiling Insulation(R19 to R38) | 0.17517 | 0.9379 | -0.93755 | 4.0995e-05 | 2.4148e-05 | 0.099123
[20 empty] | Commercial/Industrial | Ceiling Insulation(R19 to R38) | 0.16962 | 0.83 | -0.91446 | 2.0228e-05 | 4.6261e-05 | 0.099123 | Commercial/Industrial | Ceiling Insulation(R19 to R38) | 0.17517 | 0.9379 | -0.93755 | 4.0995e-05 | 2.4148e-05 | 0.099123
[20 empty] | Commercial/Industrial | Ceiling Insulation(R19 to R38) | 0.16962 | 0.83 | -0.91446 | 2.0228e-05 | 4.6261e-05 | 0.099123 | Commercial/Industrial | Ceiling Insulation(R19 to R38) | 0.1779 | 0.9379 | -0.93171 | 4.1634e-05 | 2.4524e-05 | 0.10067
[20 empty] | Commercial/Industrial | Ceiling Insulation(R19 to R38) | 0.1779 | 0.9379 | -0.93171 | 4.1634e-05 | 2.4524e-05 | 0.10067 | Commercial/Industrial | Ceiling Insulation(R19 to R38) | 0.1779 | 0.9379 | -0.93171 | 4.1634e-05 | 2.4524e-05 | 0.10067
[20 empty] | Commercial/Industrial | Ceiling Insulation(R19 to R38) | 0.1779 | 0.9379 | -0.93171 | 4.1634e-05 | 2.4524e-05 | 0.10067 | Commercial/Industrial | Ceiling Insulation(R19 to R38) | 0.1779 | 0.9379 | -0.93171 | 4.1634e-05 | 2.4524e-05 | 0.10067
[20 empty] | Commercial/Industrial | Ceiling Insulation(R19 to R38) | 0.1779 | 0.9379 | -0.93171 | 4.1634e-05 | 2.4524e-05 | 0.10067 | Commercial/Industrial | Ceiling Insulation(R19 to R38) | 0.15863 | 0.7964 | -0.92125 | 1.9835e-06 | 4.4712e-05 | 0.099123
[20 empty] | Commercial/Industrial | Ceiling Insulation(R19 to R38) | 0.17517 | 0.9379 | -0.93755 | 4.0995e-05 | 2.4148e-05 | 0.099123 | Commercial/Industrial | Ceiling Insulation(R19 to R38) | 0.15863 | 0.7964 | -0.92125 | 1.9835e-06 | 4.4712e-05 | 0.099123
[20 empty] | Commercial/Industrial | Ceiling Insulation(R19 to R38) | 0.17517 | 0.9379 | -0.93755 | 4.0995e-05 | 2.4148e-05 | 0.099123 | Commercial/Industrial | Ceiling Insulation(R19 to R38) | 0.15863 | 0.7964 | -0.92125 | 1.9835e-06 | 4.4712e-05 | 0.099123
[20 empty] | Commercial/Industrial | Ceiling Insulation(R19 to R38) | 0.17517 | 0.9379 | -0.93755 | 4.0995e-05 | 2.4148e-05 | 0.099123 | Commercial/Industrial | Ceiling Insulation(R19 to R38) | 0.15863 | 0.7964 | -0.92125 | 1.9835e-06 | 4.4712e-05 | 0.099123
[20 empty] | Commercial/Industrial | Ceiling Insulation(R19 to R38) | 0.14654 | 1.2544 | -1.0293 | 1.1248e-05 | 2.0069e-05 | 0.099123 | Commercial/Industrial | Ceiling Insulation(R19 to R38) | 0.15863 | 0.7964 | -0.92125 | 1.9835e-06 | 4.4712e-05 | 0.099123
[20 empty] | Commercial/Industrial | Ceiling Insulation(R19 to R38) | 0.14883 | 1.2544 | -1.0249 | 1.1424e-05 | 2.0382e-05 | 0.10067 | Commercial/Industrial | Ceiling Insulation(R19 to R38) | 0.15863 | 0.7964 | -0.92125 | 1.9835e-06 | 4.4712e-05 | 0.099123
[20 empty] | Commercial/Industrial | Ceiling Insulation(R2 to R38) | 2.4247 | 0.93586 | 5.3019 | 3.6259e-05 | 0.00081736 | 1.812 | Commercial/Industrial | Ceiling Insulation(R19 to R38) | 0.16111 | 0.7964 | -0.91516 | 2.0144e-06 | 4.5409e-05 | 0.10067
[20 empty] | Commercial/Industrial | Ceiling Insulation(R2 to R38) | 2.4247 | 0.93586 | 5.3019 | 3.6259e-05 | 0.00081736 | 1.812 | Commercial/Industrial | Ceiling Insulation(R19 to R38) | 0.16111 | 0.7964 | -0.91516 | 2.0144e-06 | 4.5409e-05 | 0.10067
[20 empty] | Commercial/Industrial | Ceiling Insulation(R2 to R38) | 2.4247 | 0.93586 | 5.3019 | 3.6259e-05 | 0.00081736 | 1.812 | Commercial/Industrial | Ceiling Insulation(R19 to R38) | 0.16111 | 0.7964 | -0.91516 | 2.0144e-06 | 4.5409e-05 | 0.10067
[20 empty] | Commercial/Industrial | Ceiling Insulation(R2 to R38) | 2.4247 | 0.93586 | 5.3019 | 3.6259e-05 | 0.00081736 | 1.812 | Commercial/Industrial | Ceiling Insulation(R19 to R38) | 0.16111 | 0.7964 | -0.91516 | 2.0144e-06 | 4.5409e-05 | 0.10067
[20 empty] | Commercial/Industrial | Ceiling Insulation(R2 to R38) | 2.4247 | 0.93586 | 5.3019 | 3.6259e-05 | 0.00081736 | 1.812 | Commercial/Industrial | Ceiling Insulation(R19 to R38) | 0.16111 | 0.7964 | -0.91516 | 2.0144e-06 | 4.5409e-05 | 0.10067
[20 empty] | Commercial/Industrial | Ceiling Insulation(R2 to R38) | 2.4247 | 0.93586 | 5.3019 | 3.6259e-05 | 0.00081736 | 1.812 | Commercial/Industrial | Ceiling Insulation(R19 to R38) | 0.16111 | 0.7964 | -0.91516 | 2.0144e-06 | 4.5409e-05 | 0.10067
[20 empty] | Commercial/Industrial | Ceiling Insulation(R2 to R38) | 2.393 | 0.93804 | 5.1922 | 3.5703e-05 | 0.00080482 | 1.7842 | Commercial/Industrial | Ceiling Insulation(R19 to R38) | 0.16962 | 0.83 | -0.91446 | 2.0228e-05 | 4.6261e-05 | 0.099123
[20 empty] | Commercial/Industrial | Ceiling Insulation(R2 to R38) | 2.393 | 0.93804 | 5.1922 | 3.5703e-05 | 0.00080482 | 1.7842 | Commercial/Industrial | Ceiling Insulation(R19 to R38) | 0.16962 | 0.83 | -0.91446 | 2.0228e-05 | 4.6261e-05 | 0.099123
[20 empty] | Commercial/Industrial | Ceiling Insulation(R2 to R38) | 2.393 | 0.93804 | 5.1922 | 3.5703e-05 | 0.00080482 | 1.7842 | Commercial/Industrial | Ceiling Insulation(R19 to R38) | 0.16962 | 0.83 | -0.91446 | 2.0228e-05 | 4.6261e-05 | 0.099123
[20 empty] | Commercial/Industrial | Ceiling Insulation(R2 to R38) | 2.393 | 0.93804 | 5.1922 | 3.5703e-05 | 0.00080482 | 1.7842 | Commercial/Industrial | Ceiling Insulation(R19 to R38) | 0.17227 | 0.83 | -0.90826 | 2.0543e-05 | 4.6982e-05 | 0.10067
[20 empty] | Commercial/Industrial | Ceiling Insulation(R2 to R38) | 2.393 | 0.93804 | 5.1922 | 3.5703e-05 | 0.00080482 | 1.7842 | Commercial/Industrial | Ceiling Insulation(R19 to R38) | 0.17227 | 0.83 | -0.90826 | 2.0543e-05 | 4.6982e-05 | 0.10067
[20 empty] | Commercial/Industrial | Ceiling Insulation(R2 to R38) | 2.393 | 0.93804 | 5.1922 | 3.5703e-05 | 0.00080482 | 1.7842 | Commercial/Industrial | Ceiling Insulation(R19 to R38) | 0.17227 | 0.83 | -0.90826 | 2.0543e-05 | 4.6982e-05 | 0.10067
[20 empty] | Commercial/Industrial | Ceiling Insulation(R30 to R38) | 0.056416 | 0.7964 | -0.89336 | 5.3717e-07 | 1.2109e-05 | 0.026845 | Commercial/Industrial | Ceiling Insulation(R2 to R38) | 2.4247 | 0.93586 | 5.3019 | 3.6259e-05 | 0.00081736 | 1.812
[20 empty] | Commercial/Industrial | Ceiling Insulation(R30 to R38) | 0.056416 | 0.7964 | -0.89336 | 5.3717e-07 | 1.2109e-05 | 0.026845 | Commercial/Industrial | Ceiling Insulation(R2 to R38) | 2.4247 | 0.93586 | 5.3019 | 3.6259e-05 | 0.00081736 | 1.812
[20 empty] | Commercial/Industrial | Ceiling Insulation(R30 to R38) | 0.056416 | 0.7964 | -0.89336 | 5.3717e-07 | 1.2109e-05 | 0.026845 | Commercial/Industrial | Ceiling Insulation(R2 to R38) | 2.4247 | 0.93586 | 5.3019 | 3.6259e-05 | 0.00081736 | 1.812
[20 empty] | Commercial/Industrial | Ceiling Insulation(R30 to R38) | 0.056416 | 0.7964 | -0.89336 | 5.3717e-07 | 1.2109e-05 | 0.026845 | Commercial/Industrial | Ceiling Insulation(R2 to R38) | 2.4247 | 0.93586 | 5.3019 | 3.6259e-05 | 0.00081736 | 1.812
[20 empty] | Commercial/Industrial | Ceiling Insulation(R30 to R38) | 0.056416 | 0.7964 | -0.89336 | 5.3717e-07 | 1.2109e-05 | 0.026845 | Commercial/Industrial | Ceiling Insulation(R2 to R38) | 2.4247 | 0.93586 | 5.3019 | 3.6259e-05 | 0.00081736 | 1.812
[20 empty] | Commercial/Industrial | Ceiling Insulation(R30 to R38) | 0.056416 | 0.7964 | -0.89336 | 5.3717e-07 | 1.2109e-05 | 0.026845 | Commercial/Industrial | Ceiling Insulation(R2 to R38) | 2.4247 | 0.93586 | 5.3019 | 3.6259e-05 | 0.00081736 | 1.812
[20 empty] | Commercial/Industrial | Ceiling Insulation(R30 to R38) | 0.05555 | 0.7964 | -0.89499 | 5.2893e-07 | 1.1923e-05 | 0.026433 | Commercial/Industrial | Ceiling Insulation(R2 to R38) | 2.393 | 0.93804 | 5.1922 | 3.5703e-05 | 0.00080482 | 1.7842
[20 empty] | Commercial/Industrial | Ceiling Insulation(R30 to R38) | 0.05555 | 0.7964 | -0.89499 | 5.2893e-07 | 1.1923e-05 | 0.026433 | Commercial/Industrial | Ceiling Insulation(R2 to R38) | 2.393 | 0.93804 | 5.1922 | 3.5703e-05 | 0.00080482 | 1.7842
[20 empty] | Commercial/Industrial | Ceiling Insulation(R30 to R38) | 0.05555 | 0.7964 | -0.89499 | 5.2893e-07 | 1.1923e-05 | 0.026433 | Commercial/Industrial | Ceiling Insulation(R2 to R38) | 2.393 | 0.93804 | 5.1922 | 3.5703e-05 | 0.00080482 | 1.7842
[20 empty] | Commercial/Industrial | Ceiling Insulation(R30 to R38) | 0.05555 | 0.7964 | -0.89499 | 5.2893e-07 | 1.1923e-05 | 0.026433 | Commercial/Industrial | Ceiling Insulation(R2 to R38) | 2.393 | 0.93804 | 5.1922 | 3.5703e-05 | 0.00080482 | 1.7842
[20 empty] | Commercial/Industrial | Ceiling Insulation(R30 to R38) | 0.05555 | 0.7964 | -0.89499 | 5.2893e-07 | 1.1923e-05 | 0.026433 | Commercial/Industrial | Ceiling Insulation(R2 to R38) | 2.393 | 0.93804 | 5.1922 | 3.5703e-05 | 0.00080482 | 1.7842
[20 empty] | Commercial/Industrial | Ceiling Insulation(R30 to R38) | 0.05555 | 0.7964 | -0.89499 | 5.2893e-07 | 1.1923e-05 | 0.026433 | Commercial/Industrial | Ceiling Insulation(R2 to R38) | 2.393 | 0.93804 | 5.1922 | 3.5703e-05 | 0.00080482 | 1.7842
[20 empty] | Commercial/Industrial | Ceiling Insulation(R30 to R38) | 0.060324 | 0.83 | -0.89152 | 5.4782e-06 | 1.2529e-05 | 0.026845 | Commercial/Industrial | Ceiling Insulation(R30 to R38) | 0.051316 | 1.2544 | -0.92381 | 2.9995e-06 | 5.3518e-06 | 0.026433
[20 empty] | Commercial/Industrial | Ceiling Insulation(R30 to R38) | 0.060324 | 0.83 | -0.89152 | 5.4782e-06 | 1.2529e-05 | 0.026845 | Commercial/Industrial | Ceiling Insulation(R30 to R38) | 0.052116 | 1.2544 | -0.92263 | 3.0463e-06 | 5.4353e-06 | 0.026845
[20 empty] | Commercial/Industrial | Ceiling Insulation(R30 to R38) | 0.060324 | 0.83 | -0.89152 | 5.4782e-06 | 1.2529e-05 | 0.026845 | Commercial/Industrial | Ceiling Insulation(R30 to R38) | 0.06134 | 0.9379 | -0.89933 | 1.0932e-05 | 6.4393e-06 | 0.026433
[20 empty] | Commercial/Industrial | Ceiling Insulation(R30 to R38) | 0.059398 | 0.83 | -0.89318 | 5.3941e-06 | 1.2336e-05 | 0.026433 | Commercial/Industrial | Ceiling Insulation(R30 to R38) | 0.06134 | 0.9379 | -0.89933 | 1.0932e-05 | 6.4393e-06 | 0.026433
[20 empty] | Commercial/Industrial | Ceiling Insulation(R30 to R38) | 0.059398 | 0.83 | -0.89318 | 5.3941e-06 | 1.2336e-05 | 0.026433 | Commercial/Industrial | Ceiling Insulation(R30 to R38) | 0.06134 | 0.9379 | -0.89933 | 1.0932e-05 | 6.4393e-06 | 0.026433
[20 empty] | Commercial/Industrial | Ceiling Insulation(R30 to R38) | 0.059398 | 0.83 | -0.89318 | 5.3941e-06 | 1.2336e-05 | 0.026433 | Commercial/Industrial | Ceiling Insulation(R30 to R38) | 0.062296 | 0.9379 | -0.89778 | 1.1102e-05 | 6.5397e-06 | 0.026845
[20 empty] | Commercial/Industrial | Ceiling Insulation(R30 to R38) | 0.06134 | 0.9379 | -0.89933 | 1.0932e-05 | 6.4393e-06 | 0.026433 | Commercial/Industrial | Ceiling Insulation(R30 to R38) | 0.062296 | 0.9379 | -0.89778 | 1.1102e-05 | 6.5397e-06 | 0.026845
[20 empty] | Commercial/Industrial | Ceiling Insulation(R30 to R38) | 0.06134 | 0.9379 | -0.89933 | 1.0932e-05 | 6.4393e-06 | 0.026433 | Commercial/Industrial | Ceiling Insulation(R30 to R38) | 0.062296 | 0.9379 | -0.89778 | 1.1102e-05 | 6.5397e-06 | 0.026845
[20 empty] | Commercial/Industrial | Ceiling Insulation(R30 to R38) | 0.06134 | 0.9379 | -0.89933 | 1.0932e-05 | 6.4393e-06 | 0.026433 | Commercial/Industrial | Ceiling Insulation(R30 to R38) | 0.05555 | 0.7964 | -0.89499 | 5.2893e-07 | 1.1923e-05 | 0.026433
[20 empty] | Commercial/Industrial | Ceiling Insulation(R30 to R38) | 0.062296 | 0.9379 | -0.89778 | 1.1102e-05 | 6.5397e-06 | 0.026845 | Commercial/Industrial | Ceiling Insulation(R30 to R38) | 0.05555 | 0.7964 | -0.89499 | 5.2893e-07 | 1.1923e-05 | 0.026433
[20 empty] | Commercial/Industrial | Ceiling Insulation(R30 to R38) | 0.062296 | 0.9379 | -0.89778 | 1.1102e-05 | 6.5397e-06 | 0.026845 | Commercial/Industrial | Ceiling Insulation(R30 to R38) | 0.05555 | 0.7964 | -0.89499 | 5.2893e-07 | 1.1923e-05 | 0.026433
[20 empty] | Commercial/Industrial | Ceiling Insulation(R30 to R38) | 0.062296 | 0.9379 | -0.89778 | 1.1102e-05 | 6.5397e-06 | 0.026845 | Commercial/Industrial | Ceiling Insulation(R30 to R38) | 0.05555 | 0.7964 | -0.89499 | 5.2893e-07 | 1.1923e-05 | 0.026433
[20 empty] | Commercial/Industrial | Ceiling Insulation(R30 to R38) | 0.051316 | 1.2544 | -0.92381 | 2.9995e-06 | 5.3518e-06 | 0.026433 | Commercial/Industrial | Ceiling Insulation(R30 to R38) | 0.05555 | 0.7964 | -0.89499 | 5.2893e-07 | 1.1923e-05 | 0.026433
[20 empty] | Commercial/Industrial | Ceiling Insulation(R30 to R38) | 0.052116 | 1.2544 | -0.92263 | 3.0463e-06 | 5.4353e-06 | 0.026845 | Commercial/Industrial | Ceiling Insulation(R30 to R38) | 0.05555 | 0.7964 | -0.89499 | 5.2893e-07 | 1.1923e-05 | 0.026433
[20 empty] | Commercial/Industrial | CFL - 15W Flood | 9.105 | 1.8228 | 128.6044 | 0 | 0 | 200.9 | Commercial/Industrial | Ceiling Insulation(R30 to R38) | 0.056416 | 0.7964 | -0.89336 | 5.3717e-07 | 1.2109e-05 | 0.026845
[20 empty] | Commercial/Industrial | CFL - 15W Flood | 9.105 | 1.8228 | 128.6044 | 0 | 0 | 200.9 | Commercial/Industrial | Ceiling Insulation(R30 to R38) | 0.056416 | 0.7964 | -0.89336 | 5.3717e-07 | 1.2109e-05 | 0.026845
[20 empty] | Commercial/Industrial | CFL - 15W Flood | 9.105 | 1.8228 | 128.6044 | 0 | 0 | 200.9 | Commercial/Industrial | Ceiling Insulation(R30 to R38) | 0.056416 | 0.7964 | -0.89336 | 5.3717e-07 | 1.2109e-05 | 0.026845
[20 empty] | Commercial/Industrial | CFL - 15W Flood | 9.105 | 1.8228 | 128.6044 | 0 | 0 | 200.9 | Commercial/Industrial | Ceiling Insulation(R30 to R38) | 0.056416 | 0.7964 | -0.89336 | 5.3717e-07 | 1.2109e-05 | 0.026845
[20 empty] | Commercial/Industrial | CFL - 15W Flood | 9.105 | 1.8228 | 128.6044 | 0 | 0 | 200.9 | Commercial/Industrial | Ceiling Insulation(R30 to R38) | 0.056416 | 0.7964 | -0.89336 | 5.3717e-07 | 1.2109e-05 | 0.026845
[20 empty] | Commercial/Industrial | CFL - 15W Flood | 9.105 | 1.8228 | 128.6044 | 0 | 0 | 200.9 | Commercial/Industrial | Ceiling Insulation(R30 to R38) | 0.056416 | 0.7964 | -0.89336 | 5.3717e-07 | 1.2109e-05 | 0.026845
[20 empty] | Commercial/Industrial | CFL - 15W Flood | 9.105 | 1.8228 | 128.6044 | 0 | 0 | 200.9 | Commercial/Industrial | Ceiling Insulation(R30 to R38) | 0.059398 | 0.83 | -0.89318 | 5.3941e-06 | 1.2336e-05 | 0.026433
[20 empty] | Commercial/Industrial | CFL - 15W Flood | 9.105 | 1.8228 | 128.6044 | 0 | 0 | 200.9 | Commercial/Industrial | Ceiling Insulation(R30 to R38) | 0.059398 | 0.83 | -0.89318 | 5.3941e-06 | 1.2336e-05 | 0.026433
[20 empty] | Commercial/Industrial | CFL - 15W Flood | 9.105 | 1.8228 | 128.6044 | 0 | 0 | 200.9 | Commercial/Industrial | Ceiling Insulation(R30 to R38) | 0.059398 | 0.83 | -0.89318 | 5.3941e-06 | 1.2336e-05 | 0.026433
[20 empty] | Commercial/Industrial | CFL - 15W Flood | 9.105 | 1.8228 | 128.6044 | 0 | 0 | 200.9 | Commercial/Industrial | Ceiling Insulation(R30 to R38) | 0.060324 | 0.83 | -0.89152 | 5.4782e-06 | 1.2529e-05 | 0.026845
[20 empty] | Commercial/Industrial | CFL - 15W Flood | 9.105 | 1.8228 | 128.6044 | 0 | 0 | 200.9 | Commercial/Industrial | Ceiling Insulation(R30 to R38) | 0.060324 | 0.83 | -0.89152 | 5.4782e-06 | 1.2529e-05 | 0.026845
[20 empty] | Commercial/Industrial | CFL - 15W Flood | 9.105 | 1.8228 | 128.6044 | 0 | 0 | 200.9 | Commercial/Industrial | Ceiling Insulation(R30 to R38) | 0.060324 | 0.83 | -0.89152 | 5.4782e-06 | 1.2529e-05 | 0.026845
[20 empty] | Commercial/Industrial | CFL - 15W Flood | 9.105 | 1.8228 | 128.6044 | 0 | 0 | 200.9 | Commercial/Industrial | CFL - 15W Flood | 9.105 | 1.8228 | 128.6044 | 0 | 0 | 200.9
[20 empty] | Commercial/Industrial | CFL - 15W Flood | 9.105 | 1.8228 | 128.6044 | 0 | 0 | 200.9 | Commercial/Industrial | CFL - 15W Flood | 9.105 | 1.8228 | 128.6044 | 0 | 0 | 200.9
[20 empty] | Commercial/Industrial | CFL - 15W Flood | 9.105 | 1.8228 | 128.6044 | 0 | 0 | 200.9 | Commercial/Industrial | CFL - 15W Flood | 9.105 | 1.8228 | 128.6044 | 0 | 0 | 200.9
[20 empty] | Commercial/Industrial | CFL - 15W Flood | 9.105 | 1.8228 | 128.6044 | 0 | 0 | 200.9 | Commercial/Industrial | CFL - 15W Flood | 9.105 | 1.8228 | 128.6044 | 0 | 0 | 200.9
[20 empty] | Commercial/Industrial | CFL - 15W Flood | 9.105 | 1.8228 | 128.6044 | 0 | 0 | 200.9 | Commercial/Industrial | CFL - 15W Flood | 9.105 | 1.8228 | 128.6044 | 0 | 0 | 200.9
[20 empty] | Commercial/Industrial | CFL - 15W Flood | 9.105 | 1.8228 | 128.6044 | 0 | 0 | 200.9 | Commercial/Industrial | CFL - 15W Flood | 9.105 | 1.8228 | 128.6044 | 0 | 0 | 200.9
[20 empty] | Commercial/Industrial | CFL - 15W Flood | 9.105 | 1.8228 | 128.6044 | 0 | 0 | 200.9 | Commercial/Industrial | CFL - 15W Flood | 9.105 | 1.8228 | 128.6044 | 0 | 0 | 200.9
[20 empty] | Commercial/Industrial | CFL - 15W Flood | 9.105 | 1.8228 | 128.6044 | 0 | 0 | 200.9 | Commercial/Industrial | CFL - 15W Flood | 9.105 | 1.8228 | 128.6044 | 0 | 0 | 200.9
[20 empty] | Commercial/Industrial | CFL - 15W Flood | 9.105 | 1.8228 | 128.6044 | 0 | 0 | 200.9 | Commercial/Industrial | CFL - 15W Flood | 9.105 | 1.8228 | 128.6044 | 0 | 0 | 200.9
[20 empty] | Commercial/Industrial | CFL - 15W Flood | 9.105 | 1.8228 | 128.6044 | 0 | 0 | 200.9 | Commercial/Industrial | CFL - 15W Flood | 9.105 | 1.8228 | 128.6044 | 0 | 0 | 200.9
[20 empty] | Commercial/Industrial | CFL - 15W Flood | 9.105 | 1.8228 | 128.6044 | 0 | 0 | 200.9 | Commercial/Industrial | CFL - 15W Flood | 9.105 | 1.8228 | 128.6044 | 0 | 0 | 200.9
[20 empty] | Commercial/Industrial | CFL - 15W Flood | 9.105 | 1.8228 | 128.6044 | 0 | 0 | 200.9 | Commercial/Industrial | CFL - 15W Flood | 9.105 | 1.8228 | 128.6044 | 0 | 0 | 200.9
[20 empty] | Commercial/Industrial | CFL - 15W Flood | 9.105 | 1.8228 | 128.6044 | 0 | 0 | 200.9 | Commercial/Industrial | CFL - 15W Flood | 9.105 | 1.8228 | 128.6044 | 0 | 0 | 200.9
[20 empty] | Commercial/Industrial | CFL - 15W Flood | 9.105 | 1.8228 | 128.6044 | 0 | 0 | 200.9 | Commercial/Industrial | CFL - 15W Flood | 9.105 | 1.8228 | 128.6044 | 0 | 0 | 200.9
[20 empty] | Commercial/Industrial | CFL-23W | 6.7661 | 1.1283 | 20.5683 | 0.0048304 | 0.0011168 | 20.132 | Commercial/Industrial | CFL - 15W Flood | 9.105 | 1.8228 | 128.6044 | 0 | 0 | 200.9
[20 empty] | Commercial/Industrial | CFL-23W | 8.2508 | 1.3907 | 24.8796 | 0.0031363 | 0.0030714 | 30.856 | Commercial/Industrial | CFL - 15W Flood | 9.105 | 1.8228 | 128.6044 | 0 | 0 | 200.9
[20 empty] | Commercial/Industrial | CFL-23W | 12.8057 | 1.1052 | 41.9767 | 0.0093469 | 2.5304e-06 | 38.808 | Commercial/Industrial | CFL - 15W Flood | 9.105 | 1.8228 | 128.6044 | 0 | 0 | 200.9
[20 empty] | Commercial/Industrial | CFL-23W | 11.7808 | 1.1237 | 37.783 | 0.0084448 | 0.0019525 | 35.196 | Commercial/Industrial | CFL - 15W Flood | 9.105 | 1.8228 | 128.6044 | 0 | 0 | 200.9
[20 empty] | Commercial/Industrial | CFL-23W | 12.7893 | 1.397 | 39.7158 | 0.0048396 | 0.0047395 | 47.614 | Commercial/Industrial | CFL - 15W Flood | 9.105 | 1.8228 | 128.6044 | 0 | 0 | 200.9
[20 empty] | Commercial/Industrial | CFL-23W | 7.7552 | 1.1274 | 23.9521 | 0.0055408 | 0.0012811 | 23.093 | Commercial/Industrial | CFL - 15W Flood | 9.105 | 1.8228 | 128.6044 | 0 | 0 | 200.9
[20 empty] | Commercial/Industrial | CFL-23W | 8.6784 | 1.1061 | 27.6365 | 0.006329 | 1.7134e-06 | 26.278 | Commercial/Industrial | CFL - 15W Flood | 9.105 | 1.8228 | 128.6044 | 0 | 0 | 200.9
[20 empty] | Commercial/Industrial | CFL-23W | 10.324 | 1.1232 | 32.8234 | 0.0074035 | 0.0017117 | 30.856 | Commercial/Industrial | CFL - 15W Flood | 9.105 | 1.8228 | 128.6044 | 0 | 0 | 200.9
[20 empty] | Commercial/Industrial | CFL-23W | 7.6696 | 1.1307 | 23.5841 | 0.0054636 | 0.0012632 | 22.771 | Commercial/Industrial | CFL - 15W Flood | 9.105 | 1.8228 | 128.6044 | 0 | 0 | 200.9
[20 empty] | Commercial/Industrial | CFL-23W | 7.7402 | 1.1032 | 24.456 | 0.0056597 | 1.5322e-06 | 23.499 | Commercial/Industrial | CFL - 15W Flood | 9.105 | 1.8228 | 128.6044 | 0 | 0 | 200.9
[20 empty] | Commercial/Industrial | CFL-23W | 11.5653 | 1.1102 | 37.4904 | 0.0084028 | 2.2748e-06 | 34.888 | Commercial/Industrial | CFL - 15W Flood | 9.105 | 1.8228 | 128.6044 | 0 | 0 | 200.9
[20 empty] | Commercial/Industrial | CFL-23W | 5.5382 | 1.1164 | 16.5926 | 0.0039956 | 0.00092383 | 16.653 | Commercial/Industrial | CFL - 15W Flood | 9.105 | 1.8228 | 128.6044 | 0 | 0 | 200.9
[20 empty] | Commercial/Industrial | CFL-23W | 8.9342 | 1.1205 | 28.1517 | 0.0064226 | 0.001485 | 26.768 | Commercial/Industrial | CFL-23W | 6.7661 | 1.1283 | 20.5683 | 0.0048304 | 0.0011168 | 20.132
[20 empty] | Commercial/Industrial | CFL-23W | 6.7661 | 1.1283 | 20.5683 | 0.0048304 | 0.0011168 | 20.132 | Commercial/Industrial | CFL-23W | 6.7661 | 1.1283 | 20.5683 | 0.0048304 | 0.0011168 | 20.132
[20 empty] | Commercial/Industrial | CFL-23W | 8.2508 | 1.3907 | 24.8796 | 0.0031363 | 0.0030714 | 30.856 | Commercial/Industrial | CFL-23W | 8.2508 | 1.3907 | 24.8796 | 0.0031363 | 0.0030714 | 30.856
[20 empty] | Commercial/Industrial | CFL-23W | 12.8057 | 1.1052 | 41.9767 | 0.0093469 | 2.5304e-06 | 38.808 | Commercial/Industrial | CFL-23W | 8.2508 | 1.3907 | 24.8796 | 0.0031363 | 0.0030714 | 30.856
[20 empty] | Commercial/Industrial | CFL-23W | 11.7808 | 1.1237 | 37.783 | 0.0084448 | 0.0019525 | 35.196 | Commercial/Industrial | CFL-23W | 12.8057 | 1.1052 | 41.9767 | 0.0093469 | 2.5304e-06 | 38.808
[20 empty] | Commercial/Industrial | CFL-23W | 12.7893 | 1.397 | 39.7158 | 0.0048396 | 0.0047395 | 47.614 | Commercial/Industrial | CFL-23W | 12.8057 | 1.1052 | 41.9767 | 0.0093469 | 2.5304e-06 | 38.808
[20 empty] | Commercial/Industrial | CFL-23W | 7.7552 | 1.1274 | 23.9521 | 0.0055408 | 0.0012811 | 23.093 | Commercial/Industrial | CFL-23W | 11.7808 | 1.1237 | 37.783 | 0.0084448 | 0.0019525 | 35.196
[20 empty] | Commercial/Industrial | CFL-23W | 8.6784 | 1.1061 | 27.6365 | 0.006329 | 1.7134e-06 | 26.278 | Commercial/Industrial | CFL-23W | 11.7808 | 1.1237 | 37.783 | 0.0084448 | 0.0019525 | 35.196
[20 empty] | Commercial/Industrial | CFL-23W | 10.324 | 1.1232 | 32.8234 | 0.0074035 | 0.0017117 | 30.856 | Commercial/Industrial | CFL-23W | 12.7893 | 1.397 | 39.7158 | 0.0048396 | 0.0047395 | 47.614
[20 empty] | Commercial/Industrial | CFL-23W | 7.6696 | 1.1307 | 23.5841 | 0.0054636 | 0.0012632 | 22.771 | Commercial/Industrial | CFL-23W | 12.7893 | 1.397 | 39.7158 | 0.0048396 | 0.0047395 | 47.614
[20 empty] | Commercial/Industrial | CFL-23W | 7.7402 | 1.1032 | 24.456 | 0.0056597 | 1.5322e-06 | 23.499 | Commercial/Industrial | CFL-23W | 7.7552 | 1.1274 | 23.9521 | 0.0055408 | 0.0012811 | 23.093
[20 empty] | Commercial/Industrial | CFL-23W | 11.5653 | 1.1102 | 37.4904 | 0.0084028 | 2.2748e-06 | 34.888 | Commercial/Industrial | CFL-23W | 7.7552 | 1.1274 | 23.9521 | 0.0055408 | 0.0012811 | 23.093
[20 empty] | Commercial/Industrial | CFL-23W | 5.5382 | 1.1164 | 16.5926 | 0.0039956 | 0.00092383 | 16.653 | Commercial/Industrial | CFL-23W | 8.6784 | 1.1061 | 27.6365 | 0.006329 | 1.7134e-06 | 26.278
[20 empty] | Commercial/Industrial | CFL-23W | 8.9342 | 1.1205 | 28.1517 | 0.0064226 | 0.001485 | 26.768 | Commercial/Industrial | CFL-23W | 8.6784 | 1.1061 | 27.6365 | 0.006329 | 1.7134e-06 | 26.278
[20 empty] | Commercial/Industrial | Chilled Water Controls Optimization | 44.2361 | 1.0281 | 18624.9982 | 4.2225 | 0.0042083 | 10408.106 | Commercial/Industrial | CFL-23W | 10.324 | 1.1232 | 32.8234 | 0.0074035 | 0.0017117 | 30.856
[20 empty] | Commercial/Industrial | Chilled Water Controls Optimization | 13.6974 | 1.028 | 5553.528 | 1.3075 | 0.0013031 | 3222.944 | Commercial/Industrial | CFL-23W | 10.324 | 1.1232 | 32.8234 | 0.0074035 | 0.0017117 | 30.856
[20 empty] | Commercial/Industrial | Chilled Water Controls Optimization | 14.0305 | 1.0281 | 5695.8339 | 1.3393 | 0.0013348 | 3301.1671 | Commercial/Industrial | CFL-23W | 7.6696 | 1.1307 | 23.5841 | 0.0054636 | 0.0012632 | 22.771
[20 empty] | Commercial/Industrial | Chilled Water Controls Optimization | 17.2527 | 1.0281 | 7075.1042 | 1.6468 | 0.0016413 | 4059.3282 | Commercial/Industrial | CFL-23W | 7.6696 | 1.1307 | 23.5841 | 0.0054636 | 0.0012632 | 22.771
[20 empty] | Commercial/Industrial | Chilled Water Controls Optimization | 10.6467 | 1.0281 | 4247.3807 | 1.0162 | 0.0010128 | 2504.9773 | Commercial/Industrial | CFL-23W | 7.7402 | 1.1032 | 24.456 | 0.0056597 | 1.5322e-06 | 23.499
[20 empty] | Commercial/Industrial | Chilled Water Controls Optimization | 27.7465 | 1.2078 | 11125.6015 | 1.8849 | 0.89883 | 8018.1238 | Commercial/Industrial | CFL-23W | 7.7402 | 1.1032 | 24.456 | 0.0056597 | 1.5322e-06 | 23.499
[20 empty] | Commercial/Industrial | Chilled Water Controls Optimization | 16.252 | 1.0281 | 6646.7723 | 1.5513 | 0.0015461 | 3823.8816 | Commercial/Industrial | CFL-23W | 11.5653 | 1.1102 | 37.4904 | 0.0084028 | 2.2748e-06 | 34.888
[20 empty] | Commercial/Industrial | Chilled Water Controls Optimization | 76.8465 | 1.2077 | 31362.1504 | 5.2206 | 2.4895 | 22207.3793 | Commercial/Industrial | CFL-23W | 11.5653 | 1.1102 | 37.4904 | 0.0084028 | 2.2748e-06 | 34.888
[20 empty] | Commercial/Industrial | Chilled Water Controls Optimization | 12.6253 | 1.0281 | 5094.296 | 1.2051 | 0.0012011 | 2970.5121 | Commercial/Industrial | CFL-23W | 5.5382 | 1.1164 | 16.5926 | 0.0039956 | 0.00092383 | 16.653
[20 empty] | Commercial/Industrial | Chilled Water Controls Optimization | 9.6852 | 1.0281 | 3835.9576 | 0.9245 | 0.00092139 | 2278.8251 | Commercial/Industrial | CFL-23W | 5.5382 | 1.1164 | 16.5926 | 0.0039956 | 0.00092383 | 16.653
[20 empty] | Commercial/Industrial | Chilled Water Controls Optimization | 44.2361 | 1.0281 | 18624.9982 | 4.2225 | 0.0042083 | 10408.106 | Commercial/Industrial | CFL-23W | 8.9342 | 1.1205 | 28.1517 | 0.0064226 | 0.001485 | 26.768
[20 empty] | Commercial/Industrial | Chilled Water Controls Optimization | 13.6974 | 1.028 | 5553.528 | 1.3075 | 0.0013031 | 3222.944 | Commercial/Industrial | CFL-23W | 8.9342 | 1.1205 | 28.1517 | 0.0064226 | 0.001485 | 26.768
[20 empty] | Commercial/Industrial | Chilled Water Controls Optimization | 14.0305 | 1.0281 | 5695.8339 | 1.3393 | 0.0013348 | 3301.1671 | Commercial/Industrial | Chilled Water Controls Optimization | 27.7465 | 1.2078 | 11125.6015 | 1.8849 | 0.89883 | 8018.1238
[20 empty] | Commercial/Industrial | Chilled Water Controls Optimization | 17.2527 | 1.0281 | 7075.1042 | 1.6468 | 0.0016413 | 4059.3282 | Commercial/Industrial | Chilled Water Controls Optimization | 76.8465 | 1.2077 | 31362.1504 | 5.2206 | 2.4895 | 22207.3793
[20 empty] | Commercial/Industrial | Chilled Water Controls Optimization | 12.6253 | 1.0281 | 5094.296 | 1.2051 | 0.0012011 | 2970.5121 | Commercial/Industrial | Chilled Water Controls Optimization | 27.7465 | 1.2078 | 11125.6015 | 1.8849 | 0.89883 | 8018.1238
[20 empty] | Commercial/Industrial | Chilled Water Controls Optimization | 9.6852 | 1.0281 | 3835.9576 | 0.9245 | 0.00092139 | 2278.8251 | Commercial/Industrial | Chilled Water Controls Optimization | 76.8465 | 1.2077 | 31362.1504 | 5.2206 | 2.4895 | 22207.3793
[20 empty] | Commercial/Industrial | Chilled Water Controls Optimization | 10.6467 | 1.0281 | 4247.3807 | 1.0162 | 0.0010128 | 2504.9773 | Commercial/Industrial | Chilled Water Controls Optimization | 0 | #DIV/0! | -309.752 | 0 | 0 | 0
[20 empty] | Commercial/Industrial | Chilled Water Controls Optimization | 27.7465 | 1.2078 | 11125.6015 | 1.8849 | 0.89883 | 8018.1238 | Commercial/Industrial | Chilled Water Controls Optimization | 0 | #DIV/0! | -309.752 | 0 | 0 | 0
[20 empty] | Commercial/Industrial | Chilled Water Controls Optimization | 16.252 | 1.0281 | 6646.7723 | 1.5513 | 0.0015461 | 3823.8816 | Commercial/Industrial | Chilled Water Controls Optimization | 10.6467 | 1.0281 | 4247.3807 | 1.0162 | 0.0010128 | 2504.9773
[20 empty] | Commercial/Industrial | Chilled Water Controls Optimization | 76.8465 | 1.2077 | 31362.1504 | 5.2206 | 2.4895 | 22207.3793 | Commercial/Industrial | Chilled Water Controls Optimization | 10.6467 | 1.0281 | 4247.3807 | 1.0162 | 0.0010128 | 2504.9773
[20 empty] | Commercial/Industrial | Chilled Water Controls Optimization | 0 | #DIV/0! | -309.752 | 0 | 0 | 0 | Commercial/Industrial | Chilled Water Controls Optimization | 12.6253 | 1.0281 | 5094.296 | 1.2051 | 0.0012011 | 2970.5121
[20 empty] | Commercial/Industrial | Chilled Water Controls Optimization | 0 | #DIV/0! | -309.752 | 0 | 0 | 0 | Commercial/Industrial | Chilled Water Controls Optimization | 12.6253 | 1.0281 | 5094.296 | 1.2051 | 0.0012011 | 2970.5121
[20 empty] | Commercial/Industrial | Cool Roof | 0.063666 | 0.71313 | -4.0124 | 0.00010041 | 0 | 0.17819 | Commercial/Industrial | Chilled Water Controls Optimization | 14.0305 | 1.0281 | 5695.8339 | 1.3393 | 0.0013348 | 3301.1671
[20 empty] | Commercial/Industrial | Cool Roof | 0.06351 | 0.71313 | -4.0138 | 0.00010016 | 0 | 0.17775 | Commercial/Industrial | Chilled Water Controls Optimization | 14.0305 | 1.0281 | 5695.8339 | 1.3393 | 0.0013348 | 3301.1671
[20 empty] | Commercial/Industrial | Cool Roof | 0.057872 | 0.80655 | -4.0928 | 7.5512e-05 | 0 | 0.17775 | Commercial/Industrial | Chilled Water Controls Optimization | 44.2361 | 1.0281 | 18624.9982 | 4.2225 | 0.0042083 | 10408.106
[20 empty] | Commercial/Industrial | Cool Roof | 0.057872 | 0.80655 | -4.0928 | 7.5512e-05 | 0 | 0.17775 | Commercial/Industrial | Chilled Water Controls Optimization | 44.2361 | 1.0281 | 18624.9982 | 4.2225 | 0.0042083 | 10408.106
[20 empty] | Commercial/Industrial | Cool Roof | 0.057872 | 0.80655 | -4.0928 | 7.5512e-05 | 0 | 0.17775 | Commercial/Industrial | Chilled Water Controls Optimization | 5.7509 | 1.0281 | 2151.8667 | 0.54895 | 0.0005471 | 1353.1094
[20 empty] | Commercial/Industrial | Cool Roof | 0.057872 | 0.80655 | -4.0928 | 7.5512e-05 | 0 | 0.17775 | Commercial/Industrial | Chilled Water Controls Optimization | 5.7509 | 1.0281 | 2151.8667 | 0.54895 | 0.0005471 | 1353.1094
[20 empty] | Commercial/Industrial | Cool Roof | 0.057872 | 0.80655 | -4.0928 | 7.5512e-05 | 0 | 0.17775 | Commercial/Industrial | Chilled Water Controls Optimization | 17.2527 | 1.0281 | 7075.1042 | 1.6468 | 0.0016413 | 4059.3282
[20 empty] | Commercial/Industrial | Cool Roof | 0.057872 | 0.80655 | -4.0928 | 7.5512e-05 | 0 | 0.17775 | Commercial/Industrial | Chilled Water Controls Optimization | 17.2527 | 1.0281 | 7075.1042 | 1.6468 | 0.0016413 | 4059.3282
[20 empty] | Commercial/Industrial | Cool Roof | 0.057872 | 0.80655 | -4.0928 | 7.5512e-05 | 0 | 0.17775 | Commercial/Industrial | Chilled Water Controls Optimization | 3.7416 | 1.0281 | 1291.7874 | 0.35715 | 0.00035595 | 880.3386
[20 empty] | Commercial/Industrial | Cool Roof | 0.057872 | 0.80655 | -4.0928 | 7.5512e-05 | 0 | 0.17775 | Commercial/Industrial | Chilled Water Controls Optimization | 3.7416 | 1.0281 | 1291.7874 | 0.35715 | 0.00035595 | 880.3386
[20 empty] | Commercial/Industrial | Cool Roof | 0.057872 | 0.80655 | -4.0928 | 7.5512e-05 | 0 | 0.17775 | Commercial/Industrial | Chilled Water Controls Optimization | 16.252 | 1.0281 | 6646.7723 | 1.5513 | 0.0015461 | 3823.8816
[20 empty] | Commercial/Industrial | Cool Roof | 0.057872 | 0.80655 | -4.0928 | 7.5512e-05 | 0 | 0.17775 | Commercial/Industrial | Chilled Water Controls Optimization | 16.252 | 1.0281 | 6646.7723 | 1.5513 | 0.0015461 | 3823.8816
[20 empty] | Commercial/Industrial | Cool Roof | 0.058014 | 0.80655 | -4.0917 | 7.5697e-05 | 0 | 0.17819 | Commercial/Industrial | Chilled Water Controls Optimization | 9.6852 | 1.0281 | 3835.9576 | 0.9245 | 0.00092139 | 2278.8251
[20 empty] | Commercial/Industrial | Cool Roof | 0.058014 | 0.80655 | -4.0917 | 7.5697e-05 | 0 | 0.17819 | Commercial/Industrial | Chilled Water Controls Optimization | 9.6852 | 1.0281 | 3835.9576 | 0.9245 | 0.00092139 | 2278.8251
[20 empty] | Commercial/Industrial | Cool Roof | 0.058014 | 0.80655 | -4.0917 | 7.5697e-05 | 0 | 0.17819 | Commercial/Industrial | Chilled Water Controls Optimization | 13.6974 | 1.028 | 5553.528 | 1.3075 | 0.0013031 | 3222.944
[20 empty] | Commercial/Industrial | Cool Roof | 0.058014 | 0.80655 | -4.0917 | 7.5697e-05 | 0 | 0.17819 | Commercial/Industrial | Chilled Water Controls Optimization | 13.6974 | 1.028 | 5553.528 | 1.3075 | 0.0013031 | 3222.944
[20 empty] | Commercial/Industrial | Cool Roof | 0.058014 | 0.80655 | -4.0917 | 7.5697e-05 | 0 | 0.17819 | Commercial/Industrial | CO Sensors for Parking Garage Exhaust | 3.3105 | 1.895 | 5445.5559 | 0.20046 | 0.20046 | 4980.032
[20 empty] | Commercial/Industrial | Cool Roof | 0.058014 | 0.80655 | -4.0917 | 7.5697e-05 | 0 | 0.17819 | Commercial/Industrial | CO Sensors for Parking Garage Exhaust | 3.3105 | 1.895 | 5445.5559 | 0.20046 | 0.20046 | 4980.032
[20 empty] | Commercial/Industrial | Cool Roof | 0.058014 | 0.80655 | -4.0917 | 7.5697e-05 | 0 | 0.17819 | Commercial/Industrial | CO Sensors for Parking Garage Exhaust | 3.3105 | 1.895 | 5445.5559 | 0.20046 | 0.20046 | 4980.032
[20 empty] | Commercial/Industrial | Cool Roof | 0.058014 | 0.80655 | -4.0917 | 7.5697e-05 | 0 | 0.17819 | Commercial/Industrial | CO Sensors for Parking Garage Exhaust | 3.3105 | 1.895 | 5445.5559 | 0.20046 | 0.20046 | 4980.032
[20 empty] | Commercial/Industrial | Cool Roof | 0.058014 | 0.80655 | -4.0917 | 7.5697e-05 | 0 | 0.17819 | Commercial/Industrial | CO Sensors for Parking Garage Exhaust | 3.3105 | 1.895 | 5445.5559 | 0.20046 | 0.20046 | 4980.032
[20 empty] | Commercial/Industrial | Cool Roof | 0.058014 | 0.80655 | -4.0917 | 7.5697e-05 | 0 | 0.17819 | Commercial/Industrial | CO Sensors for Parking Garage Exhaust | 3.3105 | 1.895 | 5445.5559 | 0.20046 | 0.20046 | 4980.032
[20 empty] | Commercial/Industrial | Cool Roof | 0.045845 | 1.3159 | -4.2615 | 2.2935e-05 | 0 | 0.17775 | Commercial/Industrial | CO Sensors for Parking Garage Exhaust | 3.3105 | 1.895 | 5445.5559 | 0.20046 | 0.20046 | 4980.032
[20 empty] | Commercial/Industrial | Cool Roof | 0.045845 | 1.3159 | -4.2615 | 2.2935e-05 | 0 | 0.17775 | Commercial/Industrial | CO Sensors for Parking Garage Exhaust | 3.3105 | 1.895 | 5445.5559 | 0.20046 | 0.20046 | 4980.032
[20 empty] | Commercial/Industrial | Cool Roof | 0.045958 | 1.3159 | -4.2607 | 2.2991e-05 | 0 | 0.17819 | Commercial/Industrial | CO Sensors for Parking Garage Exhaust | 3.3105 | 1.895 | 5445.5559 | 0.20046 | 0.20046 | 4980.032
[20 empty] | Commercial/Industrial | Cool Roof | 0.045958 | 1.3159 | -4.2607 | 2.2991e-05 | 0 | 0.17819 | Commercial/Industrial | CO Sensors for Parking Garage Exhaust | 3.3105 | 1.895 | 5445.5559 | 0.20046 | 0.20046 | 4980.032
[20 empty] | Commercial/Industrial | Dedicated Outdoor Air System on VRF unit | 0.13555 | 1.3001 | -2400.8815 | 0.062019 | 0.062685 | 203.814 | Commercial/Industrial | CO Sensors for Parking Garage Exhaust | 3.3105 | 1.895 | 5445.5559 | 0.20046 | 0.20046 | 4980.032
[20 empty] | Commercial/Industrial | Dedicated Outdoor Air System on VRF unit | 0.13555 | 1.3001 | -2400.8815 | 0.062019 | 0.062685 | 203.814 | Commercial/Industrial | CO Sensors for Parking Garage Exhaust | 3.3105 | 1.895 | 5445.5559 | 0.20046 | 0.20046 | 4980.032
[20 empty] | Commercial/Industrial | Dedicated Outdoor Air System on VRF unit | 0.29428 | 1.2995 | -1851.4366 | 0.1347 | 0.13614 | 442.6603 | Commercial/Industrial | CO Sensors for Parking Garage Exhaust | 3.3105 | 1.895 | 5445.5559 | 0.20046 | 0.20046 | 4980.032
[20 empty] | Commercial/Industrial | Dedicated Outdoor Air System on VRF unit | 0.29428 | 1.2995 | -1851.4366 | 0.1347 | 0.13614 | 442.6603 | Commercial/Industrial | CO Sensors for Parking Garage Exhaust | 3.3105 | 1.895 | 5445.5559 | 0.20046 | 0.20046 | 4980.032
[20 empty] | Commercial/Industrial | Dedicated Outdoor Air System on VRF unit | 0.29694 | 1.2994 | -1842.1619 | 0.13592 | 0.13738 | 446.692 | Commercial/Industrial | CO Sensors for Parking Garage Exhaust | 3.3105 | 1.895 | 5445.5559 | 0.20046 | 0.20046 | 4980.032
[20 empty] | Commercial/Industrial | Dedicated Outdoor Air System on VRF unit | 0.29694 | 1.2994 | -1842.1619 | 0.13592 | 0.13738 | 446.692 | Commercial/Industrial | CO Sensors for Parking Garage Exhaust | 3.3105 | 1.895 | 5445.5559 | 0.20046 | 0.20046 | 4980.032
[20 empty] | Commercial/Industrial | Dedicated Outdoor Air System on VRF unit | 0.31815 | 1.2989 | -1768.3291 | 0.14569 | 0.14726 | 478.7875 | Commercial/Industrial | CO Sensors for Parking Garage Exhaust | 3.3105 | 1.895 | 5445.5559 | 0.20046 | 0.20046 | 4980.032
[20 empty] | Commercial/Industrial | Dedicated Outdoor Air System on VRF unit | 0.31815 | 1.2989 | -1768.3291 | 0.14569 | 0.14726 | 478.7875 | Commercial/Industrial | CO Sensors for Parking Garage Exhaust | 3.3105 | 1.895 | 5445.5559 | 0.20046 | 0.20046 | 4980.032
[20 empty] | Commercial/Industrial | Dedicated Outdoor Air System on VRF unit | 0.4993 | 1.3944 | -1106.1895 | 0.1876 | 0.13783 | 884.2265 | Commercial/Industrial | CO Sensors for Parking Garage Exhaust | 3.3105 | 1.895 | 5445.5559 | 0.20046 | 0.20046 | 4980.032
[20 empty] | Commercial/Industrial | Dedicated Outdoor Air System on VRF unit | 0.4993 | 1.3944 | -1106.1895 | 0.1876 | 0.13783 | 884.2265 | Commercial/Industrial | CO Sensors for Parking Garage Exhaust | 3.3105 | 1.895 | 5445.5559 | 0.20046 | 0.20046 | 4980.032
[20 empty] | Commercial/Industrial | Dedicated Outdoor Air System on VRF unit | 0.53189 | 1.2994 | -1029.1073 | 0.24347 | 0.24609 | 800.1307 | Commercial/Industrial | CO Sensors for Parking Garage Exhaust | 3.3105 | 1.895 | 5445.5559 | 0.20046 | 0.20046 | 4980.032
[20 empty] | Commercial/Industrial | Dedicated Outdoor Air System on VRF unit | 0.53189 | 1.2994 | -1029.1073 | 0.24347 | 0.24609 | 800.1307 | Commercial/Industrial | CO Sensors for Parking Garage Exhaust | 3.3105 | 1.895 | 5445.5559 | 0.20046 | 0.20046 | 4980.032
[20 empty] | Commercial/Industrial | Dedicated Outdoor Air System on VRF unit | 0.5873 | 1.2995 | -837.3942 | 0.26883 | 0.27172 | 883.4693 | Commercial/Industrial | CO Sensors for Parking Garage Exhaust | 3.3105 | 1.895 | 5445.5559 | 0.20046 | 0.20046 | 4980.032
[20 empty] | Commercial/Industrial | Dedicated Outdoor Air System on VRF unit | 0.5873 | 1.2995 | -837.3942 | 0.26883 | 0.27172 | 883.4693 | Commercial/Industrial | CO Sensors for Parking Garage Exhaust | 3.3105 | 1.895 | 5445.5559 | 0.20046 | 0.20046 | 4980.032
[20 empty] | Commercial/Industrial | Dedicated Outdoor Air System on VRF unit | 0.60856 | 1.2992 | -763.3658 | 0.27862 | 0.28162 | 915.6498 | Commercial/Industrial | CO Sensors for Parking Garage Exhaust | 3.3105 | 1.895 | 5445.5559 | 0.20046 | 0.20046 | 4980.032
[20 empty] | Commercial/Industrial | Dedicated Outdoor Air System on VRF unit | 0.60856 | 1.2992 | -763.3658 | 0.27862 | 0.28162 | 915.6498 | Commercial/Industrial | CO Sensors for Parking Garage Exhaust | 3.3105 | 1.895 | 5445.5559 | 0.20046 | 0.20046 | 4980.032
[20 empty] | Commercial/Industrial | Dedicated Outdoor Air System on VRF unit | 0.69726 | 1.2992 | -456.4652 | 0.31922 | 0.32265 | 1049.061 | Commercial/Industrial | Cool Roof | 0.045845 | 1.3159 | -4.2615 | 2.2935e-05 | 0 | 0.17775
[20 empty] | Commercial/Industrial | Dedicated Outdoor Air System on VRF unit | 0.69726 | 1.2992 | -456.4652 | 0.31922 | 0.32265 | 1049.061 | Commercial/Industrial | Cool Roof | 0.045845 | 1.3159 | -4.2615 | 2.2935e-05 | 0 | 0.17775
[20 empty] | Commercial/Industrial | Dedicated Outdoor Air System on VRF unit | 0.7357 | 1.3943 | -271.0825 | 0.27644 | 0.2031 | 1302.9413 | Commercial/Industrial | Cool Roof | 0.045958 | 1.3159 | -4.2607 | 2.2991e-05 | 0 | 0.17819
[20 empty] | Commercial/Industrial | Dedicated Outdoor Air System on VRF unit | 0.7357 | 1.3943 | -271.0825 | 0.27644 | 0.2031 | 1302.9413 | Commercial/Industrial | Cool Roof | 0.045958 | 1.3159 | -4.2607 | 2.2991e-05 | 0 | 0.17819
[20 empty] | Commercial/Industrial | Demand Controlled Ventilation | 0.5893 | 0.70323 | 447.8696 | 0.22127 | 1.2458 | 2125.2697 | Commercial/Industrial | Cool Roof | 0.057872 | 0.80655 | -4.0928 | 7.5512e-05 | 0 | 0.17775
[20 empty] | Commercial/Industrial | Demand Controlled Ventilation | 0.5893 | 0.70323 | 447.8696 | 0.22127 | 1.2458 | 2125.2697 | Commercial/Industrial | Cool Roof | 0.057872 | 0.80655 | -4.0928 | 7.5512e-05 | 0 | 0.17775
[20 empty] | Commercial/Industrial | Demand Controlled Ventilation | 1.2973 | 0.70326 | 6154.4215 | 0.4871 | 2.7424 | 4678.5352 | Commercial/Industrial | Cool Roof | 0.057872 | 0.80655 | -4.0928 | 7.5512e-05 | 0 | 0.17775
[20 empty] | Commercial/Industrial | Demand Controlled Ventilation | 1.2973 | 0.70326 | 6154.4215 | 0.4871 | 2.7424 | 4678.5352 | Commercial/Industrial | Cool Roof | 0.057872 | 0.80655 | -4.0928 | 7.5512e-05 | 0 | 0.17775
[20 empty] | Commercial/Industrial | Demand Controlled Ventilation | 2.5804 | 0.70326 | 16495.8026 | 0.96884 | 5.4546 | 9305.5485 | Commercial/Industrial | Cool Roof | 0.057872 | 0.80655 | -4.0928 | 7.5512e-05 | 0 | 0.17775
[20 empty] | Commercial/Industrial | Demand Controlled Ventilation | 2.5804 | 0.70326 | 16495.8026 | 0.96884 | 5.4546 | 9305.5485 | Commercial/Industrial | Cool Roof | 0.057872 | 0.80655 | -4.0928 | 7.5512e-05 | 0 | 0.17775
[20 empty] | Commercial/Industrial | Demand Controlled Ventilation | 0.52775 | 0.70327 | -48.4789 | 0.19815 | 1.1156 | 1903.19 | Commercial/Industrial | Cool Roof | 0.057872 | 0.80655 | -4.0928 | 7.5512e-05 | 0 | 0.17775
[20 empty] | Commercial/Industrial | Demand Controlled Ventilation | 0.52775 | 0.70327 | -48.4789 | 0.19815 | 1.1156 | 1903.19 | Commercial/Industrial | Cool Roof | 0.057872 | 0.80655 | -4.0928 | 7.5512e-05 | 0 | 0.17775
[20 empty] | Commercial/Industrial | Demand Controlled Ventilation | 2.1142 | 0.70327 | 25475.792 | 1.5876 | 8.938 | 15248.3191 | Commercial/Industrial | Cool Roof | 0.057872 | 0.80655 | -4.0928 | 7.5512e-05 | 0 | 0.17775
[20 empty] | Commercial/Industrial | Demand Controlled Ventilation | 2.1142 | 0.70327 | 25475.792 | 1.5876 | 8.938 | 15248.3191 | Commercial/Industrial | Cool Roof | 0.057872 | 0.80655 | -4.0928 | 7.5512e-05 | 0 | 0.17775
[20 empty] | Commercial/Industrial | Demand Controlled Ventilation | 2.6563 | 0.70327 | 34214.5398 | 1.9947 | 11.2299 | 19158.2709 | Commercial/Industrial | Cool Roof | 0.058014 | 0.80655 | -4.0917 | 7.5697e-05 | 0 | 0.17819
[20 empty] | Commercial/Industrial | Demand Controlled Ventilation | 2.6563 | 0.70327 | 34214.5398 | 1.9947 | 11.2299 | 19158.2709 | Commercial/Industrial | Cool Roof | 0.058014 | 0.80655 | -4.0917 | 7.5697e-05 | 0 | 0.17819
[20 empty] | Commercial/Industrial | Demand Controlled Ventilation | 2.5167 | 0.70327 | 15982.1419 | 0.94492 | 5.3199 | 9075.7228 | Commercial/Industrial | Cool Roof | 0.058014 | 0.80655 | -4.0917 | 7.5697e-05 | 0 | 0.17819
[20 empty] | Commercial/Industrial | Demand Controlled Ventilation | 2.5167 | 0.70327 | 15982.1419 | 0.94492 | 5.3199 | 9075.7228 | Commercial/Industrial | Cool Roof | 0.058014 | 0.80655 | -4.0917 | 7.5697e-05 | 0 | 0.17819
[20 empty] | Commercial/Industrial | Demand Controlled Ventilation | 1.9179 | 0.70327 | 22311.8164 | 1.4402 | 8.1082 | 13832.6709 | Commercial/Industrial | Cool Roof | 0.058014 | 0.80655 | -4.0917 | 7.5697e-05 | 0 | 0.17819
[20 empty] | Commercial/Industrial | Demand Controlled Ventilation | 1.9179 | 0.70327 | 22311.8164 | 1.4402 | 8.1082 | 13832.6709 | Commercial/Industrial | Cool Roof | 0.058014 | 0.80655 | -4.0917 | 7.5697e-05 | 0 | 0.17819
[20 empty] | Commercial/Industrial | Demand Controlled Ventilation | 3.7462 | 0.70328 | 181243.9473 | 9.8459 | 55.4323 | 94567.6036 | Commercial/Industrial | Cool Roof | 0.058014 | 0.80655 | -4.0917 | 7.5697e-05 | 0 | 0.17819
[20 empty] | Commercial/Industrial | Demand Controlled Ventilation | 3.7462 | 0.70328 | 181243.9473 | 9.8459 | 55.4323 | 94567.6036 | Commercial/Industrial | Cool Roof | 0.058014 | 0.80655 | -4.0917 | 7.5697e-05 | 0 | 0.17819
[20 empty] | Commercial/Industrial | Demand Controlled Ventilation | 2.5829 | 0.70328 | 49546.4088 | 2.9093 | 16.3792 | 27943.0441 | Commercial/Industrial | Cool Roof | 0.058014 | 0.80655 | -4.0917 | 7.5697e-05 | 0 | 0.17819
[20 empty] | Commercial/Industrial | Demand Controlled Ventilation | 2.5829 | 0.70328 | 49546.4088 | 2.9093 | 16.3792 | 27943.0441 | Commercial/Industrial | Cool Roof | 0.058014 | 0.80655 | -4.0917 | 7.5697e-05 | 0 | 0.17819
[20 empty] | Commercial/Industrial | Demand Controlled Ventilation | 2.0094 | 0.70328 | 11893.455 | 0.75445 | 4.2476 | 7246.3338 | Commercial/Industrial | Cool Roof | 0.06351 | 0.71313 | -4.0138 | 0.00010016 | 0 | 0.17775
[20 empty] | Commercial/Industrial | Demand Controlled Ventilation | 2.0094 | 0.70328 | 11893.455 | 0.75445 | 4.2476 | 7246.3338 | Commercial/Industrial | Cool Roof | 0.063666 | 0.71313 | -4.0124 | 0.00010041 | 0 | 0.17819
[20 empty] | Commercial/Industrial | Demand Controlled Ventilation | 1.4216 | 0.70329 | 7155.6602 | 0.53375 | 3.005 | 5126.5164 | Commercial/Industrial | Dedicated Outdoor Air System on VRF unit | 0.13555 | 1.3001 | -2400.8815 | 0.062019 | 0.062685 | 203.814
[20 empty] | Commercial/Industrial | Demand Controlled Ventilation | 1.4216 | 0.70329 | 7155.6602 | 0.53375 | 3.005 | 5126.5164 | Commercial/Industrial | Dedicated Outdoor Air System on VRF unit | 0.13555 | 1.3001 | -2400.8815 | 0.062019 | 0.062685 | 203.814
[20 empty] | Commercial/Industrial | Demand Controlled Ventilation | 0.6354 | 0.7033 | 818.953 | 0.23856 | 1.3431 | 2291.3025 | Commercial/Industrial | Dedicated Outdoor Air System on VRF unit | 0.29428 | 1.2995 | -1851.4366 | 0.1347 | 0.13614 | 442.6603
[20 empty] | Commercial/Industrial | Demand Controlled Ventilation | 0.6354 | 0.7033 | 818.953 | 0.23856 | 1.3431 | 2291.3025 | Commercial/Industrial | Dedicated Outdoor Air System on VRF unit | 0.29428 | 1.2995 | -1851.4366 | 0.1347 | 0.13614 | 442.6603
[20 empty] | Commercial/Industrial | Demand Defrost | 0.18597 | 1.3984 | -1445.31 | 0.051145 | 0.04284 | 394.47 | Commercial/Industrial | Dedicated Outdoor Air System on VRF unit | 0.29694 | 1.2994 | -1842.1619 | 0.13592 | 0.13738 | 446.692
[20 empty] | Commercial/Industrial | Demand Defrost | 0.18597 | 1.3984 | -1445.31 | 0.051145 | 0.04284 | 394.47 | Commercial/Industrial | Dedicated Outdoor Air System on VRF unit | 0.29694 | 1.2994 | -1842.1619 | 0.13592 | 0.13738 | 446.692
[20 empty] | Commercial/Industrial | Demand Defrost | 0.18597 | 1.3984 | -1445.31 | 0.051145 | 0.04284 | 394.47 | Commercial/Industrial | Dedicated Outdoor Air System on VRF unit | 0.31815 | 1.2989 | -1768.3291 | 0.14569 | 0.14726 | 478.7875
[20 empty] | Commercial/Industrial | Demand Defrost | 0.18597 | 1.3984 | -1445.31 | 0.051145 | 0.04284 | 394.47 | Commercial/Industrial | Dedicated Outdoor Air System on VRF unit | 0.31815 | 1.2989 | -1768.3291 | 0.14569 | 0.14726 | 478.7875
[20 empty] | Commercial/Industrial | Demand Defrost | 0.18597 | 1.3984 | -1445.31 | 0.051145 | 0.04284 | 394.47 | Commercial/Industrial | Dedicated Outdoor Air System on VRF unit | 0.4993 | 1.3944 | -1106.1895 | 0.1876 | 0.13783 | 884.2265
[20 empty] | Commercial/Industrial | Demand Defrost | 0.18597 | 1.3984 | -1445.31 | 0.051145 | 0.04284 | 394.47 | Commercial/Industrial | Dedicated Outdoor Air System on VRF unit | 0.4993 | 1.3944 | -1106.1895 | 0.1876 | 0.13783 | 884.2265
[20 empty] | Commercial/Industrial | Demand Defrost | 0.18597 | 1.3984 | -1445.31 | 0.051145 | 0.04284 | 394.47 | Commercial/Industrial | Dedicated Outdoor Air System on VRF unit | 0.53189 | 1.2994 | -1029.1073 | 0.24347 | 0.24609 | 800.1307
[20 empty] | Commercial/Industrial | Demand Defrost | 0.18597 | 1.3984 | -1445.31 | 0.051145 | 0.04284 | 394.47 | Commercial/Industrial | Dedicated Outdoor Air System on VRF unit | 0.53189 | 1.2994 | -1029.1073 | 0.24347 | 0.24609 | 800.1307
[20 empty] | Commercial/Industrial | Demand Defrost | 0.18597 | 1.3984 | -1445.31 | 0.051145 | 0.04284 | 394.47 | Commercial/Industrial | Dedicated Outdoor Air System on VRF unit | 0.5873 | 1.2995 | -837.3942 | 0.26883 | 0.27172 | 883.4693
[20 empty] | Commercial/Industrial | Demand Defrost | 0.18597 | 1.3984 | -1445.31 | 0.051145 | 0.04284 | 394.47 | Commercial/Industrial | Dedicated Outdoor Air System on VRF unit | 0.5873 | 1.2995 | -837.3942 | 0.26883 | 0.27172 | 883.4693
[20 empty] | Commercial/Industrial | Demand Defrost | 0.18597 | 1.3984 | -1445.31 | 0.051145 | 0.04284 | 394.47 | Commercial/Industrial | Dedicated Outdoor Air System on VRF unit | 0.60856 | 1.2992 | -763.3658 | 0.27862 | 0.28162 | 915.6498
[20 empty] | Commercial/Industrial | Demand Defrost | 0.18597 | 1.3984 | -1445.31 | 0.051145 | 0.04284 | 394.47 | Commercial/Industrial | Dedicated Outdoor Air System on VRF unit | 0.60856 | 1.2992 | -763.3658 | 0.27862 | 0.28162 | 915.6498
[20 empty] | Commercial/Industrial | Demand Defrost | 0.18366 | 1.3355 | -1436.6514 | 0.054904 | 0.0050296 | 394.47 | Commercial/Industrial | Dedicated Outdoor Air System on VRF unit | 0.69726 | 1.2992 | -456.4652 | 0.31922 | 0.32265 | 1049.061
[20 empty] | Commercial/Industrial | Demand Defrost | 0.18366 | 1.3355 | -1436.6514 | 0.054904 | 0.0050296 | 394.47 | Commercial/Industrial | Dedicated Outdoor Air System on VRF unit | 0.69726 | 1.2992 | -456.4652 | 0.31922 | 0.32265 | 1049.061
[20 empty] | Commercial/Industrial | Demand Defrost | 0.18366 | 1.3355 | -1436.6514 | 0.054904 | 0.0050296 | 394.47 | Commercial/Industrial | Dedicated Outdoor Air System on VRF unit | 0.7357 | 1.3943 | -271.0825 | 0.27644 | 0.2031 | 1302.9413
[20 empty] | Commercial/Industrial | Demand Defrost | 0.18366 | 1.3355 | -1436.6514 | 0.054904 | 0.0050296 | 394.47 | Commercial/Industrial | Dedicated Outdoor Air System on VRF unit | 0.7357 | 1.3943 | -271.0825 | 0.27644 | 0.2031 | 1302.9413
[20 empty] | Commercial/Industrial | Demand Defrost | 0.18366 | 1.3355 | -1436.6514 | 0.054904 | 0.0050296 | 394.47 | Commercial/Industrial | Demand Controlled Ventilation | 0.5893 | 0.70323 | 447.8696 | 0.22127 | 1.2458 | 2125.2697
[20 empty] | Commercial/Industrial | Demand Defrost | 0.18366 | 1.3355 | -1436.6514 | 0.054904 | 0.0050296 | 394.47 | Commercial/Industrial | Demand Controlled Ventilation | 0.5893 | 0.70323 | 447.8696 | 0.22127 | 1.2458 | 2125.2697
[20 empty] | Commercial/Industrial | Demand Defrost | 0.18366 | 1.3355 | -1436.6514 | 0.054904 | 0.0050296 | 394.47 | Commercial/Industrial | Demand Controlled Ventilation | 1.2973 | 0.70326 | 6154.4215 | 0.4871 | 2.7424 | 4678.5352
[20 empty] | Commercial/Industrial | Demand Defrost | 0.18366 | 1.3355 | -1436.6514 | 0.054904 | 0.0050296 | 394.47 | Commercial/Industrial | Demand Controlled Ventilation | 1.2973 | 0.70326 | 6154.4215 | 0.4871 | 2.7424 | 4678.5352
[20 empty] | Commercial/Industrial | Demand Defrost | 0.18366 | 1.3355 | -1436.6514 | 0.054904 | 0.0050296 | 394.47 | Commercial/Industrial | Demand Controlled Ventilation | 2.5804 | 0.70326 | 16495.8026 | 0.96884 | 5.4546 | 9305.5485
[20 empty] | Commercial/Industrial | Demand Defrost | 0.18366 | 1.3355 | -1436.6514 | 0.054904 | 0.0050296 | 394.47 | Commercial/Industrial | Demand Controlled Ventilation | 2.5804 | 0.70326 | 16495.8026 | 0.96884 | 5.4546 | 9305.5485
[20 empty] | Commercial/Industrial | Demand Defrost | 0.18366 | 1.3355 | -1436.6514 | 0.054904 | 0.0050296 | 394.47 | Commercial/Industrial | Demand Controlled Ventilation | 2.1142 | 0.70327 | 25475.792 | 1.5876 | 8.938 | 15248.3191
[20 empty] | Commercial/Industrial | Demand Defrost | 0.18366 | 1.3355 | -1436.6514 | 0.054904 | 0.0050296 | 394.47 | Commercial/Industrial | Demand Controlled Ventilation | 2.1142 | 0.70327 | 25475.792 | 1.5876 | 8.938 | 15248.3191
[20 empty] | Commercial/Industrial | Demand Defrost | 0.18366 | 1.3355 | -1436.6514 | 0.054904 | 0.0050296 | 394.47 | Commercial/Industrial | Demand Controlled Ventilation | 2.6563 | 0.70327 | 34214.5398 | 1.9947 | 11.2299 | 19158.2709
[20 empty] | Commercial/Industrial | Demand Defrost | 0.18366 | 1.3355 | -1436.6514 | 0.054904 | 0.0050296 | 394.47 | Commercial/Industrial | Demand Controlled Ventilation | 2.6563 | 0.70327 | 34214.5398 | 1.9947 | 11.2299 | 19158.2709
[20 empty] | Commercial/Industrial | Destratification Fans | 0.019851 | 0.98867 | -18851.6541 | 0 | 0.097597 | 482.0318 | Commercial/Industrial | Demand Controlled Ventilation | 2.5167 | 0.70327 | 15982.1419 | 0.94492 | 5.3199 | 9075.7228
[20 empty] | Commercial/Industrial | Destratification Fans | 0.019851 | 0.98867 | -18851.6541 | 0 | 0.097597 | 482.0318 | Commercial/Industrial | Demand Controlled Ventilation | 2.5167 | 0.70327 | 15982.1419 | 0.94492 | 5.3199 | 9075.7228
[20 empty] | Commercial/Industrial | Destratification Fans | 0.010914 | 0.98869 | -19144.862 | 0 | 0.053656 | 265.0099 | Commercial/Industrial | Demand Controlled Ventilation | 1.9179 | 0.70327 | 22311.8164 | 1.4402 | 8.1082 | 13832.6709
[20 empty] | Commercial/Industrial | Destratification Fans | 0.010914 | 0.98869 | -19144.862 | 0 | 0.053656 | 265.0099 | Commercial/Industrial | Demand Controlled Ventilation | 1.9179 | 0.70327 | 22311.8164 | 1.4402 | 8.1082 | 13832.6709
[20 empty] | Commercial/Industrial | Destratification Fans | 0.043559 | 0.98881 | -18074.0684 | 0 | 0.21413 | 1057.5728 | Commercial/Industrial | Demand Controlled Ventilation | 3.7462 | 0.70328 | 181243.9473 | 9.8459 | 55.4323 | 94567.6036
[20 empty] | Commercial/Industrial | Destratification Fans | 0.043559 | 0.98881 | -18074.0684 | 0 | 0.21413 | 1057.5728 | Commercial/Industrial | Demand Controlled Ventilation | 3.7462 | 0.70328 | 181243.9473 | 9.8459 | 55.4323 | 94567.6036
[20 empty] | Commercial/Industrial | Destratification Fans | 0.052127 | 0.98882 | -17793.0538 | 0 | 0.25624 | 1265.5698 | Commercial/Industrial | Demand Controlled Ventilation | 2.5829 | 0.70328 | 49546.4088 | 2.9093 | 16.3792 | 27943.0441
[20 empty] | Commercial/Industrial | Destratification Fans | 0.052127 | 0.98882 | -17793.0538 | 0 | 0.25624 | 1265.5698 | Commercial/Industrial | Demand Controlled Ventilation | 2.5829 | 0.70328 | 49546.4088 | 2.9093 | 16.3792 | 27943.0441
[20 empty] | Commercial/Industrial | Destratification Fans | 0.030305 | 0.98891 | -18508.9141 | 0 | 0.14896 | 735.7157 | Commercial/Industrial | Demand Controlled Ventilation | 2.0094 | 0.70328 | 11893.455 | 0.75445 | 4.2476 | 7246.3338
[20 empty] | Commercial/Industrial | Destratification Fans | 0.030305 | 0.98891 | -18508.9141 | 0 | 0.14896 | 735.7157 | Commercial/Industrial | Demand Controlled Ventilation | 2.0094 | 0.70328 | 11893.455 | 0.75445 | 4.2476 | 7246.3338
[20 empty] | Commercial/Industrial | Destratification Fans | 0.016468 | 0.98892 | -18962.7846 | 0 | 0.080943 | 399.777 | Commercial/Industrial | Demand Controlled Ventilation | 1.4216 | 0.70329 | 7155.6602 | 0.53375 | 3.005 | 5126.5164
[20 empty] | Commercial/Industrial | Destratification Fans | 0.016468 | 0.98892 | -18962.7846 | 0 | 0.080943 | 399.777 | Commercial/Industrial | Demand Controlled Ventilation | 1.4216 | 0.70329 | 7155.6602 | 0.53375 | 3.005 | 5126.5164
[20 empty] | Commercial/Industrial | Destratification Fans | 0.09807 | 0.98896 | -16286.4801 | 0 | 0.48202 | 2380.6816 | Commercial/Industrial | Demand Controlled Ventilation | 0.6354 | 0.7033 | 818.953 | 0.23856 | 1.3431 | 2291.3025
[20 empty] | Commercial/Industrial | Destratification Fans | 0.09807 | 0.98896 | -16286.4801 | 0 | 0.48202 | 2380.6816 | Commercial/Industrial | Demand Controlled Ventilation | 0.6354 | 0.7033 | 818.953 | 0.23856 | 1.3431 | 2291.3025
[20 empty] | Commercial/Industrial | Destratification Fans | 0.16484 | 0.98897 | -14096.5454 | 0 | 0.8102 | 4001.5926 | Commercial/Industrial | Demand Controlled Ventilation | 0.52775 | 0.70327 | -48.4789 | 0.19815 | 1.1156 | 1903.19
[20 empty] | Commercial/Industrial | Destratification Fans | 0.16484 | 0.98897 | -14096.5454 | 0 | 0.8102 | 4001.5926 | Commercial/Industrial | Demand Controlled Ventilation | 0.52775 | 0.70327 | -48.4789 | 0.19815 | 1.1156 | 1903.19
[20 empty] | Commercial/Industrial | Destratification Fans | 0.049666 | 0.98899 | -17874.0372 | 0 | 0.2441 | 1205.6288 | Commercial/Industrial | Demand Defrost | 0.18597 | 1.3984 | -1445.31 | 0.051145 | 0.04284 | 394.47
[20 empty] | Commercial/Industrial | Destratification Fans | 0.049666 | 0.98899 | -17874.0372 | 0 | 0.2441 | 1205.6288 | Commercial/Industrial | Demand Defrost | 0.18597 | 1.3984 | -1445.31 | 0.051145 | 0.04284 | 394.47
[20 empty] | Commercial/Industrial | Destratification Fans | 0.018071 | 0.98904 | -18910.2573 | 0 | 0.088814 | 438.6558 | Commercial/Industrial | Demand Defrost | 0.18597 | 1.3984 | -1445.31 | 0.051145 | 0.04284 | 394.47
[20 empty] | Commercial/Industrial | Destratification Fans | 0.018071 | 0.98904 | -18910.2573 | 0 | 0.088814 | 438.6558 | Commercial/Industrial | Demand Defrost | 0.18597 | 1.3984 | -1445.31 | 0.051145 | 0.04284 | 394.47
[20 empty] | Commercial/Industrial | Destratification Fans | 0.05514 | 0.9891 | -17694.7066 | 0 | 0.27098 | 1338.3629 | Commercial/Industrial | Demand Defrost | 0.18597 | 1.3984 | -1445.31 | 0.051145 | 0.04284 | 394.47
[20 empty] | Commercial/Industrial | Destratification Fans | 0.05514 | 0.9891 | -17694.7066 | 0 | 0.27098 | 1338.3629 | Commercial/Industrial | Demand Defrost | 0.18597 | 1.3984 | -1445.31 | 0.051145 | 0.04284 | 394.47
[20 empty] | Commercial/Industrial | Destratification Fans | 0.025177 | 0.9893 | -18677.4537 | 0 | 0.1237 | 610.9687 | Commercial/Industrial | Demand Defrost | 0.18597 | 1.3984 | -1445.31 | 0.051145 | 0.04284 | 394.47
[20 empty] | Commercial/Industrial | Destratification Fans | 0.025177 | 0.9893 | -18677.4537 | 0 | 0.1237 | 610.9687 | Commercial/Industrial | Demand Defrost | 0.18597 | 1.3984 | -1445.31 | 0.051145 | 0.04284 | 394.47
[20 empty] | Commercial/Industrial | Destratification Fans | 0.0055164 | 0.98971 | -19322.1192 | 0 | 0.027093 | 133.8104 | Commercial/Industrial | Demand Defrost | 0.18597 | 1.3984 | -1445.31 | 0.051145 | 0.04284 | 394.47
[20 empty] | Commercial/Industrial | Destratification Fans | 0.0055164 | 0.98971 | -19322.1192 | 0 | 0.027093 | 133.8104 | Commercial/Industrial | Demand Defrost | 0.18597 | 1.3984 | -1445.31 | 0.051145 | 0.04284 | 394.47
[20 empty] | Commercial/Industrial | Drain Water Heat Recovery | 0.11959 | 0.86253 | -17380.8079 | 0.099818 | 0.69326 | 1651.553 | Commercial/Industrial | Demand Defrost | 0.18597 | 1.3984 | -1445.31 | 0.051145 | 0.04284 | 394.47
[20 empty] | Commercial/Industrial | Drain Water Heat Recovery | 0.09966 | 0.86256 | -36226.1528 | 0.16636 | 1.1554 | 2752.5884 | Commercial/Industrial | Demand Defrost | 0.18597 | 1.3984 | -1445.31 | 0.051145 | 0.04284 | 394.47
[20 empty] | Commercial/Industrial | Drain Water Heat Recovery | 0.12377 | 0.86257 | -51682.4069 | 0.30991 | 2.1524 | 5127.5789 | Commercial/Industrial | Demand Defrost | 0.18366 | 1.3355 | -1436.6514 | 0.054904 | 0.0050296 | 394.47
[20 empty] | Commercial/Industrial | Drain Water Heat Recovery | 0.12502 | 0.86257 | -17181.5402 | 0.10435 | 0.7247 | 1726.4575 | Commercial/Industrial | Demand Defrost | 0.18366 | 1.3355 | -1436.6514 | 0.054904 | 0.0050296 | 394.47
[20 empty] | Commercial/Industrial | Drain Water Heat Recovery | 0.10418 | 0.86257 | -35894.0399 | 0.17391 | 1.2078 | 2877.4292 | Commercial/Industrial | Demand Defrost | 0.18366 | 1.3355 | -1436.6514 | 0.054904 | 0.0050296 | 394.47
[20 empty] | Commercial/Industrial | Drain Water Heat Recovery | 0.20003 | 0.86258 | -43277.4391 | 0.50086 | 3.4786 | 8286.9962 | Commercial/Industrial | Demand Defrost | 0.18366 | 1.3355 | -1436.6514 | 0.054904 | 0.0050296 | 394.47
[20 empty] | Commercial/Industrial | Drain Water Heat Recovery | 0.1184 | 0.86259 | -52274.2321 | 0.29646 | 2.059 | 4905.1125 | Commercial/Industrial | Demand Defrost | 0.18366 | 1.3355 | -1436.6514 | 0.054904 | 0.0050296 | 394.47
[20 empty] | Commercial/Industrial | Drain Water Heat Recovery | 0.19135 | 0.8626 | -44233.9243 | 0.47913 | 3.3276 | 7927.4546 | Commercial/Industrial | Demand Defrost | 0.18366 | 1.3355 | -1436.6514 | 0.054904 | 0.0050296 | 394.47
[20 empty] | Commercial/Industrial | Drain Water Heat Recovery | 0.20335 | 1.332 | -406269.9483 | 15.9906 | 7.6041 | 66062.1214 | Commercial/Industrial | Demand Defrost | 0.18366 | 1.3355 | -1436.6514 | 0.054904 | 0.0050296 | 394.47
[20 empty] | Commercial/Industrial | Drain Water Heat Recovery | 0.21257 | 1.332 | -400006.9933 | 16.7159 | 7.9489 | 69058.3017 | Commercial/Industrial | Demand Defrost | 0.18366 | 1.3355 | -1436.6514 | 0.054904 | 0.0050296 | 394.47
[20 empty] | Commercial/Industrial | Drain Water Heat Recovery | 0.19064 | 1.332 | -331920.4846 | 11.993 | 5.703 | 49546.591 | Commercial/Industrial | Demand Defrost | 0.18366 | 1.3355 | -1436.6514 | 0.054904 | 0.0050296 | 394.47
[20 empty] | Commercial/Industrial | Drain Water Heat Recovery | 0.19928 | 1.332 | -327223.2684 | 12.5369 | 5.9617 | 51793.7263 | Commercial/Industrial | Demand Defrost | 0.18366 | 1.3355 | -1436.6514 | 0.054904 | 0.0050296 | 394.47
[20 empty] | Commercial/Industrial | Drain Water Heat Recovery | 0.14867 | 1.2063 | -258641.258 | 3.4011 | 7.5489 | 33306.3195 | Commercial/Industrial | Demand Defrost | 0.18366 | 1.3355 | -1436.6514 | 0.054904 | 0.0050296 | 394.47
[20 empty] | Commercial/Industrial | Drain Water Heat Recovery | 0.15541 | 1.2063 | -255558.32 | 3.5554 | 7.8913 | 34816.8938 | Commercial/Industrial | Demand Defrost | 0.18366 | 1.3355 | -1436.6514 | 0.054904 | 0.0050296 | 394.47
[20 empty] | Commercial/Industrial | Drain Water Heat Recovery | 0.12716 | 1.2063 | -178981.5709 | 1.9395 | 4.3047 | 18992.8599 | Commercial/Industrial | Demand Defrost | 0.18366 | 1.3355 | -1436.6514 | 0.054904 | 0.0050296 | 394.47
[20 empty] | Commercial/Industrial | Drain Water Heat Recovery | 0.13293 | 1.2063 | -177223.5319 | 2.0275 | 4.5 | 19854.2617 | Commercial/Industrial | Demand Defrost | 0.18366 | 1.3355 | -1436.6514 | 0.054904 | 0.0050296 | 394.47
[20 empty] | Commercial/Industrial | Drain Water Heat Recovery | 0.17651 | 1.332 | -50938.827 | 1.6657 | 0.79209 | 6881.471 | Commercial/Industrial | Destratification Fans | 0.0055164 | 0.98971 | -19322.1192 | 0 | 0.027093 | 133.8104
[20 empty] | Commercial/Industrial | Drain Water Heat Recovery | 0.18452 | 1.332 | -50286.4359 | 1.7412 | 0.82801 | 7193.5731 | Commercial/Industrial | Destratification Fans | 0.0055164 | 0.98971 | -19322.1192 | 0 | 0.027093 | 133.8104
[20 empty] | Commercial/Industrial | Drain Water Heat Recovery | 0.026475 | 1.3319 | -21055.1815 | 0.083286 | 0.039605 | 344.0811 | Commercial/Industrial | Destratification Fans | 0.010914 | 0.98869 | -19144.862 | 0 | 0.053656 | 265.0099
[20 empty] | Commercial/Industrial | Drain Water Heat Recovery | 0.027667 | 1.3314 | -21022.5612 | 0.087064 | 0.041402 | 359.6865 | Commercial/Industrial | Destratification Fans | 0.010914 | 0.98869 | -19144.862 | 0 | 0.053656 | 265.0099
[20 empty] | Commercial/Industrial | Drain Water Heat Recovery | 0.063554 | 1.3322 | -20048.2872 | 0.19988 | 0.095051 | 825.7765 | Commercial/Industrial | Destratification Fans | 0.016468 | 0.98892 | -18962.7846 | 0 | 0.080943 | 399.777
[20 empty] | Commercial/Industrial | Drain Water Heat Recovery | 0.066428 | 1.332 | -19970.0003 | 0.20895 | 0.099362 | 863.2288 | Commercial/Industrial | Destratification Fans | 0.016468 | 0.98892 | -18962.7846 | 0 | 0.080943 | 399.777
[20 empty] | Commercial/Industrial | Drain Water Heat Recovery | 0.084738 | 1.3322 | -19472.9101 | 0.26651 | 0.12673 | 1101.0354 | Commercial/Industrial | Destratification Fans | 0.018071 | 0.98904 | -18910.2573 | 0 | 0.088814 | 438.6558
[20 empty] | Commercial/Industrial | Drain Water Heat Recovery | 0.088571 | 1.332 | -19368.5275 | 0.2786 | 0.13248 | 1150.9717 | Commercial/Industrial | Destratification Fans | 0.018071 | 0.98904 | -18910.2573 | 0 | 0.088814 | 438.6558
[20 empty] | Commercial/Industrial | Drain Water Heat Recovery | 0.12708 | 1.3319 | -18322.1557 | 0.39977 | 0.1901 | 1651.553 | Commercial/Industrial | Destratification Fans | 0.019851 | 0.98867 | -18851.6541 | 0 | 0.097597 | 482.0318
[20 empty] | Commercial/Industrial | Drain Water Heat Recovery | 0.13286 | 1.332 | -18165.5819 | 0.4179 | 0.19872 | 1726.4575 | Commercial/Industrial | Destratification Fans | 0.019851 | 0.98867 | -18851.6541 | 0 | 0.097597 | 482.0318
[20 empty] | Commercial/Industrial | Duct Insulation | 0.022792 | 0.94564 | -42822.8874 | 0.10867 | 0.23354 | 400.0066 | Commercial/Industrial | Destratification Fans | 0.025177 | 0.9893 | -18677.4537 | 0 | 0.1237 | 610.9687
[20 empty] | Commercial/Industrial | Duct Insulation | 0.022792 | 0.94564 | -42822.8874 | 0.10867 | 0.23354 | 400.0066 | Commercial/Industrial | Destratification Fans | 0.025177 | 0.9893 | -18677.4537 | 0 | 0.1237 | 610.9687
[20 empty] | Commercial/Industrial | Duct Insulation | 0.44452 | 0.94568 | -4972.8241 | 0.67017 | 1.4403 | 2466.8853 | Commercial/Industrial | Destratification Fans | 0.030305 | 0.98891 | -18508.9141 | 0 | 0.14896 | 735.7157
[20 empty] | Commercial/Industrial | Duct Insulation | 0.44452 | 0.94568 | -4972.8241 | 0.67017 | 1.4403 | 2466.8853 | Commercial/Industrial | Destratification Fans | 0.030305 | 0.98891 | -18508.9141 | 0 | 0.14896 | 735.7157
[20 empty] | Commercial/Industrial | Duct Insulation | 0.070797 | 0.94568 | -128787.0689 | 1.0939 | 2.351 | 4026.6263 | Commercial/Industrial | Destratification Fans | 0.043559 | 0.98881 | -18074.0684 | 0 | 0.21413 | 1057.5728
[20 empty] | Commercial/Industrial | Duct Insulation | 0.070797 | 0.94568 | -128787.0689 | 1.0939 | 2.351 | 4026.6263 | Commercial/Industrial | Destratification Fans | 0.043559 | 0.98881 | -18074.0684 | 0 | 0.21413 | 1057.5728
[20 empty] | Commercial/Industrial | Duct Insulation | 0.1444 | 0.9457 | -629165.574 | 12.3725 | 26.5904 | 45543.0611 | Commercial/Industrial | Destratification Fans | 0.049666 | 0.98899 | -17874.0372 | 0 | 0.2441 | 1205.6288
[20 empty] | Commercial/Industrial | Duct Insulation | 0.1444 | 0.9457 | -629165.574 | 12.3725 | 26.5904 | 45543.0611 | Commercial/Industrial | Destratification Fans | 0.049666 | 0.98899 | -17874.0372 | 0 | 0.2441 | 1205.6288
[20 empty] | Commercial/Industrial | Duct Insulation | 0.21196 | 0.9457 | -39386.4436 | 1.2978 | 2.7891 | 4777.0684 | Commercial/Industrial | Destratification Fans | 0.052127 | 0.98882 | -17793.0538 | 0 | 0.25624 | 1265.5698
[20 empty] | Commercial/Industrial | Duct Insulation | 0.21196 | 0.9457 | -39386.4436 | 1.2978 | 2.7891 | 4777.0684 | Commercial/Industrial | Destratification Fans | 0.052127 | 0.98882 | -17793.0538 | 0 | 0.25624 | 1265.5698
[20 empty] | Commercial/Industrial | Duct Insulation | 0.188 | 0.9457 | -420358.346 | 11.6976 | 25.1399 | 43058.6877 | Commercial/Industrial | Destratification Fans | 0.05514 | 0.9891 | -17694.7066 | 0 | 0.27098 | 1338.3629
[20 empty] | Commercial/Industrial | Duct Insulation | 0.188 | 0.9457 | -420358.346 | 11.6976 | 25.1399 | 43058.6877 | Commercial/Industrial | Destratification Fans | 0.05514 | 0.9891 | -17694.7066 | 0 | 0.27098 | 1338.3629
[20 empty] | Commercial/Industrial | Duct Insulation | 0.070799 | 0.94571 | -187840.6854 | 1.5955 | 3.429 | 5872.9828 | Commercial/Industrial | Destratification Fans | 0.09807 | 0.98896 | -16286.4801 | 0 | 0.48202 | 2380.6816
[20 empty] | Commercial/Industrial | Duct Insulation | 0.070799 | 0.94571 | -187840.6854 | 1.5955 | 3.429 | 5872.9828 | Commercial/Industrial | Destratification Fans | 0.09807 | 0.98896 | -16286.4801 | 0 | 0.48202 | 2380.6816
[20 empty] | Commercial/Industrial | Duct Insulation | 0.188 | 0.94572 | -40342.1011 | 1.1226 | 2.4127 | 4132.3741 | Commercial/Industrial | Destratification Fans | 0.16484 | 0.98897 | -14096.5454 | 0 | 0.8102 | 4001.5926
[20 empty] | Commercial/Industrial | Duct Insulation | 0.188 | 0.94572 | -40342.1011 | 1.1226 | 2.4127 | 4132.3741 | Commercial/Industrial | Destratification Fans | 0.16484 | 0.98897 | -14096.5454 | 0 | 0.8102 | 4001.5926
[20 empty] | Commercial/Industrial | Duct Insulation | 0.45995 | 0.94572 | -4322.1141 | 0.64315 | 1.3822 | 2367.4384 | Commercial/Industrial | Drain Water Heat Recovery | 0.20335 | 1.332 | -406269.9483 | 15.9906 | 7.6041 | 66062.1214
[20 empty] | Commercial/Industrial | Duct Insulation | 0.45995 | 0.94572 | -4322.1141 | 0.64315 | 1.3822 | 2367.4384 | Commercial/Industrial | Drain Water Heat Recovery | 0.21257 | 1.332 | -400006.9933 | 16.7159 | 7.9489 | 69058.3017
[20 empty] | Commercial/Industrial | Duct Insulation | 0.10611 | 0.94572 | -78851.738 | 1.0646 | 2.288 | 3918.7435 | Commercial/Industrial | Drain Water Heat Recovery | 0.19064 | 1.332 | -331920.4846 | 11.993 | 5.703 | 49546.591
[20 empty] | Commercial/Industrial | Duct Insulation | 0.10611 | 0.94572 | -78851.738 | 1.0646 | 2.288 | 3918.7435 | Commercial/Industrial | Drain Water Heat Recovery | 0.19928 | 1.332 | -327223.2684 | 12.5369 | 5.9617 | 51793.7263
[20 empty] | Commercial/Industrial | Duct Insulation | 0.19398 | 0.94572 | -31826.1256 | 0.92485 | 1.9876 | 3404.3613 | Commercial/Industrial | Drain Water Heat Recovery | 0.14867 | 1.2063 | -258641.258 | 3.4011 | 7.5489 | 33306.3195
[20 empty] | Commercial/Industrial | Duct Insulation | 0.19398 | 0.94572 | -31826.1256 | 0.92485 | 1.9876 | 3404.3613 | Commercial/Industrial | Drain Water Heat Recovery | 0.15541 | 1.2063 | -255558.32 | 3.5554 | 7.8913 | 34816.8938
[20 empty] | Commercial/Industrial | Duct Insulation | 0.046718 | 0.94572 | -49518.4292 | 0.26713 | 0.57411 | 983.3201 | Commercial/Industrial | Drain Water Heat Recovery | 0.12716 | 1.2063 | -178981.5709 | 1.9395 | 4.3047 | 18992.8599
[20 empty] | Commercial/Industrial | Duct Insulation | 0.046718 | 0.94572 | -49518.4292 | 0.26713 | 0.57411 | 983.3201 | Commercial/Industrial | Drain Water Heat Recovery | 0.13293 | 1.2063 | -177223.5319 | 2.0275 | 4.5 | 19854.2617
[20 empty] | Commercial/Industrial | Duct Insulation | 0.086194 | 0.9458 | -27605.0698 | 0.29271 | 0.62909 | 1077.4754 | Commercial/Industrial | Drain Water Heat Recovery | 0.1184 | 0.86259 | -52274.2321 | 0.29646 | 2.059 | 4905.1125
[20 empty] | Commercial/Industrial | Duct Insulation | 0.086194 | 0.9458 | -27605.0698 | 0.29271 | 0.62909 | 1077.4754 | Commercial/Industrial | Drain Water Heat Recovery | 0.12377 | 0.86257 | -51682.4069 | 0.30991 | 2.1524 | 5127.5789
[20 empty] | Commercial/Industrial | Duct Sealing Repair | 4.3717 | 0.80989 | 22153.9835 | 1.2455 | 4.4113 | 6321.8213 | Commercial/Industrial | Drain Water Heat Recovery | 0.17651 | 1.332 | -50938.827 | 1.6657 | 0.79209 | 6881.471
[20 empty] | Commercial/Industrial | Duct Sealing Repair | 4.3717 | 0.80989 | 22153.9835 | 1.2455 | 4.4113 | 6321.8213 | Commercial/Industrial | Drain Water Heat Recovery | 0.18452 | 1.332 | -50286.4359 | 1.7412 | 0.82801 | 7193.5731
[20 empty] | Commercial/Industrial | Duct Sealing Repair | 22.5487 | 0.80989 | 57385.0646 | 2.8517 | 10.0998 | 14473.841 | Commercial/Industrial | Drain Water Heat Recovery | 0.19135 | 0.8626 | -44233.9243 | 0.47913 | 3.3276 | 7927.4546
[20 empty] | Commercial/Industrial | Duct Sealing Repair | 22.5487 | 0.80989 | 57385.0646 | 2.8517 | 10.0998 | 14473.841 | Commercial/Industrial | Drain Water Heat Recovery | 0.20003 | 0.86258 | -43277.4391 | 0.50086 | 3.4786 | 8286.9962
[20 empty] | Commercial/Industrial | Duct Sealing Repair | 3.5912 | 0.80989 | 79859.2015 | 4.6547 | 16.4855 | 23625.2368 | Commercial/Industrial | Drain Water Heat Recovery | 0.09966 | 0.86256 | -36226.1528 | 0.16636 | 1.1554 | 2752.5884
[20 empty] | Commercial/Industrial | Duct Sealing Repair | 3.5912 | 0.80989 | 79859.2015 | 4.6547 | 16.4855 | 23625.2368 | Commercial/Industrial | Drain Water Heat Recovery | 0.10418 | 0.86257 | -35894.0399 | 0.17391 | 1.2078 | 2877.4292
[20 empty] | Commercial/Industrial | Duct Sealing Repair | 7.3249 | 0.80989 | 997937.4365 | 52.6466 | 186.4593 | 267212.6796 | Commercial/Industrial | Drain Water Heat Recovery | 0.026475 | 1.3319 | -21055.1815 | 0.083286 | 0.039605 | 344.0811
[20 empty] | Commercial/Industrial | Duct Sealing Repair | 7.3249 | 0.80989 | 997937.4365 | 52.6466 | 186.4593 | 267212.6796 | Commercial/Industrial | Drain Water Heat Recovery | 0.027667 | 1.3314 | -21022.5612 | 0.087064 | 0.041402 | 359.6865
[20 empty] | Commercial/Industrial | Duct Sealing Repair | 9.5362 | 0.80989 | 963467.1803 | 49.7747 | 176.288 | 252636.2315 | Commercial/Industrial | Drain Water Heat Recovery | 0.063554 | 1.3322 | -20048.2872 | 0.19988 | 0.095051 | 825.7765
[20 empty] | Commercial/Industrial | Duct Sealing Repair | 9.5362 | 0.80989 | 963467.1803 | 49.7747 | 176.288 | 252636.2315 | Commercial/Industrial | Drain Water Heat Recovery | 0.066428 | 1.332 | -19970.0003 | 0.20895 | 0.099362 | 863.2288
[20 empty] | Commercial/Industrial | Duct Sealing Repair | 5.3825 | 0.8099 | 83039.0452 | 4.53 | 16.0439 | 22992.2611 | Commercial/Industrial | Drain Water Heat Recovery | 0.084738 | 1.3322 | -19472.9101 | 0.26651 | 0.12673 | 1101.0354
[20 empty] | Commercial/Industrial | Duct Sealing Repair | 5.3825 | 0.8099 | 83039.0452 | 4.53 | 16.0439 | 22992.2611 | Commercial/Industrial | Drain Water Heat Recovery | 0.088571 | 1.332 | -19368.5275 | 0.2786 | 0.13248 | 1150.9717
[20 empty] | Commercial/Industrial | Duct Sealing Repair | 10.7517 | 0.8099 | 107719.715 | 5.5222 | 19.558 | 28028.271 | Commercial/Industrial | Drain Water Heat Recovery | 0.12708 | 1.3319 | -18322.1557 | 0.39977 | 0.1901 | 1651.553
[20 empty] | Commercial/Industrial | Duct Sealing Repair | 10.7517 | 0.8099 | 107719.715 | 5.5222 | 19.558 | 28028.271 | Commercial/Industrial | Drain Water Heat Recovery | 0.13286 | 1.332 | -18165.5819 | 0.4179 | 0.19872 | 1726.4575
[20 empty] | Commercial/Industrial | Duct Sealing Repair | 3.5913 | 0.8099 | 116477.5879 | 6.789 | 24.0448 | 34458.2784 | Commercial/Industrial | Drain Water Heat Recovery | 0.11959 | 0.86253 | -17380.8079 | 0.099818 | 0.69326 | 1651.553
[20 empty] | Commercial/Industrial | Duct Sealing Repair | 3.5913 | 0.8099 | 116477.5879 | 6.789 | 24.0448 | 34458.2784 | Commercial/Industrial | Drain Water Heat Recovery | 0.12502 | 0.86257 | -17181.5402 | 0.10435 | 0.7247 | 1726.4575
[20 empty] | Commercial/Industrial | Duct Sealing Repair | 9.5362 | 0.8099 | 92464.6573 | 4.7769 | 16.9185 | 24245.6858 | Commercial/Industrial | Duct Insulation | 0.1444 | 0.9457 | -629165.574 | 12.3725 | 26.5904 | 45543.0611
[20 empty] | Commercial/Industrial | Duct Sealing Repair | 9.5362 | 0.8099 | 92464.6573 | 4.7769 | 16.9185 | 24245.6858 | Commercial/Industrial | Duct Insulation | 0.1444 | 0.9457 | -629165.574 | 12.3725 | 26.5904 | 45543.0611
[20 empty] | Commercial/Industrial | Duct Sealing Repair | 1.1562 | 0.8099 | 4496.8803 | 0.4624 | 1.6377 | 2346.9401 | Commercial/Industrial | Duct Insulation | 0.188 | 0.9457 | -420358.346 | 11.6976 | 25.1399 | 43058.6877
[20 empty] | Commercial/Industrial | Duct Sealing Repair | 1.1562 | 0.8099 | 4496.8803 | 0.4624 | 1.6377 | 2346.9401 | Commercial/Industrial | Duct Insulation | 0.188 | 0.9457 | -420358.346 | 11.6976 | 25.1399 | 43058.6877
[20 empty] | Commercial/Industrial | Duct Sealing Repair | 9.8396 | 0.8099 | 76336.0946 | 3.9354 | 13.9379 | 19974.2506 | Commercial/Industrial | Duct Insulation | 0.070799 | 0.94571 | -187840.6854 | 1.5955 | 3.429 | 5872.9828
[20 empty] | Commercial/Industrial | Duct Sealing Repair | 9.8396 | 0.8099 | 76336.0946 | 3.9354 | 13.9379 | 19974.2506 | Commercial/Industrial | Duct Insulation | 0.070799 | 0.94571 | -187840.6854 | 1.5955 | 3.429 | 5872.9828
[20 empty] | Commercial/Industrial | Duct Sealing Repair | 23.3304 | 0.8099 | 55123.2394 | 2.7367 | 9.6926 | 13890.361 | Commercial/Industrial | Duct Insulation | 0.070797 | 0.94568 | -128787.0689 | 1.0939 | 2.351 | 4026.6263
[20 empty] | Commercial/Industrial | Duct Sealing Repair | 23.3304 | 0.8099 | 55123.2394 | 2.7367 | 9.6926 | 13890.361 | Commercial/Industrial | Duct Insulation | 0.070797 | 0.94568 | -128787.0689 | 1.0939 | 2.351 | 4026.6263
[20 empty] | Commercial/Industrial | Duct Sealing Repair | 2.3697 | 0.80991 | 17434.3678 | 1.1367 | 4.0258 | 5769.3882 | Commercial/Industrial | Duct Insulation | 0.10611 | 0.94572 | -78851.738 | 1.0646 | 2.288 | 3918.7435
[20 empty] | Commercial/Industrial | Duct Sealing Repair | 2.3697 | 0.80991 | 17434.3678 | 1.1367 | 4.0258 | 5769.3882 | Commercial/Industrial | Duct Insulation | 0.10611 | 0.94572 | -78851.738 | 1.0646 | 2.288 | 3918.7435
[20 empty] | Commercial/Industrial | ECM Motors on Furnaces | 0.32399 | 2.1667 | -487.3269 | 0 | 0 | 255.5731 | Commercial/Industrial | Duct Insulation | 0.046718 | 0.94572 | -49518.4292 | 0.26713 | 0.57411 | 983.3201
[20 empty] | Commercial/Industrial | ECM Motors on Furnaces | 0.32399 | 2.1667 | -487.3269 | 0 | 0 | 255.5731 | Commercial/Industrial | Duct Insulation | 0.046718 | 0.94572 | -49518.4292 | 0.26713 | 0.57411 | 983.3201
[20 empty] | Commercial/Industrial | ECM Motors on Furnaces | 0.32399 | 2.1667 | -487.3269 | 0 | 0 | 255.5731 | Commercial/Industrial | Duct Insulation | 0.022792 | 0.94564 | -42822.8874 | 0.10867 | 0.23354 | 400.0066
[20 empty] | Commercial/Industrial | ECM Motors on Furnaces | 0.32399 | 2.1667 | -487.3269 | 0 | 0 | 255.5731 | Commercial/Industrial | Duct Insulation | 0.022792 | 0.94564 | -42822.8874 | 0.10867 | 0.23354 | 400.0066
[20 empty] | Commercial/Industrial | ECM Motors on Furnaces | 0.34277 | 2.1667 | -467.8596 | 0 | 0 | 270.389 | Commercial/Industrial | Duct Insulation | 0.188 | 0.94572 | -40342.1011 | 1.1226 | 2.4127 | 4132.3741
[20 empty] | Commercial/Industrial | ECM Motors on Furnaces | 0.34277 | 2.1667 | -467.8596 | 0 | 0 | 270.389 | Commercial/Industrial | Duct Insulation | 0.188 | 0.94572 | -40342.1011 | 1.1226 | 2.4127 | 4132.3741
[20 empty] | Commercial/Industrial | ECM Motors on Furnaces | 0.51181 | 2.1667 | -292.6542 | 0 | 0 | 403.7315 | Commercial/Industrial | Duct Insulation | 0.21196 | 0.9457 | -39386.4436 | 1.2978 | 2.7891 | 4777.0684
[20 empty] | Commercial/Industrial | ECM Motors on Furnaces | 0.51181 | 2.1667 | -292.6542 | 0 | 0 | 403.7315 | Commercial/Industrial | Duct Insulation | 0.21196 | 0.9457 | -39386.4436 | 1.2978 | 2.7891 | 4777.0684
[20 empty] | Commercial/Industrial | ECM Motors on Furnaces | 0.58693 | 2.1667 | -214.7851 | 0 | 0 | 462.9948 | Commercial/Industrial | Duct Insulation | 0.19398 | 0.94572 | -31826.1256 | 0.92485 | 1.9876 | 3404.3613
[20 empty] | Commercial/Industrial | ECM Motors on Furnaces | 0.58693 | 2.1667 | -214.7851 | 0 | 0 | 462.9948 | Commercial/Industrial | Duct Insulation | 0.19398 | 0.94572 | -31826.1256 | 0.92485 | 1.9876 | 3404.3613
[20 empty] | Commercial/Industrial | ECM Motors on Furnaces | 0.68847 | 1.3673 | -1.7033 | 0 | 0.055813 | 488.9225 | Commercial/Industrial | Duct Insulation | 0.086194 | 0.9458 | -27605.0698 | 0.29271 | 0.62909 | 1077.4754
[20 empty] | Commercial/Industrial | ECM Motors on Furnaces | 0.68847 | 1.3673 | -1.7033 | 0 | 0.055813 | 488.9225 | Commercial/Industrial | Duct Insulation | 0.086194 | 0.9458 | -27605.0698 | 0.29271 | 0.62909 | 1077.4754
[20 empty] | Commercial/Industrial | Efficient Battery Charger | 0.97089 | 0.88613 | 505.6471 | 0.60888 | 0 | 1111.206 | Commercial/Industrial | Duct Insulation | 0.44452 | 0.94568 | -4972.8241 | 0.67017 | 1.4403 | 2466.8853
[20 empty] | Commercial/Industrial | Efficient Battery Charger | 0.97089 | 0.88613 | 505.6471 | 0.60888 | 0 | 1111.206 | Commercial/Industrial | Duct Insulation | 0.44452 | 0.94568 | -4972.8241 | 0.67017 | 1.4403 | 2466.8853
[20 empty] | Commercial/Industrial | Efficient Battery Charger | 0.97089 | 0.88613 | 505.6471 | 0.60888 | 0 | 1111.206 | Commercial/Industrial | Duct Insulation | 0.45995 | 0.94572 | -4322.1141 | 0.64315 | 1.3822 | 2367.4384
[20 empty] | Commercial/Industrial | Efficient Battery Charger | 0.97089 | 0.88613 | 505.6471 | 0.60888 | 0 | 1111.206 | Commercial/Industrial | Duct Insulation | 0.45995 | 0.94572 | -4322.1141 | 0.64315 | 1.3822 | 2367.4384
[20 empty] | Commercial/Industrial | Efficient Battery Charger | 0.97089 | 0.88613 | 505.6471 | 0.60888 | 0 | 1111.206 | Commercial/Industrial | Duct Sealing Repair | 4.3717 | 0.80989 | 22153.9835 | 1.2455 | 4.4113 | 6321.8213
[20 empty] | Commercial/Industrial | Efficient Battery Charger | 0.97089 | 0.88613 | 505.6471 | 0.60888 | 0 | 1111.206 | Commercial/Industrial | Duct Sealing Repair | 4.3717 | 0.80989 | 22153.9835 | 1.2455 | 4.4113 | 6321.8213
[20 empty] | Commercial/Industrial | Efficient Battery Charger | 0.97089 | 0.88613 | 505.6471 | 0.60888 | 0 | 1111.206 | Commercial/Industrial | Duct Sealing Repair | 22.5487 | 0.80989 | 57385.0646 | 2.8517 | 10.0998 | 14473.841
[20 empty] | Commercial/Industrial | Efficient Battery Charger | 0.97089 | 0.88613 | 505.6471 | 0.60888 | 0 | 1111.206 | Commercial/Industrial | Duct Sealing Repair | 22.5487 | 0.80989 | 57385.0646 | 2.8517 | 10.0998 | 14473.841
[20 empty] | Commercial/Industrial | Efficient Battery Charger | 0.97089 | 0.88613 | 505.6471 | 0.60888 | 0 | 1111.206 | Commercial/Industrial | Duct Sealing Repair | 3.5912 | 0.80989 | 79859.2015 | 4.6547 | 16.4855 | 23625.2368
[20 empty] | Commercial/Industrial | Efficient Battery Charger | 0.97089 | 0.88613 | 505.6471 | 0.60888 | 0 | 1111.206 | Commercial/Industrial | Duct Sealing Repair | 3.5912 | 0.80989 | 79859.2015 | 4.6547 | 16.4855 | 23625.2368
[20 empty] | Commercial/Industrial | Efficient Battery Charger | 0.97089 | 0.88613 | 505.6471 | 0.60888 | 0 | 1111.206 | Commercial/Industrial | Duct Sealing Repair | 7.3249 | 0.80989 | 997937.4365 | 52.6466 | 186.4593 | 267212.6796
[20 empty] | Commercial/Industrial | Efficient Battery Charger | 0.97089 | 0.88613 | 505.6471 | 0.60888 | 0 | 1111.206 | Commercial/Industrial | Duct Sealing Repair | 7.3249 | 0.80989 | 997937.4365 | 52.6466 | 186.4593 | 267212.6796
[20 empty] | Commercial/Industrial | Efficient Battery Charger | 0.97089 | 0.88613 | 505.6471 | 0.60888 | 0 | 1111.206 | Commercial/Industrial | Duct Sealing Repair | 9.5362 | 0.80989 | 963467.1803 | 49.7747 | 176.288 | 252636.2315
[20 empty] | Commercial/Industrial | Efficient Battery Charger | 0.97089 | 0.88613 | 505.6471 | 0.60888 | 0 | 1111.206 | Commercial/Industrial | Duct Sealing Repair | 9.5362 | 0.80989 | 963467.1803 | 49.7747 | 176.288 | 252636.2315
[20 empty] | Commercial/Industrial | Efficient Battery Charger | 0.97089 | 0.88613 | 505.6471 | 0.60888 | 0 | 1111.206 | Commercial/Industrial | Duct Sealing Repair | 5.3825 | 0.8099 | 83039.0452 | 4.53 | 16.0439 | 22992.2611
[20 empty] | Commercial/Industrial | Efficient Battery Charger | 0.97089 | 0.88613 | 505.6471 | 0.60888 | 0 | 1111.206 | Commercial/Industrial | Duct Sealing Repair | 5.3825 | 0.8099 | 83039.0452 | 4.53 | 16.0439 | 22992.2611
[20 empty] | Commercial/Industrial | Efficient Battery Charger | 0.97089 | 0.88613 | 505.6471 | 0.60888 | 0 | 1111.206 | Commercial/Industrial | Duct Sealing Repair | 10.7517 | 0.8099 | 107719.715 | 5.5222 | 19.558 | 28028.271
[20 empty] | Commercial/Industrial | Efficient Battery Charger | 0.97089 | 0.88613 | 505.6471 | 0.60888 | 0 | 1111.206 | Commercial/Industrial | Duct Sealing Repair | 10.7517 | 0.8099 | 107719.715 | 5.5222 | 19.558 | 28028.271
[20 empty] | Commercial/Industrial | Efficient Battery Charger | 0.97089 | 0.88613 | 505.6471 | 0.60888 | 0 | 1111.206 | Commercial/Industrial | Duct Sealing Repair | 3.5913 | 0.8099 | 116477.5879 | 6.789 | 24.0448 | 34458.2784
[20 empty] | Commercial/Industrial | Efficient Battery Charger | 0.97089 | 0.88613 | 505.6471 | 0.60888 | 0 | 1111.206 | Commercial/Industrial | Duct Sealing Repair | 3.5913 | 0.8099 | 116477.5879 | 6.789 | 24.0448 | 34458.2784
[20 empty] | Commercial/Industrial | Efficient Battery Charger | 0.97089 | 0.88613 | 505.6471 | 0.60888 | 0 | 1111.206 | Commercial/Industrial | Duct Sealing Repair | 9.5362 | 0.8099 | 92464.6573 | 4.7769 | 16.9185 | 24245.6858
[20 empty] | Commercial/Industrial | Efficient Battery Charger | 0.97089 | 0.88613 | 505.6471 | 0.60888 | 0 | 1111.206 | Commercial/Industrial | Duct Sealing Repair | 9.5362 | 0.8099 | 92464.6573 | 4.7769 | 16.9185 | 24245.6858
[20 empty] | Commercial/Industrial | Efficient Battery Charger | 0.97089 | 0.88613 | 505.6471 | 0.60888 | 0 | 1111.206 | Commercial/Industrial | Duct Sealing Repair | 1.1562 | 0.8099 | 4496.8803 | 0.4624 | 1.6377 | 2346.9401
[20 empty] | Commercial/Industrial | Efficient Battery Charger | 0.97089 | 0.88613 | 505.6471 | 0.60888 | 0 | 1111.206 | Commercial/Industrial | Duct Sealing Repair | 1.1562 | 0.8099 | 4496.8803 | 0.4624 | 1.6377 | 2346.9401
[20 empty] | Commercial/Industrial | Efficient Battery Charger | 0.97089 | 0.88613 | 505.6471 | 0.60888 | 0 | 1111.206 | Commercial/Industrial | Duct Sealing Repair | 9.8396 | 0.8099 | 76336.0946 | 3.9354 | 13.9379 | 19974.2506
[20 empty] | Commercial/Industrial | Efficient Battery Charger | 0.97089 | 0.88613 | 505.6471 | 0.60888 | 0 | 1111.206 | Commercial/Industrial | Duct Sealing Repair | 9.8396 | 0.8099 | 76336.0946 | 3.9354 | 13.9379 | 19974.2506
[20 empty] | Commercial/Industrial | Efficient Motor Belts | 0.07518 | 1.3989 | -1025.0345 | 0.012292 | 0.010296 | 94.8071 | Commercial/Industrial | Duct Sealing Repair | 23.3304 | 0.8099 | 55123.2394 | 2.7367 | 9.6926 | 13890.361
[20 empty] | Commercial/Industrial | Efficient Motor Belts | 0.07518 | 1.3989 | -1025.0345 | 0.012292 | 0.010296 | 94.8071 | Commercial/Industrial | Duct Sealing Repair | 23.3304 | 0.8099 | 55123.2394 | 2.7367 | 9.6926 | 13890.361
[20 empty] | Commercial/Industrial | Efficient Motor Belts | 0.07518 | 1.3989 | -1025.0345 | 0.012292 | 0.010296 | 94.8071 | Commercial/Industrial | Duct Sealing Repair | 2.3697 | 0.80991 | 17434.3678 | 1.1367 | 4.0258 | 5769.3882
[20 empty] | Commercial/Industrial | Efficient Motor Belts | 0.07518 | 1.3989 | -1025.0345 | 0.012292 | 0.010296 | 94.8071 | Commercial/Industrial | Duct Sealing Repair | 2.3697 | 0.80991 | 17434.3678 | 1.1367 | 4.0258 | 5769.3882
[20 empty] | Commercial/Industrial | Efficient Motor Belts | 0.07518 | 1.3989 | -1025.0345 | 0.012292 | 0.010296 | 94.8071 | Commercial/Industrial | ECM Motors on Furnaces | 0.32399 | 2.1667 | -487.3269 | 0 | 0 | 255.5731
[20 empty] | Commercial/Industrial | Efficient Motor Belts | 0.07518 | 1.3989 | -1025.0345 | 0.012292 | 0.010296 | 94.8071 | Commercial/Industrial | ECM Motors on Furnaces | 0.32399 | 2.1667 | -487.3269 | 0 | 0 | 255.5731
[20 empty] | Commercial/Industrial | Efficient Motor Belts | 0.07518 | 1.3989 | -1025.0345 | 0.012292 | 0.010296 | 94.8071 | Commercial/Industrial | ECM Motors on Furnaces | 0.32399 | 2.1667 | -487.3269 | 0 | 0 | 255.5731
[20 empty] | Commercial/Industrial | Efficient Motor Belts | 0.07518 | 1.3989 | -1025.0345 | 0.012292 | 0.010296 | 94.8071 | Commercial/Industrial | ECM Motors on Furnaces | 0.32399 | 2.1667 | -487.3269 | 0 | 0 | 255.5731
[20 empty] | Commercial/Industrial | Efficient Motor Belts | 0.07518 | 1.3989 | -1025.0345 | 0.012292 | 0.010296 | 94.8071 | Commercial/Industrial | ECM Motors on Furnaces | 0.34277 | 2.1667 | -467.8596 | 0 | 0 | 270.389
[20 empty] | Commercial/Industrial | Efficient Motor Belts | 0.07518 | 1.3989 | -1025.0345 | 0.012292 | 0.010296 | 94.8071 | Commercial/Industrial | ECM Motors on Furnaces | 0.34277 | 2.1667 | -467.8596 | 0 | 0 | 270.389
[20 empty] | Commercial/Industrial | Efficient Motor Belts | 0.07518 | 1.3989 | -1025.0345 | 0.012292 | 0.010296 | 94.8071 | Commercial/Industrial | ECM Motors on Furnaces | 0.51181 | 2.1667 | -292.6542 | 0 | 0 | 403.7315
[20 empty] | Commercial/Industrial | Efficient Motor Belts | 0.07518 | 1.3989 | -1025.0345 | 0.012292 | 0.010296 | 94.8071 | Commercial/Industrial | ECM Motors on Furnaces | 0.51181 | 2.1667 | -292.6542 | 0 | 0 | 403.7315
[20 empty] | Commercial/Industrial | Efficient Motor Belts | 0.074343 | 1.3476 | -1023.4116 | 0.012997 | 0.0032092 | 94.8071 | Commercial/Industrial | ECM Motors on Furnaces | 0.58693 | 2.1667 | -214.7851 | 0 | 0 | 462.9948
[20 empty] | Commercial/Industrial | Efficient Motor Belts | 0.074343 | 1.3476 | -1023.4116 | 0.012997 | 0.0032092 | 94.8071 | Commercial/Industrial | ECM Motors on Furnaces | 0.58693 | 2.1667 | -214.7851 | 0 | 0 | 462.9948
[20 empty] | Commercial/Industrial | Efficient Motor Belts | 0.074343 | 1.3476 | -1023.4116 | 0.012997 | 0.0032092 | 94.8071 | Commercial/Industrial | ECM Motors on Furnaces | 0.68847 | 1.3673 | -1.7033 | 0 | 0.055813 | 488.9225
[20 empty] | Commercial/Industrial | Efficient Motor Belts | 0.074343 | 1.3476 | -1023.4116 | 0.012997 | 0.0032092 | 94.8071 | Commercial/Industrial | ECM Motors on Furnaces | 0.68847 | 1.3673 | -1.7033 | 0 | 0.055813 | 488.9225
[20 empty] | Commercial/Industrial | Efficient Motor Belts | 0.074343 | 1.3476 | -1023.4116 | 0.012997 | 0.0032092 | 94.8071 | Commercial/Industrial | Efficient Battery Charger | 0.97089 | 0.88613 | 505.6471 | 0.60888 | 0 | 1111.206
[20 empty] | Commercial/Industrial | Efficient Motor Belts | 0.074343 | 1.3476 | -1023.4116 | 0.012997 | 0.0032092 | 94.8071 | Commercial/Industrial | Efficient Battery Charger | 0.97089 | 0.88613 | 505.6471 | 0.60888 | 0 | 1111.206
[20 empty] | Commercial/Industrial | Efficient Motor Belts | 0.074343 | 1.3476 | -1023.4116 | 0.012997 | 0.0032092 | 94.8071 | Commercial/Industrial | Efficient Battery Charger | 0.97089 | 0.88613 | 505.6471 | 0.60888 | 0 | 1111.206
[20 empty] | Commercial/Industrial | Efficient Motor Belts | 0.074343 | 1.3476 | -1023.4116 | 0.012997 | 0.0032092 | 94.8071 | Commercial/Industrial | Efficient Battery Charger | 0.97089 | 0.88613 | 505.6471 | 0.60888 | 0 | 1111.206
[20 empty] | Commercial/Industrial | Efficient Motor Belts | 0.074343 | 1.3476 | -1023.4116 | 0.012997 | 0.0032092 | 94.8071 | Commercial/Industrial | Efficient Battery Charger | 0.97089 | 0.88613 | 505.6471 | 0.60888 | 0 | 1111.206
[20 empty] | Commercial/Industrial | Efficient Motor Belts | 0.074343 | 1.3476 | -1023.4116 | 0.012997 | 0.0032092 | 94.8071 | Commercial/Industrial | Efficient Battery Charger | 0.97089 | 0.88613 | 505.6471 | 0.60888 | 0 | 1111.206
[20 empty] | Commercial/Industrial | Efficient Motor Belts | 0.074343 | 1.3476 | -1023.4116 | 0.012997 | 0.0032092 | 94.8071 | Commercial/Industrial | Efficient Battery Charger | 0.97089 | 0.88613 | 505.6471 | 0.60888 | 0 | 1111.206
[20 empty] | Commercial/Industrial | Efficient Motor Belts | 0.074343 | 1.3476 | -1023.4116 | 0.012997 | 0.0032092 | 94.8071 | Commercial/Industrial | Efficient Battery Charger | 0.97089 | 0.88613 | 505.6471 | 0.60888 | 0 | 1111.206
[20 empty] | Commercial/Industrial | Efficient Motor Belts | 0.074343 | 1.3476 | -1023.4116 | 0.012997 | 0.0032092 | 94.8071 | Commercial/Industrial | Efficient Battery Charger | 0.97089 | 0.88613 | 505.6471 | 0.60888 | 0 | 1111.206
[20 empty] | Commercial/Industrial | Efficient Motor Belts | 0.074343 | 1.3476 | -1023.4116 | 0.012997 | 0.0032092 | 94.8071 | Commercial/Industrial | Efficient Battery Charger | 0.97089 | 0.88613 | 505.6471 | 0.60888 | 0 | 1111.206
[20 empty] | Commercial/Industrial | Energy Recovery Ventilation System (ERV) | 0.035717 | 0.96323 | -264821.6662 | 2.9497 | 2.515 | 1639.1488 | Commercial/Industrial | Efficient Battery Charger | 0.97089 | 0.88613 | 505.6471 | 0.60888 | 0 | 1111.206
[20 empty] | Commercial/Industrial | Energy Recovery Ventilation System (ERV) | 0.035717 | 0.96323 | -264821.6662 | 2.9497 | 2.515 | 1639.1488 | Commercial/Industrial | Efficient Battery Charger | 0.97089 | 0.88613 | 505.6471 | 0.60888 | 0 | 1111.206
[20 empty] | Commercial/Industrial | Energy Recovery Ventilation System (ERV) | 0.1344 | 0.96324 | -279140.1623 | 13.3127 | 11.3508 | 7397.8089 | Commercial/Industrial | Efficient Battery Charger | 0.97089 | 0.88613 | 505.6471 | 0.60888 | 0 | 1111.206
[20 empty] | Commercial/Industrial | Energy Recovery Ventilation System (ERV) | 0.1344 | 0.96324 | -279140.1623 | 13.3127 | 11.3508 | 7397.8089 | Commercial/Industrial | Efficient Battery Charger | 0.97089 | 0.88613 | 505.6471 | 0.60888 | 0 | 1111.206
[20 empty] | Commercial/Industrial | Energy Recovery Ventilation System (ERV) | 0.76424 | 0.96325 | -8828.9591 | 19.9582 | 17.017 | 11090.6962 | Commercial/Industrial | Efficient Battery Charger | 0.97089 | 0.88613 | 505.6471 | 0.60888 | 0 | 1111.206
[20 empty] | Commercial/Industrial | Energy Recovery Ventilation System (ERV) | 0.76424 | 0.96325 | -8828.9591 | 19.9582 | 17.017 | 11090.6962 | Commercial/Industrial | Efficient Battery Charger | 0.97089 | 0.88613 | 505.6471 | 0.60888 | 0 | 1111.206
[20 empty] | Commercial/Industrial | Energy Recovery Ventilation System (ERV) | 0.33214 | 0.96325 | -216307.3638 | 35.227 | 30.0356 | 19575.4923 | Commercial/Industrial | Efficient Battery Charger | 0.97089 | 0.88613 | 505.6471 | 0.60888 | 0 | 1111.206
[20 empty] | Commercial/Industrial | Energy Recovery Ventilation System (ERV) | 0.33214 | 0.96325 | -216307.3638 | 35.227 | 30.0356 | 19575.4923 | Commercial/Industrial | Efficient Battery Charger | 0.97089 | 0.88613 | 505.6471 | 0.60888 | 0 | 1111.206
[20 empty] | Commercial/Industrial | Energy Recovery Ventilation System (ERV) | 0.11435 | 0.96325 | -1130928.351 | 44.638 | 38.0597 | 24805.1607 | Commercial/Industrial | Efficient Battery Charger | 0.97089 | 0.88613 | 505.6471 | 0.60888 | 0 | 1111.206
[20 empty] | Commercial/Industrial | Energy Recovery Ventilation System (ERV) | 0.11435 | 0.96325 | -1130928.351 | 44.638 | 38.0597 | 24805.1607 | Commercial/Industrial | Efficient Battery Charger | 0.97089 | 0.88613 | 505.6471 | 0.60888 | 0 | 1111.206
[20 empty] | Commercial/Industrial | Energy Recovery Ventilation System (ERV) | 0.29459 | 0.96325 | -226258.7611 | 30.4729 | 25.9821 | 16933.6609 | Commercial/Industrial | Efficient Battery Charger | 0.97089 | 0.88613 | 505.6471 | 0.60888 | 0 | 1111.206
[20 empty] | Commercial/Industrial | Energy Recovery Ventilation System (ERV) | 0.29459 | 0.96325 | -226258.7611 | 30.4729 | 25.9821 | 16933.6609 | Commercial/Industrial | Efficient Battery Charger | 0.97089 | 0.88613 | 505.6471 | 0.60888 | 0 | 1111.206
[20 empty] | Commercial/Industrial | Energy Recovery Ventilation System (ERV) | 0.11435 | 0.96325 | -775385.5196 | 30.6046 | 26.0944 | 17006.8797 | Commercial/Industrial | Efficient Battery Charger | 0.97089 | 0.88613 | 505.6471 | 0.60888 | 0 | 1111.206
[20 empty] | Commercial/Industrial | Energy Recovery Ventilation System (ERV) | 0.11435 | 0.96325 | -775385.5196 | 30.6046 | 26.0944 | 17006.8797 | Commercial/Industrial | Efficient Battery Charger | 0.97089 | 0.88613 | 505.6471 | 0.60888 | 0 | 1111.206
[20 empty] | Commercial/Industrial | Energy Recovery Ventilation System (ERV) | 0.16628 | 0.96325 | -467951.9381 | 28.8975 | 24.6389 | 16058.2446 | Commercial/Industrial | Efficient Battery Charger | 0.97089 | 0.88613 | 505.6471 | 0.60888 | 0 | 1111.206
[20 empty] | Commercial/Industrial | Energy Recovery Ventilation System (ERV) | 0.16628 | 0.96325 | -467951.9381 | 28.8975 | 24.6389 | 16058.2446 | Commercial/Industrial | Efficient Battery Charger | 0.97089 | 0.88613 | 505.6471 | 0.60888 | 0 | 1111.206
[20 empty] | Commercial/Industrial | Energy Recovery Ventilation System (ERV) | 0.29459 | 0.96325 | -2357580.6913 | 317.5226 | 270.7292 | 176446.0823 | Commercial/Industrial | Efficient Motor Belts | 0.07518 | 1.3989 | -1025.0345 | 0.012292 | 0.010296 | 94.8071
[20 empty] | Commercial/Industrial | Energy Recovery Ventilation System (ERV) | 0.29459 | 0.96325 | -2357580.6913 | 317.5226 | 270.7292 | 176446.0823 | Commercial/Industrial | Efficient Motor Belts | 0.07518 | 1.3989 | -1025.0345 | 0.012292 | 0.010296 | 94.8071
[20 empty] | Commercial/Industrial | Energy Recovery Ventilation System (ERV) | 0.22636 | 0.96325 | -3643896.1238 | 335.8429 | 286.3496 | 186626.5586 | Commercial/Industrial | Efficient Motor Belts | 0.07518 | 1.3989 | -1025.0345 | 0.012292 | 0.010296 | 94.8071
[20 empty] | Commercial/Industrial | Energy Recovery Ventilation System (ERV) | 0.22636 | 0.96325 | -3643896.1238 | 335.8429 | 286.3496 | 186626.5586 | Commercial/Industrial | Efficient Motor Belts | 0.07518 | 1.3989 | -1025.0345 | 0.012292 | 0.010296 | 94.8071
[20 empty] | Commercial/Industrial | Energy Recovery Ventilation System (ERV) | 0.72072 | 0.96325 | -12339.6274 | 17.4579 | 14.8851 | 9701.2996 | Commercial/Industrial | Efficient Motor Belts | 0.07518 | 1.3989 | -1025.0345 | 0.012292 | 0.010296 | 94.8071
[20 empty] | Commercial/Industrial | Energy Recovery Ventilation System (ERV) | 0.72072 | 0.96325 | -12339.6274 | 17.4579 | 14.8851 | 9701.2996 | Commercial/Industrial | Efficient Motor Belts | 0.07518 | 1.3989 | -1025.0345 | 0.012292 | 0.010296 | 94.8071
[20 empty] | Commercial/Industrial | Energy Recovery Ventilation System (ERV) | 0.16965 | 0.96325 | -157630.7112 | 9.9809 | 8.51 | 5546.325 | Commercial/Industrial | Efficient Motor Belts | 0.07518 | 1.3989 | -1025.0345 | 0.012292 | 0.010296 | 94.8071
[20 empty] | Commercial/Industrial | Energy Recovery Ventilation System (ERV) | 0.16965 | 0.96325 | -157630.7112 | 9.9809 | 8.51 | 5546.325 | Commercial/Industrial | Efficient Motor Belts | 0.07518 | 1.3989 | -1025.0345 | 0.012292 | 0.010296 | 94.8071
[20 empty] | Commercial/Industrial | Energy Recovery Ventilation System (ERV) | 0.18724 | 0.96325 | -215562.4657 | 15.4644 | 13.1854 | 8593.5069 | Commercial/Industrial | Efficient Motor Belts | 0.07518 | 1.3989 | -1025.0345 | 0.012292 | 0.010296 | 94.8071
[20 empty] | Commercial/Industrial | Energy Recovery Ventilation System (ERV) | 0.18724 | 0.96325 | -215562.4657 | 15.4644 | 13.1854 | 8593.5069 | Commercial/Industrial | Efficient Motor Belts | 0.07518 | 1.3989 | -1025.0345 | 0.012292 | 0.010296 | 94.8071
[20 empty] | Commercial/Industrial | ENERGY STAR certified buildings program | 0.18399 | 0.94923 | -67980.9705 | 1.044 | 3.2367 | 6244.4932 | Commercial/Industrial | Efficient Motor Belts | 0.07518 | 1.3989 | -1025.0345 | 0.012292 | 0.010296 | 94.8071
[20 empty] | Commercial/Industrial | ENERGY STAR certified buildings program | 0.18399 | 0.94923 | -67980.9705 | 1.044 | 3.2367 | 6244.4932 | Commercial/Industrial | Efficient Motor Belts | 0.07518 | 1.3989 | -1025.0345 | 0.012292 | 0.010296 | 94.8071
[20 empty] | Commercial/Industrial | ENERGY STAR certified buildings program | 0.44987 | 0.94923 | -35661.9912 | 3.0616 | 9.492 | 18312.7076 | Commercial/Industrial | Efficient Motor Belts | 0.074343 | 1.3476 | -1023.4116 | 0.012997 | 0.0032092 | 94.8071
[20 empty] | Commercial/Industrial | ENERGY STAR certified buildings program | 0.44987 | 0.94923 | -35661.9912 | 3.0616 | 9.492 | 18312.7076 | Commercial/Industrial | Efficient Motor Belts | 0.074343 | 1.3476 | -1023.4116 | 0.012997 | 0.0032092 | 94.8071
[20 empty] | Commercial/Industrial | ENERGY STAR certified buildings program | 1.711 | 0.94923 | 194797.8356 | 12.4675 | 38.6543 | 74574.6947 | Commercial/Industrial | Efficient Motor Belts | 0.074343 | 1.3476 | -1023.4116 | 0.012997 | 0.0032092 | 94.8071
[20 empty] | Commercial/Industrial | ENERGY STAR certified buildings program | 1.711 | 0.94923 | 194797.8356 | 12.4675 | 38.6543 | 74574.6947 | Commercial/Industrial | Efficient Motor Belts | 0.074343 | 1.3476 | -1023.4116 | 0.012997 | 0.0032092 | 94.8071
[20 empty] | Commercial/Industrial | ENERGY STAR certified buildings program | 1.5658 | 0.94923 | 130808.5897 | 8.8849 | 27.5468 | 53145.4 | Commercial/Industrial | Efficient Motor Belts | 0.074343 | 1.3476 | -1023.4116 | 0.012997 | 0.0032092 | 94.8071
[20 empty] | Commercial/Industrial | ENERGY STAR certified buildings program | 1.5658 | 0.94923 | 130808.5897 | 8.8849 | 27.5468 | 53145.4 | Commercial/Industrial | Efficient Motor Belts | 0.074343 | 1.3476 | -1023.4116 | 0.012997 | 0.0032092 | 94.8071
[20 empty] | Commercial/Industrial | ENERGY STAR certified buildings program | 1.5175 | 0.94924 | 155134.6922 | 10.785 | 33.4376 | 64510.3866 | Commercial/Industrial | Efficient Motor Belts | 0.074343 | 1.3476 | -1023.4116 | 0.012997 | 0.0032092 | 94.8071
[20 empty] | Commercial/Industrial | ENERGY STAR certified buildings program | 1.5175 | 0.94924 | 155134.6922 | 10.785 | 33.4376 | 64510.3866 | Commercial/Industrial | Efficient Motor Belts | 0.074343 | 1.3476 | -1023.4116 | 0.012997 | 0.0032092 | 94.8071
[20 empty] | Commercial/Industrial | ENERGY STAR certified buildings program | 0.57149 | 0.94924 | -39658.1222 | 10.509 | 32.582 | 62859.5605 | Commercial/Industrial | Efficient Motor Belts | 0.074343 | 1.3476 | -1023.4116 | 0.012997 | 0.0032092 | 94.8071
[20 empty] | Commercial/Industrial | ENERGY STAR certified buildings program | 0.57149 | 0.94924 | -39658.1222 | 10.509 | 32.582 | 62859.5605 | Commercial/Industrial | Efficient Motor Belts | 0.074343 | 1.3476 | -1023.4116 | 0.012997 | 0.0032092 | 94.8071
[20 empty] | Commercial/Industrial | ENERGY STAR certified buildings program | 1.1685 | 0.94924 | 1320359.7112 | 118.8615 | 368.5175 | 710971.58 | Commercial/Industrial | Efficient Motor Belts | 0.074343 | 1.3476 | -1023.4116 | 0.012997 | 0.0032092 | 94.8071
[20 empty] | Commercial/Industrial | ENERGY STAR certified buildings program | 1.1685 | 0.94924 | 1320359.7112 | 118.8615 | 368.5175 | 710971.58 | Commercial/Industrial | Efficient Motor Belts | 0.074343 | 1.3476 | -1023.4116 | 0.012997 | 0.0032092 | 94.8071
[20 empty] | Commercial/Industrial | ENERGY STAR certified buildings program | 0.81153 | 0.98907 | 9904.9197 | 5.1933 | 10.0625 | 16820.441 | Commercial/Industrial | Efficient Motor Belts | 0.074343 | 1.3476 | -1023.4116 | 0.012997 | 0.0032092 | 94.8071
[20 empty] | Commercial/Industrial | ENERGY STAR certified buildings program | 0.81153 | 0.98907 | 9904.9197 | 5.1933 | 10.0625 | 16820.441 | Commercial/Industrial | Efficient Motor Belts | 0.074343 | 1.3476 | -1023.4116 | 0.012997 | 0.0032092 | 94.8071
[20 empty] | Commercial/Industrial | ENERGY STAR certified buildings program | 4.1858 | 0.98907 | 146859.1113 | 11.89 | 23.038 | 38510.4852 | Commercial/Industrial | Energy Recovery Ventilation System (ERV) | 0.22636 | 0.96325 | -3643896.1238 | 335.8429 | 286.3496 | 186626.5586
[20 empty] | Commercial/Industrial | ENERGY STAR certified buildings program | 4.1858 | 0.98907 | 146859.1113 | 11.89 | 23.038 | 38510.4852 | Commercial/Industrial | Energy Recovery Ventilation System (ERV) | 0.22636 | 0.96325 | -3643896.1238 | 335.8429 | 286.3496 | 186626.5586
[20 empty] | Commercial/Industrial | ENERGY STAR certified buildings program | 0.99915 | 0.98908 | 81975.9027 | 18.8877 | 36.5968 | 61175.4055 | Commercial/Industrial | Energy Recovery Ventilation System (ERV) | 0.29459 | 0.96325 | -2357580.6913 | 317.5226 | 270.7292 | 176446.0823
[20 empty] | Commercial/Industrial | ENERGY STAR certified buildings program | 0.99915 | 0.98908 | 81975.9027 | 18.8877 | 36.5968 | 61175.4055 | Commercial/Industrial | Energy Recovery Ventilation System (ERV) | 0.29459 | 0.96325 | -2357580.6913 | 317.5226 | 270.7292 | 176446.0823
[20 empty] | Commercial/Industrial | ENERGY STAR certified buildings program | 4.3308 | 0.98908 | 141899.0172 | 11.4107 | 22.1093 | 36958.0211 | Commercial/Industrial | Energy Recovery Ventilation System (ERV) | 0.11435 | 0.96325 | -1130928.351 | 44.638 | 38.0597 | 24805.1607
[20 empty] | Commercial/Industrial | ENERGY STAR certified buildings program | 4.3308 | 0.98908 | 141899.0172 | 11.4107 | 22.1093 | 36958.0211 | Commercial/Industrial | Energy Recovery Ventilation System (ERV) | 0.11435 | 0.96325 | -1130928.351 | 44.638 | 38.0597 | 24805.1607
[20 empty] | Commercial/Industrial | ENERGY STAR certified buildings program | 0.62807 | 1.2196 | -96715.8847 | 38.6582 | 0.44413 | 91682.9859 | Commercial/Industrial | Energy Recovery Ventilation System (ERV) | 0.11435 | 0.96325 | -775385.5196 | 30.6046 | 26.0944 | 17006.8797
[20 empty] | Commercial/Industrial | ENERGY STAR certified buildings program | 0.62807 | 1.2196 | -96715.8847 | 38.6582 | 0.44413 | 91682.9859 | Commercial/Industrial | Energy Recovery Ventilation System (ERV) | 0.11435 | 0.96325 | -775385.5196 | 30.6046 | 26.0944 | 17006.8797
[20 empty] | Commercial/Industrial | ENERGY STAR Commercial Clothes Washer | 0.29261 | 1.7894 | -941.7704 | 0 | 0 | 1060.1591 | Commercial/Industrial | Energy Recovery Ventilation System (ERV) | 0.16628 | 0.96325 | -467951.9381 | 28.8975 | 24.6389 | 16058.2446
[20 empty] | Commercial/Industrial | ENERGY STAR Commercial Clothes Washer | 0.29261 | 1.7894 | -941.7704 | 0 | 0 | 1060.1591 | Commercial/Industrial | Energy Recovery Ventilation System (ERV) | 0.16628 | 0.96325 | -467951.9381 | 28.8975 | 24.6389 | 16058.2446
[20 empty] | Commercial/Industrial | ENERGY STAR Commercial Clothes Washer | 0.29261 | 1.7894 | -941.7704 | 0 | 0 | 1060.1591 | Commercial/Industrial | Energy Recovery Ventilation System (ERV) | 0.1344 | 0.96324 | -279140.1623 | 13.3127 | 11.3508 | 7397.8089
[20 empty] | Commercial/Industrial | ENERGY STAR Commercial Clothes Washer | 0.29261 | 1.7894 | -941.7704 | 0 | 0 | 1060.1591 | Commercial/Industrial | Energy Recovery Ventilation System (ERV) | 0.1344 | 0.96324 | -279140.1623 | 13.3127 | 11.3508 | 7397.8089
[20 empty] | Commercial/Industrial | ENERGY STAR Commercial Clothes Washer | 0.29261 | 1.7894 | -941.7704 | 0 | 0 | 1060.1591 | Commercial/Industrial | Energy Recovery Ventilation System (ERV) | 0.035717 | 0.96323 | -264821.6662 | 2.9497 | 2.515 | 1639.1488
[20 empty] | Commercial/Industrial | ENERGY STAR Commercial Clothes Washer | 0.29261 | 1.7894 | -941.7704 | 0 | 0 | 1060.1591 | Commercial/Industrial | Energy Recovery Ventilation System (ERV) | 0.035717 | 0.96323 | -264821.6662 | 2.9497 | 2.515 | 1639.1488
[20 empty] | Commercial/Industrial | ENERGY STAR Commercial Clothes Washer | 0.29261 | 1.7894 | -941.7704 | 0 | 0 | 1060.1591 | Commercial/Industrial | Energy Recovery Ventilation System (ERV) | 0.29459 | 0.96325 | -226258.7611 | 30.4729 | 25.9821 | 16933.6609
[20 empty] | Commercial/Industrial | ENERGY STAR Commercial Clothes Washer | 0.29261 | 1.7894 | -941.7704 | 0 | 0 | 1060.1591 | Commercial/Industrial | Energy Recovery Ventilation System (ERV) | 0.29459 | 0.96325 | -226258.7611 | 30.4729 | 25.9821 | 16933.6609
[20 empty] | Commercial/Industrial | ENERGY STAR Commercial Clothes Washer | 0.29261 | 1.7894 | -941.7704 | 0 | 0 | 1060.1591 | Commercial/Industrial | Energy Recovery Ventilation System (ERV) | 0.33214 | 0.96325 | -216307.3638 | 35.227 | 30.0356 | 19575.4923
[20 empty] | Commercial/Industrial | ENERGY STAR Commercial Clothes Washer | 0.29261 | 1.7894 | -941.7704 | 0 | 0 | 1060.1591 | Commercial/Industrial | Energy Recovery Ventilation System (ERV) | 0.33214 | 0.96325 | -216307.3638 | 35.227 | 30.0356 | 19575.4923
[20 empty] | Commercial/Industrial | ENERGY STAR Commercial Clothes Washer | 0.36059 | 1.3928 | -791.328 | 0.092846 | 0.067168 | 1060.1591 | Commercial/Industrial | Energy Recovery Ventilation System (ERV) | 0.18724 | 0.96325 | -215562.4657 | 15.4644 | 13.1854 | 8593.5069
[20 empty] | Commercial/Industrial | ENERGY STAR Commercial Clothes Washer | 0.36059 | 1.3928 | -791.328 | 0.092846 | 0.067168 | 1060.1591 | Commercial/Industrial | Energy Recovery Ventilation System (ERV) | 0.18724 | 0.96325 | -215562.4657 | 15.4644 | 13.1854 | 8593.5069
[20 empty] | Commercial/Industrial | ENERGY STAR Commercial Clothes Washer | 0.36059 | 1.3928 | -791.328 | 0.092846 | 0.067168 | 1060.1591 | Commercial/Industrial | Energy Recovery Ventilation System (ERV) | 0.16965 | 0.96325 | -157630.7112 | 9.9809 | 8.51 | 5546.325
[20 empty] | Commercial/Industrial | ENERGY STAR Commercial Clothes Washer | 0.36059 | 1.3928 | -791.328 | 0.092846 | 0.067168 | 1060.1591 | Commercial/Industrial | Energy Recovery Ventilation System (ERV) | 0.16965 | 0.96325 | -157630.7112 | 9.9809 | 8.51 | 5546.325
[20 empty] | Commercial/Industrial | ENERGY STAR Commercial Clothes Washer | 0.36059 | 1.3928 | -791.328 | 0.092846 | 0.067168 | 1060.1591 | Commercial/Industrial | Energy Recovery Ventilation System (ERV) | 0.72072 | 0.96325 | -12339.6274 | 17.4579 | 14.8851 | 9701.2996
[20 empty] | Commercial/Industrial | ENERGY STAR Commercial Clothes Washer | 0.36059 | 1.3928 | -791.328 | 0.092846 | 0.067168 | 1060.1591 | Commercial/Industrial | Energy Recovery Ventilation System (ERV) | 0.72072 | 0.96325 | -12339.6274 | 17.4579 | 14.8851 | 9701.2996
[20 empty] | Commercial/Industrial | ENERGY STAR Commercial Clothes Washer | 0.36059 | 1.3928 | -791.328 | 0.092846 | 0.067168 | 1060.1591 | Commercial/Industrial | Energy Recovery Ventilation System (ERV) | 0.76424 | 0.96325 | -8828.9591 | 19.9582 | 17.017 | 11090.6962
[20 empty] | Commercial/Industrial | ENERGY STAR Commercial Clothes Washer | 0.36059 | 1.3928 | -791.328 | 0.092846 | 0.067168 | 1060.1591 | Commercial/Industrial | Energy Recovery Ventilation System (ERV) | 0.76424 | 0.96325 | -8828.9591 | 19.9582 | 17.017 | 11090.6962
[20 empty] | Commercial/Industrial | ENERGY STAR Commercial Clothes Washer | 0.37954 | 1.3043 | -740.6892 | 0.10782 | 0.1241 | 1060.1591 | Commercial/Industrial | ENERGY STAR certified buildings program | 1.711 | 0.94923 | 194797.8356 | 12.4675 | 38.6543 | 74574.6947
[20 empty] | Commercial/Industrial | ENERGY STAR Commercial Clothes Washer | 0.37954 | 1.3043 | -740.6892 | 0.10782 | 0.1241 | 1060.1591 | Commercial/Industrial | ENERGY STAR certified buildings program | 1.711 | 0.94923 | 194797.8356 | 12.4675 | 38.6543 | 74574.6947
[20 empty] | Commercial/Industrial | ENERGY STAR Commercial Clothes Washer | 0.37954 | 1.3043 | -740.6892 | 0.10782 | 0.1241 | 1060.1591 | Commercial/Industrial | ENERGY STAR certified buildings program | 1.5658 | 0.94923 | 130808.5897 | 8.8849 | 27.5468 | 53145.4
[20 empty] | Commercial/Industrial | ENERGY STAR Commercial Clothes Washer | 0.37954 | 1.3043 | -740.6892 | 0.10782 | 0.1241 | 1060.1591 | Commercial/Industrial | ENERGY STAR certified buildings program | 1.5658 | 0.94923 | 130808.5897 | 8.8849 | 27.5468 | 53145.4
[20 empty] | Commercial/Industrial | ENERGY STAR Commercial Clothes Washer | 0.37954 | 1.3043 | -740.6892 | 0.10782 | 0.1241 | 1060.1591 | Commercial/Industrial | ENERGY STAR certified buildings program | 1.5175 | 0.94924 | 155134.6922 | 10.785 | 33.4376 | 64510.3866
[20 empty] | Commercial/Industrial | ENERGY STAR Commercial Clothes Washer | 0.37954 | 1.3043 | -740.6892 | 0.10782 | 0.1241 | 1060.1591 | Commercial/Industrial | ENERGY STAR certified buildings program | 1.5175 | 0.94924 | 155134.6922 | 10.785 | 33.4376 | 64510.3866
[20 empty] | Commercial/Industrial | ENERGY STAR Commercial Clothes Washer | 0.37954 | 1.3043 | -740.6892 | 0.10782 | 0.1241 | 1060.1591 | Commercial/Industrial | ENERGY STAR certified buildings program | 1.1685 | 0.94924 | 1320359.7112 | 118.8615 | 368.5175 | 710971.58
[20 empty] | Commercial/Industrial | ENERGY STAR Commercial Clothes Washer | 0.37954 | 1.3043 | -740.6892 | 0.10782 | 0.1241 | 1060.1591 | Commercial/Industrial | ENERGY STAR certified buildings program | 1.1685 | 0.94924 | 1320359.7112 | 118.8615 | 368.5175 | 710971.58
[20 empty] | Commercial/Industrial | Energy Star Commercial Dishwasher | 10.7817 | 1.706 | 26838.0381 | 1.3584 | -0.00014452 | 18720.0898 | Commercial/Industrial | ENERGY STAR certified buildings program | 0.81153 | 0.98907 | 9904.9197 | 5.1933 | 10.0625 | 16820.441
[20 empty] | Commercial/Industrial | Energy Star Commercial Dishwasher | 10.7817 | 1.706 | 26838.0381 | 1.3584 | -0.00014452 | 18720.0898 | Commercial/Industrial | ENERGY STAR certified buildings program | 0.81153 | 0.98907 | 9904.9197 | 5.1933 | 10.0625 | 16820.441
[20 empty] | Commercial/Industrial | Energy Star Commercial Dishwasher | 10.7817 | 1.706 | 26838.0381 | 1.3584 | -0.00014452 | 18720.0898 | Commercial/Industrial | ENERGY STAR certified buildings program | 4.1858 | 0.98907 | 146859.1113 | 11.89 | 23.038 | 38510.4852
[20 empty] | Commercial/Industrial | Energy Star Commercial Dishwasher | 10.7817 | 1.706 | 26838.0381 | 1.3584 | -0.00014452 | 18720.0898 | Commercial/Industrial | ENERGY STAR certified buildings program | 4.1858 | 0.98907 | 146859.1113 | 11.89 | 23.038 | 38510.4852
[20 empty] | Commercial/Industrial | Energy Star Commercial Dishwasher | 10.7817 | 1.706 | 26838.0381 | 1.3584 | -0.00014452 | 18720.0898 | Commercial/Industrial | ENERGY STAR certified buildings program | 0.99915 | 0.98908 | 81975.9027 | 18.8877 | 36.5968 | 61175.4055
[20 empty] | Commercial/Industrial | Energy Star Commercial Dishwasher | 10.7817 | 1.706 | 26838.0381 | 1.3584 | -0.00014452 | 18720.0898 | Commercial/Industrial | ENERGY STAR certified buildings program | 0.99915 | 0.98908 | 81975.9027 | 18.8877 | 36.5968 | 61175.4055
[20 empty] | Commercial/Industrial | Energy Star Commercial Dishwasher | 10.7817 | 1.706 | 26838.0381 | 1.3584 | -0.00014452 | 18720.0898 | Commercial/Industrial | ENERGY STAR certified buildings program | 4.3308 | 0.98908 | 141899.0172 | 11.4107 | 22.1093 | 36958.0211
[20 empty] | Commercial/Industrial | Energy Star Commercial Dishwasher | 10.7817 | 1.706 | 26838.0381 | 1.3584 | -0.00014452 | 18720.0898 | Commercial/Industrial | ENERGY STAR certified buildings program | 4.3308 | 0.98908 | 141899.0172 | 11.4107 | 22.1093 | 36958.0211
[20 empty] | Commercial/Industrial | Energy Star Commercial Dishwasher | 10.7817 | 1.706 | 26838.0381 | 1.3584 | -0.00014452 | 18720.0898 | Commercial/Industrial | ENERGY STAR certified buildings program | 0.62807 | 1.2196 | -96715.8847 | 38.6582 | 0.44413 | 91682.9859
[20 empty] | Commercial/Industrial | Energy Star Commercial Dishwasher | 10.7817 | 1.706 | 26838.0381 | 1.3584 | -0.00014452 | 18720.0898 | Commercial/Industrial | ENERGY STAR certified buildings program | 0.62807 | 1.2196 | -96715.8847 | 38.6582 | 0.44413 | 91682.9859
[20 empty] | Commercial/Industrial | Energy Star Commercial Dishwasher | 10.7817 | 1.706 | 26838.0381 | 1.3584 | -0.00014452 | 18720.0898 | Commercial/Industrial | ENERGY STAR certified buildings program | 0.18399 | 0.94923 | -67980.9705 | 1.044 | 3.2367 | 6244.4932
[20 empty] | Commercial/Industrial | Energy Star Commercial Dishwasher | 10.7817 | 1.706 | 26838.0381 | 1.3584 | -0.00014452 | 18720.0898 | Commercial/Industrial | ENERGY STAR certified buildings program | 0.18399 | 0.94923 | -67980.9705 | 1.044 | 3.2367 | 6244.4932
[20 empty] | Commercial/Industrial | Energy Star Commercial Dishwasher | 10.7817 | 1.706 | 26838.0381 | 1.3584 | -0.00014452 | 18720.0898 | Commercial/Industrial | ENERGY STAR certified buildings program | 0.57149 | 0.94924 | -39658.1222 | 10.509 | 32.582 | 62859.5605
[20 empty] | Commercial/Industrial | Energy Star Commercial Dishwasher | 10.7817 | 1.706 | 26838.0381 | 1.3584 | -0.00014452 | 18720.0898 | Commercial/Industrial | ENERGY STAR certified buildings program | 0.57149 | 0.94924 | -39658.1222 | 10.509 | 32.582 | 62859.5605
[20 empty] | Commercial/Industrial | Energy Star Commercial Dishwasher | 10.7817 | 1.706 | 26838.0381 | 1.3584 | -0.00014452 | 18720.0898 | Commercial/Industrial | ENERGY STAR certified buildings program | 0.44987 | 0.94923 | -35661.9912 | 3.0616 | 9.492 | 18312.7076
[20 empty] | Commercial/Industrial | Energy Star Commercial Dishwasher | 10.7817 | 1.706 | 26838.0381 | 1.3584 | -0.00014452 | 18720.0898 | Commercial/Industrial | ENERGY STAR certified buildings program | 0.44987 | 0.94923 | -35661.9912 | 3.0616 | 9.492 | 18312.7076
[20 empty] | Commercial/Industrial | Energy Star Commercial Dishwasher | 10.7817 | 1.706 | 26838.0381 | 1.3584 | -0.00014452 | 18720.0898 | Commercial/Industrial | ENERGY STAR Commercial Clothes Washer | 0.29261 | 1.7894 | -941.7704 | 0 | 0 | 1060.1591
[20 empty] | Commercial/Industrial | Energy Star Commercial Dishwasher | 10.7817 | 1.706 | 26838.0381 | 1.3584 | -0.00014452 | 18720.0898 | Commercial/Industrial | ENERGY STAR Commercial Clothes Washer | 0.29261 | 1.7894 | -941.7704 | 0 | 0 | 1060.1591
[20 empty] | Commercial/Industrial | Energy Star Commercial Dishwasher | 10.7817 | 1.706 | 26838.0381 | 1.3584 | -0.00014452 | 18720.0898 | Commercial/Industrial | ENERGY STAR Commercial Clothes Washer | 0.29261 | 1.7894 | -941.7704 | 0 | 0 | 1060.1591
[20 empty] | Commercial/Industrial | Energy Star Commercial Dishwasher | 10.7817 | 1.706 | 26838.0381 | 1.3584 | -0.00014452 | 18720.0898 | Commercial/Industrial | ENERGY STAR Commercial Clothes Washer | 0.29261 | 1.7894 | -941.7704 | 0 | 0 | 1060.1591
[20 empty] | Commercial/Industrial | Energy Star Commercial Dishwasher | 10.7817 | 1.706 | 26838.0381 | 1.3584 | -0.00014452 | 18720.0898 | Commercial/Industrial | ENERGY STAR Commercial Clothes Washer | 0.29261 | 1.7894 | -941.7704 | 0 | 0 | 1060.1591
[20 empty] | Commercial/Industrial | Energy Star Commercial Dishwasher | 10.7817 | 1.706 | 26838.0381 | 1.3584 | -0.00014452 | 18720.0898 | Commercial/Industrial | ENERGY STAR Commercial Clothes Washer | 0.29261 | 1.7894 | -941.7704 | 0 | 0 | 1060.1591
[20 empty] | Commercial/Industrial | Energy Star Commercial Dishwasher | 10.7817 | 1.706 | 26838.0381 | 1.3584 | -0.00014452 | 18720.0898 | Commercial/Industrial | ENERGY STAR Commercial Clothes Washer | 0.29261 | 1.7894 | -941.7704 | 0 | 0 | 1060.1591
[20 empty] | Commercial/Industrial | Energy Star Commercial Dishwasher | 10.7817 | 1.706 | 26838.0381 | 1.3584 | -0.00014452 | 18720.0898 | Commercial/Industrial | ENERGY STAR Commercial Clothes Washer | 0.29261 | 1.7894 | -941.7704 | 0 | 0 | 1060.1591
[20 empty] | Commercial/Industrial | Energy Star Commercial Dishwasher | 10.7817 | 1.706 | 26838.0381 | 1.3584 | -0.00014452 | 18720.0898 | Commercial/Industrial | ENERGY STAR Commercial Clothes Washer | 0.29261 | 1.7894 | -941.7704 | 0 | 0 | 1060.1591
[20 empty] | Commercial/Industrial | Energy Star Commercial Dishwasher | 10.7817 | 1.706 | 26838.0381 | 1.3584 | -0.00014452 | 18720.0898 | Commercial/Industrial | ENERGY STAR Commercial Clothes Washer | 0.29261 | 1.7894 | -941.7704 | 0 | 0 | 1060.1591
[20 empty] | Commercial/Industrial | Energy Star Commercial Glass Door Freezer | 10.3223 | 1.4013 | 5926.9893 | 0.64112 | 0.22051 | 4389.9823 | Commercial/Industrial | ENERGY STAR Commercial Clothes Washer | 0.36059 | 1.3928 | -791.328 | 0.092846 | 0.067168 | 1060.1591
[20 empty] | Commercial/Industrial | Energy Star Commercial Glass Door Freezer | 10.2056 | 1.4666 | 5732.9754 | 0.56918 | 0.47676 | 4389.9823 | Commercial/Industrial | ENERGY STAR Commercial Clothes Washer | 0.36059 | 1.3928 | -791.328 | 0.092846 | 0.067168 | 1060.1591
[20 empty] | Commercial/Industrial | Energy Star Commercial Glass Door Freezer | 10.3223 | 1.4013 | 5926.9893 | 0.64112 | 0.22051 | 4389.9823 | Commercial/Industrial | ENERGY STAR Commercial Clothes Washer | 0.36059 | 1.3928 | -791.328 | 0.092846 | 0.067168 | 1060.1591
[20 empty] | Commercial/Industrial | Energy Star Commercial Glass Door Freezer | 10.2056 | 1.4666 | 5732.9754 | 0.56918 | 0.47676 | 4389.9823 | Commercial/Industrial | ENERGY STAR Commercial Clothes Washer | 0.36059 | 1.3928 | -791.328 | 0.092846 | 0.067168 | 1060.1591
[20 empty] | Commercial/Industrial | Energy Star Commercial Glass Door Freezer | 10.2056 | 1.4666 | 5732.9754 | 0.56918 | 0.47676 | 4389.9823 | Commercial/Industrial | ENERGY STAR Commercial Clothes Washer | 0.36059 | 1.3928 | -791.328 | 0.092846 | 0.067168 | 1060.1591
[20 empty] | Commercial/Industrial | Energy Star Commercial Glass Door Freezer | 10.3223 | 1.4013 | 5926.9893 | 0.64112 | 0.22051 | 4389.9823 | Commercial/Industrial | ENERGY STAR Commercial Clothes Washer | 0.36059 | 1.3928 | -791.328 | 0.092846 | 0.067168 | 1060.1591
[20 empty] | Commercial/Industrial | Energy Star Commercial Glass Door Freezer | 10.2056 | 1.4666 | 5732.9754 | 0.56918 | 0.47676 | 4389.9823 | Commercial/Industrial | ENERGY STAR Commercial Clothes Washer | 0.36059 | 1.3928 | -791.328 | 0.092846 | 0.067168 | 1060.1591
[20 empty] | Commercial/Industrial | Energy Star Commercial Glass Door Freezer | 10.3223 | 1.4013 | 5926.9893 | 0.64112 | 0.22051 | 4389.9823 | Commercial/Industrial | ENERGY STAR Commercial Clothes Washer | 0.36059 | 1.3928 | -791.328 | 0.092846 | 0.067168 | 1060.1591
[20 empty] | Commercial/Industrial | Energy Star Commercial Glass Door Freezer | 10.3223 | 1.4013 | 5926.9893 | 0.64112 | 0.22051 | 4389.9823 | Commercial/Industrial | ENERGY STAR Commercial Clothes Washer | 0.37954 | 1.3043 | -740.6892 | 0.10782 | 0.1241 | 1060.1591
[20 empty] | Commercial/Industrial | Energy Star Commercial Glass Door Freezer | 10.2056 | 1.4666 | 5732.9754 | 0.56918 | 0.47676 | 4389.9823 | Commercial/Industrial | ENERGY STAR Commercial Clothes Washer | 0.37954 | 1.3043 | -740.6892 | 0.10782 | 0.1241 | 1060.1591
[20 empty] | Commercial/Industrial | Energy Star Commercial Glass Door Freezer | 10.3223 | 1.4013 | 5926.9893 | 0.64112 | 0.22051 | 4389.9823 | Commercial/Industrial | ENERGY STAR Commercial Clothes Washer | 0.37954 | 1.3043 | -740.6892 | 0.10782 | 0.1241 | 1060.1591
[20 empty] | Commercial/Industrial | Energy Star Commercial Glass Door Freezer | 10.2056 | 1.4666 | 5732.9754 | 0.56918 | 0.47676 | 4389.9823 | Commercial/Industrial | ENERGY STAR Commercial Clothes Washer | 0.37954 | 1.3043 | -740.6892 | 0.10782 | 0.1241 | 1060.1591
[20 empty] | Commercial/Industrial | Energy Star Commercial Glass Door Freezer | 10.3223 | 1.4013 | 5926.9893 | 0.64112 | 0.22051 | 4389.9823 | Commercial/Industrial | ENERGY STAR Commercial Clothes Washer | 0.37954 | 1.3043 | -740.6892 | 0.10782 | 0.1241 | 1060.1591
[20 empty] | Commercial/Industrial | Energy Star Commercial Glass Door Freezer | 10.3223 | 1.4013 | 5926.9893 | 0.64112 | 0.22051 | 4389.9823 | Commercial/Industrial | ENERGY STAR Commercial Clothes Washer | 0.37954 | 1.3043 | -740.6892 | 0.10782 | 0.1241 | 1060.1591
[20 empty] | Commercial/Industrial | Energy Star Commercial Glass Door Freezer | 10.2056 | 1.4666 | 5732.9754 | 0.56918 | 0.47676 | 4389.9823 | Commercial/Industrial | ENERGY STAR Commercial Clothes Washer | 0.37954 | 1.3043 | -740.6892 | 0.10782 | 0.1241 | 1060.1591
[20 empty] | Commercial/Industrial | Energy Star Commercial Glass Door Freezer | 10.3223 | 1.4013 | 5926.9893 | 0.64112 | 0.22051 | 4389.9823 | Commercial/Industrial | ENERGY STAR Commercial Clothes Washer | 0.37954 | 1.3043 | -740.6892 | 0.10782 | 0.1241 | 1060.1591
[20 empty] | Commercial/Industrial | Energy Star Commercial Glass Door Freezer | 10.2056 | 1.4666 | 5732.9754 | 0.56918 | 0.47676 | 4389.9823 | Commercial/Industrial | Energy Star Commercial Dishwasher | 10.7817 | 1.706 | 26838.0381 | 1.3584 | -0.00014452 | 18720.0898
[20 empty] | Commercial/Industrial | Energy Star Commercial Glass Door Freezer | 10.2056 | 1.4666 | 5732.9754 | 0.56918 | 0.47676 | 4389.9823 | Commercial/Industrial | Energy Star Commercial Dishwasher | 10.7817 | 1.706 | 26838.0381 | 1.3584 | -0.00014452 | 18720.0898
[20 empty] | Commercial/Industrial | Energy Star Commercial Glass Door Freezer | 10.3223 | 1.4013 | 5926.9893 | 0.64112 | 0.22051 | 4389.9823 | Commercial/Industrial | Energy Star Commercial Dishwasher | 10.7817 | 1.706 | 26838.0381 | 1.3584 | -0.00014452 | 18720.0898
[20 empty] | Commercial/Industrial | Energy Star Commercial Glass Door Freezer | 10.2056 | 1.4666 | 5732.9754 | 0.56918 | 0.47676 | 4389.9823 | Commercial/Industrial | Energy Star Commercial Dishwasher | 10.7817 | 1.706 | 26838.0381 | 1.3584 | -0.00014452 | 18720.0898
[20 empty] | Commercial/Industrial | Energy Star Commercial Glass Door Freezer | 10.3223 | 1.4013 | 5926.9893 | 0.64112 | 0.22051 | 4389.9823 | Commercial/Industrial | Energy Star Commercial Dishwasher | 10.7817 | 1.706 | 26838.0381 | 1.3584 | -0.00014452 | 18720.0898
[20 empty] | Commercial/Industrial | Energy Star Commercial Glass Door Freezer | 10.3223 | 1.4013 | 5926.9893 | 0.64112 | 0.22051 | 4389.9823 | Commercial/Industrial | Energy Star Commercial Dishwasher | 10.7817 | 1.706 | 26838.0381 | 1.3584 | -0.00014452 | 18720.0898
[20 empty] | Commercial/Industrial | Energy Star Commercial Glass Door Freezer | 10.2056 | 1.4666 | 5732.9754 | 0.56918 | 0.47676 | 4389.9823 | Commercial/Industrial | Energy Star Commercial Dishwasher | 10.7817 | 1.706 | 26838.0381 | 1.3584 | -0.00014452 | 18720.0898
[20 empty] | Commercial/Industrial | Energy Star Commercial Glass Door Freezer | 10.3223 | 1.4013 | 5926.9893 | 0.64112 | 0.22051 | 4389.9823 | Commercial/Industrial | Energy Star Commercial Dishwasher | 10.7817 | 1.706 | 26838.0381 | 1.3584 | -0.00014452 | 18720.0898
[20 empty] | Commercial/Industrial | Energy Star Commercial Glass Door Freezer | 10.2056 | 1.4666 | 5732.9754 | 0.56918 | 0.47676 | 4389.9823 | Commercial/Industrial | Energy Star Commercial Dishwasher | 10.7817 | 1.706 | 26838.0381 | 1.3584 | -0.00014452 | 18720.0898
[20 empty] | Commercial/Industrial | Energy Star Commercial Glass Door Freezer | 10.3223 | 1.4013 | 5926.9893 | 0.64112 | 0.22051 | 4389.9823 | Commercial/Industrial | Energy Star Commercial Dishwasher | 10.7817 | 1.706 | 26838.0381 | 1.3584 | -0.00014452 | 18720.0898
[20 empty] | Commercial/Industrial | Energy Star Fryer | 0.16676 | 1.3666 | -4880.6311 | 0.14651 | 0.045305 | 903.8223 | Commercial/Industrial | Energy Star Commercial Dishwasher | 10.7817 | 1.706 | 26838.0381 | 1.3584 | -0.00014452 | 18720.0898
[20 empty] | Commercial/Industrial | Energy Star Fryer | 0.16676 | 1.3666 | -4880.6311 | 0.14651 | 0.045305 | 903.8223 | Commercial/Industrial | Energy Star Commercial Dishwasher | 10.7817 | 1.706 | 26838.0381 | 1.3584 | -0.00014452 | 18720.0898
[20 empty] | Commercial/Industrial | Energy Star Fryer | 0.16676 | 1.3666 | -4880.6311 | 0.14651 | 0.045305 | 903.8223 | Commercial/Industrial | Energy Star Commercial Dishwasher | 10.7817 | 1.706 | 26838.0381 | 1.3584 | -0.00014452 | 18720.0898
[20 empty] | Commercial/Industrial | Energy Star Fryer | 0.16676 | 1.3666 | -4880.6311 | 0.14651 | 0.045305 | 903.8223 | Commercial/Industrial | Energy Star Commercial Dishwasher | 10.7817 | 1.706 | 26838.0381 | 1.3584 | -0.00014452 | 18720.0898
[20 empty] | Commercial/Industrial | Energy Star Fryer | 0.16676 | 1.3666 | -4880.6311 | 0.14651 | 0.045305 | 903.8223 | Commercial/Industrial | Energy Star Commercial Dishwasher | 10.7817 | 1.706 | 26838.0381 | 1.3584 | -0.00014452 | 18720.0898
[20 empty] | Commercial/Industrial | Energy Star Fryer | 0.16676 | 1.3666 | -4880.6311 | 0.14651 | 0.045305 | 903.8223 | Commercial/Industrial | Energy Star Commercial Dishwasher | 10.7817 | 1.706 | 26838.0381 | 1.3584 | -0.00014452 | 18720.0898
[20 empty] | Commercial/Industrial | Energy Star Fryer | 0.16676 | 1.3666 | -4880.6311 | 0.14651 | 0.045305 | 903.8223 | Commercial/Industrial | Energy Star Commercial Dishwasher | 10.7817 | 1.706 | 26838.0381 | 1.3584 | -0.00014452 | 18720.0898
[20 empty] | Commercial/Industrial | Energy Star Fryer | 0.16676 | 1.3666 | -4880.6311 | 0.14651 | 0.045305 | 903.8223 | Commercial/Industrial | Energy Star Commercial Dishwasher | 10.7817 | 1.706 | 26838.0381 | 1.3584 | -0.00014452 | 18720.0898
[20 empty] | Commercial/Industrial | Energy Star Fryer | 0.16676 | 1.3666 | -4880.6311 | 0.14651 | 0.045305 | 903.8223 | Commercial/Industrial | Energy Star Commercial Dishwasher | 10.7817 | 1.706 | 26838.0381 | 1.3584 | -0.00014452 | 18720.0898
[20 empty] | Commercial/Industrial | Energy Star Fryer | 0.16676 | 1.3666 | -4880.6311 | 0.14651 | 0.045305 | 903.8223 | Commercial/Industrial | Energy Star Commercial Dishwasher | 10.7817 | 1.706 | 26838.0381 | 1.3584 | -0.00014452 | 18720.0898
[20 empty] | Commercial/Industrial | Energy Star Fryer | 0.16676 | 1.3666 | -4880.6311 | 0.14651 | 0.045305 | 903.8223 | Commercial/Industrial | Energy Star Commercial Dishwasher | 10.7817 | 1.706 | 26838.0381 | 1.3584 | -0.00014452 | 18720.0898
[20 empty] | Commercial/Industrial | Energy Star Fryer | 0.16676 | 1.3666 | -4880.6311 | 0.14651 | 0.045305 | 903.8223 | Commercial/Industrial | Energy Star Commercial Dishwasher | 10.7817 | 1.706 | 26838.0381 | 1.3584 | -0.00014452 | 18720.0898
[20 empty] | Commercial/Industrial | Energy Star Fryer | 0.16676 | 1.3666 | -4880.6311 | 0.14651 | 0.045305 | 903.8223 | Commercial/Industrial | Energy Star Commercial Dishwasher | 10.7817 | 1.706 | 26838.0381 | 1.3584 | -0.00014452 | 18720.0898
[20 empty] | Commercial/Industrial | Energy Star Fryer | 0.16676 | 1.3666 | -4880.6311 | 0.14651 | 0.045305 | 903.8223 | Commercial/Industrial | Energy Star Commercial Dishwasher | 10.7817 | 1.706 | 26838.0381 | 1.3584 | -0.00014452 | 18720.0898
[20 empty] | Commercial/Industrial | Energy Star Fryer | 0.16676 | 1.3666 | -4880.6311 | 0.14651 | 0.045305 | 903.8223 | Commercial/Industrial | Energy Star Commercial Dishwasher | 10.7817 | 1.706 | 26838.0381 | 1.3584 | -0.00014452 | 18720.0898
[20 empty] | Commercial/Industrial | Energy Star Fryer | 0.16676 | 1.3666 | -4880.6311 | 0.14651 | 0.045305 | 903.8223 | Commercial/Industrial | Energy Star Commercial Dishwasher | 10.7817 | 1.706 | 26838.0381 | 1.3584 | -0.00014452 | 18720.0898
[20 empty] | Commercial/Industrial | Energy Star Fryer | 0.16676 | 1.3666 | -4880.6311 | 0.14651 | 0.045305 | 903.8223 | Commercial/Industrial | Energy Star Commercial Glass Door Freezer | 10.3223 | 1.4013 | 5926.9893 | 0.64112 | 0.22051 | 4389.9823
[20 empty] | Commercial/Industrial | Energy Star Fryer | 0.16676 | 1.3666 | -4880.6311 | 0.14651 | 0.045305 | 903.8223 | Commercial/Industrial | Energy Star Commercial Glass Door Freezer | 10.2056 | 1.4666 | 5732.9754 | 0.56918 | 0.47676 | 4389.9823
[20 empty] | Commercial/Industrial | Energy Star Fryer | 0.16676 | 1.3666 | -4880.6311 | 0.14651 | 0.045305 | 903.8223 | Commercial/Industrial | Energy Star Commercial Glass Door Freezer | 10.3223 | 1.4013 | 5926.9893 | 0.64112 | 0.22051 | 4389.9823
[20 empty] | Commercial/Industrial | Energy Star Fryer | 0.16676 | 1.3666 | -4880.6311 | 0.14651 | 0.045305 | 903.8223 | Commercial/Industrial | Energy Star Commercial Glass Door Freezer | 10.2056 | 1.4666 | 5732.9754 | 0.56918 | 0.47676 | 4389.9823
[20 empty] | Commercial/Industrial | Energy Star Fryer | 0.16676 | 1.3666 | -4880.6311 | 0.14651 | 0.045305 | 903.8223 | Commercial/Industrial | Energy Star Commercial Glass Door Freezer | 10.2056 | 1.4666 | 5732.9754 | 0.56918 | 0.47676 | 4389.9823
[20 empty] | Commercial/Industrial | Energy Star Fryer | 0.16676 | 1.3666 | -4880.6311 | 0.14651 | 0.045305 | 903.8223 | Commercial/Industrial | Energy Star Commercial Glass Door Freezer | 10.3223 | 1.4013 | 5926.9893 | 0.64112 | 0.22051 | 4389.9823
[20 empty] | Commercial/Industrial | Energy Star Fryer | 0.16676 | 1.3666 | -4880.6311 | 0.14651 | 0.045305 | 903.8223 | Commercial/Industrial | Energy Star Commercial Glass Door Freezer | 10.2056 | 1.4666 | 5732.9754 | 0.56918 | 0.47676 | 4389.9823
[20 empty] | Commercial/Industrial | Energy Star Fryer | 0.16676 | 1.3666 | -4880.6311 | 0.14651 | 0.045305 | 903.8223 | Commercial/Industrial | Energy Star Commercial Glass Door Freezer | 10.3223 | 1.4013 | 5926.9893 | 0.64112 | 0.22051 | 4389.9823
[20 empty] | Commercial/Industrial | Energy Star Fryer | 0.16676 | 1.3666 | -4880.6311 | 0.14651 | 0.045305 | 903.8223 | Commercial/Industrial | Energy Star Commercial Glass Door Freezer | 10.3223 | 1.4013 | 5926.9893 | 0.64112 | 0.22051 | 4389.9823
[20 empty] | Commercial/Industrial | Energy Star Fryer | 0.16676 | 1.3666 | -4880.6311 | 0.14651 | 0.045305 | 903.8223 | Commercial/Industrial | Energy Star Commercial Glass Door Freezer | 10.2056 | 1.4666 | 5732.9754 | 0.56918 | 0.47676 | 4389.9823
[20 empty] | Commercial/Industrial | Energy Star Griddle | #DIV/0! | 1.357 | 2884.7549 | 0.3156 | 0.080771 | 1910 | Commercial/Industrial | Energy Star Commercial Glass Door Freezer | 10.3223 | 1.4013 | 5926.9893 | 0.64112 | 0.22051 | 4389.9823
[20 empty] | Commercial/Industrial | Energy Star Griddle | #DIV/0! | 1.357 | 2884.7549 | 0.3156 | 0.080771 | 1910 | Commercial/Industrial | Energy Star Commercial Glass Door Freezer | 10.2056 | 1.4666 | 5732.9754 | 0.56918 | 0.47676 | 4389.9823
[20 empty] | Commercial/Industrial | Energy Star Griddle | #DIV/0! | 1.357 | 2884.7549 | 0.3156 | 0.080771 | 1910 | Commercial/Industrial | Energy Star Commercial Glass Door Freezer | 10.3223 | 1.4013 | 5926.9893 | 0.64112 | 0.22051 | 4389.9823
[20 empty] | Commercial/Industrial | Energy Star Griddle | #DIV/0! | 1.357 | 2884.7549 | 0.3156 | 0.080771 | 1910 | Commercial/Industrial | Energy Star Commercial Glass Door Freezer | 10.3223 | 1.4013 | 5926.9893 | 0.64112 | 0.22051 | 4389.9823
[20 empty] | Commercial/Industrial | Energy Star Griddle | #DIV/0! | 1.357 | 2884.7549 | 0.3156 | 0.080771 | 1910 | Commercial/Industrial | Energy Star Commercial Glass Door Freezer | 10.2056 | 1.4666 | 5732.9754 | 0.56918 | 0.47676 | 4389.9823
[20 empty] | Commercial/Industrial | Energy Star Griddle | #DIV/0! | 1.357 | 2884.7549 | 0.3156 | 0.080771 | 1910 | Commercial/Industrial | Energy Star Commercial Glass Door Freezer | 10.3223 | 1.4013 | 5926.9893 | 0.64112 | 0.22051 | 4389.9823
[20 empty] | Commercial/Industrial | Energy Star Griddle | #DIV/0! | 1.357 | 2884.7549 | 0.3156 | 0.080771 | 1910 | Commercial/Industrial | Energy Star Commercial Glass Door Freezer | 10.2056 | 1.4666 | 5732.9754 | 0.56918 | 0.47676 | 4389.9823
[20 empty] | Commercial/Industrial | Energy Star Griddle | #DIV/0! | 1.357 | 2884.7549 | 0.3156 | 0.080771 | 1910 | Commercial/Industrial | Energy Star Commercial Glass Door Freezer | 10.2056 | 1.4666 | 5732.9754 | 0.56918 | 0.47676 | 4389.9823
[20 empty] | Commercial/Industrial | Energy Star Griddle | #DIV/0! | 1.357 | 2884.7549 | 0.3156 | 0.080771 | 1910 | Commercial/Industrial | Energy Star Commercial Glass Door Freezer | 10.3223 | 1.4013 | 5926.9893 | 0.64112 | 0.22051 | 4389.9823
[20 empty] | Commercial/Industrial | Energy Star Griddle | #DIV/0! | 1.357 | 2884.7549 | 0.3156 | 0.080771 | 1910 | Commercial/Industrial | Energy Star Commercial Glass Door Freezer | 10.2056 | 1.4666 | 5732.9754 | 0.56918 | 0.47676 | 4389.9823
[20 empty] | Commercial/Industrial | Energy Star Griddle | #DIV/0! | 1.357 | 2884.7549 | 0.3156 | 0.080771 | 1910 | Commercial/Industrial | Energy Star Commercial Glass Door Freezer | 10.3223 | 1.4013 | 5926.9893 | 0.64112 | 0.22051 | 4389.9823
[20 empty] | Commercial/Industrial | Energy Star Griddle | #DIV/0! | 1.357 | 2884.7549 | 0.3156 | 0.080771 | 1910 | Commercial/Industrial | Energy Star Commercial Glass Door Freezer | 10.3223 | 1.4013 | 5926.9893 | 0.64112 | 0.22051 | 4389.9823
[20 empty] | Commercial/Industrial | Energy Star Griddle | #DIV/0! | 1.357 | 2884.7549 | 0.3156 | 0.080771 | 1910 | Commercial/Industrial | Energy Star Commercial Glass Door Freezer | 10.2056 | 1.4666 | 5732.9754 | 0.56918 | 0.47676 | 4389.9823
[20 empty] | Commercial/Industrial | Energy Star Griddle | #DIV/0! | 1.357 | 2884.7549 | 0.3156 | 0.080771 | 1910 | Commercial/Industrial | Energy Star Commercial Glass Door Freezer | 10.3223 | 1.4013 | 5926.9893 | 0.64112 | 0.22051 | 4389.9823
[20 empty] | Commercial/Industrial | Energy Star Griddle | #DIV/0! | 1.357 | 2884.7549 | 0.3156 | 0.080771 | 1910 | Commercial/Industrial | Energy Star Commercial Glass Door Freezer | 10.2056 | 1.4666 | 5732.9754 | 0.56918 | 0.47676 | 4389.9823
[20 empty] | Commercial/Industrial | Energy Star Griddle | #DIV/0! | 1.357 | 2884.7549 | 0.3156 | 0.080771 | 1910 | Commercial/Industrial | Energy Star Commercial Glass Door Freezer | 10.3223 | 1.4013 | 5926.9893 | 0.64112 | 0.22051 | 4389.9823
[20 empty] | Commercial/Industrial | Energy Star Griddle | #DIV/0! | 1.357 | 2884.7549 | 0.3156 | 0.080771 | 1910 | Commercial/Industrial | Energy Star Commercial Glass Door Refrigerator | 2.1719 | 1.4668 | 834.914 | 0.11965 | 0.10023 | 922.8665
[20 empty] | Commercial/Industrial | Energy Star Griddle | #DIV/0! | 1.357 | 2884.7549 | 0.3156 | 0.080771 | 1910 | Commercial/Industrial | Energy Star Commercial Glass Door Refrigerator | 2.1719 | 1.4668 | 834.914 | 0.11965 | 0.10023 | 922.8665
[20 empty] | Commercial/Industrial | Energy Star Griddle | #DIV/0! | 1.357 | 2884.7549 | 0.3156 | 0.080771 | 1910 | Commercial/Industrial | Energy Star Commercial Glass Door Refrigerator | 2.1719 | 1.4668 | 834.914 | 0.11965 | 0.10023 | 922.8665
[20 empty] | Commercial/Industrial | Energy Star Griddle | #DIV/0! | 1.357 | 2884.7549 | 0.3156 | 0.080771 | 1910 | Commercial/Industrial | Energy Star Commercial Glass Door Refrigerator | 2.1719 | 1.4668 | 834.914 | 0.11965 | 0.10023 | 922.8665
[20 empty] | Commercial/Industrial | Energy Star Griddle | #DIV/0! | 1.357 | 2884.7549 | 0.3156 | 0.080771 | 1910 | Commercial/Industrial | Energy Star Commercial Glass Door Refrigerator | 2.1719 | 1.4668 | 834.914 | 0.11965 | 0.10023 | 922.8665
[20 empty] | Commercial/Industrial | Energy Star Griddle | #DIV/0! | 1.357 | 2884.7549 | 0.3156 | 0.080771 | 1910 | Commercial/Industrial | Energy Star Commercial Glass Door Refrigerator | 2.1719 | 1.4668 | 834.914 | 0.11965 | 0.10023 | 922.8665
[20 empty] | Commercial/Industrial | Energy Star Griddle | #DIV/0! | 1.357 | 2884.7549 | 0.3156 | 0.080771 | 1910 | Commercial/Industrial | Energy Star Commercial Glass Door Refrigerator | 2.1719 | 1.4668 | 834.914 | 0.11965 | 0.10023 | 922.8665
[20 empty] | Commercial/Industrial | Energy Star Griddle | #DIV/0! | 1.357 | 2884.7549 | 0.3156 | 0.080771 | 1910 | Commercial/Industrial | Energy Star Commercial Glass Door Refrigerator | 2.1719 | 1.4668 | 834.914 | 0.11965 | 0.10023 | 922.8665
[20 empty] | Commercial/Industrial | Energy Star Griddle | #DIV/0! | 1.357 | 2884.7549 | 0.3156 | 0.080771 | 1910 | Commercial/Industrial | Energy Star Commercial Glass Door Refrigerator | 2.1719 | 1.4668 | 834.914 | 0.11965 | 0.10023 | 922.8665
[20 empty] | Commercial/Industrial | Energy Star Griddle | #DIV/0! | 1.357 | 2884.7549 | 0.3156 | 0.080771 | 1910 | Commercial/Industrial | Energy Star Commercial Glass Door Refrigerator | 2.1719 | 1.4668 | 834.914 | 0.11965 | 0.10023 | 922.8665
[20 empty] | Commercial/Industrial | Energy Star Ice Maker | 0.23045 | 1.3283 | -491.1631 | 0.03084 | 0.025832 | 237.861 | Commercial/Industrial | Energy Star Commercial Glass Door Refrigerator | 2.1719 | 1.4668 | 834.914 | 0.11965 | 0.10023 | 922.8665
[20 empty] | Commercial/Industrial | Energy Star Ice Maker | 0.23045 | 1.3283 | -491.1631 | 0.03084 | 0.025832 | 237.861 | Commercial/Industrial | Energy Star Commercial Glass Door Refrigerator | 2.1719 | 1.4668 | 834.914 | 0.11965 | 0.10023 | 922.8665
[20 empty] | Commercial/Industrial | Energy Star Ice Maker | 0.23045 | 1.3283 | -491.1631 | 0.03084 | 0.025832 | 237.861 | Commercial/Industrial | Energy Star Commercial Solid Door Freezer | 6.0195 | 1.4005 | 3241.216 | 0.37834 | 0.16907 | 2533.0469
[20 empty] | Commercial/Industrial | Energy Star Ice Maker | 0.23045 | 1.3283 | -491.1631 | 0.03084 | 0.025832 | 237.861 | Commercial/Industrial | Energy Star Commercial Solid Door Freezer | 5.8887 | 1.4666 | 3106.5748 | 0.32842 | 0.27509 | 2533.0469
[20 empty] | Commercial/Industrial | Energy Star Ice Maker | 0.23045 | 1.3283 | -491.1631 | 0.03084 | 0.025832 | 237.861 | Commercial/Industrial | Energy Star Commercial Solid Door Freezer | 6.0195 | 1.4005 | 3241.216 | 0.37834 | 0.16907 | 2533.0469
[20 empty] | Commercial/Industrial | Energy Star Ice Maker | 0.23045 | 1.3283 | -491.1631 | 0.03084 | 0.025832 | 237.861 | Commercial/Industrial | Energy Star Commercial Solid Door Freezer | 5.8887 | 1.4666 | 3106.5748 | 0.32842 | 0.27509 | 2533.0469
[20 empty] | Commercial/Industrial | Energy Star Ice Maker | 0.23045 | 1.3283 | -491.1631 | 0.03084 | 0.025832 | 237.861 | Commercial/Industrial | Energy Star Commercial Solid Door Freezer | 5.8887 | 1.4666 | 3106.5748 | 0.32842 | 0.27509 | 2533.0469
[20 empty] | Commercial/Industrial | Energy Star Ice Maker | 0.23045 | 1.3283 | -491.1631 | 0.03084 | 0.025832 | 237.861 | Commercial/Industrial | Energy Star Commercial Solid Door Freezer | 6.0195 | 1.4005 | 3241.216 | 0.37834 | 0.16907 | 2533.0469
[20 empty] | Commercial/Industrial | Energy Star Ice Maker | 0.23045 | 1.3283 | -491.1631 | 0.03084 | 0.025832 | 237.861 | Commercial/Industrial | Energy Star Commercial Solid Door Freezer | 5.8887 | 1.4666 | 3106.5748 | 0.32842 | 0.27509 | 2533.0469
[20 empty] | Commercial/Industrial | Energy Star Ice Maker | 0.23045 | 1.3283 | -491.1631 | 0.03084 | 0.025832 | 237.861 | Commercial/Industrial | Energy Star Commercial Solid Door Freezer | 6.0195 | 1.4005 | 3241.216 | 0.37834 | 0.16907 | 2533.0469
[20 empty] | Commercial/Industrial | Energy Star Ice Maker | 0.23045 | 1.3283 | -491.1631 | 0.03084 | 0.025832 | 237.861 | Commercial/Industrial | Energy Star Commercial Solid Door Freezer | 6.0195 | 1.4005 | 3241.216 | 0.37834 | 0.16907 | 2533.0469
[20 empty] | Commercial/Industrial | Energy Star Ice Maker | 0.23045 | 1.3283 | -491.1631 | 0.03084 | 0.025832 | 237.861 | Commercial/Industrial | Energy Star Commercial Solid Door Freezer | 5.8887 | 1.4666 | 3106.5748 | 0.32842 | 0.27509 | 2533.0469
[20 empty] | Commercial/Industrial | Energy Star Ice Maker | 0.24021 | 1.2697 | -479.9509 | 0.036863 | 0.023275 | 237.861 | Commercial/Industrial | Energy Star Commercial Solid Door Freezer | 6.0195 | 1.4005 | 3241.216 | 0.37834 | 0.16907 | 2533.0469
[20 empty] | Commercial/Industrial | Energy Star Ice Maker | 0.24021 | 1.2697 | -479.9509 | 0.036863 | 0.023275 | 237.861 | Commercial/Industrial | Energy Star Commercial Solid Door Freezer | 5.8887 | 1.4666 | 3106.5748 | 0.32842 | 0.27509 | 2533.0469
[20 empty] | Commercial/Industrial | Energy Star Ice Maker | 0.24021 | 1.2697 | -479.9509 | 0.036863 | 0.023275 | 237.861 | Commercial/Industrial | Energy Star Commercial Solid Door Freezer | 6.0195 | 1.4005 | 3241.216 | 0.37834 | 0.16907 | 2533.0469
[20 empty] | Commercial/Industrial | Energy Star Ice Maker | 0.24021 | 1.2697 | -479.9509 | 0.036863 | 0.023275 | 237.861 | Commercial/Industrial | Energy Star Commercial Solid Door Freezer | 6.0195 | 1.4005 | 3241.216 | 0.37834 | 0.16907 | 2533.0469
[20 empty] | Commercial/Industrial | Energy Star Ice Maker | 0.24021 | 1.2697 | -479.9509 | 0.036863 | 0.023275 | 237.861 | Commercial/Industrial | Energy Star Commercial Solid Door Freezer | 5.8887 | 1.4666 | 3106.5748 | 0.32842 | 0.27509 | 2533.0469
[20 empty] | Commercial/Industrial | Energy Star Ice Maker | 0.24021 | 1.2697 | -479.9509 | 0.036863 | 0.023275 | 237.861 | Commercial/Industrial | Energy Star Commercial Solid Door Freezer | 6.0195 | 1.4005 | 3241.216 | 0.37834 | 0.16907 | 2533.0469
[20 empty] | Commercial/Industrial | Energy Star Ice Maker | 0.24021 | 1.2697 | -479.9509 | 0.036863 | 0.023275 | 237.861 | Commercial/Industrial | Energy Star Commercial Solid Door Freezer | 5.8887 | 1.4666 | 3106.5748 | 0.32842 | 0.27509 | 2533.0469
[20 empty] | Commercial/Industrial | Energy Star Ice Maker | 0.24021 | 1.2697 | -479.9509 | 0.036863 | 0.023275 | 237.861 | Commercial/Industrial | Energy Star Commercial Solid Door Freezer | 5.8887 | 1.4666 | 3106.5748 | 0.32842 | 0.27509 | 2533.0469
[20 empty] | Commercial/Industrial | Energy Star Ice Maker | 0.24021 | 1.2697 | -479.9509 | 0.036863 | 0.023275 | 237.861 | Commercial/Industrial | Energy Star Commercial Solid Door Freezer | 6.0195 | 1.4005 | 3241.216 | 0.37834 | 0.16907 | 2533.0469
[20 empty] | Commercial/Industrial | Energy Star Ice Maker | 0.24021 | 1.2697 | -479.9509 | 0.036863 | 0.023275 | 237.861 | Commercial/Industrial | Energy Star Commercial Solid Door Freezer | 5.8887 | 1.4666 | 3106.5748 | 0.32842 | 0.27509 | 2533.0469
[20 empty] | Commercial/Industrial | Energy Star Ice Maker | 0.24021 | 1.2697 | -479.9509 | 0.036863 | 0.023275 | 237.861 | Commercial/Industrial | Energy Star Commercial Solid Door Freezer | 6.0195 | 1.4005 | 3241.216 | 0.37834 | 0.16907 | 2533.0469
[20 empty] | Commercial/Industrial | Energy Star Ice Maker | 0.24021 | 1.2697 | -479.9509 | 0.036863 | 0.023275 | 237.861 | Commercial/Industrial | Energy Star Commercial Solid Door Freezer | 6.0195 | 1.4005 | 3241.216 | 0.37834 | 0.16907 | 2533.0469
[20 empty] | Commercial/Industrial | Energy Star Ice Maker | 0.24021 | 1.2697 | -479.9509 | 0.036863 | 0.023275 | 237.861 | Commercial/Industrial | Energy Star Commercial Solid Door Freezer | 5.8887 | 1.4666 | 3106.5748 | 0.32842 | 0.27509 | 2533.0469
[20 empty] | Commercial/Industrial | Energy Star Ice Maker | 0.24021 | 1.2697 | -479.9509 | 0.036863 | 0.023275 | 237.861 | Commercial/Industrial | Energy Star Commercial Solid Door Freezer | 6.0195 | 1.4005 | 3241.216 | 0.37834 | 0.16907 | 2533.0469
[20 empty] | Commercial/Industrial | ENERGY STAR Imaging Equipment | 0.12094 | 1.2355 | -1390.8537 | 0.0578 | 0.038813 | 416.8 | Commercial/Industrial | Energy Star Commercial Solid Door Freezer | 5.8887 | 1.4666 | 3106.5748 | 0.32842 | 0.27509 | 2533.0469
[20 empty] | Commercial/Industrial | ENERGY STAR Imaging Equipment | 0.12094 | 1.2355 | -1390.8537 | 0.0578 | 0.038813 | 416.8 | Commercial/Industrial | Energy Star Commercial Solid Door Freezer | 6.0195 | 1.4005 | 3241.216 | 0.37834 | 0.16907 | 2533.0469
[20 empty] | Commercial/Industrial | ENERGY STAR Imaging Equipment | 0.12094 | 1.2355 | -1390.8537 | 0.0578 | 0.038813 | 416.8 | Commercial/Industrial | Energy Star Fryer | 0.16676 | 1.3666 | -4880.6311 | 0.14651 | 0.045305 | 903.8223
[20 empty] | Commercial/Industrial | ENERGY STAR Imaging Equipment | 0.12094 | 1.2355 | -1390.8537 | 0.0578 | 0.038813 | 416.8 | Commercial/Industrial | Energy Star Fryer | 0.16676 | 1.3666 | -4880.6311 | 0.14651 | 0.045305 | 903.8223
[20 empty] | Commercial/Industrial | ENERGY STAR Imaging Equipment | 0.12094 | 1.2355 | -1390.8537 | 0.0578 | 0.038813 | 416.8 | Commercial/Industrial | Energy Star Fryer | 0.16676 | 1.3666 | -4880.6311 | 0.14651 | 0.045305 | 903.8223
[20 empty] | Commercial/Industrial | ENERGY STAR Imaging Equipment | 0.12094 | 1.2355 | -1390.8537 | 0.0578 | 0.038813 | 416.8 | Commercial/Industrial | Energy Star Fryer | 0.16676 | 1.3666 | -4880.6311 | 0.14651 | 0.045305 | 903.8223
[20 empty] | Commercial/Industrial | ENERGY STAR Imaging Equipment | 0.12094 | 1.2355 | -1390.8537 | 0.0578 | 0.038813 | 416.8 | Commercial/Industrial | Energy Star Fryer | 0.16676 | 1.3666 | -4880.6311 | 0.14651 | 0.045305 | 903.8223
[20 empty] | Commercial/Industrial | ENERGY STAR Imaging Equipment | 0.12094 | 1.2355 | -1390.8537 | 0.0578 | 0.038813 | 416.8 | Commercial/Industrial | Energy Star Fryer | 0.16676 | 1.3666 | -4880.6311 | 0.14651 | 0.045305 | 903.8223
[20 empty] | Commercial/Industrial | ENERGY STAR Imaging Equipment | 0.12094 | 1.2355 | -1390.8537 | 0.0578 | 0.038813 | 416.8 | Commercial/Industrial | Energy Star Fryer | 0.16676 | 1.3666 | -4880.6311 | 0.14651 | 0.045305 | 903.8223
[20 empty] | Commercial/Industrial | ENERGY STAR Imaging Equipment | 0.12094 | 1.2355 | -1390.8537 | 0.0578 | 0.038813 | 416.8 | Commercial/Industrial | Energy Star Fryer | 0.16676 | 1.3666 | -4880.6311 | 0.14651 | 0.045305 | 903.8223
[20 empty] | Commercial/Industrial | ENERGY STAR Imaging Equipment | 0.12094 | 1.2355 | -1390.8537 | 0.0578 | 0.038813 | 416.8 | Commercial/Industrial | Energy Star Fryer | 0.16676 | 1.3666 | -4880.6311 | 0.14651 | 0.045305 | 903.8223
[20 empty] | Commercial/Industrial | ENERGY STAR Imaging Equipment | 0.12094 | 1.2355 | -1390.8537 | 0.0578 | 0.038813 | 416.8 | Commercial/Industrial | Energy Star Fryer | 0.16676 | 1.3666 | -4880.6311 | 0.14651 | 0.045305 | 903.8223
[20 empty] | Commercial/Industrial | ENERGY STAR Imaging Equipment | 0.12094 | 1.2355 | -1390.8537 | 0.0578 | 0.038813 | 416.8 | Commercial/Industrial | Energy Star Fryer | 0.16676 | 1.3666 | -4880.6311 | 0.14651 | 0.045305 | 903.8223
[20 empty] | Commercial/Industrial | ENERGY STAR Imaging Equipment | 0.12094 | 1.2355 | -1390.8537 | 0.0578 | 0.038813 | 416.8 | Commercial/Industrial | Energy Star Fryer | 0.16676 | 1.3666 | -4880.6311 | 0.14651 | 0.045305 | 903.8223
[20 empty] | Commercial/Industrial | ENERGY STAR Imaging Equipment | 0.12094 | 1.2355 | -1390.8537 | 0.0578 | 0.038813 | 416.8 | Commercial/Industrial | Energy Star Fryer | 0.16676 | 1.3666 | -4880.6311 | 0.14651 | 0.045305 | 903.8223
[20 empty] | Commercial/Industrial | ENERGY STAR Imaging Equipment | 0.12094 | 1.2355 | -1390.8537 | 0.0578 | 0.038813 | 416.8 | Commercial/Industrial | Energy Star Fryer | 0.16676 | 1.3666 | -4880.6311 | 0.14651 | 0.045305 | 903.8223
[20 empty] | Commercial/Industrial | ENERGY STAR Imaging Equipment | 0.12094 | 1.2355 | -1390.8537 | 0.0578 | 0.038813 | 416.8 | Commercial/Industrial | Energy Star Fryer | 0.16676 | 1.3666 | -4880.6311 | 0.14651 | 0.045305 | 903.8223
[20 empty] | Commercial/Industrial | ENERGY STAR Imaging Equipment | 0.12094 | 1.2355 | -1390.8537 | 0.0578 | 0.038813 | 416.8 | Commercial/Industrial | Energy Star Fryer | 0.16676 | 1.3666 | -4880.6311 | 0.14651 | 0.045305 | 903.8223
[20 empty] | Commercial/Industrial | ENERGY STAR Imaging Equipment | 0.12094 | 1.2355 | -1390.8537 | 0.0578 | 0.038813 | 416.8 | Commercial/Industrial | Energy Star Fryer | 0.16676 | 1.3666 | -4880.6311 | 0.14651 | 0.045305 | 903.8223
[20 empty] | Commercial/Industrial | ENERGY STAR Imaging Equipment | 0.12094 | 1.2355 | -1390.8537 | 0.0578 | 0.038813 | 416.8 | Commercial/Industrial | Energy Star Fryer | 0.16676 | 1.3666 | -4880.6311 | 0.14651 | 0.045305 | 903.8223
[20 empty] | Commercial/Industrial | ENERGY STAR Imaging Equipment | 0.12094 | 1.2355 | -1390.8537 | 0.0578 | 0.038813 | 416.8 | Commercial/Industrial | Energy Star Fryer | 0.16676 | 1.3666 | -4880.6311 | 0.14651 | 0.045305 | 903.8223
[20 empty] | Commercial/Industrial | ENERGY STAR Imaging Equipment | 0.12094 | 1.2355 | -1390.8537 | 0.0578 | 0.038813 | 416.8 | Commercial/Industrial | Energy Star Fryer | 0.16676 | 1.3666 | -4880.6311 | 0.14651 | 0.045305 | 903.8223
[20 empty] | Commercial/Industrial | ENERGY STAR Imaging Equipment | 0.12094 | 1.2355 | -1390.8537 | 0.0578 | 0.038813 | 416.8 | Commercial/Industrial | Energy Star Fryer | 0.16676 | 1.3666 | -4880.6311 | 0.14651 | 0.045305 | 903.8223
[20 empty] | Commercial/Industrial | ENERGY STAR Imaging Equipment | 0.12094 | 1.2355 | -1390.8537 | 0.0578 | 0.038813 | 416.8 | Commercial/Industrial | Energy Star Fryer | 0.16676 | 1.3666 | -4880.6311 | 0.14651 | 0.045305 | 903.8223
[20 empty] | Commercial/Industrial | ENERGY STAR Imaging Equipment | 0.12094 | 1.2355 | -1390.8537 | 0.0578 | 0.038813 | 416.8 | Commercial/Industrial | Energy Star Fryer | 0.16676 | 1.3666 | -4880.6311 | 0.14651 | 0.045305 | 903.8223
[20 empty] | Commercial/Industrial | ENERGY STAR Imaging Equipment | 0.12094 | 1.2355 | -1390.8537 | 0.0578 | 0.038813 | 416.8 | Commercial/Industrial | Energy Star Fryer | 0.16676 | 1.3666 | -4880.6311 | 0.14651 | 0.045305 | 903.8223
[20 empty] | Commercial/Industrial | Energy Star PCs | 0.55937 | 1.1017 | -7.284 | 0.017591 | 0 | 123.5154 | Commercial/Industrial | Energy Star Fryer | 0.16676 | 1.3666 | -4880.6311 | 0.14651 | 0.045305 | 903.8223
[20 empty] | Commercial/Industrial | Energy Star PCs | 0.55937 | 1.1017 | -7.284 | 0.017591 | 0 | 123.5154 | Commercial/Industrial | Energy Star Fryer | 0.16676 | 1.3666 | -4880.6311 | 0.14651 | 0.045305 | 903.8223
[20 empty] | Commercial/Industrial | Energy Star PCs | 0.55937 | 1.1017 | -7.284 | 0.017591 | 0 | 123.5154 | Commercial/Industrial | Energy Star Griddle | #DIV/0! | 1.357 | 2884.7549 | 0.3156 | 0.080771 | 1910
[20 empty] | Commercial/Industrial | Energy Star PCs | 0.55937 | 1.1017 | -7.284 | 0.017591 | 0 | 123.5154 | Commercial/Industrial | Energy Star Griddle | #DIV/0! | 1.357 | 2884.7549 | 0.3156 | 0.080771 | 1910
[20 empty] | Commercial/Industrial | Energy Star PCs | 0.55937 | 1.1017 | -7.284 | 0.017591 | 0 | 123.5154 | Commercial/Industrial | Energy Star Griddle | #DIV/0! | 1.357 | 2884.7549 | 0.3156 | 0.080771 | 1910
[20 empty] | Commercial/Industrial | Energy Star PCs | 0.55937 | 1.1017 | -7.284 | 0.017591 | 0 | 123.5154 | Commercial/Industrial | Energy Star Griddle | #DIV/0! | 1.357 | 2884.7549 | 0.3156 | 0.080771 | 1910
[20 empty] | Commercial/Industrial | Energy Star PCs | 0.55937 | 1.1017 | -7.284 | 0.017591 | 0 | 123.5154 | Commercial/Industrial | Energy Star Griddle | #DIV/0! | 1.357 | 2884.7549 | 0.3156 | 0.080771 | 1910
[20 empty] | Commercial/Industrial | Energy Star PCs | 0.55937 | 1.1017 | -7.284 | 0.017591 | 0 | 123.5154 | Commercial/Industrial | Energy Star Griddle | #DIV/0! | 1.357 | 2884.7549 | 0.3156 | 0.080771 | 1910
[20 empty] | Commercial/Industrial | Energy Star PCs | 0.55937 | 1.1017 | -7.284 | 0.017591 | 0 | 123.5154 | Commercial/Industrial | Energy Star Griddle | #DIV/0! | 1.357 | 2884.7549 | 0.3156 | 0.080771 | 1910
[20 empty] | Commercial/Industrial | Energy Star PCs | 0.55937 | 1.1017 | -7.284 | 0.017591 | 0 | 123.5154 | Commercial/Industrial | Energy Star Griddle | #DIV/0! | 1.357 | 2884.7549 | 0.3156 | 0.080771 | 1910
[20 empty] | Commercial/Industrial | Energy Star PCs | 0.56504 | 1.1129 | -7.284 | 0.017591 | 0.0068231 | 123.5154 | Commercial/Industrial | Energy Star Griddle | #DIV/0! | 1.357 | 2884.7549 | 0.3156 | 0.080771 | 1910
[20 empty] | Commercial/Industrial | Energy Star PCs | 0.56504 | 1.1129 | -7.284 | 0.017591 | 0.0068231 | 123.5154 | Commercial/Industrial | Energy Star Griddle | #DIV/0! | 1.357 | 2884.7549 | 0.3156 | 0.080771 | 1910
[20 empty] | Commercial/Industrial | Energy Star PCs | 0.56504 | 1.1129 | -7.284 | 0.017591 | 0.0068231 | 123.5154 | Commercial/Industrial | Energy Star Griddle | #DIV/0! | 1.357 | 2884.7549 | 0.3156 | 0.080771 | 1910
[20 empty] | Commercial/Industrial | Energy Star PCs | 0.56504 | 1.1129 | -7.284 | 0.017591 | 0.0068231 | 123.5154 | Commercial/Industrial | Energy Star Griddle | #DIV/0! | 1.357 | 2884.7549 | 0.3156 | 0.080771 | 1910
[20 empty] | Commercial/Industrial | Energy Star PCs | 0.56504 | 1.1129 | -7.284 | 0.017591 | 0.0068231 | 123.5154 | Commercial/Industrial | Energy Star Griddle | #DIV/0! | 1.357 | 2884.7549 | 0.3156 | 0.080771 | 1910
[20 empty] | Commercial/Industrial | Energy Star PCs | 0.56504 | 1.1129 | -7.284 | 0.017591 | 0.0068231 | 123.5154 | Commercial/Industrial | Energy Star Griddle | #DIV/0! | 1.357 | 2884.7549 | 0.3156 | 0.080771 | 1910
[20 empty] | Commercial/Industrial | Energy Star PCs | 0.56504 | 1.1129 | -7.284 | 0.017591 | 0.0068231 | 123.5154 | Commercial/Industrial | Energy Star Griddle | #DIV/0! | 1.357 | 2884.7549 | 0.3156 | 0.080771 | 1910
[20 empty] | Commercial/Industrial | Energy Star PCs | 0.56504 | 1.1129 | -7.284 | 0.017591 | 0.0068231 | 123.5154 | Commercial/Industrial | Energy Star Griddle | #DIV/0! | 1.357 | 2884.7549 | 0.3156 | 0.080771 | 1910
[20 empty] | Commercial/Industrial | Energy Star PCs | 0.56504 | 1.1129 | -7.284 | 0.017591 | 0.0068231 | 123.5154 | Commercial/Industrial | Energy Star Griddle | #DIV/0! | 1.357 | 2884.7549 | 0.3156 | 0.080771 | 1910
[20 empty] | Commercial/Industrial | Energy Star PCs | 0.56504 | 1.1129 | -7.284 | 0.017591 | 0.0068231 | 123.5154 | Commercial/Industrial | Energy Star Griddle | #DIV/0! | 1.357 | 2884.7549 | 0.3156 | 0.080771 | 1910
[20 empty] | Commercial/Industrial | Energy Star PCs | 0.56504 | 1.1129 | -7.284 | 0.017591 | 0.0068231 | 123.5154 | Commercial/Industrial | Energy Star Griddle | #DIV/0! | 1.357 | 2884.7549 | 0.3156 | 0.080771 | 1910
[20 empty] | Commercial/Industrial | Energy Star PCs | 0.56504 | 1.1129 | -7.284 | 0.017591 | 0.0068231 | 123.5154 | Commercial/Industrial | Energy Star Griddle | #DIV/0! | 1.357 | 2884.7549 | 0.3156 | 0.080771 | 1910
[20 empty] | Commercial/Industrial | Energy Star PCs | 0.61992 | 1.0443 | -2.3579 | 0.023703 | 0.023703 | 123.5154 | Commercial/Industrial | Energy Star Griddle | #DIV/0! | 1.357 | 2884.7549 | 0.3156 | 0.080771 | 1910
[20 empty] | Commercial/Industrial | Energy Star PCs | 0.61992 | 1.0443 | -2.3579 | 0.023703 | 0.023703 | 123.5154 | Commercial/Industrial | Energy Star Griddle | #DIV/0! | 1.357 | 2884.7549 | 0.3156 | 0.080771 | 1910
[20 empty] | Commercial/Industrial | Energy Star PCs | 0.61992 | 1.0443 | -2.3579 | 0.023703 | 0.023703 | 123.5154 | Commercial/Industrial | Energy Star Griddle | #DIV/0! | 1.357 | 2884.7549 | 0.3156 | 0.080771 | 1910
[20 empty] | Commercial/Industrial | Energy Star PCs | 0.61992 | 1.0443 | -2.3579 | 0.023703 | 0.023703 | 123.5154 | Commercial/Industrial | Energy Star Griddle | #DIV/0! | 1.357 | 2884.7549 | 0.3156 | 0.080771 | 1910
[20 empty] | Commercial/Industrial | Energy Star Refrigerator | 0.4227 | 1.4575 | -160.3643 | 0.017577 | 0.01383 | 133.5 | Commercial/Industrial | Energy Star Griddle | #DIV/0! | 1.357 | 2884.7549 | 0.3156 | 0.080771 | 1910
[20 empty] | Commercial/Industrial | Energy Star Refrigerator | 0.4227 | 1.4575 | -160.3643 | 0.017577 | 0.01383 | 133.5 | Commercial/Industrial | Energy Star Griddle | #DIV/0! | 1.357 | 2884.7549 | 0.3156 | 0.080771 | 1910
[20 empty] | Commercial/Industrial | Energy Star Refrigerator | 0.4227 | 1.4575 | -160.3643 | 0.017577 | 0.01383 | 133.5 | Commercial/Industrial | Energy Star Ice Maker | 0.23045 | 1.3283 | -491.1631 | 0.03084 | 0.025832 | 237.861
[20 empty] | Commercial/Industrial | Energy Star Refrigerator | 0.4227 | 1.4575 | -160.3643 | 0.017577 | 0.01383 | 133.5 | Commercial/Industrial | Energy Star Ice Maker | 0.23045 | 1.3283 | -491.1631 | 0.03084 | 0.025832 | 237.861
[20 empty] | Commercial/Industrial | Energy Star Refrigerator | 0.4227 | 1.4575 | -160.3643 | 0.017577 | 0.01383 | 133.5 | Commercial/Industrial | Energy Star Ice Maker | 0.23045 | 1.3283 | -491.1631 | 0.03084 | 0.025832 | 237.861
[20 empty] | Commercial/Industrial | Energy Star Refrigerator | 0.4227 | 1.4575 | -160.3643 | 0.017577 | 0.01383 | 133.5 | Commercial/Industrial | Energy Star Ice Maker | 0.23045 | 1.3283 | -491.1631 | 0.03084 | 0.025832 | 237.861
[20 empty] | Commercial/Industrial | Energy Star Refrigerator | 0.4227 | 1.4575 | -160.3643 | 0.017577 | 0.01383 | 133.5 | Commercial/Industrial | Energy Star Ice Maker | 0.23045 | 1.3283 | -491.1631 | 0.03084 | 0.025832 | 237.861
[20 empty] | Commercial/Industrial | Energy Star Refrigerator | 0.4227 | 1.4575 | -160.3643 | 0.017577 | 0.01383 | 133.5 | Commercial/Industrial | Energy Star Ice Maker | 0.23045 | 1.3283 | -491.1631 | 0.03084 | 0.025832 | 237.861
[20 empty] | Commercial/Industrial | Energy Star Refrigerator | 0.4227 | 1.4575 | -160.3643 | 0.017577 | 0.01383 | 133.5 | Commercial/Industrial | Energy Star Ice Maker | 0.23045 | 1.3283 | -491.1631 | 0.03084 | 0.025832 | 237.861
[20 empty] | Commercial/Industrial | Energy Star Refrigerator | 0.4227 | 1.4575 | -160.3643 | 0.017577 | 0.01383 | 133.5 | Commercial/Industrial | Energy Star Ice Maker | 0.23045 | 1.3283 | -491.1631 | 0.03084 | 0.025832 | 237.861
[20 empty] | Commercial/Industrial | Energy Star Refrigerator | 0.4227 | 1.4575 | -160.3643 | 0.017577 | 0.01383 | 133.5 | Commercial/Industrial | Energy Star Ice Maker | 0.23045 | 1.3283 | -491.1631 | 0.03084 | 0.025832 | 237.861
[20 empty] | Commercial/Industrial | Energy Star Refrigerator | 0.4227 | 1.4575 | -160.3643 | 0.017577 | 0.01383 | 133.5 | Commercial/Industrial | Energy Star Ice Maker | 0.23045 | 1.3283 | -491.1631 | 0.03084 | 0.025832 | 237.861
[20 empty] | Commercial/Industrial | Energy Star Refrigerator | 0.4227 | 1.4575 | -160.3643 | 0.017577 | 0.01383 | 133.5 | Commercial/Industrial | Energy Star Ice Maker | 0.23045 | 1.3283 | -491.1631 | 0.03084 | 0.025832 | 237.861
[20 empty] | Commercial/Industrial | Energy Star Refrigerator | 0.4227 | 1.4575 | -160.3643 | 0.017577 | 0.01383 | 133.5 | Commercial/Industrial | Energy Star Ice Maker | 0.23045 | 1.3283 | -491.1631 | 0.03084 | 0.025832 | 237.861
[20 empty] | Commercial/Industrial | Energy Star Refrigerator | 0.4227 | 1.4575 | -160.3643 | 0.017577 | 0.01383 | 133.5 | Commercial/Industrial | Energy Star Ice Maker | 0.24021 | 1.2697 | -479.9509 | 0.036863 | 0.023275 | 237.861
[20 empty] | Commercial/Industrial | Energy Star Refrigerator | 0.4227 | 1.4575 | -160.3643 | 0.017577 | 0.01383 | 133.5 | Commercial/Industrial | Energy Star Ice Maker | 0.24021 | 1.2697 | -479.9509 | 0.036863 | 0.023275 | 237.861
[20 empty] | Commercial/Industrial | Energy Star Refrigerator | 0.4227 | 1.4575 | -160.3643 | 0.017577 | 0.01383 | 133.5 | Commercial/Industrial | Energy Star Ice Maker | 0.24021 | 1.2697 | -479.9509 | 0.036863 | 0.023275 | 237.861
[20 empty] | Commercial/Industrial | Energy Star Refrigerator | 0.4227 | 1.4575 | -160.3643 | 0.017577 | 0.01383 | 133.5 | Commercial/Industrial | Energy Star Ice Maker | 0.24021 | 1.2697 | -479.9509 | 0.036863 | 0.023275 | 237.861
[20 empty] | Commercial/Industrial | Energy Star Refrigerator | 0.4227 | 1.4575 | -160.3643 | 0.017577 | 0.01383 | 133.5 | Commercial/Industrial | Energy Star Ice Maker | 0.24021 | 1.2697 | -479.9509 | 0.036863 | 0.023275 | 237.861
[20 empty] | Commercial/Industrial | Energy Star Refrigerator | 0.4227 | 1.4575 | -160.3643 | 0.017577 | 0.01383 | 133.5 | Commercial/Industrial | Energy Star Ice Maker | 0.24021 | 1.2697 | -479.9509 | 0.036863 | 0.023275 | 237.861
[20 empty] | Commercial/Industrial | Energy Star Refrigerator | 0.4227 | 1.4575 | -160.3643 | 0.017577 | 0.01383 | 133.5 | Commercial/Industrial | Energy Star Ice Maker | 0.24021 | 1.2697 | -479.9509 | 0.036863 | 0.023275 | 237.861
[20 empty] | Commercial/Industrial | Energy Star Refrigerator | 0.4227 | 1.4575 | -160.3643 | 0.017577 | 0.01383 | 133.5 | Commercial/Industrial | Energy Star Ice Maker | 0.24021 | 1.2697 | -479.9509 | 0.036863 | 0.023275 | 237.861
[20 empty] | Commercial/Industrial | Energy Star Refrigerator | 0.4227 | 1.4575 | -160.3643 | 0.017577 | 0.01383 | 133.5 | Commercial/Industrial | Energy Star Ice Maker | 0.24021 | 1.2697 | -479.9509 | 0.036863 | 0.023275 | 237.861
[20 empty] | Commercial/Industrial | Energy Star Refrigerator | 0.4227 | 1.4575 | -160.3643 | 0.017577 | 0.01383 | 133.5 | Commercial/Industrial | Energy Star Ice Maker | 0.24021 | 1.2697 | -479.9509 | 0.036863 | 0.023275 | 237.861
[20 empty] | Commercial/Industrial | Energy Star Refrigerator | 0.4227 | 1.4575 | -160.3643 | 0.017577 | 0.01383 | 133.5 | Commercial/Industrial | Energy Star Ice Maker | 0.24021 | 1.2697 | -479.9509 | 0.036863 | 0.023275 | 237.861
[20 empty] | Commercial/Industrial | Energy Star Refrigerator | 0.4227 | 1.4575 | -160.3643 | 0.017577 | 0.01383 | 133.5 | Commercial/Industrial | Energy Star Ice Maker | 0.24021 | 1.2697 | -479.9509 | 0.036863 | 0.023275 | 237.861
[20 empty] | Commercial/Industrial | Energy Star Vending Machine | 0.49913 | 1.4575 | -535.0311 | 0.082226 | 0.051367 | 525.7314 | Commercial/Industrial | Energy Star Ice Maker | 0.24021 | 1.2697 | -479.9509 | 0.036863 | 0.023275 | 237.861
[20 empty] | Commercial/Industrial | Energy Star Vending Machine | 0.49913 | 1.4575 | -535.0311 | 0.082226 | 0.051367 | 525.7314 | Commercial/Industrial | Energy Star Ice Maker | 0.24021 | 1.2697 | -479.9509 | 0.036863 | 0.023275 | 237.861
[20 empty] | Commercial/Industrial | Energy Star Vending Machine | 0.49913 | 1.4575 | -535.0311 | 0.082226 | 0.051367 | 525.7314 | Commercial/Industrial | ENERGY STAR Imaging Equipment | 0.12094 | 1.2355 | -1390.8537 | 0.0578 | 0.038813 | 416.8
[20 empty] | Commercial/Industrial | Energy Star Vending Machine | 0.49913 | 1.4575 | -535.0311 | 0.082226 | 0.051367 | 525.7314 | Commercial/Industrial | ENERGY STAR Imaging Equipment | 0.12094 | 1.2355 | -1390.8537 | 0.0578 | 0.038813 | 416.8
[20 empty] | Commercial/Industrial | Energy Star Vending Machine | 0.49913 | 1.4575 | -535.0311 | 0.082226 | 0.051367 | 525.7314 | Commercial/Industrial | ENERGY STAR Imaging Equipment | 0.12094 | 1.2355 | -1390.8537 | 0.0578 | 0.038813 | 416.8
[20 empty] | Commercial/Industrial | Energy Star Vending Machine | 0.49913 | 1.4575 | -535.0311 | 0.082226 | 0.051367 | 525.7314 | Commercial/Industrial | ENERGY STAR Imaging Equipment | 0.12094 | 1.2355 | -1390.8537 | 0.0578 | 0.038813 | 416.8
[20 empty] | Commercial/Industrial | Energy Star Vending Machine | 0.49913 | 1.4575 | -535.0311 | 0.082226 | 0.051367 | 525.7314 | Commercial/Industrial | ENERGY STAR Imaging Equipment | 0.12094 | 1.2355 | -1390.8537 | 0.0578 | 0.038813 | 416.8
[20 empty] | Commercial/Industrial | Energy Star Vending Machine | 0.49913 | 1.4575 | -535.0311 | 0.082226 | 0.051367 | 525.7314 | Commercial/Industrial | ENERGY STAR Imaging Equipment | 0.12094 | 1.2355 | -1390.8537 | 0.0578 | 0.038813 | 416.8
[20 empty] | Commercial/Industrial | Energy Star Vending Machine | 0.49913 | 1.4575 | -535.0311 | 0.082226 | 0.051367 | 525.7314 | Commercial/Industrial | ENERGY STAR Imaging Equipment | 0.12094 | 1.2355 | -1390.8537 | 0.0578 | 0.038813 | 416.8
[20 empty] | Commercial/Industrial | Energy Star Vending Machine | 0.49913 | 1.4575 | -535.0311 | 0.082226 | 0.051367 | 525.7314 | Commercial/Industrial | ENERGY STAR Imaging Equipment | 0.12094 | 1.2355 | -1390.8537 | 0.0578 | 0.038813 | 416.8
[20 empty] | Commercial/Industrial | Energy Star Vending Machine | 0.49913 | 1.4575 | -535.0311 | 0.082226 | 0.051367 | 525.7314 | Commercial/Industrial | ENERGY STAR Imaging Equipment | 0.12094 | 1.2355 | -1390.8537 | 0.0578 | 0.038813 | 416.8
[20 empty] | Commercial/Industrial | Energy Star Vending Machine | 0.49913 | 1.4575 | -535.0311 | 0.082226 | 0.051367 | 525.7314 | Commercial/Industrial | ENERGY STAR Imaging Equipment | 0.12094 | 1.2355 | -1390.8537 | 0.0578 | 0.038813 | 416.8
[20 empty] | Commercial/Industrial | Energy Star Vending Machine | 0.49913 | 1.4575 | -535.0311 | 0.082226 | 0.051367 | 525.7314 | Commercial/Industrial | ENERGY STAR Imaging Equipment | 0.12094 | 1.2355 | -1390.8537 | 0.0578 | 0.038813 | 416.8
[20 empty] | Commercial/Industrial | Energy Star Vending Machine | 0.49913 | 1.4575 | -535.0311 | 0.082226 | 0.051367 | 525.7314 | Commercial/Industrial | ENERGY STAR Imaging Equipment | 0.12094 | 1.2355 | -1390.8537 | 0.0578 | 0.038813 | 416.8
[20 empty] | Commercial/Industrial | Energy Star Vending Machine | 0.49965 | 1.4565 | -534.1854 | 0.082504 | 0.051277 | 525.7314 | Commercial/Industrial | ENERGY STAR Imaging Equipment | 0.12094 | 1.2355 | -1390.8537 | 0.0578 | 0.038813 | 416.8
[20 empty] | Commercial/Industrial | Energy Star Vending Machine | 0.49965 | 1.4565 | -534.1854 | 0.082504 | 0.051277 | 525.7314 | Commercial/Industrial | ENERGY STAR Imaging Equipment | 0.12094 | 1.2355 | -1390.8537 | 0.0578 | 0.038813 | 416.8
[20 empty] | Commercial/Industrial | Energy Star Vending Machine | 0.49965 | 1.4565 | -534.1854 | 0.082504 | 0.051277 | 525.7314 | Commercial/Industrial | ENERGY STAR Imaging Equipment | 0.12094 | 1.2355 | -1390.8537 | 0.0578 | 0.038813 | 416.8
[20 empty] | Commercial/Industrial | Energy Star Vending Machine | 0.49965 | 1.4565 | -534.1854 | 0.082504 | 0.051277 | 525.7314 | Commercial/Industrial | ENERGY STAR Imaging Equipment | 0.12094 | 1.2355 | -1390.8537 | 0.0578 | 0.038813 | 416.8
[20 empty] | Commercial/Industrial | Energy Star Vending Machine | 0.49965 | 1.4565 | -534.1854 | 0.082504 | 0.051277 | 525.7314 | Commercial/Industrial | ENERGY STAR Imaging Equipment | 0.12094 | 1.2355 | -1390.8537 | 0.0578 | 0.038813 | 416.8
[20 empty] | Commercial/Industrial | Energy Star Vending Machine | 0.49965 | 1.4565 | -534.1854 | 0.082504 | 0.051277 | 525.7314 | Commercial/Industrial | ENERGY STAR Imaging Equipment | 0.12094 | 1.2355 | -1390.8537 | 0.0578 | 0.038813 | 416.8
[20 empty] | Commercial/Industrial | Energy Star Vending Machine | 0.49965 | 1.4565 | -534.1854 | 0.082504 | 0.051277 | 525.7314 | Commercial/Industrial | ENERGY STAR Imaging Equipment | 0.12094 | 1.2355 | -1390.8537 | 0.0578 | 0.038813 | 416.8
[20 empty] | Commercial/Industrial | Energy Star Vending Machine | 0.49965 | 1.4565 | -534.1854 | 0.082504 | 0.051277 | 525.7314 | Commercial/Industrial | ENERGY STAR Imaging Equipment | 0.12094 | 1.2355 | -1390.8537 | 0.0578 | 0.038813 | 416.8
[20 empty] | Commercial/Industrial | Energy Star Vending Machine | 0.49965 | 1.4565 | -534.1854 | 0.082504 | 0.051277 | 525.7314 | Commercial/Industrial | ENERGY STAR Imaging Equipment | 0.12094 | 1.2355 | -1390.8537 | 0.0578 | 0.038813 | 416.8
[20 empty] | Commercial/Industrial | Energy Star Vending Machine | 0.49965 | 1.4565 | -534.1854 | 0.082504 | 0.051277 | 525.7314 | Commercial/Industrial | ENERGY STAR Imaging Equipment | 0.12094 | 1.2355 | -1390.8537 | 0.0578 | 0.038813 | 416.8
[20 empty] | Commercial/Industrial | Energy Star Vending Machine | 0.49965 | 1.4565 | -534.1854 | 0.082504 | 0.051277 | 525.7314 | Commercial/Industrial | ENERGY STAR Imaging Equipment | 0.12094 | 1.2355 | -1390.8537 | 0.0578 | 0.038813 | 416.8
[20 empty] | Commercial/Industrial | Energy Star Vending Machine | 0.49965 | 1.4565 | -534.1854 | 0.082504 | 0.051277 | 525.7314 | Commercial/Industrial | ENERGY STAR Imaging Equipment | 0.12094 | 1.2355 | -1390.8537 | 0.0578 | 0.038813 | 416.8
[20 empty] | Commercial/Industrial | Engine Block Timer | 0.32598 | 1.7244 | -122.1953 | 0 | 0 | 259.2 | Commercial/Industrial | ENERGY STAR Imaging Equipment | 0.12094 | 1.2355 | -1390.8537 | 0.0578 | 0.038813 | 416.8
[20 empty] | Commercial/Industrial | Engine Block Timer | 0.32598 | 1.7244 | -122.1953 | 0 | 0 | 259.2 | Commercial/Industrial | ENERGY STAR Imaging Equipment | 0.12094 | 1.2355 | -1390.8537 | 0.0578 | 0.038813 | 416.8
[20 empty] | Commercial/Industrial | Engine Block Timer | 0.32598 | 1.7244 | -122.1953 | 0 | 0 | 259.2 | Commercial/Industrial | Energy Star PCs | 0.55937 | 1.1017 | -7.284 | 0.017591 | 0 | 123.5154
[20 empty] | Commercial/Industrial | Engine Block Timer | 0.32598 | 1.7244 | -122.1953 | 0 | 0 | 259.2 | Commercial/Industrial | Energy Star PCs | 0.56504 | 1.1129 | -7.284 | 0.017591 | 0.0068231 | 123.5154
[20 empty] | Commercial/Industrial | Engine Block Timer | 0.32598 | 1.7244 | -122.1953 | 0 | 0 | 259.2 | Commercial/Industrial | Energy Star PCs | 0.56504 | 1.1129 | -7.284 | 0.017591 | 0.0068231 | 123.5154
[20 empty] | Commercial/Industrial | Engine Block Timer | 0.32598 | 1.7244 | -122.1953 | 0 | 0 | 259.2 | Commercial/Industrial | Energy Star PCs | 0.55937 | 1.1017 | -7.284 | 0.017591 | 0 | 123.5154
[20 empty] | Commercial/Industrial | Engine Block Timer | 0.32598 | 1.7244 | -122.1953 | 0 | 0 | 259.2 | Commercial/Industrial | Energy Star PCs | 0.56504 | 1.1129 | -7.284 | 0.017591 | 0.0068231 | 123.5154
[20 empty] | Commercial/Industrial | Engine Block Timer | 0.32598 | 1.7244 | -122.1953 | 0 | 0 | 259.2 | Commercial/Industrial | Energy Star PCs | 0.55937 | 1.1017 | -7.284 | 0.017591 | 0 | 123.5154
[20 empty] | Commercial/Industrial | Engine Block Timer | 0.36517 | 1.4494 | -108.0349 | 0.012328 | 0.012951 | 259.2 | Commercial/Industrial | Energy Star PCs | 0.56504 | 1.1129 | -7.284 | 0.017591 | 0.0068231 | 123.5154
[20 empty] | Commercial/Industrial | Engine Block Timer | 0.36517 | 1.4494 | -108.0349 | 0.012328 | 0.012951 | 259.2 | Commercial/Industrial | Energy Star PCs | 0.55937 | 1.1017 | -7.284 | 0.017591 | 0 | 123.5154
[20 empty] | Commercial/Industrial | Engine Block Timer | 0.36517 | 1.4494 | -108.0349 | 0.012328 | 0.012951 | 259.2 | Commercial/Industrial | Energy Star PCs | 0.56504 | 1.1129 | -7.284 | 0.017591 | 0.0068231 | 123.5154
[20 empty] | Commercial/Industrial | Engine Block Timer | 0.36517 | 1.4494 | -108.0349 | 0.012328 | 0.012951 | 259.2 | Commercial/Industrial | Energy Star PCs | 0.56504 | 1.1129 | -7.284 | 0.017591 | 0.0068231 | 123.5154
[20 empty] | Commercial/Industrial | Engine Block Timer | 0.36517 | 1.4494 | -108.0349 | 0.012328 | 0.012951 | 259.2 | Commercial/Industrial | Energy Star PCs | 0.55937 | 1.1017 | -7.284 | 0.017591 | 0 | 123.5154
[20 empty] | Commercial/Industrial | Engine Block Timer | 0.36517 | 1.4494 | -108.0349 | 0.012328 | 0.012951 | 259.2 | Commercial/Industrial | Energy Star PCs | 0.55937 | 1.1017 | -7.284 | 0.017591 | 0 | 123.5154
[20 empty] | Commercial/Industrial | Engine Block Timer | 0.36517 | 1.4494 | -108.0349 | 0.012328 | 0.012951 | 259.2 | Commercial/Industrial | Energy Star PCs | 0.56504 | 1.1129 | -7.284 | 0.017591 | 0.0068231 | 123.5154
[20 empty] | Commercial/Industrial | Engine Block Timer | 0.36517 | 1.4494 | -108.0349 | 0.012328 | 0.012951 | 259.2 | Commercial/Industrial | Energy Star PCs | 0.56504 | 1.1129 | -7.284 | 0.017591 | 0.0068231 | 123.5154
[20 empty] | Commercial/Industrial | Engine Block Timer | 0.36517 | 1.4494 | -108.0349 | 0.012328 | 0.012951 | 259.2 | Commercial/Industrial | Energy Star PCs | 0.55937 | 1.1017 | -7.284 | 0.017591 | 0 | 123.5154
[20 empty] | Commercial/Industrial | Engine Block Timer | 0.36517 | 1.4494 | -108.0349 | 0.012328 | 0.012951 | 259.2 | Commercial/Industrial | Energy Star PCs | 0.56504 | 1.1129 | -7.284 | 0.017591 | 0.0068231 | 123.5154
[20 empty] | Commercial/Industrial | Engine Block Timer | 0.36517 | 1.4494 | -108.0349 | 0.012328 | 0.012951 | 259.2 | Commercial/Industrial | Energy Star PCs | 0.55937 | 1.1017 | -7.284 | 0.017591 | 0 | 123.5154
[20 empty] | Commercial/Industrial | Engine Block Timer | 0.36517 | 1.4494 | -108.0349 | 0.012328 | 0.012951 | 259.2 | Commercial/Industrial | Energy Star PCs | 0.56504 | 1.1129 | -7.284 | 0.017591 | 0.0068231 | 123.5154
[20 empty] | Commercial/Industrial | Engine Block Timer | 0.36517 | 1.4494 | -108.0349 | 0.012328 | 0.012951 | 259.2 | Commercial/Industrial | Energy Star PCs | 0.55937 | 1.1017 | -7.284 | 0.017591 | 0 | 123.5154
[20 empty] | Commercial/Industrial | Engine Block Timer | 0.36517 | 1.4494 | -108.0349 | 0.012328 | 0.012951 | 259.2 | Commercial/Industrial | Energy Star PCs | 0.56504 | 1.1129 | -7.284 | 0.017591 | 0.0068231 | 123.5154
[20 empty] | Commercial/Industrial | Engine Block Timer | 0.42596 | 1.2317 | -86.9013 | 0.032279 | 0.032279 | 259.2 | Commercial/Industrial | Energy Star PCs | 0.56504 | 1.1129 | -7.284 | 0.017591 | 0.0068231 | 123.5154
[20 empty] | Commercial/Industrial | Engine Block Timer | 0.42596 | 1.2317 | -86.9013 | 0.032279 | 0.032279 | 259.2 | Commercial/Industrial | Energy Star PCs | 0.55937 | 1.1017 | -7.284 | 0.017591 | 0 | 123.5154
[20 empty] | Commercial/Industrial | Engine Block Timer | 0.42596 | 1.2317 | -86.9013 | 0.032279 | 0.032279 | 259.2 | Commercial/Industrial | Energy Star PCs | 0.61992 | 1.0443 | -2.3579 | 0.023703 | 0.023703 | 123.5154
[20 empty] | Commercial/Industrial | Engine Block Timer | 0.42596 | 1.2317 | -86.9013 | 0.032279 | 0.032279 | 259.2 | Commercial/Industrial | Energy Star PCs | 0.61992 | 1.0443 | -2.3579 | 0.023703 | 0.023703 | 123.5154
[20 empty] | Commercial/Industrial | Facility Commissioning | 0 | #DIV/0! | -958096.0926 | 0 | 0 | 0 | Commercial/Industrial | Energy Star PCs | 0.61992 | 1.0443 | -2.3579 | 0.023703 | 0.023703 | 123.5154
[20 empty] | Commercial/Industrial | Facility Commissioning | 0 | #DIV/0! | -697515.7548 | 0 | 0 | 0 | Commercial/Industrial | Energy Star PCs | 0.61992 | 1.0443 | -2.3579 | 0.023703 | 0.023703 | 123.5154
[20 empty] | Commercial/Industrial | Facility Commissioning | 0.31838 | 1.2069 | -543437.9229 | 64.5827 | 6.4826 | 300556.1084 | Commercial/Industrial | Energy Star Refrigerator | 0.4227 | 1.4575 | -160.3643 | 0.017577 | 0.01383 | 133.5
[20 empty] | Commercial/Industrial | Facility Commissioning | 0.4084 | 1.2977 | -324923.1907 | 52.6188 | 43.4343 | 284160.7767 | Commercial/Industrial | Energy Star Refrigerator | 0.4227 | 1.4575 | -160.3643 | 0.017577 | 0.01383 | 133.5
[20 empty] | Commercial/Industrial | Facility Commissioning | 0 | #DIV/0! | -252627.2061 | 0 | 0 | 0 | Commercial/Industrial | Energy Star Refrigerator | 0.4227 | 1.4575 | -160.3643 | 0.017577 | 0.01383 | 133.5
[20 empty] | Commercial/Industrial | Facility Commissioning | 0.1538 | 1.2977 | -201807.503 | 7.1769 | 5.9242 | 38758.0637 | Commercial/Industrial | Energy Star Refrigerator | 0.4227 | 1.4575 | -160.3643 | 0.017577 | 0.01383 | 133.5
[20 empty] | Commercial/Industrial | Facility Commissioning | 0 | #DIV/0! | -173205.9129 | 0 | 0 | 0 | Commercial/Industrial | Energy Star Refrigerator | 0.4227 | 1.4575 | -160.3643 | 0.017577 | 0.01383 | 133.5
[20 empty] | Commercial/Industrial | Facility Commissioning | 0.15571 | 1.2069 | -136544.4886 | 5.71 | 0.57315 | 26573.2496 | Commercial/Industrial | Energy Star Refrigerator | 0.4227 | 1.4575 | -160.3643 | 0.017577 | 0.01383 | 133.5
[20 empty] | Commercial/Industrial | Facility Commissioning | 0 | #DIV/0! | -112469.2007 | 0 | 0 | 0 | Commercial/Industrial | Energy Star Refrigerator | 0.4227 | 1.4575 | -160.3643 | 0.017577 | 0.01383 | 133.5
[20 empty] | Commercial/Industrial | Facility Commissioning | 0.23337 | 1.2069 | -76790.022 | 5.557 | 0.55779 | 25861.2898 | Commercial/Industrial | Energy Star Refrigerator | 0.4227 | 1.4575 | -160.3643 | 0.017577 | 0.01383 | 133.5
[20 empty] | Commercial/Industrial | Facility Commissioning | 0 | #DIV/0! | -68636.2604 | 0 | 0 | 0 | Commercial/Industrial | Energy Star Refrigerator | 0.4227 | 1.4575 | -160.3643 | 0.017577 | 0.01383 | 133.5
[20 empty] | Commercial/Industrial | Facility Commissioning | 0 | #DIV/0! | -66941.1024 | 0 | 0 | 0 | Commercial/Industrial | Energy Star Refrigerator | 0.4227 | 1.4575 | -160.3643 | 0.017577 | 0.01383 | 133.5
[20 empty] | Commercial/Industrial | Facility Commissioning | 0 | #DIV/0! | -64101.4963 | 0 | 0 | 0 | Commercial/Industrial | Energy Star Refrigerator | 0.4227 | 1.4575 | -160.3643 | 0.017577 | 0.01383 | 133.5
[20 empty] | Commercial/Industrial | Facility Commissioning | 0.10275 | 1.2069 | -55148.6129 | 1.3944 | 0.13997 | 6489.3061 | Commercial/Industrial | Energy Star Refrigerator | 0.4227 | 1.4575 | -160.3643 | 0.017577 | 0.01383 | 133.5
[20 empty] | Commercial/Industrial | Facility Commissioning | 0 | #DIV/0! | -53447.8175 | 0 | 0 | 0 | Commercial/Industrial | Energy Star Refrigerator | 0.4227 | 1.4575 | -160.3643 | 0.017577 | 0.01383 | 133.5
[20 empty] | Commercial/Industrial | Facility Commissioning | 0 | #DIV/0! | -53444.3564 | 0 | 0 | 0 | Commercial/Industrial | Energy Star Refrigerator | 0.4227 | 1.4575 | -160.3643 | 0.017577 | 0.01383 | 133.5
[20 empty] | Commercial/Industrial | Facility Commissioning | 0.050132 | 1.2069 | -49802.3964 | 0.56723 | 0.056937 | 2639.7968 | Commercial/Industrial | Energy Star Refrigerator | 0.4227 | 1.4575 | -160.3643 | 0.017577 | 0.01383 | 133.5
[20 empty] | Commercial/Industrial | Facility Commissioning | 0 | #DIV/0! | -38073.2862 | 0 | 0 | 0 | Commercial/Industrial | Energy Star Refrigerator | 0.4227 | 1.4575 | -160.3643 | 0.017577 | 0.01383 | 133.5
[20 empty] | Commercial/Industrial | Facility Commissioning | 0.41346 | 1.2068 | -29316.871 | 5.8599 | 0.5882 | 27271.1197 | Commercial/Industrial | Energy Star Refrigerator | 0.4227 | 1.4575 | -160.3643 | 0.017577 | 0.01383 | 133.5
[20 empty] | Commercial/Industrial | Facility Commissioning | 0.18955 | 1.2068 | -28263.1423 | 1.5279 | 0.15337 | 7110.6731 | Commercial/Industrial | Energy Star Refrigerator | 0.4227 | 1.4575 | -160.3643 | 0.017577 | 0.01383 | 133.5
[20 empty] | Commercial/Industrial | Facility Commissioning | 0.46616 | 1.2068 | -25142.2482 | 6.7742 | 0.67996 | 31525.7048 | Commercial/Industrial | Energy Star Refrigerator | 0.4227 | 1.4575 | -160.3643 | 0.017577 | 0.01383 | 133.5
[20 empty] | Commercial/Industrial | Facility Commissioning | 0.42661 | 1.2069 | -22451.9598 | 4.8276 | 0.48457 | 22466.6847 | Commercial/Industrial | Energy Star Refrigerator | 0.4227 | 1.4575 | -160.3643 | 0.017577 | 0.01383 | 133.5
[20 empty] | Commercial/Industrial | Facility Commissioning | 0 | #DIV/0! | -16900.2863 | 0 | 0 | 0 | Commercial/Industrial | Energy Star Refrigerator | 0.4227 | 1.4575 | -160.3643 | 0.017577 | 0.01383 | 133.5
[20 empty] | Commercial/Industrial | Facility Commissioning | 0 | #DIV/0! | -15675.6549 | 0 | 0 | 0 | Commercial/Industrial | Energy Star Refrigerator | 0.4227 | 1.4575 | -160.3643 | 0.017577 | 0.01383 | 133.5
[20 empty] | Commercial/Industrial | Facility Energy Management System | 0.33725 | 1.3495 | -19689.1803 | 1.5687 | 0.13489 | 7484.3286 | Commercial/Industrial | Energy Star Refrigerator | 0.4227 | 1.4575 | -160.3643 | 0.017577 | 0.01383 | 133.5
[20 empty] | Commercial/Industrial | Facility Energy Management System | 0.33725 | 1.3495 | -19689.1803 | 1.5687 | 0.13489 | 7484.3286 | Commercial/Industrial | Energy Star Refrigerator | 0.4227 | 1.4575 | -160.3643 | 0.017577 | 0.01383 | 133.5
[20 empty] | Commercial/Industrial | Facility Energy Management System | 0.69121 | 1.3494 | -4902.0166 | 3.8562 | 0.3316 | 18398.4231 | Commercial/Industrial | Energy Star Refrigerator | 0.4227 | 1.4575 | -160.3643 | 0.017577 | 0.01383 | 133.5
[20 empty] | Commercial/Industrial | Facility Energy Management System | 0.69121 | 1.3494 | -4902.0166 | 3.8562 | 0.3316 | 18398.4231 | Commercial/Industrial | Energy Star Refrigerator | 0.4227 | 1.4575 | -160.3643 | 0.017577 | 0.01383 | 133.5
[20 empty] | Commercial/Industrial | Faucet Aerator | 3.6497 | 0.74867 | 324.9117 | 0.010496 | 0.08956 | 197.7633 | Commercial/Industrial | Energy Star Servers | 1.5132 | 1.1092 | 265.9748 | 0.16919 | 0.11767 | 1136.6997
[20 empty] | Commercial/Industrial | Faucet Aerator | 3.6497 | 0.74867 | 324.9117 | 0.010496 | 0.08956 | 197.7633 | Commercial/Industrial | Energy Star Servers | 1.5132 | 1.1092 | 265.9748 | 0.16919 | 0.11767 | 1136.6997
[20 empty] | Commercial/Industrial | Faucet Aerator | 3.6497 | 0.74867 | 866.4312 | 0.027988 | 0.23883 | 527.3687 | Commercial/Industrial | Energy Star Servers | 1.5132 | 1.1092 | 265.9748 | 0.16919 | 0.11767 | 1136.6997
[20 empty] | Commercial/Industrial | Faucet Aerator | 3.6497 | 0.74867 | 108.3039 | 0.0034985 | 0.029853 | 65.9211 | Commercial/Industrial | Energy Star Servers | 1.5132 | 1.1092 | 265.9748 | 0.16919 | 0.11767 | 1136.6997
[20 empty] | Commercial/Industrial | Faucet Aerator | 3.6497 | 0.74867 | 216.6078 | 0.0069971 | 0.059707 | 131.8422 | Commercial/Industrial | Energy Star Servers | 1.5132 | 1.1092 | 265.9748 | 0.16919 | 0.11767 | 1136.6997
[20 empty] | Commercial/Industrial | Faucet Aerator | 3.6497 | 0.74867 | 866.4312 | 0.027988 | 0.23883 | 527.3687 | Commercial/Industrial | Energy Star Servers | 1.5132 | 1.1092 | 265.9748 | 0.16919 | 0.11767 | 1136.6997
[20 empty] | Commercial/Industrial | Faucet Aerator | 3.6497 | 0.74867 | 108.3039 | 0.0034985 | 0.029853 | 65.9211 | Commercial/Industrial | Energy Star Servers | 1.5132 | 1.1092 | 265.9748 | 0.16919 | 0.11767 | 1136.6997
[20 empty] | Commercial/Industrial | Faucet Aerator | 3.6497 | 0.74867 | 216.6078 | 0.0069971 | 0.059707 | 131.8422 | Commercial/Industrial | Energy Star Servers | 1.5132 | 1.1092 | 265.9748 | 0.16919 | 0.11767 | 1136.6997
[20 empty] | Commercial/Industrial | Floor Insulation | 0.030664 | 0.76642 | -3.7682 | 1.3732e-06 | 3.0955e-05 | 0.068623 | Commercial/Industrial | Energy Star Servers | 1.5132 | 1.1092 | 265.9748 | 0.16919 | 0.11767 | 1136.6997
[20 empty] | Commercial/Industrial | Floor Insulation | 0.030664 | 0.76642 | -3.7682 | 1.3732e-06 | 3.0955e-05 | 0.068623 | Commercial/Industrial | Energy Star Servers | 1.5132 | 1.1092 | 265.9748 | 0.16919 | 0.11767 | 1136.6997
[20 empty] | Commercial/Industrial | Floor Insulation | 0.030664 | 0.76642 | -3.7682 | 1.3732e-06 | 3.0955e-05 | 0.068623 | Commercial/Industrial | Energy Star Servers | 1.5132 | 1.1092 | 265.9748 | 0.16919 | 0.11767 | 1136.6997
[20 empty] | Commercial/Industrial | Floor Insulation | 0.030664 | 0.76642 | -3.7682 | 1.3732e-06 | 3.0955e-05 | 0.068623 | Commercial/Industrial | Energy Star Servers | 1.5132 | 1.1092 | 265.9748 | 0.16919 | 0.11767 | 1136.6997
[20 empty] | Commercial/Industrial | Floor Insulation | 0.030664 | 0.76642 | -3.7682 | 1.3732e-06 | 3.0955e-05 | 0.068623 | Commercial/Industrial | Energy Star Servers | 1.5132 | 1.1092 | 265.9748 | 0.16919 | 0.11767 | 1136.6997
[20 empty] | Commercial/Industrial | Floor Insulation | 0.030664 | 0.76642 | -3.7682 | 1.3732e-06 | 3.0955e-05 | 0.068623 | Commercial/Industrial | Energy Star Servers | 1.5132 | 1.1092 | 265.9748 | 0.16919 | 0.11767 | 1136.6997
[20 empty] | Commercial/Industrial | Floor Insulation | 0.031142 | 0.76642 | -3.7646 | 1.3946e-06 | 3.1437e-05 | 0.069693 | Commercial/Industrial | Energy Star Servers | 1.5132 | 1.1092 | 265.9748 | 0.16919 | 0.11767 | 1136.6997
[20 empty] | Commercial/Industrial | Floor Insulation | 0.031142 | 0.76642 | -3.7646 | 1.3946e-06 | 3.1437e-05 | 0.069693 | Commercial/Industrial | Energy Star Servers | 1.5132 | 1.1092 | 265.9748 | 0.16919 | 0.11767 | 1136.6997
[20 empty] | Commercial/Industrial | Floor Insulation | 0.031142 | 0.76642 | -3.7646 | 1.3946e-06 | 3.1437e-05 | 0.069693 | Commercial/Industrial | Energy Star Servers | 1.5132 | 1.1092 | 265.9748 | 0.16919 | 0.11767 | 1136.6997
[20 empty] | Commercial/Industrial | Floor Insulation | 0.031142 | 0.76642 | -3.7646 | 1.3946e-06 | 3.1437e-05 | 0.069693 | Commercial/Industrial | Energy Star Servers | 1.5132 | 1.1092 | 265.9748 | 0.16919 | 0.11767 | 1136.6997
[20 empty] | Commercial/Industrial | Floor Insulation | 0.031142 | 0.76642 | -3.7646 | 1.3946e-06 | 3.1437e-05 | 0.069693 | Commercial/Industrial | Energy Star Servers | 1.5132 | 1.1092 | 265.9748 | 0.16919 | 0.11767 | 1136.6997
[20 empty] | Commercial/Industrial | Floor Insulation | 0.031142 | 0.76642 | -3.7646 | 1.3946e-06 | 3.1437e-05 | 0.069693 | Commercial/Industrial | Energy Star Servers | 1.5132 | 1.1092 | 265.9748 | 0.16919 | 0.11767 | 1136.6997
[20 empty] | Commercial/Industrial | Floor Insulation | 0.032748 | 0.79779 | -3.7641 | 1.4004e-05 | 3.2027e-05 | 0.068623 | Commercial/Industrial | Energy Star Servers | 1.5132 | 1.1092 | 265.9748 | 0.16919 | 0.11767 | 1136.6997
[20 empty] | Commercial/Industrial | Floor Insulation | 0.032748 | 0.79779 | -3.7641 | 1.4004e-05 | 3.2027e-05 | 0.068623 | Commercial/Industrial | Energy Star Servers | 1.5132 | 1.1092 | 265.9748 | 0.16919 | 0.11767 | 1136.6997
[20 empty] | Commercial/Industrial | Floor Insulation | 0.032748 | 0.79779 | -3.7641 | 1.4004e-05 | 3.2027e-05 | 0.068623 | Commercial/Industrial | Energy Star Servers | 1.5132 | 1.1092 | 265.9748 | 0.16919 | 0.11767 | 1136.6997
[20 empty] | Commercial/Industrial | Floor Insulation | 0.033258 | 0.79779 | -3.7603 | 1.4222e-05 | 3.2526e-05 | 0.069693 | Commercial/Industrial | Energy Star Servers | 1.5132 | 1.1092 | 265.9748 | 0.16919 | 0.11767 | 1136.6997
[20 empty] | Commercial/Industrial | Floor Insulation | 0.033258 | 0.79779 | -3.7603 | 1.4222e-05 | 3.2526e-05 | 0.069693 | Commercial/Industrial | Energy Star Servers | 1.5132 | 1.1092 | 265.9748 | 0.16919 | 0.11767 | 1136.6997
[20 empty] | Commercial/Industrial | Floor Insulation | 0.033258 | 0.79779 | -3.7603 | 1.4222e-05 | 3.2526e-05 | 0.069693 | Commercial/Industrial | Energy Star Servers | 1.5132 | 1.1092 | 265.9748 | 0.16919 | 0.11767 | 1136.6997
[20 empty] | Commercial/Industrial | Floor Insulation | 0.034205 | 0.89781 | -3.7747 | 2.8824e-05 | 1.6978e-05 | 0.069693 | Commercial/Industrial | Energy Star Steamer | 4.7676 | 1.4137 | 12193.442 | 1.4645 | 0.85037 | 9967
[20 empty] | Commercial/Industrial | Floor Insulation | 0.034205 | 0.89781 | -3.7747 | 2.8824e-05 | 1.6978e-05 | 0.069693 | Commercial/Industrial | Energy Star Steamer | 4.7676 | 1.4137 | 12193.442 | 1.4645 | 0.85037 | 9967
[20 empty] | Commercial/Industrial | Floor Insulation | 0.034205 | 0.89781 | -3.7747 | 2.8824e-05 | 1.6978e-05 | 0.069693 | Commercial/Industrial | Energy Star Steamer | 4.7676 | 1.4137 | 12193.442 | 1.4645 | 0.85037 | 9967
[20 empty] | Commercial/Industrial | Floor Insulation | 0.03368 | 0.89781 | -3.7782 | 2.8381e-05 | 1.6718e-05 | 0.068623 | Commercial/Industrial | Energy Star Steamer | 4.7676 | 1.4137 | 12193.442 | 1.4645 | 0.85037 | 9967
[20 empty] | Commercial/Industrial | Floor Insulation | 0.03368 | 0.89781 | -3.7782 | 2.8381e-05 | 1.6718e-05 | 0.068623 | Commercial/Industrial | Energy Star Steamer | 4.7676 | 1.4137 | 12193.442 | 1.4645 | 0.85037 | 9967
[20 empty] | Commercial/Industrial | Floor Insulation | 0.03368 | 0.89781 | -3.7782 | 2.8381e-05 | 1.6718e-05 | 0.068623 | Commercial/Industrial | Energy Star Steamer | 4.7676 | 1.4137 | 12193.442 | 1.4645 | 0.85037 | 9967
[20 empty] | Commercial/Industrial | Floor Insulation | 0.027917 | 1.1897 | -3.8344 | 7.7872e-06 | 1.3894e-05 | 0.068623 | Commercial/Industrial | Energy Star Steamer | 4.7676 | 1.4137 | 12193.442 | 1.4645 | 0.85037 | 9967
[20 empty] | Commercial/Industrial | Floor Insulation | 0.028353 | 1.1897 | -3.8318 | 7.9086e-06 | 1.4111e-05 | 0.069693 | Commercial/Industrial | Energy Star Steamer | 4.7676 | 1.4137 | 12193.442 | 1.4645 | 0.85037 | 9967
[20 empty] | Commercial/Industrial | Freezer-Cooler Replacement Gaskets | 0 | #DIV/0! | -277.6296 | 0 | 0 | 0 | Commercial/Industrial | Energy Star Steamer | 4.7676 | 1.4137 | 12193.442 | 1.4645 | 0.85037 | 9967
[20 empty] | Commercial/Industrial | Freezer-Cooler Replacement Gaskets | 0 | #DIV/0! | -277.6296 | 0 | 0 | 0 | Commercial/Industrial | Energy Star Steamer | 4.7676 | 1.4137 | 12193.442 | 1.4645 | 0.85037 | 9967
[20 empty] | Commercial/Industrial | Freezer-Cooler Replacement Gaskets | 0 | #DIV/0! | -277.6296 | 0 | 0 | 0 | Commercial/Industrial | Energy Star Steamer | 4.7676 | 1.4137 | 12193.442 | 1.4645 | 0.85037 | 9967
[20 empty] | Commercial/Industrial | Freezer-Cooler Replacement Gaskets | 0 | #DIV/0! | -277.6296 | 0 | 0 | 0 | Commercial/Industrial | Energy Star Steamer | 4.7676 | 1.4137 | 12193.442 | 1.4645 | 0.85037 | 9967
[20 empty] | Commercial/Industrial | Freezer-Cooler Replacement Gaskets | 0 | #DIV/0! | -277.6296 | 0 | 0 | 0 | Commercial/Industrial | Energy Star Steamer | 4.7676 | 1.4137 | 12193.442 | 1.4645 | 0.85037 | 9967
[20 empty] | Commercial/Industrial | Freezer-Cooler Replacement Gaskets | 0 | #DIV/0! | -277.6296 | 0 | 0 | 0 | Commercial/Industrial | Energy Star Steamer | 4.7676 | 1.4137 | 12193.442 | 1.4645 | 0.85037 | 9967
[20 empty] | Commercial/Industrial | Freezer-Cooler Replacement Gaskets | 0 | #DIV/0! | -277.6296 | 0 | 0 | 0 | Commercial/Industrial | Energy Star Steamer | 4.7676 | 1.4137 | 12193.442 | 1.4645 | 0.85037 | 9967
[20 empty] | Commercial/Industrial | Freezer-Cooler Replacement Gaskets | 0 | #DIV/0! | -277.6296 | 0 | 0 | 0 | Commercial/Industrial | Energy Star Steamer | 4.7676 | 1.4137 | 12193.442 | 1.4645 | 0.85037 | 9967
[20 empty] | Commercial/Industrial | Freezer-Cooler Replacement Gaskets | 0 | #DIV/0! | -277.6296 | 0 | 0 | 0 | Commercial/Industrial | Energy Star Steamer | 4.7676 | 1.4137 | 12193.442 | 1.4645 | 0.85037 | 9967
[20 empty] | Commercial/Industrial | Freezer-Cooler Replacement Gaskets | 0 | #DIV/0! | -277.6296 | 0 | 0 | 0 | Commercial/Industrial | Energy Star Steamer | 4.7676 | 1.4137 | 12193.442 | 1.4645 | 0.85037 | 9967
[20 empty] | Commercial/Industrial | Freezer-Cooler Replacement Gaskets | 0 | #DIV/0! | -277.6296 | 0 | 0 | 0 | Commercial/Industrial | Energy Star Steamer | 4.7676 | 1.4137 | 12193.442 | 1.4645 | 0.85037 | 9967
[20 empty] | Commercial/Industrial | Freezer-Cooler Replacement Gaskets | 0 | #DIV/0! | -277.6296 | 0 | 0 | 0 | Commercial/Industrial | Energy Star Steamer | 4.7676 | 1.4137 | 12193.442 | 1.4645 | 0.85037 | 9967
[20 empty] | Commercial/Industrial | Freezer-Cooler Replacement Gaskets | 0 | #DIV/0! | -277.6296 | 0 | 0 | 0 | Commercial/Industrial | Energy Star Steamer | 4.7676 | 1.4137 | 12193.442 | 1.4645 | 0.85037 | 9967
[20 empty] | Commercial/Industrial | Freezer-Cooler Replacement Gaskets | 0.14663 | 1.1547 | -215.8554 | 0.020269 | 0.016978 | 156.3315 | Commercial/Industrial | Energy Star Steamer | 4.7676 | 1.4137 | 12193.442 | 1.4645 | 0.85037 | 9967
[20 empty] | Commercial/Industrial | Freezer-Cooler Replacement Gaskets | 0.14663 | 1.1547 | -215.8554 | 0.020269 | 0.016978 | 156.3315 | Commercial/Industrial | Energy Star Steamer | 4.7676 | 1.4137 | 12193.442 | 1.4645 | 0.85037 | 9967
[20 empty] | Commercial/Industrial | Freezer-Cooler Replacement Gaskets | 0.14663 | 1.1547 | -215.8554 | 0.020269 | 0.016978 | 156.3315 | Commercial/Industrial | Energy Star Steamer | 4.7676 | 1.4137 | 12193.442 | 1.4645 | 0.85037 | 9967
[20 empty] | Commercial/Industrial | Freezer-Cooler Replacement Gaskets | 0.14663 | 1.1547 | -215.8554 | 0.020269 | 0.016978 | 156.3315 | Commercial/Industrial | Energy Star Steamer | 4.7676 | 1.4137 | 12193.442 | 1.4645 | 0.85037 | 9967
[20 empty] | Commercial/Industrial | Freezer-Cooler Replacement Gaskets | 0.14663 | 1.1547 | -215.8554 | 0.020269 | 0.016978 | 156.3315 | Commercial/Industrial | Energy Star Steamer | 4.7676 | 1.4137 | 12193.442 | 1.4645 | 0.85037 | 9967
[20 empty] | Commercial/Industrial | Freezer-Cooler Replacement Gaskets | 0.14663 | 1.1547 | -215.8554 | 0.020269 | 0.016978 | 156.3315 | Commercial/Industrial | Energy Star Vending Machine | 0.49913 | 1.4575 | -535.0311 | 0.082226 | 0.051367 | 525.7314
[20 empty] | Commercial/Industrial | Freezer-Cooler Replacement Gaskets | 0.14835 | 1.1052 | -213.8426 | 0.022767 | 0.0074125 | 156.3315 | Commercial/Industrial | Energy Star Vending Machine | 0.49913 | 1.4575 | -535.0311 | 0.082226 | 0.051367 | 525.7314
[20 empty] | Commercial/Industrial | Freezer-Cooler Replacement Gaskets | 0.14835 | 1.1052 | -213.8426 | 0.022767 | 0.0074125 | 156.3315 | Commercial/Industrial | Energy Star Vending Machine | 0.49913 | 1.4575 | -535.0311 | 0.082226 | 0.051367 | 525.7314
[20 empty] | Commercial/Industrial | Freezer-Cooler Replacement Gaskets | 0.14835 | 1.1052 | -213.8426 | 0.022767 | 0.0074125 | 156.3315 | Commercial/Industrial | Energy Star Vending Machine | 0.49913 | 1.4575 | -535.0311 | 0.082226 | 0.051367 | 525.7314
[20 empty] | Commercial/Industrial | Freezer-Cooler Replacement Gaskets | 0.14835 | 1.1052 | -213.8426 | 0.022767 | 0.0074125 | 156.3315 | Commercial/Industrial | Energy Star Vending Machine | 0.49913 | 1.4575 | -535.0311 | 0.082226 | 0.051367 | 525.7314
[20 empty] | Commercial/Industrial | Freezer-Cooler Replacement Gaskets | 0.14835 | 1.1052 | -213.8426 | 0.022767 | 0.0074125 | 156.3315 | Commercial/Industrial | Energy Star Vending Machine | 0.49913 | 1.4575 | -535.0311 | 0.082226 | 0.051367 | 525.7314
[20 empty] | Commercial/Industrial | Freezer-Cooler Replacement Gaskets | 0.14835 | 1.1052 | -213.8426 | 0.022767 | 0.0074125 | 156.3315 | Commercial/Industrial | Energy Star Vending Machine | 0.49913 | 1.4575 | -535.0311 | 0.082226 | 0.051367 | 525.7314
[20 empty] | Commercial/Industrial | Freezer-Cooler Replacement Gaskets | 0.14835 | 1.1052 | -213.8426 | 0.022767 | 0.0074125 | 156.3315 | Commercial/Industrial | Energy Star Vending Machine | 0.49913 | 1.4575 | -535.0311 | 0.082226 | 0.051367 | 525.7314
[20 empty] | Commercial/Industrial | Geothermal Heat Pump | 0.011394 | 1.1922 | -138021.6973 | 0.30909 | 0.23741 | 718.7496 | Commercial/Industrial | Energy Star Vending Machine | 0.49913 | 1.4575 | -535.0311 | 0.082226 | 0.051367 | 525.7314
[20 empty] | Commercial/Industrial | Geothermal Heat Pump | 0.011394 | 1.1922 | -138021.6973 | 0.30909 | 0.23741 | 718.7496 | Commercial/Industrial | Energy Star Vending Machine | 0.49913 | 1.4575 | -535.0311 | 0.082226 | 0.051367 | 525.7314
[20 empty] | Commercial/Industrial | Geothermal Heat Pump | 0.025283 | 1.1922 | -135661.7556 | 0.68592 | 0.52684 | 1594.9854 | Commercial/Industrial | Energy Star Vending Machine | 0.49913 | 1.4575 | -535.0311 | 0.082226 | 0.051367 | 525.7314
[20 empty] | Commercial/Industrial | Geothermal Heat Pump | 0.025283 | 1.1922 | -135661.7556 | 0.68592 | 0.52684 | 1594.9854 | Commercial/Industrial | Energy Star Vending Machine | 0.49913 | 1.4575 | -535.0311 | 0.082226 | 0.051367 | 525.7314
[20 empty] | Commercial/Industrial | Geothermal Heat Pump | 0.026054 | 1.1922 | -135530.9103 | 0.70681 | 0.54289 | 1643.5677 | Commercial/Industrial | Energy Star Vending Machine | 0.49913 | 1.4575 | -535.0311 | 0.082226 | 0.051367 | 525.7314
[20 empty] | Commercial/Industrial | Geothermal Heat Pump | 0.026054 | 1.1922 | -135530.9103 | 0.70681 | 0.54289 | 1643.5677 | Commercial/Industrial | Energy Star Vending Machine | 0.49913 | 1.4575 | -535.0311 | 0.082226 | 0.051367 | 525.7314
[20 empty] | Commercial/Industrial | Geothermal Heat Pump | 0.026067 | 1.1922 | -135528.4313 | 0.7072 | 0.54319 | 1644.4881 | Commercial/Industrial | Energy Star Vending Machine | 0.49965 | 1.4565 | -534.1854 | 0.082504 | 0.051277 | 525.7314
[20 empty] | Commercial/Industrial | Geothermal Heat Pump | 0.026067 | 1.1922 | -135528.4313 | 0.7072 | 0.54319 | 1644.4881 | Commercial/Industrial | Energy Star Vending Machine | 0.49965 | 1.4565 | -534.1854 | 0.082504 | 0.051277 | 525.7314
[20 empty] | Commercial/Industrial | Geothermal Heat Pump | 0.035813 | 1.4692 | -133829.9641 | 0.57368 | 0.53685 | 3263.0656 | Commercial/Industrial | Energy Star Vending Machine | 0.49965 | 1.4565 | -534.1854 | 0.082504 | 0.051277 | 525.7314
[20 empty] | Commercial/Industrial | Geothermal Heat Pump | 0.035813 | 1.4692 | -133829.9641 | 0.57368 | 0.53685 | 3263.0656 | Commercial/Industrial | Energy Star Vending Machine | 0.49965 | 1.4565 | -534.1854 | 0.082504 | 0.051277 | 525.7314
[20 empty] | Commercial/Industrial | Geothermal Heat Pump | 0.046651 | 1.1922 | -132031.5888 | 1.2656 | 0.97205 | 2942.8501 | Commercial/Industrial | Energy Star Vending Machine | 0.49965 | 1.4565 | -534.1854 | 0.082504 | 0.051277 | 525.7314
[20 empty] | Commercial/Industrial | Geothermal Heat Pump | 0.046651 | 1.1922 | -132031.5888 | 1.2656 | 0.97205 | 2942.8501 | Commercial/Industrial | Energy Star Vending Machine | 0.49965 | 1.4565 | -534.1854 | 0.082504 | 0.051277 | 525.7314
[20 empty] | Commercial/Industrial | Geothermal Heat Pump | 0.051764 | 1.1922 | -131162.3887 | 1.4043 | 1.0787 | 3265.5803 | Commercial/Industrial | Energy Star Vending Machine | 0.49965 | 1.4565 | -534.1854 | 0.082504 | 0.051277 | 525.7314
[20 empty] | Commercial/Industrial | Geothermal Heat Pump | 0.051764 | 1.1922 | -131162.3887 | 1.4043 | 1.0787 | 3265.5803 | Commercial/Industrial | Energy Star Vending Machine | 0.49965 | 1.4565 | -534.1854 | 0.082504 | 0.051277 | 525.7314
[20 empty] | Commercial/Industrial | Geothermal Heat Pump | 0.052364 | 1.1922 | -131060.5782 | 1.4206 | 1.0911 | 3303.382 | Commercial/Industrial | Energy Star Vending Machine | 0.49965 | 1.4565 | -534.1854 | 0.082504 | 0.051277 | 525.7314
[20 empty] | Commercial/Industrial | Geothermal Heat Pump | 0.052364 | 1.1922 | -131060.5782 | 1.4206 | 1.0911 | 3303.382 | Commercial/Industrial | Energy Star Vending Machine | 0.49965 | 1.4565 | -534.1854 | 0.082504 | 0.051277 | 525.7314
[20 empty] | Commercial/Industrial | Geothermal Heat Pump | 0.059514 | 1.1922 | -129845.6789 | 1.6146 | 1.2401 | 3754.4687 | Commercial/Industrial | Energy Star Vending Machine | 0.49965 | 1.4565 | -534.1854 | 0.082504 | 0.051277 | 525.7314
[20 empty] | Commercial/Industrial | Geothermal Heat Pump | 0.059514 | 1.1922 | -129845.6789 | 1.6146 | 1.2401 | 3754.4687 | Commercial/Industrial | Energy Star Vending Machine | 0.49965 | 1.4565 | -534.1854 | 0.082504 | 0.051277 | 525.7314
[20 empty] | Commercial/Industrial | Geothermal Heat Pump | 0.066524 | 1.4692 | -128575.212 | 1.0656 | 0.99723 | 6061.3587 | Commercial/Industrial | ENERGY STAR Water Cooler | 2.2235 | 1.3261 | 459.8984 | 0.095219 | 0.095219 | 547.5
[20 empty] | Commercial/Industrial | Geothermal Heat Pump | 0.066524 | 1.4692 | -128575.212 | 1.0656 | 0.99723 | 6061.3587 | Commercial/Industrial | ENERGY STAR Water Cooler | 2.2235 | 1.3261 | 459.8984 | 0.095219 | 0.095219 | 547.5
[20 empty] | Commercial/Industrial | Geothermal Heat Pump | 0.076123 | 1.1922 | -127023.7385 | 2.0652 | 1.5862 | 4802.2426 | Commercial/Industrial | ENERGY STAR Water Cooler | 2.2235 | 1.3261 | 459.8984 | 0.095219 | 0.095219 | 547.5
[20 empty] | Commercial/Industrial | Geothermal Heat Pump | 0.076123 | 1.1922 | -127023.7385 | 2.0652 | 1.5862 | 4802.2426 | Commercial/Industrial | ENERGY STAR Water Cooler | 2.2235 | 1.3261 | 459.8984 | 0.095219 | 0.095219 | 547.5
[20 empty] | Commercial/Industrial | Geothermal Heat Pump | 0.076906 | 1.1922 | -126890.7777 | 2.0864 | 1.6025 | 4851.6104 | Commercial/Industrial | ENERGY STAR Water Cooler | 2.2235 | 1.3261 | 459.8984 | 0.095219 | 0.095219 | 547.5
[20 empty] | Commercial/Industrial | Geothermal Heat Pump | 0.076906 | 1.1922 | -126890.7777 | 2.0864 | 1.6025 | 4851.6104 | Commercial/Industrial | ENERGY STAR Water Cooler | 2.2235 | 1.3261 | 459.8984 | 0.095219 | 0.095219 | 547.5
[20 empty] | Commercial/Industrial | Geothermal Heat Pump | 0.10135 | 1.1922 | -122737.3329 | 2.7496 | 2.1119 | 6393.7659 | Commercial/Industrial | ENERGY STAR Water Cooler | 2.2235 | 1.3261 | 459.8984 | 0.095219 | 0.095219 | 547.5
[20 empty] | Commercial/Industrial | Geothermal Heat Pump | 0.10135 | 1.1922 | -122737.3329 | 2.7496 | 2.1119 | 6393.7659 | Commercial/Industrial | ENERGY STAR Water Cooler | 2.2235 | 1.3261 | 459.8984 | 0.095219 | 0.095219 | 547.5
[20 empty] | Commercial/Industrial | Green Roof | 0.0057565 | 0.71313 | -45.5325 | 9.149e-05 | 0 | 0.16236 | Commercial/Industrial | ENERGY STAR Water Cooler | 2.2235 | 1.3261 | 459.8984 | 0.095219 | 0.095219 | 547.5
[20 empty] | Commercial/Industrial | Green Roof | 0.0056448 | 0.71313 | -45.5423 | 8.9714e-05 | 0 | 0.15921 | Commercial/Industrial | ENERGY STAR Water Cooler | 2.2235 | 1.3261 | 459.8984 | 0.095219 | 0.095219 | 547.5
[20 empty] | Commercial/Industrial | Green Roof | 0.0051436 | 0.80655 | -45.6131 | 6.7635e-05 | 0 | 0.15921 | Commercial/Industrial | ENERGY STAR Water Cooler | 2.2235 | 1.3261 | 459.8984 | 0.095219 | 0.095219 | 547.5
[20 empty] | Commercial/Industrial | Green Roof | 0.0051436 | 0.80655 | -45.6131 | 6.7635e-05 | 0 | 0.15921 | Commercial/Industrial | ENERGY STAR Water Cooler | 2.2235 | 1.3261 | 459.8984 | 0.095219 | 0.095219 | 547.5
[20 empty] | Commercial/Industrial | Green Roof | 0.0051436 | 0.80655 | -45.6131 | 6.7635e-05 | 0 | 0.15921 | Commercial/Industrial | ENERGY STAR Water Cooler | 2.2235 | 1.3261 | 459.8984 | 0.095219 | 0.095219 | 547.5
[20 empty] | Commercial/Industrial | Green Roof | 0.0051436 | 0.80655 | -45.6131 | 6.7635e-05 | 0 | 0.15921 | Commercial/Industrial | ENERGY STAR Water Cooler | 2.2235 | 1.3261 | 459.8984 | 0.095219 | 0.095219 | 547.5
[20 empty] | Commercial/Industrial | Green Roof | 0.0051436 | 0.80655 | -45.6131 | 6.7635e-05 | 0 | 0.15921 | Commercial/Industrial | ENERGY STAR Water Cooler | 2.2235 | 1.3261 | 459.8984 | 0.095219 | 0.095219 | 547.5
[20 empty] | Commercial/Industrial | Green Roof | 0.0051436 | 0.80655 | -45.6131 | 6.7635e-05 | 0 | 0.15921 | Commercial/Industrial | ENERGY STAR Water Cooler | 2.2235 | 1.3261 | 459.8984 | 0.095219 | 0.095219 | 547.5
[20 empty] | Commercial/Industrial | Green Roof | 0.0051436 | 0.80655 | -45.6131 | 6.7635e-05 | 0 | 0.15921 | Commercial/Industrial | ENERGY STAR Water Cooler | 2.2235 | 1.3261 | 459.8984 | 0.095219 | 0.095219 | 547.5
[20 empty] | Commercial/Industrial | Green Roof | 0.0051436 | 0.80655 | -45.6131 | 6.7635e-05 | 0 | 0.15921 | Commercial/Industrial | ENERGY STAR Water Cooler | 2.2235 | 1.3261 | 459.8984 | 0.095219 | 0.095219 | 547.5
[20 empty] | Commercial/Industrial | Green Roof | 0.0051436 | 0.80655 | -45.6131 | 6.7635e-05 | 0 | 0.15921 | Commercial/Industrial | ENERGY STAR Water Cooler | 2.2235 | 1.3261 | 459.8984 | 0.095219 | 0.095219 | 547.5
[20 empty] | Commercial/Industrial | Green Roof | 0.0051436 | 0.80655 | -45.6131 | 6.7635e-05 | 0 | 0.15921 | Commercial/Industrial | ENERGY STAR Water Cooler | 2.2235 | 1.3261 | 459.8984 | 0.095219 | 0.095219 | 547.5
[20 empty] | Commercial/Industrial | Green Roof | 0.0052454 | 0.80655 | -45.6047 | 6.8973e-05 | 0 | 0.16236 | Commercial/Industrial | ENERGY STAR Water Cooler | 2.2235 | 1.3261 | 459.8984 | 0.095219 | 0.095219 | 547.5
[20 empty] | Commercial/Industrial | Green Roof | 0.0052454 | 0.80655 | -45.6047 | 6.8973e-05 | 0 | 0.16236 | Commercial/Industrial | ENERGY STAR Water Cooler | 2.2235 | 1.3261 | 459.8984 | 0.095219 | 0.095219 | 547.5
[20 empty] | Commercial/Industrial | Green Roof | 0.0052454 | 0.80655 | -45.6047 | 6.8973e-05 | 0 | 0.16236 | Commercial/Industrial | ENERGY STAR Water Cooler | 2.2235 | 1.3261 | 459.8984 | 0.095219 | 0.095219 | 547.5
[20 empty] | Commercial/Industrial | Green Roof | 0.0052454 | 0.80655 | -45.6047 | 6.8973e-05 | 0 | 0.16236 | Commercial/Industrial | ENERGY STAR Water Cooler | 2.2235 | 1.3261 | 459.8984 | 0.095219 | 0.095219 | 547.5
[20 empty] | Commercial/Industrial | Green Roof | 0.0052454 | 0.80655 | -45.6047 | 6.8973e-05 | 0 | 0.16236 | Commercial/Industrial | ENERGY STAR Water Cooler | 2.2235 | 1.3261 | 459.8984 | 0.095219 | 0.095219 | 547.5
[20 empty] | Commercial/Industrial | Green Roof | 0.0052454 | 0.80655 | -45.6047 | 6.8973e-05 | 0 | 0.16236 | Commercial/Industrial | ENERGY STAR Water Cooler | 2.2235 | 1.3261 | 459.8984 | 0.095219 | 0.095219 | 547.5
[20 empty] | Commercial/Industrial | Green Roof | 0.0052454 | 0.80655 | -45.6047 | 6.8973e-05 | 0 | 0.16236 | Commercial/Industrial | Engine Block Timer | 0.32598 | 1.7244 | -122.1953 | 0 | 0 | 259.2
[20 empty] | Commercial/Industrial | Green Roof | 0.0052454 | 0.80655 | -45.6047 | 6.8973e-05 | 0 | 0.16236 | Commercial/Industrial | Engine Block Timer | 0.32598 | 1.7244 | -122.1953 | 0 | 0 | 259.2
[20 empty] | Commercial/Industrial | Green Roof | 0.0052454 | 0.80655 | -45.6047 | 6.8973e-05 | 0 | 0.16236 | Commercial/Industrial | Engine Block Timer | 0.32598 | 1.7244 | -122.1953 | 0 | 0 | 259.2
[20 empty] | Commercial/Industrial | Green Roof | 0.0052454 | 0.80655 | -45.6047 | 6.8973e-05 | 0 | 0.16236 | Commercial/Industrial | Engine Block Timer | 0.32598 | 1.7244 | -122.1953 | 0 | 0 | 259.2
[20 empty] | Commercial/Industrial | Green Roof | 0.0040747 | 1.3159 | -45.7642 | 2.0542e-05 | 0 | 0.15921 | Commercial/Industrial | Engine Block Timer | 0.32598 | 1.7244 | -122.1953 | 0 | 0 | 259.2
[20 empty] | Commercial/Industrial | Green Roof | 0.0040747 | 1.3159 | -45.7642 | 2.0542e-05 | 0 | 0.15921 | Commercial/Industrial | Engine Block Timer | 0.32598 | 1.7244 | -122.1953 | 0 | 0 | 259.2
[20 empty] | Commercial/Industrial | Green Roof | 0.0041554 | 1.3159 | -45.7587 | 2.0949e-05 | 0 | 0.16236 | Commercial/Industrial | Engine Block Timer | 0.32598 | 1.7244 | -122.1953 | 0 | 0 | 259.2
[20 empty] | Commercial/Industrial | Green Roof | 0.0041554 | 1.3159 | -45.7587 | 2.0949e-05 | 0 | 0.16236 | Commercial/Industrial | Engine Block Timer | 0.32598 | 1.7244 | -122.1953 | 0 | 0 | 259.2
[20 empty] | Commercial/Industrial | Heat Pump Water Heater | 4.8818 | 0.83885 | 64447.1391 | 2.9603 | 15.5303 | 42193.5604 | Commercial/Industrial | Engine Block Timer | 0.36517 | 1.4494 | -108.0349 | 0.012328 | 0.012951 | 259.2
[20 empty] | Commercial/Industrial | Heat Pump Water Heater | 4.8818 | 0.83885 | 64447.1391 | 2.9603 | 15.5303 | 42193.5604 | Commercial/Industrial | Engine Block Timer | 0.36517 | 1.4494 | -108.0349 | 0.012328 | 0.012951 | 259.2
[20 empty] | Commercial/Industrial | Heat Pump Water Heater | 3.0511 | 0.83885 | 12344.5063 | 0.61672 | 3.2355 | 8790.3251 | Commercial/Industrial | Engine Block Timer | 0.36517 | 1.4494 | -108.0349 | 0.012328 | 0.012951 | 259.2
[20 empty] | Commercial/Industrial | Heat Pump Water Heater | 3.0511 | 0.83885 | 12344.5063 | 0.61672 | 3.2355 | 8790.3251 | Commercial/Industrial | Engine Block Timer | 0.36517 | 1.4494 | -108.0349 | 0.012328 | 0.012951 | 259.2
[20 empty] | Commercial/Industrial | Heat Pump Water Heater | 3.0206 | 0.83885 | 36576.6254 | 1.8317 | 9.6094 | 26107.2655 | Commercial/Industrial | Engine Block Timer | 0.36517 | 1.4494 | -108.0349 | 0.012328 | 0.012951 | 259.2
[20 empty] | Commercial/Industrial | Heat Pump Water Heater | 3.0206 | 0.83885 | 36576.6254 | 1.8317 | 9.6094 | 26107.2655 | Commercial/Industrial | Engine Block Timer | 0.36517 | 1.4494 | -108.0349 | 0.012328 | 0.012951 | 259.2
[20 empty] | Commercial/Industrial | Heat Pump Water Heater | 2.5426 | 0.83886 | 19612.4164 | 1.0279 | 5.3925 | 14650.5418 | Commercial/Industrial | Engine Block Timer | 0.36517 | 1.4494 | -108.0349 | 0.012328 | 0.012951 | 259.2
[20 empty] | Commercial/Industrial | Heat Pump Water Heater | 2.5426 | 0.83886 | 19612.4164 | 1.0279 | 5.3925 | 14650.5418 | Commercial/Industrial | Engine Block Timer | 0.36517 | 1.4494 | -108.0349 | 0.012328 | 0.012951 | 259.2
[20 empty] | Commercial/Industrial | Heat Pump Water Heater | 3.2431 | 0.91758 | 127579.419 | 5.3769 | 29.0863 | 101088.7385 | Commercial/Industrial | Engine Block Timer | 0.36517 | 1.4494 | -108.0349 | 0.012328 | 0.012951 | 259.2
[20 empty] | Commercial/Industrial | Heat Pump Water Heater | 3.2431 | 0.91758 | 127579.419 | 5.3769 | 29.0863 | 101088.7385 | Commercial/Industrial | Engine Block Timer | 0.36517 | 1.4494 | -108.0349 | 0.012328 | 0.012951 | 259.2
[20 empty] | Commercial/Industrial | Heat Pump Water Heater | 3.7915 | 0.91758 | 231043.9732 | 9.4291 | 51.0065 | 177271.556 | Commercial/Industrial | Engine Block Timer | 0.36517 | 1.4494 | -108.0349 | 0.012328 | 0.012951 | 259.2
[20 empty] | Commercial/Industrial | Heat Pump Water Heater | 3.7915 | 0.91758 | 231043.9732 | 9.4291 | 51.0065 | 177271.556 | Commercial/Industrial | Engine Block Timer | 0.36517 | 1.4494 | -108.0349 | 0.012328 | 0.012951 | 259.2
[20 empty] | Commercial/Industrial | Heat Pump Water Heater | 0.6128 | 1.3131 | -552.2607 | 0.30949 | 0.20585 | 1831.3579 | Commercial/Industrial | Engine Block Timer | 0.36517 | 1.4494 | -108.0349 | 0.012328 | 0.012951 | 259.2
[20 empty] | Commercial/Industrial | Heat Pump Water Heater | 0.6128 | 1.3131 | -552.2607 | 0.30949 | 0.20585 | 1831.3579 | Commercial/Industrial | Engine Block Timer | 0.36517 | 1.4494 | -108.0349 | 0.012328 | 0.012951 | 259.2
[20 empty] | Commercial/Industrial | High Efficiency Chiller (Air Cooled, 50 tons) | 0.39012 | 1.4185 | -10704.3258 | 0.89583 | 0.90912 | 3147.5122 | Commercial/Industrial | Engine Block Timer | 0.42596 | 1.2317 | -86.9013 | 0.032279 | 0.032279 | 259.2
[20 empty] | Commercial/Industrial | High Efficiency Chiller (Air Cooled, 50 tons) | 0.39012 | 1.4185 | -10704.3258 | 0.89583 | 0.90912 | 3147.5122 | Commercial/Industrial | Engine Block Timer | 0.42596 | 1.2317 | -86.9013 | 0.032279 | 0.032279 | 259.2
[20 empty] | Commercial/Industrial | High Efficiency Chiller (Water cooled-centrifugal, 200 tons) | 0.37083 | 1.2337 | -14875.3462 | 1.5327 | 0.066386 | 3892.8606 | Commercial/Industrial | Engine Block Timer | 0.42596 | 1.2317 | -86.9013 | 0.032279 | 0.032279 | 259.2
[20 empty] | Commercial/Industrial | High Efficiency Chiller (Water cooled-centrifugal, 200 tons) | 0.37083 | 1.2337 | -14875.3462 | 1.5327 | 0.066386 | 3892.8606 | Commercial/Industrial | Engine Block Timer | 0.42596 | 1.2317 | -86.9013 | 0.032279 | 0.032279 | 259.2
[20 empty] | Commercial/Industrial | High Efficiency Chiller (Water cooled-positive displacement, 100 tons) | 0.21571 | 1.2336 | -10958.123 | 0.48632 | 0.021065 | 1235.2346 | Commercial/Industrial | Facility Commissioning | 0 | #DIV/0! | -958096.0926 | 0 | 0 | 0
[20 empty] | Commercial/Industrial | High Efficiency Chiller (Water cooled-positive displacement, 100 tons) | 0.21571 | 1.2336 | -10958.123 | 0.48632 | 0.021065 | 1235.2346 | Commercial/Industrial | Facility Commissioning | 0 | #DIV/0! | -697515.7548 | 0 | 0 | 0
[20 empty] | Commercial/Industrial | High Efficiency Chiller (Water cooled-positive displacement, 100 tons) | 0.48045 | 1.2337 | -6103.7681 | 1.0831 | 0.046914 | 2751.0272 | Commercial/Industrial | Facility Commissioning | 0.31838 | 1.2069 | -543437.9229 | 64.5827 | 6.4826 | 300556.1084
[20 empty] | Commercial/Industrial | High Efficiency Chiller (Water cooled-positive displacement, 100 tons) | 0.48045 | 1.2337 | -6103.7681 | 1.0831 | 0.046914 | 2751.0272 | Commercial/Industrial | Facility Commissioning | 0.4084 | 1.2977 | -324923.1907 | 52.6188 | 43.4343 | 284160.7767
[20 empty] | Commercial/Industrial | High Efficiency Chiller (Water cooled-positive displacement, 100 tons) | 0.49132 | 1.2336 | -5904.1032 | 1.1076 | 0.047977 | 2813.3735 | Commercial/Industrial | Facility Commissioning | 0 | #DIV/0! | -252627.2061 | 0 | 0 | 0
[20 empty] | Commercial/Industrial | High Efficiency Chiller (Water cooled-positive displacement, 100 tons) | 0.49132 | 1.2336 | -5904.1032 | 1.1076 | 0.047977 | 2813.3735 | Commercial/Industrial | Facility Commissioning | 0.1538 | 1.2977 | -201807.503 | 7.1769 | 5.9242 | 38758.0637
[20 empty] | Commercial/Industrial | High Efficiency Chiller (Water cooled-positive displacement, 100 tons) | 0.49677 | 1.2337 | -5804.2707 | 1.1199 | 0.048509 | 2844.5466 | Commercial/Industrial | Facility Commissioning | 0 | #DIV/0! | -173205.9129 | 0 | 0 | 0
[20 empty] | Commercial/Industrial | High Efficiency Chiller (Water cooled-positive displacement, 100 tons) | 0.49677 | 1.2337 | -5804.2707 | 1.1199 | 0.048509 | 2844.5466 | Commercial/Industrial | Facility Commissioning | 0.15571 | 1.2069 | -136544.4886 | 5.71 | 0.57315 | 26573.2496
[20 empty] | Commercial/Industrial | High Efficiency Data Center Cooling | 0.45915 | 1.4672 | -278085.4682 | 29.7567 | 17.1868 | 129796.7956 | Commercial/Industrial | Facility Commissioning | 0 | #DIV/0! | -112469.2007 | 0 | 0 | 0
[20 empty] | Commercial/Industrial | High Efficiency Data Center Cooling | 0.45915 | 1.4672 | -278085.4682 | 29.7567 | 17.1868 | 129796.7956 | Commercial/Industrial | Facility Commissioning | 0.23337 | 1.2069 | -76790.022 | 5.557 | 0.55779 | 25861.2898
[20 empty] | Commercial/Industrial | High Efficiency Data Center Cooling | 0.45915 | 1.4672 | -278085.4682 | 29.7567 | 17.1868 | 129796.7956 | Commercial/Industrial | Facility Commissioning | 0 | #DIV/0! | -68636.2604 | 0 | 0 | 0
[20 empty] | Commercial/Industrial | High Efficiency Data Center Cooling | 0.45915 | 1.4672 | -278085.4682 | 29.7567 | 17.1868 | 129796.7956 | Commercial/Industrial | Facility Commissioning | 0 | #DIV/0! | -66941.1024 | 0 | 0 | 0
[20 empty] | Commercial/Industrial | High Efficiency Data Center Cooling | 0.45915 | 1.4672 | -278085.4682 | 29.7567 | 17.1868 | 129796.7956 | Commercial/Industrial | Facility Commissioning | 0 | #DIV/0! | -64101.4963 | 0 | 0 | 0
[20 empty] | Commercial/Industrial | High Efficiency Data Center Cooling | 0.45915 | 1.4672 | -278085.4682 | 29.7567 | 17.1868 | 129796.7956 | Commercial/Industrial | Facility Commissioning | 0.10275 | 1.2069 | -55148.6129 | 1.3944 | 0.13997 | 6489.3061
[20 empty] | Commercial/Industrial | High Efficiency Data Center Cooling | 0.45915 | 1.4672 | -278085.4682 | 29.7567 | 17.1868 | 129796.7956 | Commercial/Industrial | Facility Commissioning | 0 | #DIV/0! | -53447.8175 | 0 | 0 | 0
[20 empty] | Commercial/Industrial | High Efficiency Data Center Cooling | 0.45915 | 1.4672 | -278085.4682 | 29.7567 | 17.1868 | 129796.7956 | Commercial/Industrial | Facility Commissioning | 0 | #DIV/0! | -53444.3564 | 0 | 0 | 0
[20 empty] | Commercial/Industrial | High Efficiency Data Center Cooling | 0.45915 | 1.4672 | -278085.4682 | 29.7567 | 17.1868 | 129796.7956 | Commercial/Industrial | Facility Commissioning | 0.050132 | 1.2069 | -49802.3964 | 0.56723 | 0.056937 | 2639.7968
[20 empty] | Commercial/Industrial | High Efficiency Data Center Cooling | 0.45915 | 1.4672 | -278085.4682 | 29.7567 | 17.1868 | 129796.7956 | Commercial/Industrial | Facility Commissioning | 0 | #DIV/0! | -38073.2862 | 0 | 0 | 0
[20 empty] | Commercial/Industrial | High Efficiency Data Center Cooling | 0.45915 | 1.4672 | -278085.4682 | 29.7567 | 17.1868 | 129796.7956 | Commercial/Industrial | Facility Commissioning | 0.41346 | 1.2068 | -29316.871 | 5.8599 | 0.5882 | 27271.1197
[20 empty] | Commercial/Industrial | High Efficiency Data Center Cooling | 0.45915 | 1.4672 | -278085.4682 | 29.7567 | 17.1868 | 129796.7956 | Commercial/Industrial | Facility Commissioning | 0.18955 | 1.2068 | -28263.1423 | 1.5279 | 0.15337 | 7110.6731
[20 empty] | Commercial/Industrial | High Efficiency Data Center Cooling | 0.45915 | 1.4672 | -278085.4682 | 29.7567 | 17.1868 | 129796.7956 | Commercial/Industrial | Facility Commissioning | 0.46616 | 1.2068 | -25142.2482 | 6.7742 | 0.67996 | 31525.7048
[20 empty] | Commercial/Industrial | High Efficiency Data Center Cooling | 0.45915 | 1.4672 | -278085.4682 | 29.7567 | 17.1868 | 129796.7956 | Commercial/Industrial | Facility Commissioning | 0.42661 | 1.2069 | -22451.9598 | 4.8276 | 0.48457 | 22466.6847
[20 empty] | Commercial/Industrial | High Efficiency Data Center Cooling | 0.45915 | 1.4672 | -278085.4682 | 29.7567 | 17.1868 | 129796.7956 | Commercial/Industrial | Facility Commissioning | 0 | #DIV/0! | -16900.2863 | 0 | 0 | 0
[20 empty] | Commercial/Industrial | High Efficiency Data Center Cooling | 0.45915 | 1.4672 | -278085.4682 | 29.7567 | 17.1868 | 129796.7956 | Commercial/Industrial | Facility Commissioning | 0 | #DIV/0! | -15675.6549 | 0 | 0 | 0
[20 empty] | Commercial/Industrial | High Efficiency Data Center Cooling | 0.45915 | 1.4672 | -278085.4682 | 29.7567 | 17.1868 | 129796.7956 | Commercial/Industrial | Facility Energy Management System | 7.5316 | 1.3069 | 85143.3485 | 11.5595 | 5.3149 | 44295.9859
[20 empty] | Commercial/Industrial | High Efficiency Data Center Cooling | 0.45915 | 1.4672 | -278085.4682 | 29.7567 | 17.1868 | 129796.7956 | Commercial/Industrial | Facility Energy Management System | 7.5316 | 1.3069 | 85143.3485 | 11.5595 | 5.3149 | 44295.9859
[20 empty] | Commercial/Industrial | High Efficiency Data Center Cooling | 0.45915 | 1.4672 | -278085.4682 | 29.7567 | 17.1868 | 129796.7956 | Commercial/Industrial | Facility Energy Management System | 3.1361 | 1.3494 | 133152.288 | 18.7338 | 1.6109 | 89381.399
[20 empty] | Commercial/Industrial | High Efficiency Data Center Cooling | 0.45915 | 1.4672 | -278085.4682 | 29.7567 | 17.1868 | 129796.7956 | Commercial/Industrial | Facility Energy Management System | 3.1361 | 1.3494 | 133152.288 | 18.7338 | 1.6109 | 89381.399
[20 empty] | Commercial/Industrial | High Efficiency Data Center Cooling | 0.45915 | 1.4672 | -278085.4682 | 29.7567 | 17.1868 | 129796.7956 | Commercial/Industrial | Facility Energy Management System | 7.2793 | 1.3069 | 88353.8385 | 12.0451 | 5.5382 | 46156.6879
[20 empty] | Commercial/Industrial | High Efficiency Data Center Cooling | 0.45915 | 1.4672 | -278085.4682 | 29.7567 | 17.1868 | 129796.7956 | Commercial/Industrial | Facility Energy Management System | 7.2793 | 1.3069 | 88353.8385 | 12.0451 | 5.5382 | 46156.6879
[20 empty] | Commercial/Industrial | High Efficiency Data Center Cooling | 0.45915 | 1.4672 | -278085.4682 | 29.7567 | 17.1868 | 129796.7956 | Commercial/Industrial | Facility Energy Management System | 0.33725 | 1.3495 | -19689.1803 | 1.5687 | 0.13489 | 7484.3286
[20 empty] | Commercial/Industrial | High Efficiency Data Center Cooling | 0.45915 | 1.4672 | -278085.4682 | 29.7567 | 17.1868 | 129796.7956 | Commercial/Industrial | Facility Energy Management System | 0.33725 | 1.3495 | -19689.1803 | 1.5687 | 0.13489 | 7484.3286
[20 empty] | Commercial/Industrial | High Efficiency Data Center Cooling | 0.45915 | 1.4672 | -278085.4682 | 29.7567 | 17.1868 | 129796.7956 | Commercial/Industrial | Facility Energy Management System | 0.69121 | 1.3494 | -4902.0166 | 3.8562 | 0.3316 | 18398.4231
[20 empty] | Commercial/Industrial | High Efficiency Data Center Cooling | 0.45915 | 1.4672 | -278085.4682 | 29.7567 | 17.1868 | 129796.7956 | Commercial/Industrial | Facility Energy Management System | 0.69121 | 1.3494 | -4902.0166 | 3.8562 | 0.3316 | 18398.4231
[20 empty] | Commercial/Industrial | High Efficiency DX 135k- less than 240k BTU | 0.09693 | 1.1295 | -8352.7241 | 0.18745 | 0 | 453.3072 | Commercial/Industrial | Faucet Aerator | 3.6204 | 1.2489 | 213.5402 | 0.041217 | 0.024823 | 197.7633
[20 empty] | Commercial/Industrial | High Efficiency DX 135k- less than 240k BTU | 0.09693 | 1.1295 | -8352.7241 | 0.18745 | 0 | 453.3072 | Commercial/Industrial | Faucet Aerator | 3.6204 | 1.2489 | 213.5402 | 0.041217 | 0.024823 | 197.7633
[20 empty] | Commercial/Industrial | High Efficiency DX 135k- less than 240k BTU | 0.21588 | 1.1295 | -6884.0416 | 0.41747 | 0 | 1009.5738 | Commercial/Industrial | Faucet Aerator | 3.6233 | 1.25 | 11531.1727 | 2.2257 | 1.3404 | 10679.2161
[20 empty] | Commercial/Industrial | High Efficiency DX 135k- less than 240k BTU | 0.21588 | 1.1295 | -6884.0416 | 0.41747 | 0 | 1009.5738 | Commercial/Industrial | Faucet Aerator | 3.6233 | 1.25 | 1708.3219 | 0.32974 | 0.19858 | 1582.1061
[20 empty] | Commercial/Industrial | High Efficiency DX 135k- less than 240k BTU | 0.22079 | 1.1296 | -6823.633 | 0.42693 | 0 | 1032.4536 | Commercial/Industrial | Faucet Aerator | 3.6204 | 1.2489 | 213.5402 | 0.041217 | 0.024823 | 197.7633
[20 empty] | Commercial/Industrial | High Efficiency DX 135k- less than 240k BTU | 0.22079 | 1.1296 | -6823.633 | 0.42693 | 0 | 1032.4536 | Commercial/Industrial | Faucet Aerator | 3.6146 | 1.2469 | 71.1801 | 0.013739 | 0.0082744 | 65.9211
[20 empty] | Commercial/Industrial | High Efficiency DX 135k- less than 240k BTU | 0.22324 | 1.1296 | -6793.4288 | 0.43166 | 0 | 1043.8936 | Commercial/Industrial | Faucet Aerator | 3.6146 | 1.2469 | 71.1801 | 0.013739 | 0.0082744 | 65.9211
[20 empty] | Commercial/Industrial | High Efficiency DX 135k- less than 240k BTU | 0.22324 | 1.1296 | -6793.4288 | 0.43166 | 0 | 1043.8936 | Commercial/Industrial | Faucet Aerator | 3.6204 | 1.2489 | 213.5402 | 0.041217 | 0.024823 | 197.7633
[20 empty] | Commercial/Industrial | High Efficiency DX 135k- less than 240k BTU | 0.39966 | 1.1295 | -4614.9459 | 0.77286 | 0 | 1868.9985 | Commercial/Industrial | Faucet Aerator | 3.6204 | 1.2489 | 213.5402 | 0.041217 | 0.024823 | 197.7633
[20 empty] | Commercial/Industrial | High Efficiency DX 135k- less than 240k BTU | 0.39966 | 1.1295 | -4614.9459 | 0.77286 | 0 | 1868.9985 | Commercial/Industrial | Faucet Aerator | 3.6233 | 1.25 | 11531.1727 | 2.2257 | 1.3404 | 10679.2161
[20 empty] | Commercial/Industrial | High Efficiency DX 135k- less than 240k BTU | 0.44125 | 1.1295 | -4101.4734 | 0.85328 | 0 | 2063.4773 | Commercial/Industrial | Faucet Aerator | 3.6233 | 1.25 | 1708.3219 | 0.32974 | 0.19858 | 1582.1061
[20 empty] | Commercial/Industrial | High Efficiency DX 135k- less than 240k BTU | 0.44125 | 1.1295 | -4101.4734 | 0.85328 | 0 | 2063.4773 | Commercial/Industrial | Faucet Aerator | 3.6204 | 1.2489 | 213.5402 | 0.041217 | 0.024823 | 197.7633
[20 empty] | Commercial/Industrial | High Efficiency DX 135k- less than 240k BTU | 0.44338 | 1.1295 | -4075.0446 | 0.85742 | 0 | 2073.4872 | Commercial/Industrial | Faucet Aerator | 3.6146 | 1.2469 | 71.1801 | 0.013739 | 0.0082744 | 65.9211
[20 empty] | Commercial/Industrial | High Efficiency DX 135k- less than 240k BTU | 0.44338 | 1.1295 | -4075.0446 | 0.85742 | 0 | 2073.4872 | Commercial/Industrial | Faucet Aerator | 3.6146 | 1.2469 | 71.1801 | 0.013739 | 0.0082744 | 65.9211
[20 empty] | Commercial/Industrial | High Efficiency DX 135k- less than 240k BTU | 0.44981 | 1.1295 | -3995.7584 | 0.86983 | 0 | 2103.517 | Commercial/Industrial | Faucet Aerator | 3.6497 | 0.74867 | 324.9117 | 0.010496 | 0.08956 | 197.7633
[20 empty] | Commercial/Industrial | High Efficiency DX 135k- less than 240k BTU | 0.44981 | 1.1295 | -3995.7584 | 0.86983 | 0 | 2103.517 | Commercial/Industrial | Faucet Aerator | 3.6497 | 0.74867 | 324.9117 | 0.010496 | 0.08956 | 197.7633
[20 empty] | Commercial/Industrial | High Efficiency DX 135k- less than 240k BTU | 0.5076 | 1.1295 | -3282.1826 | 0.98159 | 0 | 2373.7853 | Commercial/Industrial | Faucet Aerator | 3.6497 | 0.74867 | 108.3039 | 0.0034985 | 0.029853 | 65.9211
[20 empty] | Commercial/Industrial | High Efficiency DX 135k- less than 240k BTU | 0.5076 | 1.1295 | -3282.1826 | 0.98159 | 0 | 2373.7853 | Commercial/Industrial | Faucet Aerator | 3.6497 | 0.74867 | 108.3039 | 0.0034985 | 0.029853 | 65.9211
[20 empty] | Commercial/Industrial | High Efficiency DX 135k- less than 240k BTU | 0.64765 | 1.1295 | -1552.9882 | 1.2524 | 0 | 3028.7213 | Commercial/Industrial | Faucet Aerator | 3.6497 | 0.74867 | 216.6078 | 0.0069971 | 0.059707 | 131.8422
[20 empty] | Commercial/Industrial | High Efficiency DX 135k- less than 240k BTU | 0.64765 | 1.1295 | -1552.9882 | 1.2524 | 0 | 3028.7213 | Commercial/Industrial | Faucet Aerator | 3.6497 | 0.74867 | 216.6078 | 0.0069971 | 0.059707 | 131.8422
[20 empty] | Commercial/Industrial | High Efficiency DX 135k- less than 240k BTU | 0.66019 | 1.1295 | -1398.1913 | 1.2767 | 0 | 3087.3509 | Commercial/Industrial | Faucet Aerator | 3.6497 | 0.74867 | 866.4312 | 0.027988 | 0.23883 | 527.3687
[20 empty] | Commercial/Industrial | High Efficiency DX 135k- less than 240k BTU | 0.66019 | 1.1295 | -1398.1913 | 1.2767 | 0 | 3087.3509 | Commercial/Industrial | Faucet Aerator | 3.6497 | 0.74867 | 866.4312 | 0.027988 | 0.23883 | 527.3687
[20 empty] | Commercial/Industrial | High Efficiency PTAC | 10.5652 | 1.0806 | 4587.6909 | 0.84622 | 0 | 1700.9037 | Commercial/Industrial | Faucet Aerator | 3.2969 | 1.0426 | 2968.9797 | 0.23702 | 0.61958 | 2570.9224
[20 empty] | Commercial/Industrial | High Efficiency PTAC | 10.5652 | 1.0806 | 4587.6909 | 0.84622 | 0 | 1700.9037 | Commercial/Industrial | Faucet Aerator | 3.2969 | 1.0426 | 2968.9797 | 0.23702 | 0.61958 | 2570.9224
[20 empty] | Commercial/Industrial | High Efficiency PTHP | 10.6505 | 1.0808 | 4626.9196 | 0.85282 | 0.00031225 | 1714.6605 | Commercial/Industrial | Faucet Aerator | 3.2968 | 1.0426 | 2588.3413 | 0.20663 | 0.54015 | 2241.317
[20 empty] | Commercial/Industrial | High Efficiency PTHP | 10.6505 | 1.0808 | 4626.9196 | 0.85282 | 0.00031225 | 1714.6605 | Commercial/Industrial | Faucet Aerator | 3.2968 | 1.0426 | 2588.3413 | 0.20663 | 0.54015 | 2241.317
[20 empty] | Commercial/Industrial | High Efficiency Refrigeration Compressor | 0.25729 | 1.4992 | -429.1436 | 0.017568 | 0.014716 | 135.5 | Commercial/Industrial | Floating Head Pressure Controls | 4.1176 | 1.4884 | 3655.8052 | 0.38051 | 0.1781 | 2523.5714
[20 empty] | Commercial/Industrial | High Efficiency Refrigeration Compressor | 0.25729 | 1.4992 | -429.1436 | 0.017568 | 0.014716 | 135.5 | Commercial/Industrial | Floating Head Pressure Controls | 4.0169 | 1.5617 | 3484.786 | 0.32719 | 0.27407 | 2523.5714
[20 empty] | Commercial/Industrial | High Efficiency Refrigeration Compressor | 0.25729 | 1.4992 | -429.1436 | 0.017568 | 0.014716 | 135.5 | Commercial/Industrial | Floating Head Pressure Controls | 4.1176 | 1.4884 | 3655.8052 | 0.38051 | 0.1781 | 2523.5714
[20 empty] | Commercial/Industrial | High Efficiency Refrigeration Compressor | 0.25729 | 1.4992 | -429.1436 | 0.017568 | 0.014716 | 135.5 | Commercial/Industrial | Floating Head Pressure Controls | 4.0169 | 1.5617 | 3484.786 | 0.32719 | 0.27407 | 2523.5714
[20 empty] | Commercial/Industrial | High Efficiency Refrigeration Compressor | 0.25729 | 1.4992 | -429.1436 | 0.017568 | 0.014716 | 135.5 | Commercial/Industrial | Floating Head Pressure Controls | 4.0169 | 1.5617 | 3484.786 | 0.32719 | 0.27407 | 2523.5714
[20 empty] | Commercial/Industrial | High Efficiency Refrigeration Compressor | 0.25729 | 1.4992 | -429.1436 | 0.017568 | 0.014716 | 135.5 | Commercial/Industrial | Floating Head Pressure Controls | 4.1176 | 1.4884 | 3655.8052 | 0.38051 | 0.1781 | 2523.5714
[20 empty] | Commercial/Industrial | High Efficiency Refrigeration Compressor | 0.25729 | 1.4992 | -429.1436 | 0.017568 | 0.014716 | 135.5 | Commercial/Industrial | Floating Head Pressure Controls | 4.0169 | 1.5617 | 3484.786 | 0.32719 | 0.27407 | 2523.5714
[20 empty] | Commercial/Industrial | High Efficiency Refrigeration Compressor | 0.25729 | 1.4992 | -429.1436 | 0.017568 | 0.014716 | 135.5 | Commercial/Industrial | Floating Head Pressure Controls | 4.1176 | 1.4884 | 3655.8052 | 0.38051 | 0.1781 | 2523.5714
[20 empty] | Commercial/Industrial | High Efficiency Refrigeration Compressor | 0.25729 | 1.4992 | -429.1436 | 0.017568 | 0.014716 | 135.5 | Commercial/Industrial | Floating Head Pressure Controls | 4.1176 | 1.4884 | 3655.8052 | 0.38051 | 0.1781 | 2523.5714
[20 empty] | Commercial/Industrial | High Efficiency Refrigeration Compressor | 0.25729 | 1.4992 | -429.1436 | 0.017568 | 0.014716 | 135.5 | Commercial/Industrial | Floating Head Pressure Controls | 4.0169 | 1.5617 | 3484.786 | 0.32719 | 0.27407 | 2523.5714
[20 empty] | Commercial/Industrial | High Efficiency Refrigeration Compressor | 0.25729 | 1.4992 | -429.1436 | 0.017568 | 0.014716 | 135.5 | Commercial/Industrial | Floating Head Pressure Controls | 4.1176 | 1.4884 | 3655.8052 | 0.38051 | 0.1781 | 2523.5714
[20 empty] | Commercial/Industrial | High Efficiency Refrigeration Compressor | 0.25729 | 1.4992 | -429.1436 | 0.017568 | 0.014716 | 135.5 | Commercial/Industrial | Floating Head Pressure Controls | 4.0169 | 1.5617 | 3484.786 | 0.32719 | 0.27407 | 2523.5714
[20 empty] | Commercial/Industrial | High Efficiency Refrigeration Compressor | 0.26416 | 1.4312 | -420.906 | 0.020431 | 0.0095627 | 135.5 | Commercial/Industrial | Floating Head Pressure Controls | 4.1176 | 1.4884 | 3655.8052 | 0.38051 | 0.1781 | 2523.5714
[20 empty] | Commercial/Industrial | High Efficiency Refrigeration Compressor | 0.26416 | 1.4312 | -420.906 | 0.020431 | 0.0095627 | 135.5 | Commercial/Industrial | Floating Head Pressure Controls | 4.1176 | 1.4884 | 3655.8052 | 0.38051 | 0.1781 | 2523.5714
[20 empty] | Commercial/Industrial | High Efficiency Refrigeration Compressor | 0.26416 | 1.4312 | -420.906 | 0.020431 | 0.0095627 | 135.5 | Commercial/Industrial | Floating Head Pressure Controls | 4.0169 | 1.5617 | 3484.786 | 0.32719 | 0.27407 | 2523.5714
[20 empty] | Commercial/Industrial | High Efficiency Refrigeration Compressor | 0.26416 | 1.4312 | -420.906 | 0.020431 | 0.0095627 | 135.5 | Commercial/Industrial | Floating Head Pressure Controls | 4.1176 | 1.4884 | 3655.8052 | 0.38051 | 0.1781 | 2523.5714
[20 empty] | Commercial/Industrial | High Efficiency Refrigeration Compressor | 0.26416 | 1.4312 | -420.906 | 0.020431 | 0.0095627 | 135.5 | Commercial/Industrial | Floating Head Pressure Controls | 4.0169 | 1.5617 | 3484.786 | 0.32719 | 0.27407 | 2523.5714
[20 empty] | Commercial/Industrial | High Efficiency Refrigeration Compressor | 0.26416 | 1.4312 | -420.906 | 0.020431 | 0.0095627 | 135.5 | Commercial/Industrial | Floating Head Pressure Controls | 4.0169 | 1.5617 | 3484.786 | 0.32719 | 0.27407 | 2523.5714
[20 empty] | Commercial/Industrial | High Efficiency Refrigeration Compressor | 0.26416 | 1.4312 | -420.906 | 0.020431 | 0.0095627 | 135.5 | Commercial/Industrial | Floating Head Pressure Controls | 4.1176 | 1.4884 | 3655.8052 | 0.38051 | 0.1781 | 2523.5714
[20 empty] | Commercial/Industrial | High Efficiency Refrigeration Compressor | 0.26416 | 1.4312 | -420.906 | 0.020431 | 0.0095627 | 135.5 | Commercial/Industrial | Floating Head Pressure Controls | 4.0169 | 1.5617 | 3484.786 | 0.32719 | 0.27407 | 2523.5714
[20 empty] | Commercial/Industrial | High Efficiency Refrigeration Compressor | 0.26416 | 1.4312 | -420.906 | 0.020431 | 0.0095627 | 135.5 | Commercial/Industrial | Floating Head Pressure Controls | 4.1176 | 1.4884 | 3655.8052 | 0.38051 | 0.1781 | 2523.5714
[20 empty] | Commercial/Industrial | High Efficiency Refrigeration Compressor | 0.26416 | 1.4312 | -420.906 | 0.020431 | 0.0095627 | 135.5 | Commercial/Industrial | Floating Head Pressure Controls | 4.1176 | 1.4884 | 3655.8052 | 0.38051 | 0.1781 | 2523.5714
[20 empty] | Commercial/Industrial | High Efficiency Refrigeration Compressor | 0.26416 | 1.4312 | -420.906 | 0.020431 | 0.0095627 | 135.5 | Commercial/Industrial | Floating Head Pressure Controls | 4.0169 | 1.5617 | 3484.786 | 0.32719 | 0.27407 | 2523.5714
[20 empty] | Commercial/Industrial | High Efficiency Refrigeration Compressor | 0.26416 | 1.4312 | -420.906 | 0.020431 | 0.0095627 | 135.5 | Commercial/Industrial | Floating Head Pressure Controls | 4.1176 | 1.4884 | 3655.8052 | 0.38051 | 0.1781 | 2523.5714
[20 empty] | Commercial/Industrial | High Efficiency Refrigeration Compressor | 0.26416 | 1.4312 | -420.906 | 0.020431 | 0.0095627 | 135.5 | Commercial/Industrial | Floating Head Pressure Controls | 4.0169 | 1.5617 | 3484.786 | 0.32719 | 0.27407 | 2523.5714
[20 empty] | Commercial/Industrial | High Efficiency Refrigeration Compressor | 0.26416 | 1.4312 | -420.906 | 0.020431 | 0.0095627 | 135.5 | Commercial/Industrial | Floating Head Pressure Controls | 4.1176 | 1.4884 | 3655.8052 | 0.38051 | 0.1781 | 2523.5714
[20 empty] | Commercial/Industrial | High R-Value Glass Doors | 0 | #DIV/0! | -1130.0212 | 0 | 0 | 0 | Commercial/Industrial | Floor Insulation | 0.027917 | 1.1897 | -3.8344 | 7.7872e-06 | 1.3894e-05 | 0.068623
[20 empty] | Commercial/Industrial | High R-Value Glass Doors | 0 | #DIV/0! | -1130.0212 | 0 | 0 | 0 | Commercial/Industrial | Floor Insulation | 0.028353 | 1.1897 | -3.8318 | 7.9086e-06 | 1.4111e-05 | 0.069693
[20 empty] | Commercial/Industrial | High R-Value Glass Doors | 0 | #DIV/0! | -1130.0212 | 0 | 0 | 0 | Commercial/Industrial | Floor Insulation | 0.03368 | 0.89781 | -3.7782 | 2.8381e-05 | 1.6718e-05 | 0.068623
[20 empty] | Commercial/Industrial | High R-Value Glass Doors | 0 | #DIV/0! | -1130.0212 | 0 | 0 | 0 | Commercial/Industrial | Floor Insulation | 0.03368 | 0.89781 | -3.7782 | 2.8381e-05 | 1.6718e-05 | 0.068623
[20 empty] | Commercial/Industrial | High R-Value Glass Doors | 0 | #DIV/0! | -1130.0212 | 0 | 0 | 0 | Commercial/Industrial | Floor Insulation | 0.03368 | 0.89781 | -3.7782 | 2.8381e-05 | 1.6718e-05 | 0.068623
[20 empty] | Commercial/Industrial | High R-Value Glass Doors | 0 | #DIV/0! | -1130.0212 | 0 | 0 | 0 | Commercial/Industrial | Floor Insulation | 0.034205 | 0.89781 | -3.7747 | 2.8824e-05 | 1.6978e-05 | 0.069693
[20 empty] | Commercial/Industrial | High R-Value Glass Doors | 0 | #DIV/0! | -1130.0212 | 0 | 0 | 0 | Commercial/Industrial | Floor Insulation | 0.034205 | 0.89781 | -3.7747 | 2.8824e-05 | 1.6978e-05 | 0.069693
[20 empty] | Commercial/Industrial | High R-Value Glass Doors | 0 | #DIV/0! | -1130.0212 | 0 | 0 | 0 | Commercial/Industrial | Floor Insulation | 0.034205 | 0.89781 | -3.7747 | 2.8824e-05 | 1.6978e-05 | 0.069693
[20 empty] | Commercial/Industrial | High R-Value Glass Doors | 0 | #DIV/0! | -1130.0212 | 0 | 0 | 0 | Commercial/Industrial | Floor Insulation | 0.030664 | 0.76642 | -3.7682 | 1.3732e-06 | 3.0955e-05 | 0.068623
[20 empty] | Commercial/Industrial | High R-Value Glass Doors | 0 | #DIV/0! | -1130.0212 | 0 | 0 | 0 | Commercial/Industrial | Floor Insulation | 0.030664 | 0.76642 | -3.7682 | 1.3732e-06 | 3.0955e-05 | 0.068623
[20 empty] | Commercial/Industrial | High R-Value Glass Doors | 0 | #DIV/0! | -1130.0212 | 0 | 0 | 0 | Commercial/Industrial | Floor Insulation | 0.030664 | 0.76642 | -3.7682 | 1.3732e-06 | 3.0955e-05 | 0.068623
[20 empty] | Commercial/Industrial | High R-Value Glass Doors | 0 | #DIV/0! | -1130.0212 | 0 | 0 | 0 | Commercial/Industrial | Floor Insulation | 0.030664 | 0.76642 | -3.7682 | 1.3732e-06 | 3.0955e-05 | 0.068623
[20 empty] | Commercial/Industrial | High R-Value Glass Doors | 0 | #DIV/0! | -1130.0212 | 0 | 0 | 0 | Commercial/Industrial | Floor Insulation | 0.030664 | 0.76642 | -3.7682 | 1.3732e-06 | 3.0955e-05 | 0.068623
[20 empty] | Commercial/Industrial | High R-Value Glass Doors | 0.17122 | 1.465 | -882.5058 | 0.02269 | 0.019005 | 175 | Commercial/Industrial | Floor Insulation | 0.030664 | 0.76642 | -3.7682 | 1.3732e-06 | 3.0955e-05 | 0.068623
[20 empty] | Commercial/Industrial | High R-Value Glass Doors | 0.17122 | 1.465 | -882.5058 | 0.02269 | 0.019005 | 175 | Commercial/Industrial | Floor Insulation | 0.031142 | 0.76642 | -3.7646 | 1.3946e-06 | 3.1437e-05 | 0.069693
[20 empty] | Commercial/Industrial | High R-Value Glass Doors | 0.17122 | 1.465 | -882.5058 | 0.02269 | 0.019005 | 175 | Commercial/Industrial | Floor Insulation | 0.031142 | 0.76642 | -3.7646 | 1.3946e-06 | 3.1437e-05 | 0.069693
[20 empty] | Commercial/Industrial | High R-Value Glass Doors | 0.17122 | 1.465 | -882.5058 | 0.02269 | 0.019005 | 175 | Commercial/Industrial | Floor Insulation | 0.031142 | 0.76642 | -3.7646 | 1.3946e-06 | 3.1437e-05 | 0.069693
[20 empty] | Commercial/Industrial | High R-Value Glass Doors | 0.17122 | 1.465 | -882.5058 | 0.02269 | 0.019005 | 175 | Commercial/Industrial | Floor Insulation | 0.031142 | 0.76642 | -3.7646 | 1.3946e-06 | 3.1437e-05 | 0.069693
[20 empty] | Commercial/Industrial | High R-Value Glass Doors | 0.17122 | 1.465 | -882.5058 | 0.02269 | 0.019005 | 175 | Commercial/Industrial | Floor Insulation | 0.031142 | 0.76642 | -3.7646 | 1.3946e-06 | 3.1437e-05 | 0.069693
[20 empty] | Commercial/Industrial | High R-Value Glass Doors | 0.17337 | 1.4013 | -874.7717 | 0.025557 | 0.0087903 | 175 | Commercial/Industrial | Floor Insulation | 0.031142 | 0.76642 | -3.7646 | 1.3946e-06 | 3.1437e-05 | 0.069693
[20 empty] | Commercial/Industrial | High R-Value Glass Doors | 0.17337 | 1.4013 | -874.7717 | 0.025557 | 0.0087903 | 175 | Commercial/Industrial | Floor Insulation | 0.032748 | 0.79779 | -3.7641 | 1.4004e-05 | 3.2027e-05 | 0.068623
[20 empty] | Commercial/Industrial | High R-Value Glass Doors | 0.17337 | 1.4013 | -874.7717 | 0.025557 | 0.0087903 | 175 | Commercial/Industrial | Floor Insulation | 0.032748 | 0.79779 | -3.7641 | 1.4004e-05 | 3.2027e-05 | 0.068623
[20 empty] | Commercial/Industrial | High R-Value Glass Doors | 0.17337 | 1.4013 | -874.7717 | 0.025557 | 0.0087903 | 175 | Commercial/Industrial | Floor Insulation | 0.032748 | 0.79779 | -3.7641 | 1.4004e-05 | 3.2027e-05 | 0.068623
[20 empty] | Commercial/Industrial | High R-Value Glass Doors | 0.17337 | 1.4013 | -874.7717 | 0.025557 | 0.0087903 | 175 | Commercial/Industrial | Floor Insulation | 0.033258 | 0.79779 | -3.7603 | 1.4222e-05 | 3.2526e-05 | 0.069693
[20 empty] | Commercial/Industrial | High R-Value Glass Doors | 0.17337 | 1.4013 | -874.7717 | 0.025557 | 0.0087903 | 175 | Commercial/Industrial | Floor Insulation | 0.033258 | 0.79779 | -3.7603 | 1.4222e-05 | 3.2526e-05 | 0.069693
[20 empty] | Commercial/Industrial | High R-Value Glass Doors | 0.17337 | 1.4013 | -874.7717 | 0.025557 | 0.0087903 | 175 | Commercial/Industrial | Floor Insulation | 0.033258 | 0.79779 | -3.7603 | 1.4222e-05 | 3.2526e-05 | 0.069693
[20 empty] | Commercial/Industrial | High Speed Fans | 0.69487 | 1.2965 | -18.4359 | 0.065938 | 0.055231 | 508.5618 | Commercial/Industrial | Freezer-Cooler Replacement Gaskets | 0 | #DIV/0! | -277.6296 | 0 | 0 | 0
[20 empty] | Commercial/Industrial | High Speed Fans | 0.69487 | 1.2965 | -18.4359 | 0.065938 | 0.055231 | 508.5618 | Commercial/Industrial | Freezer-Cooler Replacement Gaskets | 0 | #DIV/0! | -277.6296 | 0 | 0 | 0
[20 empty] | Commercial/Industrial | High Speed Fans | 0.69487 | 1.2965 | -18.4359 | 0.065938 | 0.055231 | 508.5618 | Commercial/Industrial | Freezer-Cooler Replacement Gaskets | 0 | #DIV/0! | -277.6296 | 0 | 0 | 0
[20 empty] | Commercial/Industrial | High Speed Fans | 0.69487 | 1.2965 | -18.4359 | 0.065938 | 0.055231 | 508.5618 | Commercial/Industrial | Freezer-Cooler Replacement Gaskets | 0 | #DIV/0! | -277.6296 | 0 | 0 | 0
[20 empty] | Commercial/Industrial | High Speed Fans | 0.69487 | 1.2965 | -18.4359 | 0.065938 | 0.055231 | 508.5618 | Commercial/Industrial | Freezer-Cooler Replacement Gaskets | 0 | #DIV/0! | -277.6296 | 0 | 0 | 0
[20 empty] | Commercial/Industrial | High Speed Fans | 0.69487 | 1.2965 | -18.4359 | 0.065938 | 0.055231 | 508.5618 | Commercial/Industrial | Freezer-Cooler Replacement Gaskets | 0 | #DIV/0! | -277.6296 | 0 | 0 | 0
[20 empty] | Commercial/Industrial | High Speed Fans | 0.69487 | 1.2965 | -18.4359 | 0.065938 | 0.055231 | 508.5618 | Commercial/Industrial | Freezer-Cooler Replacement Gaskets | 0 | #DIV/0! | -277.6296 | 0 | 0 | 0
[20 empty] | Commercial/Industrial | High Speed Fans | 0.69487 | 1.2965 | -18.4359 | 0.065938 | 0.055231 | 508.5618 | Commercial/Industrial | Freezer-Cooler Replacement Gaskets | 0 | #DIV/0! | -277.6296 | 0 | 0 | 0
[20 empty] | Commercial/Industrial | High Speed Fans | 0.69487 | 1.2965 | -18.4359 | 0.065938 | 0.055231 | 508.5618 | Commercial/Industrial | Freezer-Cooler Replacement Gaskets | 0 | #DIV/0! | -277.6296 | 0 | 0 | 0
[20 empty] | Commercial/Industrial | High Speed Fans | 0.69487 | 1.2965 | -18.4359 | 0.065938 | 0.055231 | 508.5618 | Commercial/Industrial | Freezer-Cooler Replacement Gaskets | 0 | #DIV/0! | -277.6296 | 0 | 0 | 0
[20 empty] | Commercial/Industrial | High Speed Fans | 0.69487 | 1.2965 | -18.4359 | 0.065938 | 0.055231 | 508.5618 | Commercial/Industrial | Freezer-Cooler Replacement Gaskets | 0 | #DIV/0! | -277.6296 | 0 | 0 | 0
[20 empty] | Commercial/Industrial | High Speed Fans | 0.69487 | 1.2965 | -18.4359 | 0.065938 | 0.055231 | 508.5618 | Commercial/Industrial | Freezer-Cooler Replacement Gaskets | 0 | #DIV/0! | -277.6296 | 0 | 0 | 0
[20 empty] | Commercial/Industrial | High Speed Fans | 0.68761 | 1.2407 | -10.5845 | 0.070783 | 0.0064843 | 508.5618 | Commercial/Industrial | Freezer-Cooler Replacement Gaskets | 0 | #DIV/0! | -277.6296 | 0 | 0 | 0
[20 empty] | Commercial/Industrial | High Speed Fans | 0.68761 | 1.2407 | -10.5845 | 0.070783 | 0.0064843 | 508.5618 | Commercial/Industrial | Freezer-Cooler Replacement Gaskets | 0.14663 | 1.1547 | -215.8554 | 0.020269 | 0.016978 | 156.3315
[20 empty] | Commercial/Industrial | High Speed Fans | 0.68761 | 1.2407 | -10.5845 | 0.070783 | 0.0064843 | 508.5618 | Commercial/Industrial | Freezer-Cooler Replacement Gaskets | 0.14663 | 1.1547 | -215.8554 | 0.020269 | 0.016978 | 156.3315
[20 empty] | Commercial/Industrial | High Speed Fans | 0.68761 | 1.2407 | -10.5845 | 0.070783 | 0.0064843 | 508.5618 | Commercial/Industrial | Freezer-Cooler Replacement Gaskets | 0.14663 | 1.1547 | -215.8554 | 0.020269 | 0.016978 | 156.3315
[20 empty] | Commercial/Industrial | High Speed Fans | 0.68761 | 1.2407 | -10.5845 | 0.070783 | 0.0064843 | 508.5618 | Commercial/Industrial | Freezer-Cooler Replacement Gaskets | 0.14663 | 1.1547 | -215.8554 | 0.020269 | 0.016978 | 156.3315
[20 empty] | Commercial/Industrial | High Speed Fans | 0.68761 | 1.2407 | -10.5845 | 0.070783 | 0.0064843 | 508.5618 | Commercial/Industrial | Freezer-Cooler Replacement Gaskets | 0.14663 | 1.1547 | -215.8554 | 0.020269 | 0.016978 | 156.3315
[20 empty] | Commercial/Industrial | High Speed Fans | 0.68761 | 1.2407 | -10.5845 | 0.070783 | 0.0064843 | 508.5618 | Commercial/Industrial | Freezer-Cooler Replacement Gaskets | 0.14663 | 1.1547 | -215.8554 | 0.020269 | 0.016978 | 156.3315
[20 empty] | Commercial/Industrial | High Speed Fans | 0.68761 | 1.2407 | -10.5845 | 0.070783 | 0.0064843 | 508.5618 | Commercial/Industrial | Freezer-Cooler Replacement Gaskets | 0.14835 | 1.1052 | -213.8426 | 0.022767 | 0.0074125 | 156.3315
[20 empty] | Commercial/Industrial | High Speed Fans | 0.68761 | 1.2407 | -10.5845 | 0.070783 | 0.0064843 | 508.5618 | Commercial/Industrial | Freezer-Cooler Replacement Gaskets | 0.14835 | 1.1052 | -213.8426 | 0.022767 | 0.0074125 | 156.3315
[20 empty] | Commercial/Industrial | High Speed Fans | 0.68761 | 1.2407 | -10.5845 | 0.070783 | 0.0064843 | 508.5618 | Commercial/Industrial | Freezer-Cooler Replacement Gaskets | 0.14835 | 1.1052 | -213.8426 | 0.022767 | 0.0074125 | 156.3315
[20 empty] | Commercial/Industrial | High Speed Fans | 0.68761 | 1.2407 | -10.5845 | 0.070783 | 0.0064843 | 508.5618 | Commercial/Industrial | Freezer-Cooler Replacement Gaskets | 0.14835 | 1.1052 | -213.8426 | 0.022767 | 0.0074125 | 156.3315
[20 empty] | Commercial/Industrial | High Speed Fans | 0.68761 | 1.2407 | -10.5845 | 0.070783 | 0.0064843 | 508.5618 | Commercial/Industrial | Freezer-Cooler Replacement Gaskets | 0.14835 | 1.1052 | -213.8426 | 0.022767 | 0.0074125 | 156.3315
[20 empty] | Commercial/Industrial | High Speed Fans | 0.68761 | 1.2407 | -10.5845 | 0.070783 | 0.0064843 | 508.5618 | Commercial/Industrial | Freezer-Cooler Replacement Gaskets | 0.14835 | 1.1052 | -213.8426 | 0.022767 | 0.0074125 | 156.3315
[20 empty] | Commercial/Industrial | High Speed Fans | 0.68761 | 1.2407 | -10.5845 | 0.070783 | 0.0064843 | 508.5618 | Commercial/Industrial | Freezer-Cooler Replacement Gaskets | 0.14835 | 1.1052 | -213.8426 | 0.022767 | 0.0074125 | 156.3315
[20 empty] | Commercial/Industrial | Hot Water Circulation Pump Control | 0.58374 | 1.8391 | -8918.4932 | 0.77405 | 0.81316 | 16275 | Commercial/Industrial | Geothermal Heat Pump | 0.011394 | 1.1922 | -138021.6973 | 0.30909 | 0.23741 | 718.7496
[20 empty] | Commercial/Industrial | Hot Water Circulation Pump Control | 0.58374 | 1.8391 | -8918.4932 | 0.77405 | 0.81316 | 16275 | Commercial/Industrial | Geothermal Heat Pump | 0.011394 | 1.1922 | -138021.6973 | 0.30909 | 0.23741 | 718.7496
[20 empty] | Commercial/Industrial | Hot Water Circulation Pump Control | 0.58373 | 1.8391 | -7134.7945 | 0.61924 | 0.65053 | 13020 | Commercial/Industrial | Geothermal Heat Pump | 0.025283 | 1.1922 | -135661.7556 | 0.68592 | 0.52684 | 1594.9854
[20 empty] | Commercial/Industrial | Hot Water Circulation Pump Control | 0.58373 | 1.8391 | -7134.7945 | 0.61924 | 0.65053 | 13020 | Commercial/Industrial | Geothermal Heat Pump | 0.025283 | 1.1922 | -135661.7556 | 0.68592 | 0.52684 | 1594.9854
[20 empty] | Commercial/Industrial | Hot Water Circulation Pump Control | 0.6902 | 1.5842 | -3015.6011 | 1.2161 | 1.2161 | 9765 | Commercial/Industrial | Geothermal Heat Pump | 0.026054 | 1.1922 | -135530.9103 | 0.70681 | 0.54289 | 1643.5677
[20 empty] | Commercial/Industrial | Hot Water Circulation Pump Control | 0.6902 | 1.5842 | -3015.6011 | 1.2161 | 1.2161 | 9765 | Commercial/Industrial | Geothermal Heat Pump | 0.026054 | 1.1922 | -135530.9103 | 0.70681 | 0.54289 | 1643.5677
[20 empty] | Commercial/Industrial | Hot Water Circulation Pump Control | 0.69019 | 1.5842 | -2010.4007 | 0.8107 | 0.8107 | 6510 | Commercial/Industrial | Geothermal Heat Pump | 0.026067 | 1.1922 | -135528.4313 | 0.7072 | 0.54319 | 1644.4881
[20 empty] | Commercial/Industrial | Hot Water Circulation Pump Control | 0.69019 | 1.5842 | -2010.4007 | 0.8107 | 0.8107 | 6510 | Commercial/Industrial | Geothermal Heat Pump | 0.026067 | 1.1922 | -135528.4313 | 0.7072 | 0.54319 | 1644.4881
[20 empty] | Commercial/Industrial | Hot Water Circulation Pump Control | 0.51602 | 2.1667 | -1383.1934 | 0 | 0 | 1953 | Commercial/Industrial | Geothermal Heat Pump | 0.035813 | 1.4692 | -133829.9641 | 0.57368 | 0.53685 | 3263.0656
[20 empty] | Commercial/Industrial | Hot Water Circulation Pump Control | 0.51602 | 2.1667 | -1383.1934 | 0 | 0 | 1953 | Commercial/Industrial | Geothermal Heat Pump | 0.035813 | 1.4692 | -133829.9641 | 0.57368 | 0.53685 | 3263.0656
[20 empty] | Commercial/Industrial | Hot Water Circulation Pump Control | 0.51602 | 2.1667 | -1383.1934 | 0 | 0 | 1953 | Commercial/Industrial | Geothermal Heat Pump | 0.046651 | 1.1922 | -132031.5888 | 1.2656 | 0.97205 | 2942.8501
[20 empty] | Commercial/Industrial | Hot Water Circulation Pump Control | 0.51602 | 2.1667 | -1383.1934 | 0 | 0 | 1953 | Commercial/Industrial | Geothermal Heat Pump | 0.046651 | 1.1922 | -132031.5888 | 1.2656 | 0.97205 | 2942.8501
[20 empty] | Commercial/Industrial | Hot Water Circulation Pump Control | 0.58373 | 1.839 | -1070.2192 | 0.092886 | 0.097579 | 1953 | Commercial/Industrial | Geothermal Heat Pump | 0.051764 | 1.1922 | -131162.3887 | 1.4043 | 1.0787 | 3265.5803
[20 empty] | Commercial/Industrial | Hot Water Circulation Pump Control | 0.58373 | 1.839 | -1070.2192 | 0.092886 | 0.097579 | 1953 | Commercial/Industrial | Geothermal Heat Pump | 0.051764 | 1.1922 | -131162.3887 | 1.4043 | 1.0787 | 3265.5803
[20 empty] | Commercial/Industrial | Hot Water Circulation Pump Control | 0.51602 | 2.1667 | -922.1289 | 0 | 0 | 1302 | Commercial/Industrial | Geothermal Heat Pump | 0.052364 | 1.1922 | -131060.5782 | 1.4206 | 1.0911 | 3303.382
[20 empty] | Commercial/Industrial | Hot Water Circulation Pump Control | 0.51602 | 2.1667 | -922.1289 | 0 | 0 | 1302 | Commercial/Industrial | Geothermal Heat Pump | 0.052364 | 1.1922 | -131060.5782 | 1.4206 | 1.0911 | 3303.382
[20 empty] | Commercial/Industrial | Hot Water Circulation Pump Control | 0.51602 | 2.1667 | -461.0645 | 0 | 0 | 651 | Commercial/Industrial | Geothermal Heat Pump | 0.059514 | 1.1922 | -129845.6789 | 1.6146 | 1.2401 | 3754.4687
[20 empty] | Commercial/Industrial | Hot Water Circulation Pump Control | 0.51602 | 2.1667 | -461.0645 | 0 | 0 | 651 | Commercial/Industrial | Geothermal Heat Pump | 0.059514 | 1.1922 | -129845.6789 | 1.6146 | 1.2401 | 3754.4687
[20 empty] | Commercial/Industrial | Hot Water Circulation Pump Control | 0.5836 | 1.8386 | -356.7397 | 0.030962 | 0.032526 | 651 | Commercial/Industrial | Geothermal Heat Pump | 0.066524 | 1.4692 | -128575.212 | 1.0656 | 0.99723 | 6061.3587
[20 empty] | Commercial/Industrial | Hot Water Circulation Pump Control | 0.5836 | 1.8386 | -356.7397 | 0.030962 | 0.032526 | 651 | Commercial/Industrial | Geothermal Heat Pump | 0.066524 | 1.4692 | -128575.212 | 1.0656 | 0.99723 | 6061.3587
[20 empty] | Commercial/Industrial | Hot Water Circulation Pump Control | 0.5836 | 1.8386 | -356.7397 | 0.030962 | 0.032526 | 651 | Commercial/Industrial | Geothermal Heat Pump | 0.076123 | 1.1922 | -127023.7385 | 2.0652 | 1.5862 | 4802.2426
[20 empty] | Commercial/Industrial | Hot Water Circulation Pump Control | 0.5836 | 1.8386 | -356.7397 | 0.030962 | 0.032526 | 651 | Commercial/Industrial | Geothermal Heat Pump | 0.076123 | 1.1922 | -127023.7385 | 2.0652 | 1.5862 | 4802.2426
[20 empty] | Commercial/Industrial | Hot Water Circulation Pump Control | 0.5836 | 1.8386 | -356.7397 | 0.030962 | 0.032526 | 651 | Commercial/Industrial | Geothermal Heat Pump | 0.076906 | 1.1922 | -126890.7777 | 2.0864 | 1.6025 | 4851.6104
[20 empty] | Commercial/Industrial | Hot Water Circulation Pump Control | 0.5836 | 1.8386 | -356.7397 | 0.030962 | 0.032526 | 651 | Commercial/Industrial | Geothermal Heat Pump | 0.076906 | 1.1922 | -126890.7777 | 2.0864 | 1.6025 | 4851.6104
[20 empty] | Commercial/Industrial | Hot Water Circulation Pump Control | 0.5836 | 1.8386 | -356.7397 | 0.030962 | 0.032526 | 651 | Commercial/Industrial | Geothermal Heat Pump | 0.10135 | 1.1922 | -122737.3329 | 2.7496 | 2.1119 | 6393.7659
[20 empty] | Commercial/Industrial | Hot Water Circulation Pump Control | 0.5836 | 1.8386 | -356.7397 | 0.030962 | 0.032526 | 651 | Commercial/Industrial | Geothermal Heat Pump | 0.10135 | 1.1922 | -122737.3329 | 2.7496 | 2.1119 | 6393.7659
[20 empty] | Commercial/Industrial | Hotel Card Energy Control Systems | 0 | #DIV/0! | -745.6993 | 0 | 0 | 0 | Commercial/Industrial | Green Roof | 0.0040747 | 1.3159 | -45.7642 | 2.0542e-05 | 0 | 0.15921
[20 empty] | Commercial/Industrial | Hotel Card Energy Control Systems | 0 | #DIV/0! | -745.6993 | 0 | 0 | 0 | Commercial/Industrial | Green Roof | 0.0040747 | 1.3159 | -45.7642 | 2.0542e-05 | 0 | 0.15921
[20 empty] | Commercial/Industrial | Hotel Card Energy Control Systems | 0 | #DIV/0! | -745.6993 | 0 | 0 | 0 | Commercial/Industrial | Green Roof | 0.0041554 | 1.3159 | -45.7587 | 2.0949e-05 | 0 | 0.16236
[20 empty] | Commercial/Industrial | Hotel Card Energy Control Systems | 0 | #DIV/0! | -745.6993 | 0 | 0 | 0 | Commercial/Industrial | Green Roof | 0.0041554 | 1.3159 | -45.7587 | 2.0949e-05 | 0 | 0.16236
[20 empty] | Commercial/Industrial | Hotel Card Energy Control Systems | 0 | #DIV/0! | -745.6993 | 0 | 0 | 0 | Commercial/Industrial | Green Roof | 0.0051436 | 0.80655 | -45.6131 | 6.7635e-05 | 0 | 0.15921
[20 empty] | Commercial/Industrial | Hotel Card Energy Control Systems | 0 | #DIV/0! | -745.6993 | 0 | 0 | 0 | Commercial/Industrial | Green Roof | 0.0051436 | 0.80655 | -45.6131 | 6.7635e-05 | 0 | 0.15921
[20 empty] | Commercial/Industrial | Hotel Card Energy Control Systems | 0 | #DIV/0! | -745.6993 | 0 | 0 | 0 | Commercial/Industrial | Green Roof | 0.0051436 | 0.80655 | -45.6131 | 6.7635e-05 | 0 | 0.15921
[20 empty] | Commercial/Industrial | Hotel Card Energy Control Systems | 0 | #DIV/0! | -745.6993 | 0 | 0 | 0 | Commercial/Industrial | Green Roof | 0.0051436 | 0.80655 | -45.6131 | 6.7635e-05 | 0 | 0.15921
[20 empty] | Commercial/Industrial | Hotel Card Energy Control Systems | 0 | #DIV/0! | -745.6993 | 0 | 0 | 0 | Commercial/Industrial | Green Roof | 0.0051436 | 0.80655 | -45.6131 | 6.7635e-05 | 0 | 0.15921
[20 empty] | Commercial/Industrial | Hotel Card Energy Control Systems | 0 | #DIV/0! | -745.6993 | 0 | 0 | 0 | Commercial/Industrial | Green Roof | 0.0051436 | 0.80655 | -45.6131 | 6.7635e-05 | 0 | 0.15921
[20 empty] | Commercial/Industrial | Hotel Card Energy Control Systems | 0 | #DIV/0! | -745.6993 | 0 | 0 | 0 | Commercial/Industrial | Green Roof | 0.0051436 | 0.80655 | -45.6131 | 6.7635e-05 | 0 | 0.15921
[20 empty] | Commercial/Industrial | Hotel Card Energy Control Systems | 0 | #DIV/0! | -745.6993 | 0 | 0 | 0 | Commercial/Industrial | Green Roof | 0.0051436 | 0.80655 | -45.6131 | 6.7635e-05 | 0 | 0.15921
[20 empty] | Commercial/Industrial | Hotel Card Energy Control Systems | 0 | #DIV/0! | -745.6993 | 0 | 0 | 0 | Commercial/Industrial | Green Roof | 0.0051436 | 0.80655 | -45.6131 | 6.7635e-05 | 0 | 0.15921
[20 empty] | Commercial/Industrial | Hotel Card Energy Control Systems | 0 | #DIV/0! | -745.6993 | 0 | 0 | 0 | Commercial/Industrial | Green Roof | 0.0051436 | 0.80655 | -45.6131 | 6.7635e-05 | 0 | 0.15921
[20 empty] | Commercial/Industrial | Hotel Card Energy Control Systems | 0 | #DIV/0! | -745.6993 | 0 | 0 | 0 | Commercial/Industrial | Green Roof | 0.0052454 | 0.80655 | -45.6047 | 6.8973e-05 | 0 | 0.16236
[20 empty] | Commercial/Industrial | Hotel Card Energy Control Systems | 0 | #DIV/0! | -745.6993 | 0 | 0 | 0 | Commercial/Industrial | Green Roof | 0.0052454 | 0.80655 | -45.6047 | 6.8973e-05 | 0 | 0.16236
[20 empty] | Commercial/Industrial | Hotel Card Energy Control Systems | 0 | #DIV/0! | -745.6993 | 0 | 0 | 0 | Commercial/Industrial | Green Roof | 0.0052454 | 0.80655 | -45.6047 | 6.8973e-05 | 0 | 0.16236
[20 empty] | Commercial/Industrial | Hotel Card Energy Control Systems | 0 | #DIV/0! | -745.6993 | 0 | 0 | 0 | Commercial/Industrial | Green Roof | 0.0052454 | 0.80655 | -45.6047 | 6.8973e-05 | 0 | 0.16236
[20 empty] | Commercial/Industrial | Hotel Card Energy Control Systems | 0 | #DIV/0! | -745.6993 | 0 | 0 | 0 | Commercial/Industrial | Green Roof | 0.0052454 | 0.80655 | -45.6047 | 6.8973e-05 | 0 | 0.16236
[20 empty] | Commercial/Industrial | Hotel Card Energy Control Systems | 0 | #DIV/0! | -745.6993 | 0 | 0 | 0 | Commercial/Industrial | Green Roof | 0.0052454 | 0.80655 | -45.6047 | 6.8973e-05 | 0 | 0.16236
[20 empty] | Commercial/Industrial | Hotel Card Energy Control Systems | 0 | #DIV/0! | -745.6993 | 0 | 0 | 0 | Commercial/Industrial | Green Roof | 0.0052454 | 0.80655 | -45.6047 | 6.8973e-05 | 0 | 0.16236
[20 empty] | Commercial/Industrial | Hotel Card Energy Control Systems | 0 | #DIV/0! | -745.6993 | 0 | 0 | 0 | Commercial/Industrial | Green Roof | 0.0052454 | 0.80655 | -45.6047 | 6.8973e-05 | 0 | 0.16236
[20 empty] | Commercial/Industrial | Hotel Card Energy Control Systems | 0 | #DIV/0! | -745.6993 | 0 | 0 | 0 | Commercial/Industrial | Green Roof | 0.0052454 | 0.80655 | -45.6047 | 6.8973e-05 | 0 | 0.16236
[20 empty] | Commercial/Industrial | Hotel Card Energy Control Systems | 0 | #DIV/0! | -745.6993 | 0 | 0 | 0 | Commercial/Industrial | Green Roof | 0.0052454 | 0.80655 | -45.6047 | 6.8973e-05 | 0 | 0.16236
[20 empty] | Commercial/Industrial | HVAC tune-up | 1.1853 | 0.90691 | 125.6033 | 0.12881 | 0.043539 | 340.8294 | Commercial/Industrial | Green Roof | 0.0056448 | 0.71313 | -45.5423 | 8.9714e-05 | 0 | 0.15921
[20 empty] | Commercial/Industrial | HVAC tune-up | 1.1853 | 0.90691 | 125.6033 | 0.12881 | 0.043539 | 340.8294 | Commercial/Industrial | Green Roof | 0.0057565 | 0.71313 | -45.5325 | 9.149e-05 | 0 | 0.16236
[20 empty] | Commercial/Industrial | HVAC tune-up | 0.63805 | 0.907 | -1.9262 | 0.069331 | 0.023434 | 183.4457 | Commercial/Industrial | Heat Pump Pool Heater | 3.9089 | 1.8042 | 10868.1176 | 0 | 0.34381 | 9411.7647
[20 empty] | Commercial/Industrial | HVAC tune-up | 0.63805 | 0.907 | -1.9262 | 0.069331 | 0.023434 | 183.4457 | Commercial/Industrial | Heat Pump Pool Heater | 3.9089 | 1.8042 | 10868.1176 | 0 | 0.34381 | 9411.7647
[20 empty] | Commercial/Industrial | HVAC tune-up | 1.1944 | 0.91172 | 130.4728 | 0.12637 | 0.015344 | 359.8065 | Commercial/Industrial | Heat Pump Pool Heater | 3.9089 | 1.8042 | 10868.1176 | 0 | 0.34381 | 9411.7647
[20 empty] | Commercial/Industrial | HVAC tune-up | 1.1944 | 0.91172 | 130.4728 | 0.12637 | 0.015344 | 359.8065 | Commercial/Industrial | Heat Pump Pool Heater | 3.9089 | 1.8042 | 10868.1176 | 0 | 0.34381 | 9411.7647
[20 empty] | Commercial/Industrial | HVAC tune-up | 0.90671 | 0.91174 | 62.7805 | 0.095936 | 0.011648 | 273.1443 | Commercial/Industrial | Heat Pump Pool Heater | 3.9089 | 1.8042 | 10868.1176 | 0 | 0.34381 | 9411.7647
[20 empty] | Commercial/Industrial | HVAC tune-up | 0.90671 | 0.91174 | 62.7805 | 0.095936 | 0.011648 | 273.1443 | Commercial/Industrial | Heat Pump Pool Heater | 3.9089 | 1.8042 | 10868.1176 | 0 | 0.34381 | 9411.7647
[20 empty] | Commercial/Industrial | HVAC tune-up | 0.10866 | 1.07 | -125.9435 | 0.0079622 | 0.0014494 | 40.105 | Commercial/Industrial | Heat Pump Pool Heater | 3.9089 | 1.8042 | 10868.1176 | 0 | 0.34381 | 9411.7647
[20 empty] | Commercial/Industrial | HVAC tune-up | 0.10866 | 1.07 | -125.9435 | 0.0079622 | 0.0014494 | 40.105 | Commercial/Industrial | Heat Pump Pool Heater | 3.9089 | 1.8042 | 10868.1176 | 0 | 0.34381 | 9411.7647
[20 empty] | Commercial/Industrial | HVAC tune-up | 0.2411 | 1.0661 | -95.7189 | 0.017733 | 0.0032281 | 89.3191 | Commercial/Industrial | Heat Pump Pool Heater | 3.9089 | 1.8042 | 10868.1176 | 0 | 0.34381 | 9411.7647
[20 empty] | Commercial/Industrial | HVAC tune-up | 0.2411 | 1.0661 | -95.7189 | 0.017733 | 0.0032281 | 89.3191 | Commercial/Industrial | Heat Pump Pool Heater | 3.9089 | 1.8042 | 10868.1176 | 0 | 0.34381 | 9411.7647
[20 empty] | Commercial/Industrial | HVAC tune-up | 0.24647 | 1.0657 | -94.4757 | 0.018135 | 0.0033013 | 91.3433 | Commercial/Industrial | Heat Pump Pool Heater | 3.9089 | 1.8042 | 10868.1176 | 0 | 0.34381 | 9411.7647
[20 empty] | Commercial/Industrial | HVAC tune-up | 0.24647 | 1.0657 | -94.4757 | 0.018135 | 0.0033013 | 91.3433 | Commercial/Industrial | Heat Pump Pool Heater | 3.9089 | 1.8042 | 10868.1176 | 0 | 0.34381 | 9411.7647
[20 empty] | Commercial/Industrial | HVAC tune-up | 0.24952 | 1.067 | -93.8541 | 0.018336 | 0.0033378 | 92.3554 | Commercial/Industrial | Heat Pump Pool Heater | 3.9089 | 1.8042 | 10868.1176 | 0 | 0.34381 | 9411.7647
[20 empty] | Commercial/Industrial | HVAC tune-up | 0.24952 | 1.067 | -93.8541 | 0.018336 | 0.0033378 | 92.3554 | Commercial/Industrial | Heat Pump Pool Heater | 3.9089 | 1.8042 | 10868.1176 | 0 | 0.34381 | 9411.7647
[20 empty] | Commercial/Industrial | HVAC tune-up | 0.44667 | 1.0668 | -49.0222 | 0.032828 | 0.0059761 | 165.3541 | Commercial/Industrial | Heat Pump Pool Heater | 3.9089 | 1.8042 | 10868.1176 | 0 | 0.34381 | 9411.7647
[20 empty] | Commercial/Industrial | HVAC tune-up | 0.44667 | 1.0668 | -49.0222 | 0.032828 | 0.0059761 | 165.3541 | Commercial/Industrial | Heat Pump Pool Heater | 3.9089 | 1.8042 | 10868.1176 | 0 | 0.34381 | 9411.7647
[20 empty] | Commercial/Industrial | HVAC tune-up | 0.49338 | 1.0673 | -38.4553 | 0.036244 | 0.006598 | 182.5601 | Commercial/Industrial | Heat Pump Pool Heater | 3.9089 | 1.8042 | 10868.1176 | 0 | 0.34381 | 9411.7647
[20 empty] | Commercial/Industrial | HVAC tune-up | 0.49338 | 1.0673 | -38.4553 | 0.036244 | 0.006598 | 182.5601 | Commercial/Industrial | Heat Pump Pool Heater | 3.9089 | 1.8042 | 10868.1176 | 0 | 0.34381 | 9411.7647
[20 empty] | Commercial/Industrial | HVAC tune-up | 0.50295 | 1.0673 | -36.2797 | 0.036948 | 0.006726 | 186.1025 | Commercial/Industrial | Heat Pump Pool Heater | 3.9089 | 1.8042 | 10868.1176 | 0 | 0.34381 | 9411.7647
[20 empty] | Commercial/Industrial | HVAC tune-up | 0.50295 | 1.0673 | -36.2797 | 0.036948 | 0.006726 | 186.1025 | Commercial/Industrial | Heat Pump Pool Heater | 3.9089 | 1.8042 | 10868.1176 | 0 | 0.34381 | 9411.7647
[20 empty] | Commercial/Industrial | HVAC tune-up | 0.56722 | 1.0667 | -21.5947 | 0.041695 | 0.0075902 | 210.0137 | Commercial/Industrial | Heat Pump Pool Heater | 3.9089 | 1.8042 | 10868.1176 | 0 | 0.34381 | 9411.7647
[20 empty] | Commercial/Industrial | HVAC tune-up | 0.56722 | 1.0667 | -21.5947 | 0.041695 | 0.0075902 | 210.0137 | Commercial/Industrial | Heat Pump Pool Heater | 3.9089 | 1.8042 | 10868.1176 | 0 | 0.34381 | 9411.7647
[20 empty] | Commercial/Industrial | HVAC tune-up_RTU | 0.84355 | 0.90712 | 306.1415 | 0.61098 | 0.20652 | 1616.6266 | Commercial/Industrial | Heat Pump Pool Heater | 3.9089 | 1.8042 | 10868.1176 | 0 | 0.34381 | 9411.7647
[20 empty] | Commercial/Industrial | HVAC tune-up_RTU | 0.84355 | 0.90712 | 306.1415 | 0.61098 | 0.20652 | 1616.6266 | Commercial/Industrial | Heat Pump Pool Heater | 3.9089 | 1.8042 | 10868.1176 | 0 | 0.34381 | 9411.7647
[20 empty] | Commercial/Industrial | HVAC tune-up_RTU | 0.45409 | 0.90724 | -298.7581 | 0.32885 | 0.11115 | 870.122 | Commercial/Industrial | Heat Pump Pool Heater | 3.9089 | 1.8042 | 10868.1176 | 0 | 0.34381 | 9411.7647
[20 empty] | Commercial/Industrial | HVAC tune-up_RTU | 0.45409 | 0.90724 | -298.7581 | 0.32885 | 0.11115 | 870.122 | Commercial/Industrial | Heat Pump Pool Heater | 3.9089 | 1.8042 | 10868.1176 | 0 | 0.34381 | 9411.7647
[20 empty] | Commercial/Industrial | HVAC tune-up_RTU | 0.64519 | 0.91186 | 8.1593 | 0.45505 | 0.055251 | 1295.5816 | Commercial/Industrial | Heat Pump Water Heater | 1.961 | 1.3132 | 4580.2237 | 0.99034 | 0.65869 | 5860.2167
[20 empty] | Commercial/Industrial | HVAC tune-up_RTU | 0.64519 | 0.91186 | 8.1593 | 0.45505 | 0.055251 | 1295.5816 | Commercial/Industrial | Heat Pump Water Heater | 1.961 | 1.3132 | 4580.2237 | 0.99034 | 0.65869 | 5860.2167
[20 empty] | Commercial/Industrial | HVAC tune-up_RTU | 0.84995 | 0.91191 | 329.2385 | 0.59942 | 0.072781 | 1706.6392 | Commercial/Industrial | Heat Pump Water Heater | 4.7065 | 1.3132 | 375798.3114 | 59.4203 | 39.5217 | 351613.0036
[20 empty] | Commercial/Industrial | HVAC tune-up_RTU | 0.84995 | 0.91191 | 329.2385 | 0.59942 | 0.072781 | 1706.6392 | Commercial/Industrial | Heat Pump Water Heater | 4.7065 | 1.3132 | 375798.3114 | 59.4203 | 39.5217 | 351613.0036
[20 empty] | Commercial/Industrial | HVAC tune-up_RTU | 0.077079 | 1.0668 | -886.9989 | 0.037766 | 0.006875 | 190.2267 | Commercial/Industrial | Heat Pump Water Heater | 4.4124 | 1.3132 | 278242.1303 | 44.5652 | 29.6412 | 263709.7527
[20 empty] | Commercial/Industrial | HVAC tune-up_RTU | 0.077079 | 1.0668 | -886.9989 | 0.037766 | 0.006875 | 190.2267 | Commercial/Industrial | Heat Pump Water Heater | 4.4124 | 1.3132 | 278242.1303 | 44.5652 | 29.6412 | 263709.7527
[20 empty] | Commercial/Industrial | HVAC tune-up_RTU | 0.17163 | 1.0666 | -743.637 | 0.084111 | 0.015312 | 423.6594 | Commercial/Industrial | Heat Pump Water Heater | 4.0855 | 1.3132 | 38003.5664 | 6.1896 | 4.1168 | 36626.3545
[20 empty] | Commercial/Industrial | HVAC tune-up_RTU | 0.17163 | 1.0666 | -743.637 | 0.084111 | 0.015312 | 423.6594 | Commercial/Industrial | Heat Pump Water Heater | 4.0855 | 1.3132 | 38003.5664 | 6.1896 | 4.1168 | 36626.3545
[20 empty] | Commercial/Industrial | HVAC tune-up_RTU | 0.17559 | 1.067 | -737.7404 | 0.086017 | 0.015659 | 433.2607 | Commercial/Industrial | Heat Pump Water Heater | 2.9416 | 1.3132 | 8312.9768 | 1.4855 | 0.98804 | 8790.3251
[20 empty] | Commercial/Industrial | HVAC tune-up_RTU | 0.17559 | 1.067 | -737.7404 | 0.086017 | 0.015659 | 433.2607 | Commercial/Industrial | Heat Pump Water Heater | 2.9416 | 1.3132 | 8312.9768 | 1.4855 | 0.98804 | 8790.3251
[20 empty] | Commercial/Industrial | HVAC tune-up_RTU | 0.17746 | 1.0666 | -734.792 | 0.08697 | 0.015832 | 438.0614 | Commercial/Industrial | Heat Pump Water Heater | 4.8818 | 0.83885 | 64447.1391 | 2.9603 | 15.5303 | 42193.5604
[20 empty] | Commercial/Industrial | HVAC tune-up_RTU | 0.17746 | 1.0666 | -734.792 | 0.08697 | 0.015832 | 438.0614 | Commercial/Industrial | Heat Pump Water Heater | 4.8818 | 0.83885 | 64447.1391 | 2.9603 | 15.5303 | 42193.5604
[20 empty] | Commercial/Industrial | HVAC tune-up_RTU | 0.31778 | 1.0668 | -522.1447 | 0.15571 | 0.028346 | 784.3099 | Commercial/Industrial | Heat Pump Water Heater | 3.0511 | 0.83885 | 12344.5063 | 0.61672 | 3.2355 | 8790.3251
[20 empty] | Commercial/Industrial | HVAC tune-up_RTU | 0.31778 | 1.0668 | -522.1447 | 0.15571 | 0.028346 | 784.3099 | Commercial/Industrial | Heat Pump Water Heater | 3.0511 | 0.83885 | 12344.5063 | 0.61672 | 3.2355 | 8790.3251
[20 empty] | Commercial/Industrial | HVAC tune-up_RTU | 0.35086 | 1.0668 | -472.0233 | 0.17191 | 0.031296 | 865.9214 | Commercial/Industrial | Heat Pump Water Heater | 3.0206 | 0.83885 | 36576.6254 | 1.8317 | 9.6094 | 26107.2655
[20 empty] | Commercial/Industrial | HVAC tune-up_RTU | 0.35086 | 1.0668 | -472.0233 | 0.17191 | 0.031296 | 865.9214 | Commercial/Industrial | Heat Pump Water Heater | 3.0206 | 0.83885 | 36576.6254 | 1.8317 | 9.6094 | 26107.2655
[20 empty] | Commercial/Industrial | HVAC tune-up_RTU | 0.35773 | 1.067 | -461.7042 | 0.17525 | 0.031903 | 882.7237 | Commercial/Industrial | Heat Pump Water Heater | 2.5426 | 0.83886 | 19612.4164 | 1.0279 | 5.3925 | 14650.5418
[20 empty] | Commercial/Industrial | HVAC tune-up_RTU | 0.35773 | 1.067 | -461.7042 | 0.17525 | 0.031903 | 882.7237 | Commercial/Industrial | Heat Pump Water Heater | 2.5426 | 0.83886 | 19612.4164 | 1.0279 | 5.3925 | 14650.5418
[20 empty] | Commercial/Industrial | HVAC tune-up_RTU | 0.4036 | 1.0668 | -392.0502 | 0.19777 | 0.036002 | 996.1396 | Commercial/Industrial | Heat Pump Water Heater | 3.2431 | 0.91758 | 127579.419 | 5.3769 | 29.0863 | 101088.7385
[20 empty] | Commercial/Industrial | HVAC tune-up_RTU | 0.4036 | 1.0668 | -392.0502 | 0.19777 | 0.036002 | 996.1396 | Commercial/Industrial | Heat Pump Water Heater | 3.2431 | 0.91758 | 127579.419 | 5.3769 | 29.0863 | 101088.7385
[20 empty] | Commercial/Industrial | HVAC tune-up_RTU | 0.51501 | 1.0669 | -223.2591 | 0.25233 | 0.045935 | 1270.9781 | Commercial/Industrial | Heat Pump Water Heater | 3.7915 | 0.91758 | 231043.9732 | 9.4291 | 51.0065 | 177271.556
[20 empty] | Commercial/Industrial | HVAC tune-up_RTU | 0.51501 | 1.0669 | -223.2591 | 0.25233 | 0.045935 | 1270.9781 | Commercial/Industrial | Heat Pump Water Heater | 3.7915 | 0.91758 | 231043.9732 | 9.4291 | 51.0065 | 177271.556
[20 empty] | Commercial/Industrial | Induction Cooktops | 0.26431 | 1.2274 | -4998.4471 | 0.4257 | 0.17529 | 1974.24 | Commercial/Industrial | Heat Pump Water Heater | 0.6128 | 1.3131 | -552.2607 | 0.30949 | 0.20585 | 1831.3579
[20 empty] | Commercial/Industrial | Induction Cooktops | 0.26431 | 1.2274 | -4998.4471 | 0.4257 | 0.17529 | 1974.24 | Commercial/Industrial | Heat Pump Water Heater | 0.6128 | 1.3131 | -552.2607 | 0.30949 | 0.20585 | 1831.3579
[20 empty] | Commercial/Industrial | Induction Cooktops | 0.26431 | 1.2274 | -4998.4471 | 0.4257 | 0.17529 | 1974.24 | Commercial/Industrial | High Bay Fluorescent (T5) | 4.1797 | 1.456 | 1174.1676 | 0.14167 | 0.13899 | 766.0747
[20 empty] | Commercial/Industrial | Induction Cooktops | 0.26431 | 1.2274 | -4998.4471 | 0.4257 | 0.17529 | 1974.24 | Commercial/Industrial | High Bay Fluorescent (T5) | 4.1797 | 1.456 | 1174.1676 | 0.14167 | 0.13899 | 766.0747
[20 empty] | Commercial/Industrial | Induction Cooktops | 0.26431 | 1.2274 | -4998.4471 | 0.4257 | 0.17529 | 1974.24 | Commercial/Industrial | High Bay Fluorescent (T5) | 3.1448 | 1.4566 | 811.9803 | 0.10655 | 0.10454 | 576.1587
[20 empty] | Commercial/Industrial | Induction Cooktops | 0.26431 | 1.2274 | -4998.4471 | 0.4257 | 0.17529 | 1974.24 | Commercial/Industrial | High Bay Fluorescent (T5) | 3.1448 | 1.4566 | 811.9803 | 0.10655 | 0.10454 | 576.1587
[20 empty] | Commercial/Industrial | Induction Cooktops | 0.26431 | 1.2274 | -4998.4471 | 0.4257 | 0.17529 | 1974.24 | Commercial/Industrial | High Bay Fluorescent (T5) | 4.8181 | 1.456 | 1397.2872 | 0.16331 | 0.16022 | 883.0693
[20 empty] | Commercial/Industrial | Induction Cooktops | 0.26431 | 1.2274 | -4998.4471 | 0.4257 | 0.17529 | 1974.24 | Commercial/Industrial | High Bay Fluorescent (T5) | 4.8181 | 1.456 | 1397.2872 | 0.16331 | 0.16022 | 883.0693
[20 empty] | Commercial/Industrial | Induction Cooktops | 0.26431 | 1.2274 | -4998.4471 | 0.4257 | 0.17529 | 1974.24 | Commercial/Industrial | High Bay Fluorescent (T5) | 6.0599 | 1.456 | 1831.3007 | 0.20539 | 0.20151 | 1110.648
[20 empty] | Commercial/Industrial | Induction Cooktops | 0.26431 | 1.2274 | -4998.4471 | 0.4257 | 0.17529 | 1974.24 | Commercial/Industrial | High Bay Fluorescent (T5) | 6.0599 | 1.456 | 1831.3007 | 0.20539 | 0.20151 | 1110.648
[20 empty] | Commercial/Industrial | Induction Cooktops | 0.26431 | 1.2274 | -4998.4471 | 0.4257 | 0.17529 | 1974.24 | Commercial/Industrial | High Bay Fluorescent (T5) | 5.4969 | 1.4563 | 1634.1608 | 0.18628 | 0.18276 | 1007.276
[20 empty] | Commercial/Industrial | Induction Cooktops | 0.26431 | 1.2274 | -4998.4471 | 0.4257 | 0.17529 | 1974.24 | Commercial/Industrial | High Bay Fluorescent (T5) | 5.4969 | 1.4563 | 1634.1608 | 0.18628 | 0.18276 | 1007.276
[20 empty] | Commercial/Industrial | Induction Cooktops | 0.26431 | 1.2274 | -4998.4471 | 0.4257 | 0.17529 | 1974.24 | Commercial/Industrial | High Bay Fluorescent (T5) | 7.4368 | 1.4564 | 2311.9249 | 0.252 | 0.24724 | 1362.6673
[20 empty] | Commercial/Industrial | Induction Cooktops | 0.26431 | 1.2274 | -4998.4471 | 0.4257 | 0.17529 | 1974.24 | Commercial/Industrial | High Bay Fluorescent (T5) | 7.4368 | 1.4564 | 2311.9249 | 0.252 | 0.24724 | 1362.6673
[20 empty] | Commercial/Industrial | Induction Cooktops | 0.26431 | 1.2274 | -4998.4471 | 0.4257 | 0.17529 | 1974.24 | Commercial/Industrial | High Bay Fluorescent (T5) | 3.607 | 1.4564 | 973.5892 | 0.12222 | 0.11991 | 660.8997
[20 empty] | Commercial/Industrial | Induction Cooktops | 0.26431 | 1.2274 | -4998.4471 | 0.4257 | 0.17529 | 1974.24 | Commercial/Industrial | High Bay Fluorescent (T5) | 3.607 | 1.4564 | 973.5892 | 0.12222 | 0.11991 | 660.8997
[20 empty] | Commercial/Industrial | Induction Cooktops | 0.26431 | 1.2274 | -4998.4471 | 0.4257 | 0.17529 | 1974.24 | Commercial/Industrial | High Bay Fluorescent (T5) | 4.1043 | 1.4564 | 1147.4238 | 0.13908 | 0.13645 | 752.0513
[20 empty] | Commercial/Industrial | Induction Cooktops | 0.26431 | 1.2274 | -4998.4471 | 0.4257 | 0.17529 | 1974.24 | Commercial/Industrial | High Bay Fluorescent (T5) | 4.1043 | 1.4564 | 1147.4238 | 0.13908 | 0.13645 | 752.0513
[20 empty] | Commercial/Industrial | Induction Cooktops | 0.26431 | 1.2274 | -4998.4471 | 0.4257 | 0.17529 | 1974.24 | Commercial/Industrial | High Bay Fluorescent (T5) | 4.8181 | 1.456 | 1397.2872 | 0.16331 | 0.16022 | 883.0693
[20 empty] | Commercial/Industrial | Induction Cooktops | 0.26431 | 1.2274 | -4998.4471 | 0.4257 | 0.17529 | 1974.24 | Commercial/Industrial | High Bay Fluorescent (T5) | 4.8181 | 1.456 | 1397.2872 | 0.16331 | 0.16022 | 883.0693
[20 empty] | Commercial/Industrial | Induction Cooktops | 0.26431 | 1.2274 | -4998.4471 | 0.4257 | 0.17529 | 1974.24 | Commercial/Industrial | High Bay Fluorescent (T5) | 3.5561 | 1.4562 | 956.0147 | 0.12052 | 0.11824 | 651.6843
[20 empty] | Commercial/Industrial | Induction Cooktops | 0.26431 | 1.2274 | -4998.4471 | 0.4257 | 0.17529 | 1974.24 | Commercial/Industrial | High Bay Fluorescent (T5) | 3.5561 | 1.4562 | 956.0147 | 0.12052 | 0.11824 | 651.6843
[20 empty] | Commercial/Industrial | Induction Cooktops | 0.26431 | 1.2274 | -4998.4471 | 0.4257 | 0.17529 | 1974.24 | Commercial/Industrial | High Bay Fluorescent (T5) | 3.6702 | 1.4563 | 995.7483 | 0.12437 | 0.12202 | 672.519
[20 empty] | Commercial/Industrial | Induction Cooktops | 0.26431 | 1.2274 | -4998.4471 | 0.4257 | 0.17529 | 1974.24 | Commercial/Industrial | High Bay Fluorescent (T5) | 3.6702 | 1.4563 | 995.7483 | 0.12437 | 0.12202 | 672.519
[20 empty] | Commercial/Industrial | Induction Cooktops | 0.26431 | 1.2274 | -4998.4471 | 0.4257 | 0.17529 | 1974.24 | Commercial/Industrial | High Bay Fluorescent (T5) | 5.4478 | 1.456 | 1617.3504 | 0.18465 | 0.18116 | 998.4613
[20 empty] | Commercial/Industrial | Induction Cooktops | 0.26431 | 1.2274 | -4998.4471 | 0.4257 | 0.17529 | 1974.24 | Commercial/Industrial | High Bay Fluorescent (T5) | 5.4478 | 1.456 | 1617.3504 | 0.18465 | 0.18116 | 998.4613
[20 empty] | Commercial/Industrial | Infiltration Reduction - Air Sealing | 0.049894 | 0.57702 | -0.66718 | 7.1062e-06 | 2.1101e-05 | 0.032126 | Commercial/Industrial | High Bay LED | 3.2666 | 1.4563 | 1273.5645 | 0.16494 | 0.16182 | 891.8853
[20 empty] | Commercial/Industrial | Infiltration Reduction - Air Sealing | 0.025809 | 0.57702 | -0.70785 | 3.6759e-06 | 1.0915e-05 | 0.016618 | Commercial/Industrial | High Bay LED | 3.2666 | 1.4563 | 1273.5645 | 0.16494 | 0.16182 | 891.8853
[20 empty] | Commercial/Industrial | Infiltration Reduction - Air Sealing | 0.23368 | 0.57702 | -0.3568 | 3.3283e-05 | 9.8832e-05 | 0.15047 | Commercial/Industrial | High Bay LED | 4.1079 | 1.4561 | 1711.911 | 0.20744 | 0.20353 | 1121.736
[20 empty] | Commercial/Industrial | Infiltration Reduction - Air Sealing | 0.075897 | 0.57702 | -0.62327 | 1.081e-05 | 3.2099e-05 | 0.048869 | Commercial/Industrial | High Bay LED | 4.1079 | 1.4561 | 1711.911 | 0.20744 | 0.20353 | 1121.736
[20 empty] | Commercial/Industrial | Infiltration Reduction - Air Sealing | 0.17631 | 0.57702 | -0.4537 | 2.5111e-05 | 7.4565e-05 | 0.11352 | Commercial/Industrial | High Bay LED | 3.7258 | 1.4562 | 1512.8029 | 0.18814 | 0.18458 | 1017.332
[20 empty] | Commercial/Industrial | Infiltration Reduction - Air Sealing | 0.049128 | 0.57702 | -0.66847 | 6.9971e-06 | 2.0778e-05 | 0.031633 | Commercial/Industrial | High Bay LED | 3.7258 | 1.4562 | 1512.8029 | 0.18814 | 0.18458 | 1017.332
[20 empty] | Commercial/Industrial | Infiltration Reduction - Air Sealing | 0.11927 | 0.57702 | -0.55001 | 1.6988e-05 | 5.0444e-05 | 0.076799 | Commercial/Industrial | High Bay LED | 5.0405 | 1.4563 | 2197.3333 | 0.25451 | 0.24971 | 1376.2713
[20 empty] | Commercial/Industrial | Infiltration Reduction - Air Sealing | 0.047195 | 0.57702 | -0.67174 | 6.7218e-06 | 1.996e-05 | 0.030388 | Commercial/Industrial | High Bay LED | 5.0405 | 1.4563 | 2197.3333 | 0.25451 | 0.24971 | 1376.2713
[20 empty] | Commercial/Industrial | Infiltration Reduction - Air Sealing | 0.052655 | 0.57702 | -0.66252 | 7.4994e-06 | 2.2269e-05 | 0.033904 | Commercial/Industrial | High Bay LED | 2.7813 | 1.456 | 1021.2067 | 0.14047 | 0.13781 | 759.5593
[20 empty] | Commercial/Industrial | Infiltration Reduction - Air Sealing | 0.025721 | 0.57702 | -0.708 | 3.6634e-06 | 1.0878e-05 | 0.016562 | Commercial/Industrial | High Bay LED | 2.7813 | 1.456 | 1021.2067 | 0.14047 | 0.13781 | 759.5593
[20 empty] | Commercial/Industrial | Infiltration Reduction - Air Sealing | 0.17906 | 0.57702 | -0.44906 | 2.5502e-05 | 7.5728e-05 | 0.11529 | Commercial/Industrial | High Bay LED | 3.2666 | 1.4563 | 1273.5645 | 0.16494 | 0.16182 | 891.8853
[20 empty] | Commercial/Industrial | Infiltration Reduction - Air Sealing | 0.12113 | 0.57702 | -0.54687 | 1.7253e-05 | 5.1231e-05 | 0.077996 | Commercial/Industrial | High Bay LED | 3.6938 | 1.4564 | 1495.8247 | 0.18649 | 0.18297 | 1008.4293
[20 empty] | Commercial/Industrial | Infiltration Reduction - Air Sealing | 0.032186 | 0.57702 | -0.69708 | 4.5842e-06 | 1.3612e-05 | 0.020724 | Commercial/Industrial | High Bay LED | 3.6938 | 1.4564 | 1495.8247 | 0.18649 | 0.18297 | 1008.4293
[20 empty] | Commercial/Industrial | Infiltration Reduction - Air Sealing | 0.17374 | 0.57702 | -0.45803 | 2.4745e-05 | 7.348e-05 | 0.11187 | Commercial/Industrial | High Bay LED | 3.2666 | 1.4563 | 1273.5645 | 0.16494 | 0.16182 | 891.8853
[20 empty] | Commercial/Industrial | Infiltration Reduction - Air Sealing | 0.017333 | 0.57702 | -0.72216 | 2.4687e-06 | 7.3307e-06 | 0.011161 | Commercial/Industrial | High Bay LED | 2.8335 | 1.4562 | 1048.2174 | 0.14308 | 0.14038 | 773.7227
[20 empty] | Commercial/Industrial | Infiltration Reduction - Air Sealing | 0.04793 | 0.57702 | -0.67049 | 6.8266e-06 | 2.0271e-05 | 0.030862 | Commercial/Industrial | High Bay LED | 2.8335 | 1.4562 | 1048.2174 | 0.14308 | 0.14038 | 773.7227
[20 empty] | Commercial/Industrial | Infiltration Reduction - Air Sealing | 0.025326 | 0.57702 | -0.70867 | 3.6071e-06 | 1.0711e-05 | 0.016307 | Commercial/Industrial | High Efficiency Chiller (Air Cooled, 50 tons) | 0.39012 | 1.4185 | -10704.3258 | 0.89583 | 0.90912 | 3147.5122
[20 empty] | Commercial/Industrial | Infiltration Reduction - Air Sealing | 0.025413 | 0.57702 | -0.70852 | 3.6195e-06 | 1.0748e-05 | 0.016363 | Commercial/Industrial | High Efficiency Chiller (Air Cooled, 50 tons) | 0.39012 | 1.4185 | -10704.3258 | 0.89583 | 0.90912 | 3147.5122
[20 empty] | Commercial/Industrial | Infiltration Reduction - Air Sealing | 0.15855 | 0.57702 | -0.48368 | 2.2582e-05 | 6.7056e-05 | 0.10209 | Commercial/Industrial | High Efficiency Chiller (Water cooled-centrifugal, 200 tons) | 0.37083 | 1.2337 | -14875.3462 | 1.5327 | 0.066386 | 3892.8606
[20 empty] | Commercial/Industrial | Infiltration Reduction - Air Sealing | 0.031692 | 0.57702 | -0.69792 | 4.5138e-06 | 1.3404e-05 | 0.020406 | Commercial/Industrial | High Efficiency Chiller (Water cooled-centrifugal, 200 tons) | 0.37083 | 1.2337 | -14875.3462 | 1.5327 | 0.066386 | 3892.8606
[20 empty] | Commercial/Industrial | Infiltration Reduction - Air Sealing | 0.2301 | 0.57702 | -0.36286 | 3.2772e-05 | 9.7315e-05 | 0.14816 | Commercial/Industrial | High Efficiency Chiller (Water cooled-positive displacement, 100 tons) | 0.21571 | 1.2336 | -10958.123 | 0.48632 | 0.021065 | 1235.2346
[20 empty] | Commercial/Industrial | Infiltration Reduction - Air Sealing | 0.017067 | 0.57702 | -0.72261 | 2.4308e-06 | 7.2182e-06 | 0.010989 | Commercial/Industrial | High Efficiency Chiller (Water cooled-positive displacement, 100 tons) | 0.21571 | 1.2336 | -10958.123 | 0.48632 | 0.021065 | 1235.2346
[20 empty] | Commercial/Industrial | Infiltration Reduction - Air Sealing | 0.16102 | 0.57702 | -0.47951 | 2.2934e-05 | 6.8102e-05 | 0.10368 | Commercial/Industrial | High Efficiency Chiller (Water cooled-positive displacement, 100 tons) | 0.48045 | 1.2337 | -6103.7681 | 1.0831 | 0.046914 | 2751.0272
[20 empty] | Commercial/Industrial | Infiltration Reduction - Air Sealing | 0.051846 | 0.57702 | -0.66388 | 7.3843e-06 | 2.1927e-05 | 0.033383 | Commercial/Industrial | High Efficiency Chiller (Water cooled-positive displacement, 100 tons) | 0.48045 | 1.2337 | -6103.7681 | 1.0831 | 0.046914 | 2751.0272
[20 empty] | Commercial/Industrial | Infiltration Reduction - Air Sealing | 0.17107 | 0.57702 | -0.46254 | 2.4365e-05 | 7.2352e-05 | 0.11015 | Commercial/Industrial | High Efficiency Chiller (Water cooled-positive displacement, 100 tons) | 0.49132 | 1.2336 | -5904.1032 | 1.1076 | 0.047977 | 2813.3735
[20 empty] | Commercial/Industrial | Infiltration Reduction - Air Sealing | 0.074732 | 0.57702 | -0.62523 | 1.0644e-05 | 3.1606e-05 | 0.048119 | Commercial/Industrial | High Efficiency Chiller (Water cooled-positive displacement, 100 tons) | 0.49132 | 1.2336 | -5904.1032 | 1.1076 | 0.047977 | 2813.3735
[20 empty] | Commercial/Industrial | Instantaneous Hot Water System | 0.23927 | 1.6757 | -151623.3196 | 3.1205 | 3.5957 | 28168.138 | Commercial/Industrial | High Efficiency Chiller (Water cooled-positive displacement, 100 tons) | 0.49677 | 1.2337 | -5804.2707 | 1.1199 | 0.048509 | 2844.5466
[20 empty] | Commercial/Industrial | Instantaneous Hot Water System | 0.23927 | 1.6757 | -151623.3196 | 3.1205 | 3.5957 | 28168.138 | Commercial/Industrial | High Efficiency Chiller (Water cooled-positive displacement, 100 tons) | 0.49677 | 1.2337 | -5804.2707 | 1.1199 | 0.048509 | 2844.5466
[20 empty] | Commercial/Industrial | Instantaneous Hot Water System | 0.22432 | 1.6757 | -124354.4596 | 2.3404 | 2.6968 | 21126.1035 | Commercial/Industrial | High Efficiency Data Center Cooling | 0.45915 | 1.4672 | -278085.4682 | 29.7567 | 17.1868 | 129796.7956
[20 empty] | Commercial/Industrial | Instantaneous Hot Water System | 0.22432 | 1.6757 | -124354.4596 | 2.3404 | 2.6968 | 21126.1035 | Commercial/Industrial | High Efficiency Data Center Cooling | 0.45915 | 1.4672 | -278085.4682 | 29.7567 | 17.1868 | 129796.7956
[20 empty] | Commercial/Industrial | Instantaneous Hot Water System | 0.21091 | 1.2916 | -91302.8821 | 1.342 | 3.2369 | 14201.4362 | Commercial/Industrial | High Efficiency Data Center Cooling | 0.45915 | 1.4672 | -278085.4682 | 29.7567 | 17.1868 | 129796.7956
[20 empty] | Commercial/Industrial | Instantaneous Hot Water System | 0.21091 | 1.2916 | -91302.8821 | 1.342 | 3.2369 | 14201.4362 | Commercial/Industrial | High Efficiency Data Center Cooling | 0.45915 | 1.4672 | -278085.4682 | 29.7567 | 17.1868 | 129796.7956
[20 empty] | Commercial/Industrial | Instantaneous Hot Water System | 0.18041 | 1.2916 | -64372.5178 | 0.76527 | 1.8458 | 8098.3397 | Commercial/Industrial | High Efficiency Data Center Cooling | 0.45915 | 1.4672 | -278085.4682 | 29.7567 | 17.1868 | 129796.7956
[20 empty] | Commercial/Industrial | Instantaneous Hot Water System | 0.18041 | 1.2916 | -64372.5178 | 0.76527 | 1.8458 | 8098.3397 | Commercial/Industrial | High Efficiency Data Center Cooling | 0.45915 | 1.4672 | -278085.4682 | 29.7567 | 17.1868 | 129796.7956
[20 empty] | Commercial/Industrial | Instantaneous Hot Water System | 0.14694 | 1.7354 | -21084.8028 | 0.23267 | 0.24278 | 2091.4842 | Commercial/Industrial | High Efficiency Data Center Cooling | 0.45915 | 1.4672 | -278085.4682 | 29.7567 | 17.1868 | 129796.7956
[20 empty] | Commercial/Industrial | Instantaneous Hot Water System | 0.14694 | 1.7354 | -21084.8028 | 0.23267 | 0.24278 | 2091.4842 | Commercial/Industrial | High Efficiency Data Center Cooling | 0.45915 | 1.4672 | -278085.4682 | 29.7567 | 17.1868 | 129796.7956
[20 empty] | Commercial/Industrial | Instantaneous Hot Water System | 0.2077 | 1.6757 | -19162.4696 | 0.32505 | 0.37455 | 2934.181 | Commercial/Industrial | High Efficiency Data Center Cooling | 0.45915 | 1.4672 | -278085.4682 | 29.7567 | 17.1868 | 129796.7956
[20 empty] | Commercial/Industrial | Instantaneous Hot Water System | 0.2077 | 1.6757 | -19162.4696 | 0.32505 | 0.37455 | 2934.181 | Commercial/Industrial | High Efficiency Data Center Cooling | 0.45915 | 1.4672 | -278085.4682 | 29.7567 | 17.1868 | 129796.7956
[20 empty] | Commercial/Industrial | Instantaneous Hot Water System | 0.23749 | 1.7355 | -18346.6269 | 0.37604 | 0.39237 | 3380.1766 | Commercial/Industrial | High Efficiency Data Center Cooling | 0.45915 | 1.4672 | -278085.4682 | 29.7567 | 17.1868 | 129796.7956
[20 empty] | Commercial/Industrial | Instantaneous Hot Water System | 0.23749 | 1.7355 | -18346.6269 | 0.37604 | 0.39237 | 3380.1766 | Commercial/Industrial | High Efficiency Data Center Cooling | 0.45915 | 1.4672 | -278085.4682 | 29.7567 | 17.1868 | 129796.7956
[20 empty] | Commercial/Industrial | Instantaneous Hot Water System | 0.12371 | 1.7357 | -14525.3668 | 0.13057 | 0.13624 | 1173.6724 | Commercial/Industrial | High Efficiency Data Center Cooling | 0.45915 | 1.4672 | -278085.4682 | 29.7567 | 17.1868 | 129796.7956
[20 empty] | Commercial/Industrial | Instantaneous Hot Water System | 0.12371 | 1.7357 | -14525.3668 | 0.13057 | 0.13624 | 1173.6724 | Commercial/Industrial | High Efficiency Data Center Cooling | 0.45915 | 1.4672 | -278085.4682 | 29.7567 | 17.1868 | 129796.7956
[20 empty] | Commercial/Industrial | Instantaneous Hot Water System | 0.031171 | 1.6765 | -8191.256 | 0.016253 | 0.018728 | 146.7123 | Commercial/Industrial | High Efficiency Data Center Cooling | 0.45915 | 1.4672 | -278085.4682 | 29.7567 | 17.1868 | 129796.7956
[20 empty] | Commercial/Industrial | Instantaneous Hot Water System | 0.031171 | 1.6765 | -8191.256 | 0.016253 | 0.018728 | 146.7123 | Commercial/Industrial | High Efficiency Data Center Cooling | 0.45915 | 1.4672 | -278085.4682 | 29.7567 | 17.1868 | 129796.7956
[20 empty] | Commercial/Industrial | Instantaneous Hot Water System | 0.074779 | 1.6758 | -7745.6249 | 0.039006 | 0.044946 | 352.1017 | Commercial/Industrial | High Efficiency Data Center Cooling | 0.45915 | 1.4672 | -278085.4682 | 29.7567 | 17.1868 | 129796.7956
[20 empty] | Commercial/Industrial | Instantaneous Hot Water System | 0.074779 | 1.6758 | -7745.6249 | 0.039006 | 0.044946 | 352.1017 | Commercial/Industrial | High Efficiency Data Center Cooling | 0.45915 | 1.4672 | -278085.4682 | 29.7567 | 17.1868 | 129796.7956
[20 empty] | Commercial/Industrial | Instantaneous Hot Water System | 0.099731 | 1.6762 | -7490.9746 | 0.052008 | 0.059928 | 469.469 | Commercial/Industrial | High Efficiency Data Center Cooling | 0.45915 | 1.4672 | -278085.4682 | 29.7567 | 17.1868 | 129796.7956
[20 empty] | Commercial/Industrial | Instantaneous Hot Water System | 0.099731 | 1.6762 | -7490.9746 | 0.052008 | 0.059928 | 469.469 | Commercial/Industrial | High Efficiency Data Center Cooling | 0.45915 | 1.4672 | -278085.4682 | 29.7567 | 17.1868 | 129796.7956
[20 empty] | Commercial/Industrial | Instantaneous Hot Water System | 0.14845 | 1.7357 | -7013.3049 | 0.078341 | 0.081744 | 704.2034 | Commercial/Industrial | High Efficiency Data Center Cooling | 0.45915 | 1.4672 | -278085.4682 | 29.7567 | 17.1868 | 129796.7956
[20 empty] | Commercial/Industrial | Instantaneous Hot Water System | 0.14845 | 1.7357 | -7013.3049 | 0.078341 | 0.081744 | 704.2034 | Commercial/Industrial | High Efficiency Data Center Cooling | 0.45915 | 1.4672 | -278085.4682 | 29.7567 | 17.1868 | 129796.7956
[20 empty] | Commercial/Industrial | Instantaneous Hot Water System | 0.14956 | 1.6758 | -6981.674 | 0.078013 | 0.089892 | 704.2034 | Commercial/Industrial | High Efficiency Data Center Cooling | 0.45915 | 1.4672 | -278085.4682 | 29.7567 | 17.1868 | 129796.7956
[20 empty] | Commercial/Industrial | Instantaneous Hot Water System | 0.14956 | 1.6758 | -6981.674 | 0.078013 | 0.089892 | 704.2034 | Commercial/Industrial | High Efficiency Data Center Cooling | 0.45915 | 1.4672 | -278085.4682 | 29.7567 | 17.1868 | 129796.7956
[20 empty] | Commercial/Industrial | Interior Lighting Controls | 0.37838 | 1.8228 | -216.664 | 0 | 0 | 333.06 | Commercial/Industrial | High Efficiency Data Center Cooling | 0.45915 | 1.4672 | -278085.4682 | 29.7567 | 17.1868 | 129796.7956
[20 empty] | Commercial/Industrial | Interior Lighting Controls | 0.37838 | 1.8228 | -216.664 | 0 | 0 | 333.06 | Commercial/Industrial | High Efficiency Data Center Cooling | 0.45915 | 1.4672 | -278085.4682 | 29.7567 | 17.1868 | 129796.7956
[20 empty] | Commercial/Industrial | Interior Lighting Controls | 0.45743 | 1.8228 | -168.2291 | 0 | 0 | 402.64 | Commercial/Industrial | High Efficiency DX 135k- less than 240k BTU | 0.09693 | 1.1295 | -8352.7241 | 0.18745 | 0 | 453.3072
[20 empty] | Commercial/Industrial | Interior Lighting Controls | 0.45743 | 1.8228 | -168.2291 | 0 | 0 | 402.64 | Commercial/Industrial | High Efficiency DX 135k- less than 240k BTU | 0.09693 | 1.1295 | -8352.7241 | 0.18745 | 0 | 453.3072
[20 empty] | Commercial/Industrial | Interior Lighting Controls | 0.51739 | 1.8228 | -131.4888 | 0 | 0 | 455.42 | Commercial/Industrial | High Efficiency DX 135k- less than 240k BTU | 0.21588 | 1.1295 | -6884.0416 | 0.41747 | 0 | 1009.5738
[20 empty] | Commercial/Industrial | Interior Lighting Controls | 0.51739 | 1.8228 | -131.4888 | 0 | 0 | 455.42 | Commercial/Industrial | High Efficiency DX 135k- less than 240k BTU | 0.21588 | 1.1295 | -6884.0416 | 0.41747 | 0 | 1009.5738
[20 empty] | Commercial/Industrial | Interior Lighting Controls | 0.52471 | 1.8228 | -127.0059 | 0 | 0 | 461.86 | Commercial/Industrial | High Efficiency DX 135k- less than 240k BTU | 0.22079 | 1.1296 | -6823.633 | 0.42693 | 0 | 1032.4536
[20 empty] | Commercial/Industrial | Interior Lighting Controls | 0.52471 | 1.8228 | -127.0059 | 0 | 0 | 461.86 | Commercial/Industrial | High Efficiency DX 135k- less than 240k BTU | 0.22079 | 1.1296 | -6823.633 | 0.42693 | 0 | 1032.4536
[20 empty] | Commercial/Industrial | Interior Lighting Controls | 0.53393 | 1.8228 | -121.3535 | 0 | 0 | 469.98 | Commercial/Industrial | High Efficiency DX 135k- less than 240k BTU | 0.22324 | 1.1296 | -6793.4288 | 0.43166 | 0 | 1043.8936
[20 empty] | Commercial/Industrial | Interior Lighting Controls | 0.53393 | 1.8228 | -121.3535 | 0 | 0 | 469.98 | Commercial/Industrial | High Efficiency DX 135k- less than 240k BTU | 0.22324 | 1.1296 | -6793.4288 | 0.43166 | 0 | 1043.8936
[20 empty] | Commercial/Industrial | Interior Lighting Controls | 0.59707 | 1.8228 | -82.6641 | 0 | 0 | 525.56 | Commercial/Industrial | High Efficiency DX 135k- less than 240k BTU | 0.39966 | 1.1295 | -4614.9459 | 0.77286 | 0 | 1868.9985
[20 empty] | Commercial/Industrial | Interior Lighting Controls | 0.59707 | 1.8228 | -82.6641 | 0 | 0 | 525.56 | Commercial/Industrial | High Efficiency DX 135k- less than 240k BTU | 0.39966 | 1.1295 | -4614.9459 | 0.77286 | 0 | 1868.9985
[20 empty] | Commercial/Industrial | Interior Lighting Controls | 0.60821 | 1.8228 | -75.8422 | 0 | 0 | 535.36 | Commercial/Industrial | High Efficiency DX 135k- less than 240k BTU | 0.44125 | 1.1295 | -4101.4734 | 0.85328 | 0 | 2063.4773
[20 empty] | Commercial/Industrial | Interior Lighting Controls | 0.60821 | 1.8228 | -75.8422 | 0 | 0 | 535.36 | Commercial/Industrial | High Efficiency DX 135k- less than 240k BTU | 0.44125 | 1.1295 | -4101.4734 | 0.85328 | 0 | 2063.4773
[20 empty] | Commercial/Industrial | Interior Lighting Controls | 0.70109 | 1.8228 | -18.9288 | 0 | 0 | 617.12 | Commercial/Industrial | High Efficiency DX 135k- less than 240k BTU | 0.44338 | 1.1295 | -4075.0446 | 0.85742 | 0 | 2073.4872
[20 empty] | Commercial/Industrial | Interior Lighting Controls | 0.70109 | 1.8228 | -18.9288 | 0 | 0 | 617.12 | Commercial/Industrial | High Efficiency DX 135k- less than 240k BTU | 0.44338 | 1.1295 | -4075.0446 | 0.85742 | 0 | 2073.4872
[20 empty] | Commercial/Industrial | Interior Lighting Controls | 0.70109 | 1.8228 | -18.9288 | 0 | 0 | 617.12 | Commercial/Industrial | High Efficiency DX 135k- less than 240k BTU | 0.44981 | 1.1295 | -3995.7584 | 0.86983 | 0 | 2103.517
[20 empty] | Commercial/Industrial | Interior Lighting Controls | 0.70109 | 1.8228 | -18.9288 | 0 | 0 | 617.12 | Commercial/Industrial | High Efficiency DX 135k- less than 240k BTU | 0.44981 | 1.1295 | -3995.7584 | 0.86983 | 0 | 2103.517
[20 empty] | Commercial/Industrial | LED - 14W | 14.0811 | 1.3187 | 90.4831 | 0.011041 | 0.0025527 | 46.016 | Commercial/Industrial | High Efficiency DX 135k- less than 240k BTU | 0.5076 | 1.1295 | -3282.1826 | 0.98159 | 0 | 2373.7853
[20 empty] | Commercial/Industrial | LED - 14W | 17.4122 | 1.6483 | 110.2708 | 0.0071686 | 0.0070204 | 70.528 | Commercial/Industrial | High Efficiency DX 135k- less than 240k BTU | 0.5076 | 1.1295 | -3282.1826 | 0.98159 | 0 | 2373.7853
[20 empty] | Commercial/Industrial | LED - 14W | 26.7221 | 1.2952 | 179.6843 | 0.021364 | 5.7838e-06 | 88.704 | Commercial/Industrial | High Efficiency DX 135k- less than 240k BTU | 0.64765 | 1.1295 | -1552.9882 | 1.2524 | 0 | 3028.7213
[20 empty] | Commercial/Industrial | LED - 14W | 24.5292 | 1.314 | 162.2228 | 0.019302 | 0.0044629 | 80.448 | Commercial/Industrial | High Efficiency DX 135k- less than 240k BTU | 0.64765 | 1.1295 | -1552.9882 | 1.2524 | 0 | 3028.7213
[20 empty] | Commercial/Industrial | LED - 14W | 26.8656 | 1.6481 | 173.0877 | 0.011062 | 0.010833 | 108.832 | Commercial/Industrial | High Efficiency DX 135k- less than 240k BTU | 0.66019 | 1.1295 | -1398.1913 | 1.2767 | 0 | 3087.3509
[20 empty] | Commercial/Industrial | LED - 14W | 16.0862 | 1.3133 | 104.5844 | 0.012665 | 0.0029282 | 52.784 | Commercial/Industrial | High Efficiency DX 135k- less than 240k BTU | 0.66019 | 1.1295 | -1398.1913 | 1.2767 | 0 | 3087.3509
[20 empty] | Commercial/Industrial | LED - 14W | 18.0688 | 1.2934 | 119.9284 | 0.014466 | 3.9164e-06 | 60.064 | Commercial/Industrial | High Efficiency PTAC | 4.8555 | 1.0806 | 1913.0362 | 0.38889 | 0 | 781.6741
[20 empty] | Commercial/Industrial | LED - 14W | 21.4842 | 1.3128 | 141.5543 | 0.016922 | 0.0039125 | 70.528 | Commercial/Industrial | High Efficiency PTAC | 4.8555 | 1.0806 | 1913.0362 | 0.38889 | 0 | 781.6741
[20 empty] | Commercial/Industrial | LED - 14W | 15.9087 | 1.3172 | 103.0509 | 0.012488 | 0.0028874 | 52.048 | Commercial/Industrial | High Efficiency PTAC | 4.1592 | 1.24 | 1572.5281 | 0.24769 | 0 | 867.1977
[20 empty] | Commercial/Industrial | LED - 14W | 16.1695 | 1.2943 | 106.6753 | 0.012937 | 3.5022e-06 | 53.712 | Commercial/Industrial | High Efficiency PTAC | 4.1592 | 1.24 | 1572.5281 | 0.24769 | 0 | 867.1977
[20 empty] | Commercial/Industrial | LED - 14W | 24.0097 | 1.2945 | 160.9897 | 0.019206 | 5.1996e-06 | 79.744 | Commercial/Industrial | High Efficiency PTAC | 5.3606 | 1.0806 | 2149.7005 | 0.42936 | 0 | 863.0113
[20 empty] | Commercial/Industrial | LED - 14W | 11.6038 | 1.3138 | 73.915 | 0.0091329 | 0.0021116 | 38.064 | Commercial/Industrial | High Efficiency PTAC | 10.5652 | 1.0806 | 4587.6909 | 0.84622 | 0 | 1700.9037
[20 empty] | Commercial/Industrial | LED - 14W | 18.6714 | 1.3151 | 122.0859 | 0.01468 | 0.0033942 | 61.184 | Commercial/Industrial | High Efficiency PTAC | 10.5652 | 1.0806 | 4587.6909 | 0.84622 | 0 | 1700.9037
[20 empty] | Commercial/Industrial | LED - 14W | 14.0811 | 1.3187 | 90.4831 | 0.011041 | 0.0025527 | 46.016 | Commercial/Industrial | High Efficiency PTAC | 7.7272 | 1.24 | 3231.6857 | 0.4602 | 0 | 1611.1936
[20 empty] | Commercial/Industrial | LED - 14W | 17.4122 | 1.6483 | 110.2708 | 0.0071686 | 0.0070204 | 70.528 | Commercial/Industrial | High Efficiency PTAC | 7.7272 | 1.24 | 3231.6857 | 0.4602 | 0 | 1611.1936
[20 empty] | Commercial/Industrial | LED - 14W | 26.7221 | 1.2952 | 179.6843 | 0.021364 | 5.7838e-06 | 88.704 | Commercial/Industrial | High Efficiency PTAC | 8.0211 | 1.0807 | 3395.6685 | 0.6424 | 0 | 1291.2275
[20 empty] | Commercial/Industrial | LED - 14W | 24.5292 | 1.314 | 162.2228 | 0.019302 | 0.0044629 | 80.448 | Commercial/Industrial | High Efficiency PTAC | 8.0211 | 1.0807 | 3395.6685 | 0.6424 | 0 | 1291.2275
[20 empty] | Commercial/Industrial | LED - 14W | 26.8656 | 1.6481 | 173.0877 | 0.011062 | 0.010833 | 108.832 | Commercial/Industrial | High Efficiency PTAC | 4.974 | 1.1292 | 1962.74 | 0.36421 | 0 | 879.7571
[20 empty] | Commercial/Industrial | LED - 14W | 16.0862 | 1.3133 | 104.5844 | 0.012665 | 0.0029282 | 52.784 | Commercial/Industrial | High Efficiency PTAC | 4.974 | 1.1292 | 1962.74 | 0.36421 | 0 | 879.7571
[20 empty] | Commercial/Industrial | LED - 14W | 18.0688 | 1.2934 | 119.9284 | 0.014466 | 3.9164e-06 | 60.064 | Commercial/Industrial | High Efficiency PTAC | 7.869 | 1.0807 | 3324.3212 | 0.6302 | 0 | 1266.7068
[20 empty] | Commercial/Industrial | LED - 14W | 21.4842 | 1.3128 | 141.5543 | 0.016922 | 0.0039125 | 70.528 | Commercial/Industrial | High Efficiency PTAC | 7.869 | 1.0807 | 3324.3212 | 0.6302 | 0 | 1266.7068
[20 empty] | Commercial/Industrial | LED - 14W | 15.9087 | 1.3172 | 103.0509 | 0.012488 | 0.0028874 | 52.048 | Commercial/Industrial | High Efficiency PTAC | 6.1672 | 1.0807 | 2527.3193 | 0.49393 | 0 | 992.7919
[20 empty] | Commercial/Industrial | LED - 14W | 16.1695 | 1.2943 | 106.6753 | 0.012937 | 3.5022e-06 | 53.712 | Commercial/Industrial | High Efficiency PTAC | 6.1672 | 1.0807 | 2527.3193 | 0.49393 | 0 | 992.7919
[20 empty] | Commercial/Industrial | LED - 14W | 24.0097 | 1.2945 | 160.9897 | 0.019206 | 5.1996e-06 | 79.744 | Commercial/Industrial | High Efficiency PTAC | 5.3606 | 1.0806 | 2149.7005 | 0.42936 | 0 | 863.0113
[20 empty] | Commercial/Industrial | LED - 14W | 11.6038 | 1.3138 | 73.915 | 0.0091329 | 0.0021116 | 38.064 | Commercial/Industrial | High Efficiency PTHP | 4.9099 | 1.0808 | 1938.1957 | 0.39314 | 0.00014395 | 790.4475
[20 empty] | Commercial/Industrial | LED - 14W | 18.6714 | 1.3151 | 122.0859 | 0.01468 | 0.0033942 | 61.184 | Commercial/Industrial | High Efficiency PTHP | 4.9099 | 1.0808 | 1938.1957 | 0.39314 | 0.00014395 | 790.4475
[20 empty] | Commercial/Industrial | LED - 9W Flood | 26.0713 | 2.1667 | 286.6435 | 0 | 0 | 225.008 | Commercial/Industrial | High Efficiency PTHP | 4.2813 | 1.2669 | 1588.9382 | 0.24922 | 0.075355 | 875.9712
[20 empty] | Commercial/Industrial | LED - 9W Flood | 26.0713 | 2.1667 | 286.6435 | 0 | 0 | 225.008 | Commercial/Industrial | High Efficiency PTHP | 4.2813 | 1.2669 | 1588.9382 | 0.24922 | 0.075355 | 875.9712
[20 empty] | Commercial/Industrial | LED - 9W Flood | 26.0713 | 2.1667 | 286.6435 | 0 | 0 | 225.008 | Commercial/Industrial | High Efficiency PTHP | 10.6505 | 1.0808 | 4626.9196 | 0.85282 | 0.00031225 | 1714.6605
[20 empty] | Commercial/Industrial | LED - 9W Flood | 26.0713 | 2.1667 | 286.6435 | 0 | 0 | 225.008 | Commercial/Industrial | High Efficiency PTHP | 8.0774 | 1.0807 | 3422.0199 | 0.64682 | 0.00023683 | 1300.4923
[20 empty] | Commercial/Industrial | LED - 9W Flood | 26.0713 | 2.1667 | 286.6435 | 0 | 0 | 225.008 | Commercial/Industrial | High Efficiency PTHP | 8.0774 | 1.0807 | 3422.0199 | 0.64682 | 0.00023683 | 1300.4923
[20 empty] | Commercial/Industrial | LED - 9W Flood | 26.0713 | 2.1667 | 286.6435 | 0 | 0 | 225.008 | Commercial/Industrial | High Efficiency PTHP | 10.6505 | 1.0808 | 4626.9196 | 0.85282 | 0.00031225 | 1714.6605
[20 empty] | Commercial/Industrial | LED - 9W Flood | 26.0713 | 2.1667 | 286.6435 | 0 | 0 | 225.008 | Commercial/Industrial | High Efficiency PTHP | 7.9506 | 1.2668 | 3260.7302 | 0.46284 | 0.13995 | 1626.8454
[20 empty] | Commercial/Industrial | LED - 9W Flood | 26.0713 | 2.1667 | 286.6435 | 0 | 0 | 225.008 | Commercial/Industrial | High Efficiency PTHP | 7.9506 | 1.2668 | 3260.7302 | 0.46284 | 0.13995 | 1626.8454
[20 empty] | Commercial/Industrial | LED - 9W Flood | 26.0713 | 2.1667 | 286.6435 | 0 | 0 | 225.008 | Commercial/Industrial | High Efficiency PTHP | 5.4967 | 1.0809 | 2212.9215 | 0.44011 | 0.00016114 | 884.8808
[20 empty] | Commercial/Industrial | LED - 9W Flood | 26.0713 | 2.1667 | 286.6435 | 0 | 0 | 225.008 | Commercial/Industrial | High Efficiency PTHP | 5.4967 | 1.0809 | 2212.9215 | 0.44011 | 0.00016114 | 884.8808
[20 empty] | Commercial/Industrial | LED - 9W Flood | 26.0713 | 2.1667 | 286.6435 | 0 | 0 | 225.008 | Commercial/Industrial | High Efficiency PTHP | 8.0684 | 1.0807 | 3417.8625 | 0.64611 | 0.00023657 | 1299.0632
[20 empty] | Commercial/Industrial | LED - 9W Flood | 26.0713 | 2.1667 | 286.6435 | 0 | 0 | 225.008 | Commercial/Industrial | High Efficiency PTHP | 8.0684 | 1.0807 | 3417.8625 | 0.64611 | 0.00023657 | 1299.0632
[20 empty] | Commercial/Industrial | LED - 9W Flood | 26.0713 | 2.1667 | 286.6435 | 0 | 0 | 225.008 | Commercial/Industrial | High Efficiency PTHP | 6.2922 | 1.0807 | 2585.8676 | 0.50387 | 0.00018449 | 1013.0761
[20 empty] | Commercial/Industrial | LED - 9W Flood | 26.0713 | 2.1667 | 286.6435 | 0 | 0 | 225.008 | Commercial/Industrial | High Efficiency PTHP | 6.2922 | 1.0807 | 2585.8676 | 0.50387 | 0.00018449 | 1013.0761
[20 empty] | Commercial/Industrial | LED - 9W Flood | 26.0713 | 2.1667 | 286.6435 | 0 | 0 | 225.008 | Commercial/Industrial | High Efficiency PTHP | 5.4759 | 1.0807 | 2203.6129 | 0.43852 | 0.00016056 | 881.6812
[20 empty] | Commercial/Industrial | LED - 9W Flood | 26.0713 | 2.1667 | 286.6435 | 0 | 0 | 225.008 | Commercial/Industrial | High Efficiency PTHP | 5.4759 | 1.0807 | 2203.6129 | 0.43852 | 0.00016056 | 881.6812
[20 empty] | Commercial/Industrial | LED - 9W Flood | 26.0713 | 2.1667 | 286.6435 | 0 | 0 | 225.008 | Commercial/Industrial | High Efficiency Refrigeration Compressor | 0.25729 | 1.4992 | -429.1436 | 0.017568 | 0.014716 | 135.5
[20 empty] | Commercial/Industrial | LED - 9W Flood | 26.0713 | 2.1667 | 286.6435 | 0 | 0 | 225.008 | Commercial/Industrial | High Efficiency Refrigeration Compressor | 0.25729 | 1.4992 | -429.1436 | 0.017568 | 0.014716 | 135.5
[20 empty] | Commercial/Industrial | LED - 9W Flood | 26.0713 | 2.1667 | 286.6435 | 0 | 0 | 225.008 | Commercial/Industrial | High Efficiency Refrigeration Compressor | 0.25729 | 1.4992 | -429.1436 | 0.017568 | 0.014716 | 135.5
[20 empty] | Commercial/Industrial | LED - 9W Flood | 26.0713 | 2.1667 | 286.6435 | 0 | 0 | 225.008 | Commercial/Industrial | High Efficiency Refrigeration Compressor | 0.25729 | 1.4992 | -429.1436 | 0.017568 | 0.014716 | 135.5
[20 empty] | Commercial/Industrial | LED - 9W Flood | 26.0713 | 2.1667 | 286.6435 | 0 | 0 | 225.008 | Commercial/Industrial | High Efficiency Refrigeration Compressor | 0.25729 | 1.4992 | -429.1436 | 0.017568 | 0.014716 | 135.5
[20 empty] | Commercial/Industrial | LED - 9W Flood | 26.0713 | 2.1667 | 286.6435 | 0 | 0 | 225.008 | Commercial/Industrial | High Efficiency Refrigeration Compressor | 0.25729 | 1.4992 | -429.1436 | 0.017568 | 0.014716 | 135.5
[20 empty] | Commercial/Industrial | LED - 9W Flood | 26.0713 | 2.1667 | 286.6435 | 0 | 0 | 225.008 | Commercial/Industrial | High Efficiency Refrigeration Compressor | 0.25729 | 1.4992 | -429.1436 | 0.017568 | 0.014716 | 135.5
[20 empty] | Commercial/Industrial | LED - 9W Flood | 26.0713 | 2.1667 | 286.6435 | 0 | 0 | 225.008 | Commercial/Industrial | High Efficiency Refrigeration Compressor | 0.25729 | 1.4992 | -429.1436 | 0.017568 | 0.014716 | 135.5
[20 empty] | Commercial/Industrial | LED - 9W Flood | 26.0713 | 2.1667 | 286.6435 | 0 | 0 | 225.008 | Commercial/Industrial | High Efficiency Refrigeration Compressor | 0.25729 | 1.4992 | -429.1436 | 0.017568 | 0.014716 | 135.5
[20 empty] | Commercial/Industrial | LED - 9W Flood | 26.0713 | 2.1667 | 286.6435 | 0 | 0 | 225.008 | Commercial/Industrial | High Efficiency Refrigeration Compressor | 0.25729 | 1.4992 | -429.1436 | 0.017568 | 0.014716 | 135.5
[20 empty] | Commercial/Industrial | LED Display Lighting (Interior) | 8.523 | 1.6349 | 955.1224 | 0.067152 | 0.062943 | 639.388 | Commercial/Industrial | High Efficiency Refrigeration Compressor | 0.25729 | 1.4992 | -429.1436 | 0.017568 | 0.014716 | 135.5
[20 empty] | Commercial/Industrial | LED Display Lighting (Interior) | 8.523 | 1.6349 | 955.1224 | 0.067152 | 0.062943 | 639.388 | Commercial/Industrial | High Efficiency Refrigeration Compressor | 0.25729 | 1.4992 | -429.1436 | 0.017568 | 0.014716 | 135.5
[20 empty] | Commercial/Industrial | LED Linear - Fixture Replacement | 10.7854 | 1.312 | 725.8881 | 0.090781 | 0.020767 | 374.5037 | Commercial/Industrial | High Efficiency Refrigeration Compressor | 0.26416 | 1.4312 | -420.906 | 0.020431 | 0.0095627 | 135.5
[20 empty] | Commercial/Industrial | LED Linear - Fixture Replacement | 12.0503 | 1.2917 | 830.2286 | 0.10326 | 5.6573e-06 | 423.4406 | Commercial/Industrial | High Efficiency Refrigeration Compressor | 0.26416 | 1.4312 | -420.906 | 0.020431 | 0.0095627 | 135.5
[20 empty] | Commercial/Industrial | LED Linear - Fixture Replacement | 8.7247 | 1.6342 | 560.5912 | 0.039245 | 0.036402 | 374.5037 | Commercial/Industrial | High Efficiency Refrigeration Compressor | 0.26416 | 1.4312 | -420.906 | 0.020431 | 0.0095627 | 135.5
[20 empty] | Commercial/Industrial | LED Linear - Fixture Replacement | 13.408 | 1.292 | 929.9578 | 0.11487 | 6.293e-06 | 471.0182 | Commercial/Industrial | High Efficiency Refrigeration Compressor | 0.26416 | 1.4312 | -420.906 | 0.020431 | 0.0095627 | 135.5
[20 empty] | Commercial/Industrial | LED Linear - Fixture Replacement | 12.2974 | 1.3115 | 836.0548 | 0.10355 | 0.023688 | 427.1789 | Commercial/Industrial | High Efficiency Refrigeration Compressor | 0.26416 | 1.4312 | -420.906 | 0.020431 | 0.0095627 | 135.5
[20 empty] | Commercial/Industrial | LED Linear - Fixture Replacement | 13.4714 | 1.6352 | 896.2034 | 0.060559 | 0.056172 | 577.8979 | Commercial/Industrial | High Efficiency Refrigeration Compressor | 0.26416 | 1.4312 | -420.906 | 0.020431 | 0.0095627 | 135.5
[20 empty] | Commercial/Industrial | LED Linear - Fixture Replacement | 12.0503 | 1.2917 | 830.2286 | 0.10326 | 5.6573e-06 | 423.4406 | Commercial/Industrial | High Efficiency Refrigeration Compressor | 0.26416 | 1.4312 | -420.906 | 0.020431 | 0.0095627 | 135.5
[20 empty] | Commercial/Industrial | LED Linear - Fixture Replacement | 10.7854 | 1.312 | 725.8881 | 0.090781 | 0.020767 | 374.5037 | Commercial/Industrial | High Efficiency Refrigeration Compressor | 0.26416 | 1.4312 | -420.906 | 0.020431 | 0.0095627 | 135.5
[20 empty] | Commercial/Industrial | LED Linear - Fixture Replacement | 9.3516 | 1.3113 | 622.1182 | 0.078754 | 0.018016 | 324.887 | Commercial/Industrial | High Efficiency Refrigeration Compressor | 0.26416 | 1.4312 | -420.906 | 0.020431 | 0.0095627 | 135.5
[20 empty] | Commercial/Industrial | LED Linear - Fixture Replacement | 8.7247 | 1.6342 | 560.5912 | 0.039245 | 0.036402 | 374.5037 | Commercial/Industrial | High Efficiency Refrigeration Compressor | 0.26416 | 1.4312 | -420.906 | 0.020431 | 0.0095627 | 135.5
[20 empty] | Commercial/Industrial | LED Linear - Fixture Replacement | 13.408 | 1.292 | 929.9578 | 0.11487 | 6.293e-06 | 471.0182 | Commercial/Industrial | High Efficiency Refrigeration Compressor | 0.26416 | 1.4312 | -420.906 | 0.020431 | 0.0095627 | 135.5
[20 empty] | Commercial/Industrial | LED Linear - Fixture Replacement | 12.2974 | 1.3115 | 836.0548 | 0.10355 | 0.023688 | 427.1789 | Commercial/Industrial | High Efficiency Refrigeration Compressor | 0.26416 | 1.4312 | -420.906 | 0.020431 | 0.0095627 | 135.5
[20 empty] | Commercial/Industrial | LED Linear - Fixture Replacement | 13.4714 | 1.6352 | 896.2034 | 0.060559 | 0.056172 | 577.8979 | Commercial/Industrial | High Efficiency Refrigeration Compressor | 0.26416 | 1.4312 | -420.906 | 0.020431 | 0.0095627 | 135.5
[20 empty] | Commercial/Industrial | LED Linear - Fixture Replacement | 9.3516 | 1.3113 | 622.1182 | 0.078754 | 0.018016 | 324.887 | Commercial/Industrial | High Efficiency Refrigeration Compressor | 0.26416 | 1.4312 | -420.906 | 0.020431 | 0.0095627 | 135.5
[20 empty] | Commercial/Industrial | LED Linear - Lamp Replacement | 9.3753 | 1.2905 | 68.3324 | 0.0086082 | 1.4418e-06 | 35.6854 | Commercial/Industrial | High R-Value Glass Doors | 0 | #DIV/0! | -1130.0212 | 0 | 0 | 0
[20 empty] | Commercial/Industrial | LED Linear - Lamp Replacement | 10.4626 | 1.2947 | 76.703 | 0.0095754 | 1.6038e-06 | 39.695 | Commercial/Industrial | High R-Value Glass Doors | 0 | #DIV/0! | -1130.0212 | 0 | 0 | 0
[20 empty] | Commercial/Industrial | LED Linear - Lamp Replacement | 9.6399 | 1.3142 | 69.0285 | 0.0086962 | 0.0019966 | 36.0005 | Commercial/Industrial | High R-Value Glass Doors | 0 | #DIV/0! | -1130.0212 | 0 | 0 | 0
[20 empty] | Commercial/Industrial | LED Linear - Lamp Replacement | 10.5646 | 1.6437 | 74.0048 | 0.0050442 | 0.0048434 | 48.7023 | Commercial/Industrial | High R-Value Glass Doors | 0 | #DIV/0! | -1130.0212 | 0 | 0 | 0
[20 empty] | Commercial/Industrial | LED Linear - Lamp Replacement | 10.4626 | 1.2947 | 76.703 | 0.0095754 | 1.6038e-06 | 39.695 | Commercial/Industrial | High R-Value Glass Doors | 0 | #DIV/0! | -1130.0212 | 0 | 0 | 0
[20 empty] | Commercial/Industrial | LED Linear - Lamp Replacement | 9.3753 | 1.2905 | 68.3324 | 0.0086082 | 1.4418e-06 | 35.6854 | Commercial/Industrial | High R-Value Glass Doors | 0 | #DIV/0! | -1130.0212 | 0 | 0 | 0
[20 empty] | Commercial/Industrial | LED Linear - Lamp Replacement | 9.6399 | 1.3142 | 69.0285 | 0.0086962 | 0.0019966 | 36.0005 | Commercial/Industrial | High R-Value Glass Doors | 0 | #DIV/0! | -1130.0212 | 0 | 0 | 0
[20 empty] | Commercial/Industrial | LED Linear - Lamp Replacement | 10.5646 | 1.6437 | 74.0048 | 0.0050442 | 0.0048434 | 48.7023 | Commercial/Industrial | High R-Value Glass Doors | 0 | #DIV/0! | -1130.0212 | 0 | 0 | 0
[20 empty] | Commercial/Industrial | LED Traffic and Crosswalk Lighting | 0.1236 | 1.9168 | -170.0536 | 0 | 0 | 37.96 | Commercial/Industrial | High R-Value Glass Doors | 0 | #DIV/0! | -1130.0212 | 0 | 0 | 0
[20 empty] | Commercial/Industrial | LED Traffic and Crosswalk Lighting | 0.1236 | 1.9168 | -170.0536 | 0 | 0 | 37.96 | Commercial/Industrial | High R-Value Glass Doors | 0 | #DIV/0! | -1130.0212 | 0 | 0 | 0
[20 empty] | Commercial/Industrial | LED Traffic and Crosswalk Lighting | 0.1236 | 1.9168 | -170.0536 | 0 | 0 | 37.96 | Commercial/Industrial | High R-Value Glass Doors | 0 | #DIV/0! | -1130.0212 | 0 | 0 | 0
[20 empty] | Commercial/Industrial | LED Traffic and Crosswalk Lighting | 0.1236 | 1.9168 | -170.0536 | 0 | 0 | 37.96 | Commercial/Industrial | High R-Value Glass Doors | 0 | #DIV/0! | -1130.0212 | 0 | 0 | 0
[20 empty] | Commercial/Industrial | LED Traffic and Crosswalk Lighting | 0.1236 | 1.9168 | -170.0536 | 0 | 0 | 37.96 | Commercial/Industrial | High R-Value Glass Doors | 0 | #DIV/0! | -1130.0212 | 0 | 0 | 0
[20 empty] | Commercial/Industrial | LED Traffic and Crosswalk Lighting | 0.1236 | 1.9168 | -170.0536 | 0 | 0 | 37.96 | Commercial/Industrial | High R-Value Glass Doors | 0.17122 | 1.465 | -882.5058 | 0.02269 | 0.019005 | 175
[20 empty] | Commercial/Industrial | LED Traffic and Crosswalk Lighting | 0.1236 | 1.9168 | -170.0536 | 0 | 0 | 37.96 | Commercial/Industrial | High R-Value Glass Doors | 0.17122 | 1.465 | -882.5058 | 0.02269 | 0.019005 | 175
[20 empty] | Commercial/Industrial | LED Traffic and Crosswalk Lighting | 0.1236 | 1.9168 | -170.0536 | 0 | 0 | 37.96 | Commercial/Industrial | High R-Value Glass Doors | 0.17122 | 1.465 | -882.5058 | 0.02269 | 0.019005 | 175
[20 empty] | Commercial/Industrial | LED Traffic and Crosswalk Lighting | 0.1236 | 1.9168 | -170.0536 | 0 | 0 | 37.96 | Commercial/Industrial | High R-Value Glass Doors | 0.17122 | 1.465 | -882.5058 | 0.02269 | 0.019005 | 175
[20 empty] | Commercial/Industrial | LED Traffic and Crosswalk Lighting | 0.1236 | 1.9168 | -170.0536 | 0 | 0 | 37.96 | Commercial/Industrial | High R-Value Glass Doors | 0.17122 | 1.465 | -882.5058 | 0.02269 | 0.019005 | 175
[20 empty] | Commercial/Industrial | LED Traffic and Crosswalk Lighting | 0.1236 | 1.9168 | -170.0536 | 0 | 0 | 37.96 | Commercial/Industrial | High R-Value Glass Doors | 0.17122 | 1.465 | -882.5058 | 0.02269 | 0.019005 | 175
[20 empty] | Commercial/Industrial | LED Traffic and Crosswalk Lighting | 0.1236 | 1.9168 | -170.0536 | 0 | 0 | 37.96 | Commercial/Industrial | High R-Value Glass Doors | 0.17337 | 1.4013 | -874.7717 | 0.025557 | 0.0087903 | 175
[20 empty] | Commercial/Industrial | LED Traffic and Crosswalk Lighting | 0.1236 | 1.9168 | -170.0536 | 0 | 0 | 37.96 | Commercial/Industrial | High R-Value Glass Doors | 0.17337 | 1.4013 | -874.7717 | 0.025557 | 0.0087903 | 175
[20 empty] | Commercial/Industrial | LED Traffic and Crosswalk Lighting | 0.1236 | 1.9168 | -170.0536 | 0 | 0 | 37.96 | Commercial/Industrial | High R-Value Glass Doors | 0.17337 | 1.4013 | -874.7717 | 0.025557 | 0.0087903 | 175
[20 empty] | Commercial/Industrial | LED Traffic and Crosswalk Lighting | 0.1236 | 1.9168 | -170.0536 | 0 | 0 | 37.96 | Commercial/Industrial | High R-Value Glass Doors | 0.17337 | 1.4013 | -874.7717 | 0.025557 | 0.0087903 | 175
[20 empty] | Commercial/Industrial | LED Traffic and Crosswalk Lighting | 0.1236 | 1.9168 | -170.0536 | 0 | 0 | 37.96 | Commercial/Industrial | High R-Value Glass Doors | 0.17337 | 1.4013 | -874.7717 | 0.025557 | 0.0087903 | 175
[20 empty] | Commercial/Industrial | LED Traffic and Crosswalk Lighting | 0.1236 | 1.9168 | -170.0536 | 0 | 0 | 37.96 | Commercial/Industrial | High R-Value Glass Doors | 0.17337 | 1.4013 | -874.7717 | 0.025557 | 0.0087903 | 175
[20 empty] | Commercial/Industrial | LED Traffic and Crosswalk Lighting | 0.1236 | 1.9168 | -170.0536 | 0 | 0 | 37.96 | Commercial/Industrial | High R-Value Glass Doors | 0.17337 | 1.4013 | -874.7717 | 0.025557 | 0.0087903 | 175
[20 empty] | Commercial/Industrial | LED Traffic and Crosswalk Lighting | 0.1236 | 1.9168 | -170.0536 | 0 | 0 | 37.96 | Commercial/Industrial | High Speed Fans | 0.69487 | 1.2965 | -18.4359 | 0.065938 | 0.055231 | 508.5618
[20 empty] | Commercial/Industrial | LED Traffic and Crosswalk Lighting | 0.1236 | 1.9168 | -170.0536 | 0 | 0 | 37.96 | Commercial/Industrial | High Speed Fans | 0.69487 | 1.2965 | -18.4359 | 0.065938 | 0.055231 | 508.5618
[20 empty] | Commercial/Industrial | LED Traffic and Crosswalk Lighting | 0.1236 | 1.9168 | -170.0536 | 0 | 0 | 37.96 | Commercial/Industrial | High Speed Fans | 0.69487 | 1.2965 | -18.4359 | 0.065938 | 0.055231 | 508.5618
[20 empty] | Commercial/Industrial | LED Traffic and Crosswalk Lighting | 0.1236 | 1.9168 | -170.0536 | 0 | 0 | 37.96 | Commercial/Industrial | High Speed Fans | 0.69487 | 1.2965 | -18.4359 | 0.065938 | 0.055231 | 508.5618
[20 empty] | Commercial/Industrial | LED Traffic and Crosswalk Lighting | 0.1236 | 1.9168 | -170.0536 | 0 | 0 | 37.96 | Commercial/Industrial | High Speed Fans | 0.69487 | 1.2965 | -18.4359 | 0.065938 | 0.055231 | 508.5618
[20 empty] | Commercial/Industrial | LED Traffic and Crosswalk Lighting | 0.1236 | 1.9168 | -170.0536 | 0 | 0 | 37.96 | Commercial/Industrial | High Speed Fans | 0.69487 | 1.2965 | -18.4359 | 0.065938 | 0.055231 | 508.5618
[20 empty] | Commercial/Industrial | LED Traffic and Crosswalk Lighting | 0.1236 | 1.9168 | -170.0536 | 0 | 0 | 37.96 | Commercial/Industrial | High Speed Fans | 0.69487 | 1.2965 | -18.4359 | 0.065938 | 0.055231 | 508.5618
[20 empty] | Commercial/Industrial | LED Traffic and Crosswalk Lighting | 0.1236 | 1.9168 | -170.0536 | 0 | 0 | 37.96 | Commercial/Industrial | High Speed Fans | 0.69487 | 1.2965 | -18.4359 | 0.065938 | 0.055231 | 508.5618
[20 empty] | Commercial/Industrial | Low Flow Shower Head | 4.6876 | 0.74945 | 2909.5551 | 0.090394 | 0.77136 | 1708.2211 | Commercial/Industrial | High Speed Fans | 0.69487 | 1.2965 | -18.4359 | 0.065938 | 0.055231 | 508.5618
[20 empty] | Commercial/Industrial | Low Flow Shower Head | 4.6876 | 0.74945 | 2909.5551 | 0.090394 | 0.77136 | 1708.2211 | Commercial/Industrial | High Speed Fans | 0.69487 | 1.2965 | -18.4359 | 0.065938 | 0.055231 | 508.5618
[20 empty] | Commercial/Industrial | Low Flow Shower Head | 4.5189 | 0.83886 | 9150.8689 | 0.42491 | 2.2292 | 6056.4203 | Commercial/Industrial | High Speed Fans | 0.69487 | 1.2965 | -18.4359 | 0.065938 | 0.055231 | 508.5618
[20 empty] | Commercial/Industrial | Low Flow Shower Head | 4.5189 | 0.83886 | 9150.8689 | 0.42491 | 2.2292 | 6056.4203 | Commercial/Industrial | High Speed Fans | 0.69487 | 1.2965 | -18.4359 | 0.065938 | 0.055231 | 508.5618
[20 empty] | Commercial/Industrial | Low Flow Shower Head | 4.5189 | 0.83886 | 234.6377 | 0.010895 | 0.057159 | 155.2928 | Commercial/Industrial | High Speed Fans | 0.68761 | 1.2407 | -10.5845 | 0.070783 | 0.0064843 | 508.5618
[20 empty] | Commercial/Industrial | Low Flow Shower Head | 4.5189 | 0.83886 | 234.6377 | 0.010895 | 0.057159 | 155.2928 | Commercial/Industrial | High Speed Fans | 0.68761 | 1.2407 | -10.5845 | 0.070783 | 0.0064843 | 508.5618
[20 empty] | Commercial/Industrial | Low Flow Shower Head | 4.5189 | 0.83886 | 469.2753 | 0.021791 | 0.11432 | 310.5857 | Commercial/Industrial | High Speed Fans | 0.68761 | 1.2407 | -10.5845 | 0.070783 | 0.0064843 | 508.5618
[20 empty] | Commercial/Industrial | Low Flow Shower Head | 4.5189 | 0.83886 | 234.6377 | 0.010895 | 0.057159 | 155.2928 | Commercial/Industrial | High Speed Fans | 0.68761 | 1.2407 | -10.5845 | 0.070783 | 0.0064843 | 508.5618
[20 empty] | Commercial/Industrial | Low Flow Shower Head | 4.5189 | 0.83886 | 234.6377 | 0.010895 | 0.057159 | 155.2928 | Commercial/Industrial | High Speed Fans | 0.68761 | 1.2407 | -10.5845 | 0.070783 | 0.0064843 | 508.5618
[20 empty] | Commercial/Industrial | Low Flow Shower Head | 4.5189 | 0.83886 | 469.2753 | 0.021791 | 0.11432 | 310.5857 | Commercial/Industrial | High Speed Fans | 0.68761 | 1.2407 | -10.5845 | 0.070783 | 0.0064843 | 508.5618
[20 empty] | Commercial/Industrial | Low U-Value Windows | 0.1222 | 1.2765 | -874.0805 | 0.015694 | -0.0026501 | 45.587 | Commercial/Industrial | High Speed Fans | 0.68761 | 1.2407 | -10.5845 | 0.070783 | 0.0064843 | 508.5618
[20 empty] | Commercial/Industrial | Low U-Value Windows | 0.1222 | 1.2765 | -874.0805 | 0.015694 | -0.0026501 | 45.587 | Commercial/Industrial | High Speed Fans | 0.68761 | 1.2407 | -10.5845 | 0.070783 | 0.0064843 | 508.5618
[20 empty] | Commercial/Industrial | Low U-Value Windows | 0.12765 | 1.2632 | -868.5947 | 0.016945 | 0.00018946 | 45.587 | Commercial/Industrial | High Speed Fans | 0.68761 | 1.2407 | -10.5845 | 0.070783 | 0.0064843 | 508.5618
[20 empty] | Commercial/Industrial | Low U-Value Windows | 0.12765 | 1.2632 | -868.5947 | 0.016945 | 0.00018946 | 45.587 | Commercial/Industrial | High Speed Fans | 0.68761 | 1.2407 | -10.5845 | 0.070783 | 0.0064843 | 508.5618
[20 empty] | Commercial/Industrial | Low U-Value Windows | 0.12765 | 1.2632 | -868.5947 | 0.016945 | 0.00018946 | 45.587 | Commercial/Industrial | High Speed Fans | 0.68761 | 1.2407 | -10.5845 | 0.070783 | 0.0064843 | 508.5618
[20 empty] | Commercial/Industrial | Low U-Value Windows | 0.12765 | 1.2632 | -868.5947 | 0.016945 | 0.00018946 | 45.587 | Commercial/Industrial | High Speed Fans | 0.68761 | 1.2407 | -10.5845 | 0.070783 | 0.0064843 | 508.5618
[20 empty] | Commercial/Industrial | Low U-Value Windows | 0.12765 | 1.2632 | -868.5947 | 0.016945 | 0.00018946 | 45.587 | Commercial/Industrial | High Speed Fans | 0.68761 | 1.2407 | -10.5845 | 0.070783 | 0.0064843 | 508.5618
[20 empty] | Commercial/Industrial | Low U-Value Windows | 0.12765 | 1.2632 | -868.5947 | 0.016945 | 0.00018946 | 45.587 | Commercial/Industrial | High Speed Fans | 0.68761 | 1.2407 | -10.5845 | 0.070783 | 0.0064843 | 508.5618
[20 empty] | Commercial/Industrial | Low U-Value Windows | 0.12765 | 1.2632 | -868.5947 | 0.016945 | 0.00018946 | 45.587 | Commercial/Industrial | Hot Water Circulation Pump Control | 0.58374 | 1.8391 | -8918.4932 | 0.77405 | 0.81316 | 16275
[20 empty] | Commercial/Industrial | Low U-Value Windows | 0.12765 | 1.2632 | -868.5947 | 0.016945 | 0.00018946 | 45.587 | Commercial/Industrial | Hot Water Circulation Pump Control | 0.58374 | 1.8391 | -8918.4932 | 0.77405 | 0.81316 | 16275
[20 empty] | Commercial/Industrial | Low U-Value Windows | 0.12765 | 1.2632 | -868.5947 | 0.016945 | 0.00018946 | 45.587 | Commercial/Industrial | Hot Water Circulation Pump Control | 0.58373 | 1.8391 | -7134.7945 | 0.61924 | 0.65053 | 13020
[20 empty] | Commercial/Industrial | Low U-Value Windows | 0.12765 | 1.2632 | -868.5947 | 0.016945 | 0.00018946 | 45.587 | Commercial/Industrial | Hot Water Circulation Pump Control | 0.58373 | 1.8391 | -7134.7945 | 0.61924 | 0.65053 | 13020
[20 empty] | Commercial/Industrial | Low U-Value Windows | 0.13527 | 1.1812 | -854.6878 | 0.020116 | -0.004527 | 45.587 | Commercial/Industrial | Hot Water Circulation Pump Control | 0.6902 | 1.5842 | -3015.6011 | 1.2161 | 1.2161 | 9765
[20 empty] | Commercial/Industrial | Low-Flow Pre-Rinse Sprayers | 1.867 | 0.66707 | 1485.327 | 0.12005 | 1.0244 | 2261.9741 | Commercial/Industrial | Hot Water Circulation Pump Control | 0.6902 | 1.5842 | -3015.6011 | 1.2161 | 1.2161 | 9765
[20 empty] | Commercial/Industrial | Low-Flow Pre-Rinse Sprayers | 1.867 | 0.66707 | 1485.327 | 0.12005 | 1.0244 | 2261.9741 | Commercial/Industrial | Hot Water Circulation Pump Control | 0.69019 | 1.5842 | -2010.4007 | 0.8107 | 0.8107 | 6510
[20 empty] | Commercial/Industrial | Low-Flow Pre-Rinse Sprayers | 1.6634 | 0.91627 | 480.6571 | 0.10427 | 0.27256 | 1130.987 | Commercial/Industrial | Hot Water Circulation Pump Control | 0.69019 | 1.5842 | -2010.4007 | 0.8107 | 0.8107 | 6510
[20 empty] | Commercial/Industrial | Low-Flow Pre-Rinse Sprayers | 1.6634 | 0.91627 | 480.6571 | 0.10427 | 0.27256 | 1130.987 | Commercial/Industrial | Hot Water Circulation Pump Control | 0.51602 | 2.1667 | -1383.1934 | 0 | 0 | 1953
[20 empty] | Commercial/Industrial | Low-Flow Pre-Rinse Sprayers | 1.6636 | 0.91638 | 961.3143 | 0.20853 | 0.54512 | 2261.9741 | Commercial/Industrial | Hot Water Circulation Pump Control | 0.51602 | 2.1667 | -1383.1934 | 0 | 0 | 1953
[20 empty] | Commercial/Industrial | Low-Flow Pre-Rinse Sprayers | 1.6636 | 0.91638 | 961.3143 | 0.20853 | 0.54512 | 2261.9741 | Commercial/Industrial | Hot Water Circulation Pump Control | 0.51602 | 2.1667 | -1383.1934 | 0 | 0 | 1953
[20 empty] | Commercial/Industrial | Low-Flow Pre-Rinse Sprayers | 1.6636 | 0.91638 | 961.3143 | 0.20853 | 0.54512 | 2261.9741 | Commercial/Industrial | Hot Water Circulation Pump Control | 0.51602 | 2.1667 | -1383.1934 | 0 | 0 | 1953
[20 empty] | Commercial/Industrial | Low-Flow Pre-Rinse Sprayers | 1.6636 | 0.91638 | 961.3143 | 0.20853 | 0.54512 | 2261.9741 | Commercial/Industrial | Hot Water Circulation Pump Control | 0.58373 | 1.839 | -1070.2192 | 0.092886 | 0.097579 | 1953
[20 empty] | Commercial/Industrial | Low-Flow Pre-Rinse Sprayers | 1.6636 | 0.91638 | 961.3143 | 0.20853 | 0.54512 | 2261.9741 | Commercial/Industrial | Hot Water Circulation Pump Control | 0.58373 | 1.839 | -1070.2192 | 0.092886 | 0.097579 | 1953
[20 empty] | Commercial/Industrial | Low-Flow Pre-Rinse Sprayers | 1.6636 | 0.91638 | 961.3143 | 0.20853 | 0.54512 | 2261.9741 | Commercial/Industrial | Hot Water Circulation Pump Control | 0.51602 | 2.1667 | -922.1289 | 0 | 0 | 1302
[20 empty] | Commercial/Industrial | Low-Flow Pre-Rinse Sprayers | 1.6636 | 0.91638 | 961.3143 | 0.20853 | 0.54512 | 2261.9741 | Commercial/Industrial | Hot Water Circulation Pump Control | 0.51602 | 2.1667 | -922.1289 | 0 | 0 | 1302
[20 empty] | Commercial/Industrial | Low-Flow Pre-Rinse Sprayers | 1.6636 | 0.91638 | 961.3143 | 0.20853 | 0.54512 | 2261.9741 | Commercial/Industrial | Hot Water Circulation Pump Control | 0.51602 | 2.1667 | -461.0645 | 0 | 0 | 651
[20 empty] | Commercial/Industrial | Low-Flow Pre-Rinse Sprayers | 1.6636 | 0.91638 | 961.3143 | 0.20853 | 0.54512 | 2261.9741 | Commercial/Industrial | Hot Water Circulation Pump Control | 0.51602 | 2.1667 | -461.0645 | 0 | 0 | 651
[20 empty] | Commercial/Industrial | Low-Flow Pre-Rinse Sprayers | 1.6636 | 0.91638 | 961.3143 | 0.20853 | 0.54512 | 2261.9741 | Commercial/Industrial | Hot Water Circulation Pump Control | 0.5836 | 1.8386 | -356.7397 | 0.030962 | 0.032526 | 651
[20 empty] | Commercial/Industrial | Low-Flow Pre-Rinse Sprayers | 1.6636 | 0.91638 | 961.3143 | 0.20853 | 0.54512 | 2261.9741 | Commercial/Industrial | Hot Water Circulation Pump Control | 0.5836 | 1.8386 | -356.7397 | 0.030962 | 0.032526 | 651
[20 empty] | Commercial/Industrial | Low-Flow Pre-Rinse Sprayers | 1.6636 | 0.91638 | 961.3143 | 0.20853 | 0.54512 | 2261.9741 | Commercial/Industrial | Hot Water Circulation Pump Control | 0.5836 | 1.8386 | -356.7397 | 0.030962 | 0.032526 | 651
[20 empty] | Commercial/Industrial | Low-Flow Pre-Rinse Sprayers | 1.6636 | 0.91638 | 961.3143 | 0.20853 | 0.54512 | 2261.9741 | Commercial/Industrial | Hot Water Circulation Pump Control | 0.5836 | 1.8386 | -356.7397 | 0.030962 | 0.032526 | 651
[20 empty] | Commercial/Industrial | Low-Flow Pre-Rinse Sprayers | 1.6636 | 0.91638 | 961.3143 | 0.20853 | 0.54512 | 2261.9741 | Commercial/Industrial | Hot Water Circulation Pump Control | 0.5836 | 1.8386 | -356.7397 | 0.030962 | 0.032526 | 651
[20 empty] | Commercial/Industrial | Low-Flow Pre-Rinse Sprayers | 1.6636 | 0.91638 | 961.3143 | 0.20853 | 0.54512 | 2261.9741 | Commercial/Industrial | Hot Water Circulation Pump Control | 0.5836 | 1.8386 | -356.7397 | 0.030962 | 0.032526 | 651
[20 empty] | Commercial/Industrial | Low-Flow Pre-Rinse Sprayers | 1.6636 | 0.91638 | 961.3143 | 0.20853 | 0.54512 | 2261.9741 | Commercial/Industrial | Hot Water Circulation Pump Control | 0.5836 | 1.8386 | -356.7397 | 0.030962 | 0.032526 | 651
[20 empty] | Commercial/Industrial | Low-Flow Pre-Rinse Sprayers | 1.6636 | 0.91638 | 961.3143 | 0.20853 | 0.54512 | 2261.9741 | Commercial/Industrial | Hot Water Circulation Pump Control | 0.5836 | 1.8386 | -356.7397 | 0.030962 | 0.032526 | 651
[20 empty] | Commercial/Industrial | Low-Flow Pre-Rinse Sprayers | 1.6636 | 0.91638 | 961.3143 | 0.20853 | 0.54512 | 2261.9741 | Commercial/Industrial | Hot Water Pipe Insulation | 3.1041 | 1.4902 | 1534.0118 | 0.15144 | 0.1702 | 1355.592
[20 empty] | Commercial/Industrial | Low-Flow Pre-Rinse Sprayers | 1.6636 | 0.91638 | 961.3143 | 0.20853 | 0.54512 | 2261.9741 | Commercial/Industrial | Hot Water Pipe Insulation | 3.1041 | 1.4902 | 1534.0118 | 0.15144 | 0.1702 | 1355.592
[20 empty] | Commercial/Industrial | Low-Flow Pre-Rinse Sprayers | 1.6636 | 0.91638 | 961.3143 | 0.20853 | 0.54512 | 2261.9741 | Commercial/Industrial | Hot Water Pipe Insulation | 3.0879 | 1.5463 | 14895.5196 | 1.5475 | 1.5475 | 13555.9203
[20 empty] | Commercial/Industrial | Network PC Power Management | 0.55584 | 1.1422 | -6526.7128 | 8.6767 | 0 | 58330.5263 | Commercial/Industrial | Hot Water Pipe Insulation | 3.0879 | 1.5463 | 14895.5196 | 1.5475 | 1.5475 | 13555.9203
[20 empty] | Commercial/Industrial | Network PC Power Management | 0.55584 | 1.1422 | -6526.7128 | 8.6767 | 0 | 58330.5263 | Commercial/Industrial | Hot Water Pipe Insulation | 2.9915 | 1.3835 | 1574.9188 | 0.10667 | 0.18442 | 1355.592
[20 empty] | Commercial/Industrial | Network PC Power Management | 0.55854 | 1.2056 | -5322.167 | 5.6089 | 4.8423 | 41742.7 | Commercial/Industrial | Hot Water Pipe Insulation | 2.9915 | 1.3835 | 1574.9188 | 0.10667 | 0.18442 | 1355.592
[20 empty] | Commercial/Industrial | Network PC Power Management | 0.55854 | 1.2056 | -5322.167 | 5.6089 | 4.8423 | 41742.7 | Commercial/Industrial | Hot Water Pipe Insulation | 3.1041 | 1.4902 | 1534.0118 | 0.15144 | 0.1702 | 1355.592
[20 empty] | Commercial/Industrial | Network PC Power Management | 0.55316 | 1.2056 | -937.2042 | 0.93955 | 0.81114 | 6992.2928 | Commercial/Industrial | Hot Water Pipe Insulation | 3.1041 | 1.4902 | 1534.0118 | 0.15144 | 0.1702 | 1355.592
[20 empty] | Commercial/Industrial | Network PC Power Management | 0.55316 | 1.2056 | -937.2042 | 0.93955 | 0.81114 | 6992.2928 | Commercial/Industrial | Hot Water Pipe Insulation | 3.0879 | 1.5463 | 22343.2795 | 2.3212 | 2.3212 | 20333.8804
[20 empty] | Commercial/Industrial | Network PC Power Management | 0.56139 | 1.1708 | -580.1554 | 0.70789 | 0.49301 | 4758.9388 | Commercial/Industrial | Hot Water Pipe Insulation | 3.0879 | 1.5463 | 22343.2795 | 2.3212 | 2.3212 | 20333.8804
[20 empty] | Commercial/Industrial | Network PC Power Management | 0.56139 | 1.1708 | -580.1554 | 0.70789 | 0.49301 | 4758.9388 | Commercial/Industrial | Hot Water Pipe Insulation | 3.1044 | 1.4903 | 38350.2944 | 3.786 | 4.255 | 33889.8007
[20 empty] | Commercial/Industrial | Network PC Power Management | 0.54161 | 1.1422 | -562.7009 | 0.64622 | 0 | 4344.3187 | Commercial/Industrial | Hot Water Pipe Insulation | 3.1044 | 1.4903 | 38350.2944 | 3.786 | 4.255 | 33889.8007
[20 empty] | Commercial/Industrial | Network PC Power Management | 0.54161 | 1.1422 | -562.7009 | 0.64622 | 0 | 4344.3187 | Commercial/Industrial | Hot Water Pipe Insulation | 2.9917 | 1.3836 | 4724.7563 | 0.32002 | 0.55325 | 4066.7761
[20 empty] | Commercial/Industrial | Network PC Power Management | 0.56551 | 1.1708 | -560.5054 | 0.71311 | 0.49665 | 4794.046 | Commercial/Industrial | Hot Water Pipe Insulation | 2.9917 | 1.3836 | 4724.7563 | 0.32002 | 0.55325 | 4066.7761
[20 empty] | Commercial/Industrial | Network PC Power Management | 0.56551 | 1.1708 | -560.5054 | 0.71311 | 0.49665 | 4794.046 | Commercial/Industrial | Hot Water Pipe Insulation | 3.1044 | 1.4903 | 30680.2355 | 3.0288 | 3.404 | 27111.8406
[20 empty] | Commercial/Industrial | Network PC Power Management | 0.56179 | 1.1708 | -474.4778 | 0.58124 | 0.40481 | 3907.5345 | Commercial/Industrial | Hot Water Pipe Insulation | 3.1044 | 1.4903 | 30680.2355 | 3.0288 | 3.404 | 27111.8406
[20 empty] | Commercial/Industrial | Network PC Power Management | 0.56179 | 1.1708 | -474.4778 | 0.58124 | 0.40481 | 3907.5345 | Commercial/Industrial | Hot Water Pipe Insulation | 3.1044 | 1.4903 | 4602.0353 | 0.45432 | 0.51059 | 4066.7761
[20 empty] | Commercial/Industrial | Network PC Power Management | 0.55636 | 1.1708 | -433.5725 | 0.5037 | 0.3508 | 3386.2106 | Commercial/Industrial | Hot Water Pipe Insulation | 3.1044 | 1.4903 | 4602.0353 | 0.45432 | 0.51059 | 4066.7761
[20 empty] | Commercial/Industrial | Network PC Power Management | 0.55636 | 1.1708 | -433.5725 | 0.5037 | 0.3508 | 3386.2106 | Commercial/Industrial | Hot Water Pipe Insulation | 2.9919 | 1.3837 | 3149.8375 | 0.21335 | 0.36883 | 2711.1841
[20 empty] | Commercial/Industrial | Network PC Power Management | 0.56272 | 1.1708 | -397.2262 | 0.49125 | 0.34213 | 3302.5466 | Commercial/Industrial | Hot Water Pipe Insulation | 2.9919 | 1.3837 | 3149.8375 | 0.21335 | 0.36883 | 2711.1841
[20 empty] | Commercial/Industrial | Network PC Power Management | 0.56272 | 1.1708 | -397.2262 | 0.49125 | 0.34213 | 3302.5466 | Commercial/Industrial | Hot Water Pipe Insulation | 2.9917 | 1.3836 | 4724.7563 | 0.32002 | 0.55325 | 4066.7761
[20 empty] | Commercial/Industrial | Network PC Power Management | 0.54962 | 1.1422 | -380.5131 | 0.47359 | 0 | 3183.805 | Commercial/Industrial | Hot Water Pipe Insulation | 2.9917 | 1.3836 | 4724.7563 | 0.32002 | 0.55325 | 4066.7761
[20 empty] | Commercial/Industrial | Network PC Power Management | 0.54962 | 1.1422 | -380.5131 | 0.47359 | 0 | 3183.805 | Commercial/Industrial | Hot Water Pipe Insulation | 3.1041 | 1.4902 | 1534.0118 | 0.15144 | 0.1702 | 1355.592
[20 empty] | Commercial/Industrial | Network PC Power Management | 0.54287 | 1.1422 | -340.4349 | 0.39582 | 0 | 2661.0035 | Commercial/Industrial | Hot Water Pipe Insulation | 3.1041 | 1.4902 | 1534.0118 | 0.15144 | 0.1702 | 1355.592
[20 empty] | Commercial/Industrial | Network PC Power Management | 0.54287 | 1.1422 | -340.4349 | 0.39582 | 0 | 2661.0035 | Commercial/Industrial | Hot Water Pipe Insulation | 3.1041 | 1.4902 | 1534.0118 | 0.15144 | 0.1702 | 1355.592
[20 empty] | Commercial/Industrial | Network PC Power Management | 0.55226 | 1.1707 | -191.7728 | 0.21429 | 0.14924 | 1440.5919 | Commercial/Industrial | Hot Water Pipe Insulation | 3.1041 | 1.4902 | 1534.0118 | 0.15144 | 0.1702 | 1355.592
[20 empty] | Commercial/Industrial | Network PC Power Management | 0.55226 | 1.1707 | -191.7728 | 0.21429 | 0.14924 | 1440.5919 | Commercial/Industrial | Hotel Card Energy Control Systems | 0 | #DIV/0! | -745.6993 | 0 | 0 | 0
[20 empty] | Commercial/Industrial | Network PC Power Management | 0.43919 | 1.1418 | -113.5365 | 0.058244 | 0 | 391.5584 | Commercial/Industrial | Hotel Card Energy Control Systems | 0 | #DIV/0! | -745.6993 | 0 | 0 | 0
[20 empty] | Commercial/Industrial | Network PC Power Management | 0.43919 | 1.1418 | -113.5365 | 0.058244 | 0 | 391.5584 | Commercial/Industrial | Hotel Card Energy Control Systems | 0 | #DIV/0! | -745.6993 | 0 | 0 | 0
[20 empty] | Commercial/Industrial | Night Covers for Display Cases | 0.019209 | 1.1594 | -1989.8155 | 0.015518 | 0.0069353 | 103.3118 | Commercial/Industrial | Hotel Card Energy Control Systems | 0 | #DIV/0! | -745.6993 | 0 | 0 | 0
[20 empty] | Commercial/Industrial | Night Covers for Display Cases | 0.019209 | 1.1594 | -1989.8155 | 0.015518 | 0.0069353 | 103.3118 | Commercial/Industrial | Hotel Card Energy Control Systems | 0 | #DIV/0! | -745.6993 | 0 | 0 | 0
[20 empty] | Commercial/Industrial | Night Covers for Display Cases | 0.019209 | 1.1594 | -1989.8155 | 0.015518 | 0.0069353 | 103.3118 | Commercial/Industrial | Hotel Card Energy Control Systems | 0 | #DIV/0! | -745.6993 | 0 | 0 | 0
[20 empty] | Commercial/Industrial | Night Covers for Display Cases | 0.019209 | 1.1594 | -1989.8155 | 0.015518 | 0.0069353 | 103.3118 | Commercial/Industrial | Hotel Card Energy Control Systems | 0 | #DIV/0! | -745.6993 | 0 | 0 | 0
[20 empty] | Commercial/Industrial | Night Covers for Display Cases | 0.019209 | 1.1594 | -1989.8155 | 0.015518 | 0.0069353 | 103.3118 | Commercial/Industrial | Hotel Card Energy Control Systems | 0 | #DIV/0! | -745.6993 | 0 | 0 | 0
[20 empty] | Commercial/Industrial | Night Covers for Display Cases | 0.019209 | 1.1594 | -1989.8155 | 0.015518 | 0.0069353 | 103.3118 | Commercial/Industrial | Hotel Card Energy Control Systems | 0 | #DIV/0! | -745.6993 | 0 | 0 | 0
[20 empty] | Commercial/Industrial | Night Covers for Display Cases | 0.019209 | 1.1594 | -1989.8155 | 0.015518 | 0.0069353 | 103.3118 | Commercial/Industrial | Hotel Card Energy Control Systems | 0 | #DIV/0! | -745.6993 | 0 | 0 | 0
[20 empty] | Commercial/Industrial | Night Covers for Display Cases | 0.019209 | 1.1594 | -1989.8155 | 0.015518 | 0.0069353 | 103.3118 | Commercial/Industrial | Hotel Card Energy Control Systems | 0 | #DIV/0! | -745.6993 | 0 | 0 | 0
[20 empty] | Commercial/Industrial | Night Covers for Display Cases | 0.019209 | 1.1594 | -1989.8155 | 0.015518 | 0.0069353 | 103.3118 | Commercial/Industrial | Hotel Card Energy Control Systems | 0 | #DIV/0! | -745.6993 | 0 | 0 | 0
[20 empty] | Commercial/Industrial | Night Covers for Display Cases | 0.019209 | 1.1594 | -1989.8155 | 0.015518 | 0.0069353 | 103.3118 | Commercial/Industrial | Hotel Card Energy Control Systems | 0 | #DIV/0! | -745.6993 | 0 | 0 | 0
[20 empty] | Commercial/Industrial | Night Covers for Display Cases | 0.019209 | 1.1594 | -1989.8155 | 0.015518 | 0.0069353 | 103.3118 | Commercial/Industrial | Hotel Card Energy Control Systems | 0 | #DIV/0! | -745.6993 | 0 | 0 | 0
[20 empty] | Commercial/Industrial | Night Covers for Display Cases | 0.019209 | 1.1594 | -1989.8155 | 0.015518 | 0.0069353 | 103.3118 | Commercial/Industrial | Hotel Card Energy Control Systems | 0 | #DIV/0! | -745.6993 | 0 | 0 | 0
[20 empty] | Commercial/Industrial | Night Covers for Display Cases | 0.019209 | 1.1594 | -1989.8155 | 0.015518 | 0.0069353 | 103.3118 | Commercial/Industrial | Hotel Card Energy Control Systems | 0 | #DIV/0! | -745.6993 | 0 | 0 | 0
[20 empty] | Commercial/Industrial | Night Covers for Display Cases | 0.019209 | 1.1594 | -1989.8155 | 0.015518 | 0.0069353 | 103.3118 | Commercial/Industrial | Hotel Card Energy Control Systems | 0 | #DIV/0! | -745.6993 | 0 | 0 | 0
[20 empty] | Commercial/Industrial | Night Covers for Display Cases | 0.019209 | 1.1594 | -1989.8155 | 0.015518 | 0.0069353 | 103.3118 | Commercial/Industrial | Hotel Card Energy Control Systems | 0 | #DIV/0! | -745.6993 | 0 | 0 | 0
[20 empty] | Commercial/Industrial | Night Covers for Display Cases | 0.019209 | 1.1594 | -1989.8155 | 0.015518 | 0.0069353 | 103.3118 | Commercial/Industrial | Hotel Card Energy Control Systems | 0 | #DIV/0! | -745.6993 | 0 | 0 | 0
[20 empty] | Commercial/Industrial | Night Covers for Display Cases | 0.019209 | 1.1594 | -1989.8155 | 0.015518 | 0.0069353 | 103.3118 | Commercial/Industrial | Hotel Card Energy Control Systems | 0 | #DIV/0! | -745.6993 | 0 | 0 | 0
[20 empty] | Commercial/Industrial | Night Covers for Display Cases | 0.019209 | 1.1594 | -1989.8155 | 0.015518 | 0.0069353 | 103.3118 | Commercial/Industrial | Hotel Card Energy Control Systems | 0 | #DIV/0! | -745.6993 | 0 | 0 | 0
[20 empty] | Commercial/Industrial | Night Covers for Display Cases | 0.019209 | 1.1594 | -1989.8155 | 0.015518 | 0.0069353 | 103.3118 | Commercial/Industrial | Hotel Card Energy Control Systems | 0 | #DIV/0! | -745.6993 | 0 | 0 | 0
[20 empty] | Commercial/Industrial | Night Covers for Display Cases | 0.019209 | 1.1594 | -1989.8155 | 0.015518 | 0.0069353 | 103.3118 | Commercial/Industrial | Hotel Card Energy Control Systems | 0 | #DIV/0! | -745.6993 | 0 | 0 | 0
[20 empty] | Commercial/Industrial | Night Covers for Display Cases | 0.019209 | 1.1594 | -1989.8155 | 0.015518 | 0.0069353 | 103.3118 | Commercial/Industrial | Hotel Card Energy Control Systems | 0 | #DIV/0! | -745.6993 | 0 | 0 | 0
[20 empty] | Commercial/Industrial | Night Covers for Display Cases | 0.019209 | 1.1594 | -1989.8155 | 0.015518 | 0.0069353 | 103.3118 | Commercial/Industrial | HVAC tune-up | 1.1853 | 0.90691 | 125.6033 | 0.12881 | 0.043539 | 340.8294
[20 empty] | Commercial/Industrial | Night Covers for Display Cases | 0.019209 | 1.1594 | -1989.8155 | 0.015518 | 0.0069353 | 103.3118 | Commercial/Industrial | HVAC tune-up | 1.1853 | 0.90691 | 125.6033 | 0.12881 | 0.043539 | 340.8294
[20 empty] | Commercial/Industrial | Night Covers for Display Cases | 0.019209 | 1.1594 | -1989.8155 | 0.015518 | 0.0069353 | 103.3118 | Commercial/Industrial | HVAC tune-up | 1.1944 | 0.91172 | 130.4728 | 0.12637 | 0.015344 | 359.8065
[20 empty] | Commercial/Industrial | Night Covers for Display Cases | 0.019209 | 1.1594 | -1989.8155 | 0.015518 | 0.0069353 | 103.3118 | Commercial/Industrial | HVAC tune-up | 1.1944 | 0.91172 | 130.4728 | 0.12637 | 0.015344 | 359.8065
[20 empty] | Commercial/Industrial | Night Covers for Display Cases | 0.019209 | 1.1594 | -1989.8155 | 0.015518 | 0.0069353 | 103.3118 | Commercial/Industrial | HVAC tune-up | 0.90671 | 0.91174 | 62.7805 | 0.095936 | 0.011648 | 273.1443
[20 empty] | Commercial/Industrial | Premium T8 - Fixture Replacement | 0.35743 | 1.1168 | -28.5372 | 0.0060897 | 0.0013931 | 25.1222 | Commercial/Industrial | HVAC tune-up | 0.90671 | 0.91174 | 62.7805 | 0.095936 | 0.011648 | 273.1443
[20 empty] | Commercial/Industrial | Premium T8 - Fixture Replacement | 0.35743 | 1.1168 | -28.5372 | 0.0060897 | 0.0013931 | 25.1222 | Commercial/Industrial | HVAC tune-up | 0.10866 | 1.07 | -125.9435 | 0.0079622 | 0.0014494 | 40.105
[20 empty] | Commercial/Industrial | Premium T8 - Fixture Replacement | 0.43403 | 1.1217 | -22.5154 | 0.0073619 | 0.0016841 | 30.3706 | Commercial/Industrial | HVAC tune-up | 0.10866 | 1.07 | -125.9435 | 0.0079622 | 0.0014494 | 40.105
[20 empty] | Commercial/Industrial | Premium T8 - Fixture Replacement | 0.43403 | 1.1217 | -22.5154 | 0.0073619 | 0.0016841 | 30.3706 | Commercial/Industrial | HVAC tune-up | 0.2411 | 1.0661 | -95.7189 | 0.017733 | 0.0032281 | 89.3191
[20 empty] | Commercial/Industrial | Premium T8 - Fixture Replacement | 0.49198 | 1.1242 | -17.9477 | 0.008327 | 0.0019049 | 34.3517 | Commercial/Industrial | HVAC tune-up | 0.2411 | 1.0661 | -95.7189 | 0.017733 | 0.0032281 | 89.3191
[20 empty] | Commercial/Industrial | Premium T8 - Fixture Replacement | 0.49198 | 1.1242 | -17.9477 | 0.008327 | 0.0019049 | 34.3517 | Commercial/Industrial | HVAC tune-up | 0.24647 | 1.0657 | -94.4757 | 0.018135 | 0.0033013 | 91.3433
[20 empty] | Commercial/Industrial | Premium T8 - Fixture Replacement | 0.49748 | 1.1209 | -17.3903 | 0.0084447 | 0.0019318 | 34.8374 | Commercial/Industrial | HVAC tune-up | 0.24647 | 1.0657 | -94.4757 | 0.018135 | 0.0033013 | 91.3433
[20 empty] | Commercial/Industrial | Premium T8 - Fixture Replacement | 0.49748 | 1.1209 | -17.3903 | 0.0084447 | 0.0019318 | 34.8374 | Commercial/Industrial | HVAC tune-up | 0.24952 | 1.067 | -93.8541 | 0.018336 | 0.0033378 | 92.3554
[20 empty] | Commercial/Industrial | Premium T8 - Fixture Replacement | 0.5032 | 1.11 | -16.5908 | 0.0086452 | 4.7362e-07 | 35.4499 | Commercial/Industrial | HVAC tune-up | 0.24952 | 1.067 | -93.8541 | 0.018336 | 0.0033378 | 92.3554
[20 empty] | Commercial/Industrial | Premium T8 - Fixture Replacement | 0.5032 | 1.11 | -16.5908 | 0.0086452 | 4.7362e-07 | 35.4499 | Commercial/Industrial | HVAC tune-up | 0.44667 | 1.0668 | -49.0222 | 0.032828 | 0.0059761 | 165.3541
[20 empty] | Commercial/Industrial | Premium T8 - Fixture Replacement | 0.53427 | 1.3872 | -15.8782 | 0.0048779 | 0.0045245 | 46.5485 | Commercial/Industrial | HVAC tune-up | 0.44667 | 1.0668 | -49.0222 | 0.032828 | 0.0059761 | 165.3541
[20 empty] | Commercial/Industrial | Premium T8 - Fixture Replacement | 0.53427 | 1.3872 | -15.8782 | 0.0048779 | 0.0045245 | 46.5485 | Commercial/Industrial | HVAC tune-up | 0.49338 | 1.0673 | -38.4553 | 0.036244 | 0.006598 | 182.5601
[20 empty] | Commercial/Industrial | Premium T8 - Fixture Replacement | 0.55911 | 1.1029 | -11.7692 | 0.0096676 | 5.2963e-07 | 39.6422 | Commercial/Industrial | HVAC tune-up | 0.49338 | 1.0673 | -38.4553 | 0.036244 | 0.006598 | 182.5601
[20 empty] | Commercial/Industrial | Premium T8 - Fixture Replacement | 0.55911 | 1.1029 | -11.7692 | 0.0096676 | 5.2963e-07 | 39.6422 | Commercial/Industrial | HVAC tune-up | 0.50295 | 1.0673 | -36.2797 | 0.036948 | 0.006726 | 186.1025
[20 empty] | Commercial/Industrial | Premium T8 - Fixture Replacement | 0.57742 | 1.1224 | -11.0293 | 0.0097886 | 0.0022393 | 40.3814 | Commercial/Industrial | HVAC tune-up | 0.50295 | 1.0673 | -36.2797 | 0.036948 | 0.006726 | 186.1025
[20 empty] | Commercial/Industrial | Premium T8 - Fixture Replacement | 0.57742 | 1.1224 | -11.0293 | 0.0097886 | 0.0022393 | 40.3814 | Commercial/Industrial | HVAC tune-up | 0.56722 | 1.0667 | -21.5947 | 0.041695 | 0.0075902 | 210.0137
[20 empty] | Commercial/Industrial | Premium T8 - Fixture Replacement | 0.66442 | 1.1204 | -3.9535 | 0.011284 | 0.0025813 | 46.5485 | Commercial/Industrial | HVAC tune-up | 0.56722 | 1.0667 | -21.5947 | 0.041695 | 0.0075902 | 210.0137
[20 empty] | Commercial/Industrial | Premium T8 - Fixture Replacement | 0.66442 | 1.1204 | -3.9535 | 0.011284 | 0.0025813 | 46.5485 | Commercial/Industrial | HVAC tune-up | 0.63805 | 0.907 | -1.9262 | 0.069331 | 0.023434 | 183.4457
[20 empty] | Commercial/Industrial | Premium T8 - Lamp Replacement | 6.5723 | 1.1235 | 10.3374 | 0.0024454 | 0.00056146 | 10.1235 | Commercial/Industrial | HVAC tune-up | 0.63805 | 0.907 | -1.9262 | 0.069331 | 0.023434 | 183.4457
[20 empty] | Commercial/Industrial | Premium T8 - Lamp Replacement | 8.0229 | 1.3814 | 12.5306 | 0.001607 | 0.0015431 | 15.5162 | Commercial/Industrial | HVAC tune-up_RTU | 0.84355 | 0.90712 | 306.1415 | 0.61098 | 0.20652 | 1616.6266
[20 empty] | Commercial/Industrial | Premium T8 - Lamp Replacement | 12.5267 | 1.1118 | 21.0858 | 0.0047075 | 7.8845e-07 | 19.5149 | Commercial/Industrial | HVAC tune-up_RTU | 0.84355 | 0.90712 | 306.1415 | 0.61098 | 0.20652 | 1616.6266
[20 empty] | Commercial/Industrial | Premium T8 - Lamp Replacement | 11.4437 | 1.119 | 19.0168 | 0.0042752 | 0.00098159 | 17.6986 | Commercial/Industrial | HVAC tune-up_RTU | 0.64519 | 0.91186 | 8.1593 | 0.45505 | 0.055251 | 1295.5816
[20 empty] | Commercial/Industrial | Premium T8 - Lamp Replacement | 12.4356 | 1.3876 | 20.0213 | 0.0024798 | 0.0023811 | 23.943 | Commercial/Industrial | HVAC tune-up_RTU | 0.64519 | 0.91186 | 8.1593 | 0.45505 | 0.055251 | 1295.5816
[20 empty] | Commercial/Industrial | Premium T8 - Lamp Replacement | 7.5332 | 1.1226 | 12.0435 | 0.0028051 | 0.00064404 | 11.6125 | Commercial/Industrial | HVAC tune-up_RTU | 0.84995 | 0.91191 | 329.2385 | 0.59942 | 0.072781 | 1706.6392
[20 empty] | Commercial/Industrial | Premium T8 - Lamp Replacement | 8.5207 | 1.1169 | 13.8704 | 0.0031876 | 5.3388e-07 | 13.2141 | Commercial/Industrial | HVAC tune-up_RTU | 0.84995 | 0.91191 | 329.2385 | 0.59942 | 0.072781 | 1706.6392
[20 empty] | Commercial/Industrial | Premium T8 - Lamp Replacement | 10.1262 | 1.1294 | 16.5163 | 0.003748 | 0.00086055 | 15.5162 | Commercial/Industrial | HVAC tune-up_RTU | 0.077079 | 1.0668 | -886.9989 | 0.037766 | 0.006875 | 190.2267
[20 empty] | Commercial/Industrial | Premium T8 - Lamp Replacement | 7.4499 | 1.1259 | 11.8579 | 0.002766 | 0.00063506 | 11.4506 | Commercial/Industrial | HVAC tune-up_RTU | 0.077079 | 1.0668 | -886.9989 | 0.037766 | 0.006875 | 190.2267
[20 empty] | Commercial/Industrial | Premium T8 - Lamp Replacement | 7.6102 | 1.1155 | 12.2701 | 0.0028505 | 4.7742e-07 | 11.8166 | Commercial/Industrial | HVAC tune-up_RTU | 0.17163 | 1.0666 | -743.637 | 0.084111 | 0.015312 | 423.6594
[20 empty] | Commercial/Industrial | Premium T8 - Lamp Replacement | 11.3225 | 1.1178 | 18.8285 | 0.004232 | 7.0881e-07 | 17.5437 | Commercial/Industrial | HVAC tune-up_RTU | 0.17163 | 1.0666 | -743.637 | 0.084111 | 0.015312 | 423.6594
[20 empty] | Commercial/Industrial | Premium T8 - Lamp Replacement | 5.4774 | 1.132 | 8.333 | 0.0020228 | 0.00046444 | 8.3741 | Commercial/Industrial | HVAC tune-up_RTU | 0.17559 | 1.067 | -737.7404 | 0.086017 | 0.015659 | 433.2607
[20 empty] | Commercial/Industrial | Premium T8 - Lamp Replacement | 8.6787 | 1.1158 | 14.1609 | 0.0032515 | 0.00074654 | 13.4605 | Commercial/Industrial | HVAC tune-up_RTU | 0.17559 | 1.067 | -737.7404 | 0.086017 | 0.015659 | 433.2607
[20 empty] | Commercial/Industrial | Premium T8 - Lamp Replacement | 6.5723 | 1.1235 | 10.3374 | 0.0024454 | 0.00056146 | 10.1235 | Commercial/Industrial | HVAC tune-up_RTU | 0.17746 | 1.0666 | -734.792 | 0.08697 | 0.015832 | 438.0614
[20 empty] | Commercial/Industrial | Premium T8 - Lamp Replacement | 8.0229 | 1.3814 | 12.5306 | 0.001607 | 0.0015431 | 15.5162 | Commercial/Industrial | HVAC tune-up_RTU | 0.17746 | 1.0666 | -734.792 | 0.08697 | 0.015832 | 438.0614
[20 empty] | Commercial/Industrial | Premium T8 - Lamp Replacement | 12.5267 | 1.1118 | 21.0858 | 0.0047075 | 7.8845e-07 | 19.5149 | Commercial/Industrial | HVAC tune-up_RTU | 0.31778 | 1.0668 | -522.1447 | 0.15571 | 0.028346 | 784.3099
[20 empty] | Commercial/Industrial | Premium T8 - Lamp Replacement | 11.4437 | 1.119 | 19.0168 | 0.0042752 | 0.00098159 | 17.6986 | Commercial/Industrial | HVAC tune-up_RTU | 0.31778 | 1.0668 | -522.1447 | 0.15571 | 0.028346 | 784.3099
[20 empty] | Commercial/Industrial | Premium T8 - Lamp Replacement | 12.4356 | 1.3876 | 20.0213 | 0.0024798 | 0.0023811 | 23.943 | Commercial/Industrial | HVAC tune-up_RTU | 0.35086 | 1.0668 | -472.0233 | 0.17191 | 0.031296 | 865.9214
[20 empty] | Commercial/Industrial | Premium T8 - Lamp Replacement | 7.5332 | 1.1226 | 12.0435 | 0.0028051 | 0.00064404 | 11.6125 | Commercial/Industrial | HVAC tune-up_RTU | 0.35086 | 1.0668 | -472.0233 | 0.17191 | 0.031296 | 865.9214
[20 empty] | Commercial/Industrial | Premium T8 - Lamp Replacement | 8.5207 | 1.1169 | 13.8704 | 0.0031876 | 5.3388e-07 | 13.2141 | Commercial/Industrial | HVAC tune-up_RTU | 0.35773 | 1.067 | -461.7042 | 0.17525 | 0.031903 | 882.7237
[20 empty] | Commercial/Industrial | Premium T8 - Lamp Replacement | 10.1262 | 1.1294 | 16.5163 | 0.003748 | 0.00086055 | 15.5162 | Commercial/Industrial | HVAC tune-up_RTU | 0.35773 | 1.067 | -461.7042 | 0.17525 | 0.031903 | 882.7237
[20 empty] | Commercial/Industrial | Premium T8 - Lamp Replacement | 7.4499 | 1.1259 | 11.8579 | 0.002766 | 0.00063506 | 11.4506 | Commercial/Industrial | HVAC tune-up_RTU | 0.4036 | 1.0668 | -392.0502 | 0.19777 | 0.036002 | 996.1396
[20 empty] | Commercial/Industrial | Premium T8 - Lamp Replacement | 7.6102 | 1.1155 | 12.2701 | 0.0028505 | 4.7742e-07 | 11.8166 | Commercial/Industrial | HVAC tune-up_RTU | 0.4036 | 1.0668 | -392.0502 | 0.19777 | 0.036002 | 996.1396
[20 empty] | Commercial/Industrial | Premium T8 - Lamp Replacement | 11.3225 | 1.1178 | 18.8285 | 0.004232 | 7.0881e-07 | 17.5437 | Commercial/Industrial | HVAC tune-up_RTU | 0.45409 | 0.90724 | -298.7581 | 0.32885 | 0.11115 | 870.122
[20 empty] | Commercial/Industrial | Premium T8 - Lamp Replacement | 5.4774 | 1.132 | 8.333 | 0.0020228 | 0.00046444 | 8.3741 | Commercial/Industrial | HVAC tune-up_RTU | 0.45409 | 0.90724 | -298.7581 | 0.32885 | 0.11115 | 870.122
[20 empty] | Commercial/Industrial | Premium T8 - Lamp Replacement | 8.6787 | 1.1158 | 14.1609 | 0.0032515 | 0.00074654 | 13.4605 | Commercial/Industrial | HVAC tune-up_RTU | 0.51501 | 1.0669 | -223.2591 | 0.25233 | 0.045935 | 1270.9781
[20 empty] | Commercial/Industrial | Programmable Thermostat | 1.5152 | 0.3785 | 44834.6841 | -0.22094 | 20.6086 | 6897.6783 | Commercial/Industrial | HVAC tune-up_RTU | 0.51501 | 1.0669 | -223.2591 | 0.25233 | 0.045935 | 1270.9781
[20 empty] | Commercial/Industrial | Programmable Thermostat | 1.5152 | 0.3785 | 44834.6841 | -0.22094 | 20.6086 | 6897.6783 | Commercial/Industrial | Induction Cooktops | 0.26431 | 1.2274 | -4998.4471 | 0.4257 | 0.17529 | 1974.24
[20 empty] | Commercial/Industrial | Programmable Thermostat | 0.49432 | 1.7605 | -35266.0459 | 0.95185 | -13.172 | 80163.8039 | Commercial/Industrial | Induction Cooktops | 0.26431 | 1.2274 | -4998.4471 | 0.4257 | 0.17529 | 1974.24
[20 empty] | Commercial/Industrial | Programmable Thermostat | 0.49432 | 1.7605 | -35266.0459 | 0.95185 | -13.172 | 80163.8039 | Commercial/Industrial | Induction Cooktops | 0.26431 | 1.2274 | -4998.4471 | 0.4257 | 0.17529 | 1974.24
[20 empty] | Commercial/Industrial | Programmable Thermostat | 0.30381 | 1.5359 | -18354.3417 | 0.86408 | 0.25527 | 10337.4835 | Commercial/Industrial | Induction Cooktops | 0.26431 | 1.2274 | -4998.4471 | 0.4257 | 0.17529 | 1974.24
[20 empty] | Commercial/Industrial | Programmable Thermostat | 0.30381 | 1.5359 | -18354.3417 | 0.86408 | 0.25527 | 10337.4835 | Commercial/Industrial | Induction Cooktops | 0.26431 | 1.2274 | -4998.4471 | 0.4257 | 0.17529 | 1974.24
[20 empty] | Commercial/Industrial | Programmable Thermostat | 0.24038 | 1.7605 | -13946.883 | 0.084157 | -1.1646 | 7087.571 | Commercial/Industrial | Induction Cooktops | 0.26431 | 1.2274 | -4998.4471 | 0.4257 | 0.17529 | 1974.24
[20 empty] | Commercial/Industrial | Programmable Thermostat | 0.24038 | 1.7605 | -13946.883 | 0.084157 | -1.1646 | 7087.571 | Commercial/Industrial | Induction Cooktops | 0.26431 | 1.2274 | -4998.4471 | 0.4257 | 0.17529 | 1974.24
[20 empty] | Commercial/Industrial | Programmable Thermostat | 0.15409 | 1.7604 | -6288.4196 | 0.020551 | -0.2844 | 1730.8165 | Commercial/Industrial | Induction Cooktops | 0.26431 | 1.2274 | -4998.4471 | 0.4257 | 0.17529 | 1974.24
[20 empty] | Commercial/Industrial | Programmable Thermostat | 0.15409 | 1.7604 | -6288.4196 | 0.020551 | -0.2844 | 1730.8165 | Commercial/Industrial | Induction Cooktops | 0.26431 | 1.2274 | -4998.4471 | 0.4257 | 0.17529 | 1974.24
[20 empty] | Commercial/Industrial | Programmable Thermostat | 0.077135 | 1.7602 | -5815.9746 | 0.0083602 | -0.11569 | 704.082 | Commercial/Industrial | Induction Cooktops | 0.26431 | 1.2274 | -4998.4471 | 0.4257 | 0.17529 | 1974.24
[20 empty] | Commercial/Industrial | Programmable Thermostat | 0.077135 | 1.7602 | -5815.9746 | 0.0083602 | -0.11569 | 704.082 | Commercial/Industrial | Induction Cooktops | 0.26431 | 1.2274 | -4998.4471 | 0.4257 | 0.17529 | 1974.24
[20 empty] | Commercial/Industrial | Programmable Thermostat | 0.53063 | 1.076 | -1405.3523 | 0.70282 | -0.0013337 | 1896.5464 | Commercial/Industrial | Induction Cooktops | 0.26431 | 1.2274 | -4998.4471 | 0.4257 | 0.17529 | 1974.24
[20 empty] | Commercial/Industrial | Programmable Thermostat | 0.53063 | 1.076 | -1405.3523 | 0.70282 | -0.0013337 | 1896.5464 | Commercial/Industrial | Induction Cooktops | 0.26431 | 1.2274 | -4998.4471 | 0.4257 | 0.17529 | 1974.24
[20 empty] | Commercial/Industrial | Programmable Thermostat | 0.60946 | 1.7605 | -1212.4675 | 0.086367 | -1.1952 | 7273.7057 | Commercial/Industrial | Induction Cooktops | 0.26431 | 1.2274 | -4998.4471 | 0.4257 | 0.17529 | 1974.24
[20 empty] | Commercial/Industrial | Programmable Thermostat | 0.60946 | 1.7605 | -1212.4675 | 0.086367 | -1.1952 | 7273.7057 | Commercial/Industrial | Induction Cooktops | 0.26431 | 1.2274 | -4998.4471 | 0.4257 | 0.17529 | 1974.24
[20 empty] | Commercial/Industrial | Programmable Thermostat | 0.6566 | 1.7605 | -494.4402 | 0.071151 | -0.98461 | 5992.2752 | Commercial/Industrial | Induction Cooktops | 0.26431 | 1.2274 | -4998.4471 | 0.4257 | 0.17529 | 1974.24
[20 empty] | Commercial/Industrial | Programmable Thermostat | 0.6566 | 1.7605 | -494.4402 | 0.071151 | -0.98461 | 5992.2752 | Commercial/Industrial | Induction Cooktops | 0.26431 | 1.2274 | -4998.4471 | 0.4257 | 0.17529 | 1974.24
[20 empty] | Commercial/Industrial | Programmable Thermostat | 0.70453 | 1.7604 | -70.5374 | 0.099841 | -1.3816 | 8408.4813 | Commercial/Industrial | Induction Cooktops | 0.26431 | 1.2274 | -4998.4471 | 0.4257 | 0.17529 | 1974.24
[20 empty] | Commercial/Industrial | Programmable Thermostat | 0.70453 | 1.7604 | -70.5374 | 0.099841 | -1.3816 | 8408.4813 | Commercial/Industrial | Induction Cooktops | 0.26431 | 1.2274 | -4998.4471 | 0.4257 | 0.17529 | 1974.24
[20 empty] | Commercial/Industrial | Refrigerated Display Case LED Lighting | 0 | #DIV/0! | -157.7441 | 0 | 0 | 0 | Commercial/Industrial | Induction Cooktops | 0.26431 | 1.2274 | -4998.4471 | 0.4257 | 0.17529 | 1974.24
[20 empty] | Commercial/Industrial | Refrigerated Display Case LED Lighting | 0 | #DIV/0! | -157.7441 | 0 | 0 | 0 | Commercial/Industrial | Induction Cooktops | 0.26431 | 1.2274 | -4998.4471 | 0.4257 | 0.17529 | 1974.24
[20 empty] | Commercial/Industrial | Refrigerated Display Case LED Lighting | 0 | #DIV/0! | -157.7441 | 0 | 0 | 0 | Commercial/Industrial | Induction Cooktops | 0.26431 | 1.2274 | -4998.4471 | 0.4257 | 0.17529 | 1974.24
[20 empty] | Commercial/Industrial | Refrigerated Display Case LED Lighting | 0 | #DIV/0! | -157.7441 | 0 | 0 | 0 | Commercial/Industrial | Induction Cooktops | 0.26431 | 1.2274 | -4998.4471 | 0.4257 | 0.17529 | 1974.24
[20 empty] | Commercial/Industrial | Refrigerated Display Case LED Lighting | 0 | #DIV/0! | -157.7441 | 0 | 0 | 0 | Commercial/Industrial | Induction Cooktops | 0.26431 | 1.2274 | -4998.4471 | 0.4257 | 0.17529 | 1974.24
[20 empty] | Commercial/Industrial | Refrigerated Display Case LED Lighting | 0 | #DIV/0! | -157.7441 | 0 | 0 | 0 | Commercial/Industrial | Induction Cooktops | 0.26431 | 1.2274 | -4998.4471 | 0.4257 | 0.17529 | 1974.24
[20 empty] | Commercial/Industrial | Refrigerated Display Case LED Lighting | 0 | #DIV/0! | -157.7441 | 0 | 0 | 0 | Commercial/Industrial | Induction Cooktops | 0.26431 | 1.2274 | -4998.4471 | 0.4257 | 0.17529 | 1974.24
[20 empty] | Commercial/Industrial | Refrigerated Display Case LED Lighting | 0 | #DIV/0! | -157.7441 | 0 | 0 | 0 | Commercial/Industrial | Infiltration Reduction - Air Sealing | 0.017067 | 0.57702 | -0.72261 | 2.4308e-06 | 7.2182e-06 | 0.010989
[20 empty] | Commercial/Industrial | Refrigerated Display Case LED Lighting | 0 | #DIV/0! | -157.7441 | 0 | 0 | 0 | Commercial/Industrial | Infiltration Reduction - Air Sealing | 0.017333 | 0.57702 | -0.72216 | 2.4687e-06 | 7.3307e-06 | 0.011161
[20 empty] | Commercial/Industrial | Refrigerated Display Case LED Lighting | 0 | #DIV/0! | -157.7441 | 0 | 0 | 0 | Commercial/Industrial | Infiltration Reduction - Air Sealing | 0.025326 | 0.57702 | -0.70867 | 3.6071e-06 | 1.0711e-05 | 0.016307
[20 empty] | Commercial/Industrial | Refrigerated Display Case LED Lighting | 0 | #DIV/0! | -157.7441 | 0 | 0 | 0 | Commercial/Industrial | Infiltration Reduction - Air Sealing | 0.025413 | 0.57702 | -0.70852 | 3.6195e-06 | 1.0748e-05 | 0.016363
[20 empty] | Commercial/Industrial | Refrigerated Display Case LED Lighting | 0 | #DIV/0! | -157.7441 | 0 | 0 | 0 | Commercial/Industrial | Infiltration Reduction - Air Sealing | 0.025721 | 0.57702 | -0.708 | 3.6634e-06 | 1.0878e-05 | 0.016562
[20 empty] | Commercial/Industrial | Refrigerated Display Case LED Lighting | 0 | #DIV/0! | -157.7441 | 0 | 0 | 0 | Commercial/Industrial | Infiltration Reduction - Air Sealing | 0.025809 | 0.57702 | -0.70785 | 3.6759e-06 | 1.0915e-05 | 0.016618
[20 empty] | Commercial/Industrial | Refrigerated Display Case LED Lighting | 0.70664 | 1.3292 | -6.8212 | 0.020873 | 0.017484 | 160.9897 | Commercial/Industrial | Infiltration Reduction - Air Sealing | 0.031692 | 0.57702 | -0.69792 | 4.5138e-06 | 1.3404e-05 | 0.020406
[20 empty] | Commercial/Industrial | Refrigerated Display Case LED Lighting | 0.70664 | 1.3292 | -6.8212 | 0.020873 | 0.017484 | 160.9897 | Commercial/Industrial | Infiltration Reduction - Air Sealing | 0.032186 | 0.57702 | -0.69708 | 4.5842e-06 | 1.3612e-05 | 0.020724
[20 empty] | Commercial/Industrial | Refrigerated Display Case LED Lighting | 0.70664 | 1.3292 | -6.8212 | 0.020873 | 0.017484 | 160.9897 | Commercial/Industrial | Infiltration Reduction - Air Sealing | 0.047195 | 0.57702 | -0.67174 | 6.7218e-06 | 1.996e-05 | 0.030388
[20 empty] | Commercial/Industrial | Refrigerated Display Case LED Lighting | 0.70664 | 1.3292 | -6.8212 | 0.020873 | 0.017484 | 160.9897 | Commercial/Industrial | Infiltration Reduction - Air Sealing | 0.04793 | 0.57702 | -0.67049 | 6.8266e-06 | 2.0271e-05 | 0.030862
[20 empty] | Commercial/Industrial | Refrigerated Display Case LED Lighting | 0.70664 | 1.3292 | -6.8212 | 0.020873 | 0.017484 | 160.9897 | Commercial/Industrial | Infiltration Reduction - Air Sealing | 0.049128 | 0.57702 | -0.66847 | 6.9971e-06 | 2.0778e-05 | 0.031633
[20 empty] | Commercial/Industrial | Refrigerated Display Case LED Lighting | 0.70664 | 1.3292 | -6.8212 | 0.020873 | 0.017484 | 160.9897 | Commercial/Industrial | Infiltration Reduction - Air Sealing | 0.049894 | 0.57702 | -0.66718 | 7.1062e-06 | 2.1101e-05 | 0.032126
[20 empty] | Commercial/Industrial | Refrigerated Display Case LED Lighting | 0.72425 | 1.2739 | -0.99625 | 0.024002 | 0.013074 | 160.9897 | Commercial/Industrial | Infiltration Reduction - Air Sealing | 0.051846 | 0.57702 | -0.66388 | 7.3843e-06 | 2.1927e-05 | 0.033383
[20 empty] | Commercial/Industrial | Refrigerated Display Case LED Lighting | 0.72425 | 1.2739 | -0.99625 | 0.024002 | 0.013074 | 160.9897 | Commercial/Industrial | Infiltration Reduction - Air Sealing | 0.052655 | 0.57702 | -0.66252 | 7.4994e-06 | 2.2269e-05 | 0.033904
[20 empty] | Commercial/Industrial | Refrigerated Display Case LED Lighting | 0.72425 | 1.2739 | -0.99625 | 0.024002 | 0.013074 | 160.9897 | Commercial/Industrial | Infiltration Reduction - Air Sealing | 0.074732 | 0.57702 | -0.62523 | 1.0644e-05 | 3.1606e-05 | 0.048119
[20 empty] | Commercial/Industrial | Refrigerated Display Case LED Lighting | 0.72425 | 1.2739 | -0.99625 | 0.024002 | 0.013074 | 160.9897 | Commercial/Industrial | Infiltration Reduction - Air Sealing | 0.075897 | 0.57702 | -0.62327 | 1.081e-05 | 3.2099e-05 | 0.048869
[20 empty] | Commercial/Industrial | Refrigerated Display Case LED Lighting | 0.72425 | 1.2739 | -0.99625 | 0.024002 | 0.013074 | 160.9897 | Commercial/Industrial | Infiltration Reduction - Air Sealing | 0.11927 | 0.57702 | -0.55001 | 1.6988e-05 | 5.0444e-05 | 0.076799
[20 empty] | Commercial/Industrial | Refrigerated Display Case LED Lighting | 0.72425 | 1.2739 | -0.99625 | 0.024002 | 0.013074 | 160.9897 | Commercial/Industrial | Infiltration Reduction - Air Sealing | 0.12113 | 0.57702 | -0.54687 | 1.7253e-05 | 5.1231e-05 | 0.077996
[20 empty] | Commercial/Industrial | Refrigerated Display Case LED Lighting | 0.72425 | 1.2739 | -0.99625 | 0.024002 | 0.013074 | 160.9897 | Commercial/Industrial | Infiltration Reduction - Air Sealing | 0.15855 | 0.57702 | -0.48368 | 2.2582e-05 | 6.7056e-05 | 0.10209
[20 empty] | Commercial/Industrial | Refrigerated Display Case Lighting Controls | 0.053565 | 1.3111 | -276.9811 | 0.0031317 | 0.0029264 | 22.7985 | Commercial/Industrial | Infiltration Reduction - Air Sealing | 0.16102 | 0.57702 | -0.47951 | 2.2934e-05 | 6.8102e-05 | 0.10368
[20 empty] | Commercial/Industrial | Refrigerated Display Case Lighting Controls | 0.053565 | 1.3111 | -276.9811 | 0.0031317 | 0.0029264 | 22.7985 | Commercial/Industrial | Infiltration Reduction - Air Sealing | 0.17107 | 0.57702 | -0.46254 | 2.4365e-05 | 7.2352e-05 | 0.11015
[20 empty] | Commercial/Industrial | Refrigerated Display Case Lighting Controls | 0.053565 | 1.3111 | -276.9811 | 0.0031317 | 0.0029264 | 22.7985 | Commercial/Industrial | Infiltration Reduction - Air Sealing | 0.17374 | 0.57702 | -0.45803 | 2.4745e-05 | 7.348e-05 | 0.11187
[20 empty] | Commercial/Industrial | Refrigerated Display Case Lighting Controls | 0.053565 | 1.3111 | -276.9811 | 0.0031317 | 0.0029264 | 22.7985 | Commercial/Industrial | Infiltration Reduction - Air Sealing | 0.17631 | 0.57702 | -0.4537 | 2.5111e-05 | 7.4565e-05 | 0.11352
[20 empty] | Commercial/Industrial | Refrigerated Display Case Lighting Controls | 0.053565 | 1.3111 | -276.9811 | 0.0031317 | 0.0029264 | 22.7985 | Commercial/Industrial | Infiltration Reduction - Air Sealing | 0.17906 | 0.57702 | -0.44906 | 2.5502e-05 | 7.5728e-05 | 0.11529
[20 empty] | Commercial/Industrial | Refrigerated Display Case Lighting Controls | 0.053565 | 1.3111 | -276.9811 | 0.0031317 | 0.0029264 | 22.7985 | Commercial/Industrial | Infiltration Reduction - Air Sealing | 0.2301 | 0.57702 | -0.36286 | 3.2772e-05 | 9.7315e-05 | 0.14816
[20 empty] | Commercial/Industrial | Refrigerated Display Case Lighting Controls | 0.053565 | 1.3111 | -276.9811 | 0.0031317 | 0.0029264 | 22.7985 | Commercial/Industrial | Infiltration Reduction - Air Sealing | 0.23368 | 0.57702 | -0.3568 | 3.3283e-05 | 9.8832e-05 | 0.15047
[20 empty] | Commercial/Industrial | Refrigerated Display Case Lighting Controls | 0.053565 | 1.3111 | -276.9811 | 0.0031317 | 0.0029264 | 22.7985 | Commercial/Industrial | Instantaneous Hot Water System | 0.23927 | 1.6757 | -151623.3196 | 3.1205 | 3.5957 | 28168.138
[20 empty] | Commercial/Industrial | Refrigerated Display Case Lighting Controls | 0.053565 | 1.3111 | -276.9811 | 0.0031317 | 0.0029264 | 22.7985 | Commercial/Industrial | Instantaneous Hot Water System | 0.23927 | 1.6757 | -151623.3196 | 3.1205 | 3.5957 | 28168.138
[20 empty] | Commercial/Industrial | Refrigerated Display Case Lighting Controls | 0.053565 | 1.3111 | -276.9811 | 0.0031317 | 0.0029264 | 22.7985 | Commercial/Industrial | Instantaneous Hot Water System | 0.22432 | 1.6757 | -124354.4596 | 2.3404 | 2.6968 | 21126.1035
[20 empty] | Commercial/Industrial | Refrigerated Display Case Lighting Controls | 0.053565 | 1.3111 | -276.9811 | 0.0031317 | 0.0029264 | 22.7985 | Commercial/Industrial | Instantaneous Hot Water System | 0.22432 | 1.6757 | -124354.4596 | 2.3404 | 2.6968 | 21126.1035
[20 empty] | Commercial/Industrial | Refrigerated Display Case Lighting Controls | 0.053565 | 1.3111 | -276.9811 | 0.0031317 | 0.0029264 | 22.7985 | Commercial/Industrial | Instantaneous Hot Water System | 0.21091 | 1.2916 | -91302.8821 | 1.342 | 3.2369 | 14201.4362
[20 empty] | Commercial/Industrial | Refrigerated Display Case Lighting Controls | 0.053565 | 1.3111 | -276.9811 | 0.0031317 | 0.0029264 | 22.7985 | Commercial/Industrial | Instantaneous Hot Water System | 0.21091 | 1.2916 | -91302.8821 | 1.342 | 3.2369 | 14201.4362
[20 empty] | Commercial/Industrial | Refrigerated Display Case Lighting Controls | 0.14521 | 1.319 | -240.205 | 0.0084392 | 0.0078859 | 61.4361 | Commercial/Industrial | Instantaneous Hot Water System | 0.18041 | 1.2916 | -64372.5178 | 0.76527 | 1.8458 | 8098.3397
[20 empty] | Commercial/Industrial | Refrigerated Display Case Lighting Controls | 0.14521 | 1.319 | -240.205 | 0.0084392 | 0.0078859 | 61.4361 | Commercial/Industrial | Instantaneous Hot Water System | 0.18041 | 1.2916 | -64372.5178 | 0.76527 | 1.8458 | 8098.3397
[20 empty] | Commercial/Industrial | Refrigerated Display Case Lighting Controls | 0.14521 | 1.319 | -240.205 | 0.0084392 | 0.0078859 | 61.4361 | Commercial/Industrial | Instantaneous Hot Water System | 0.14694 | 1.7354 | -21084.8028 | 0.23267 | 0.24278 | 2091.4842
[20 empty] | Commercial/Industrial | Refrigerated Display Case Lighting Controls | 0.14521 | 1.319 | -240.205 | 0.0084392 | 0.0078859 | 61.4361 | Commercial/Industrial | Instantaneous Hot Water System | 0.14694 | 1.7354 | -21084.8028 | 0.23267 | 0.24278 | 2091.4842
[20 empty] | Commercial/Industrial | Refrigerated Display Case Lighting Controls | 0.14521 | 1.319 | -240.205 | 0.0084392 | 0.0078859 | 61.4361 | Commercial/Industrial | Instantaneous Hot Water System | 0.2077 | 1.6757 | -19162.4696 | 0.32505 | 0.37455 | 2934.181
[20 empty] | Commercial/Industrial | Refrigerated Display Case Lighting Controls | 0.14521 | 1.319 | -240.205 | 0.0084392 | 0.0078859 | 61.4361 | Commercial/Industrial | Instantaneous Hot Water System | 0.2077 | 1.6757 | -19162.4696 | 0.32505 | 0.37455 | 2934.181
[20 empty] | Commercial/Industrial | Refrigerated Display Case Lighting Controls | 0.14521 | 1.319 | -240.205 | 0.0084392 | 0.0078859 | 61.4361 | Commercial/Industrial | Instantaneous Hot Water System | 0.23749 | 1.7355 | -18346.6269 | 0.37604 | 0.39237 | 3380.1766
[20 empty] | Commercial/Industrial | Refrigerated Display Case Lighting Controls | 0.14521 | 1.319 | -240.205 | 0.0084392 | 0.0078859 | 61.4361 | Commercial/Industrial | Instantaneous Hot Water System | 0.23749 | 1.7355 | -18346.6269 | 0.37604 | 0.39237 | 3380.1766
[20 empty] | Commercial/Industrial | Refrigerated Display Case Lighting Controls | 0.14521 | 1.319 | -240.205 | 0.0084392 | 0.0078859 | 61.4361 | Commercial/Industrial | Instantaneous Hot Water System | 0.12371 | 1.7357 | -14525.3668 | 0.13057 | 0.13624 | 1173.6724
[20 empty] | Commercial/Industrial | Refrigerated Display Case Lighting Controls | 0.14521 | 1.319 | -240.205 | 0.0084392 | 0.0078859 | 61.4361 | Commercial/Industrial | Instantaneous Hot Water System | 0.12371 | 1.7357 | -14525.3668 | 0.13057 | 0.13624 | 1173.6724
[20 empty] | Commercial/Industrial | Refrigerated Display Case Lighting Controls | 0.14521 | 1.319 | -240.205 | 0.0084392 | 0.0078859 | 61.4361 | Commercial/Industrial | Instantaneous Hot Water System | 0.031171 | 1.6765 | -8191.256 | 0.016253 | 0.018728 | 146.7123
[20 empty] | Commercial/Industrial | Refrigerated Display Case Lighting Controls | 0.14521 | 1.319 | -240.205 | 0.0084392 | 0.0078859 | 61.4361 | Commercial/Industrial | Instantaneous Hot Water System | 0.031171 | 1.6765 | -8191.256 | 0.016253 | 0.018728 | 146.7123
[20 empty] | Commercial/Industrial | Refrigerated Display Case Lighting Controls | 0.14521 | 1.319 | -240.205 | 0.0084392 | 0.0078859 | 61.4361 | Commercial/Industrial | Instantaneous Hot Water System | 0.074779 | 1.6758 | -7745.6249 | 0.039006 | 0.044946 | 352.1017
[20 empty] | Commercial/Industrial | Regenerative Drive Elevator Motor | 0.085329 | 1.499 | -25589.6529 | 0.26293 | 0.22024 | 2027.9355 | Commercial/Industrial | Instantaneous Hot Water System | 0.074779 | 1.6758 | -7745.6249 | 0.039006 | 0.044946 | 352.1017
[20 empty] | Commercial/Industrial | Regenerative Drive Elevator Motor | 0.085329 | 1.499 | -25589.6529 | 0.26293 | 0.22024 | 2027.9355 | Commercial/Industrial | Instantaneous Hot Water System | 0.099731 | 1.6762 | -7490.9746 | 0.052008 | 0.059928 | 469.469
[20 empty] | Commercial/Industrial | Regenerative Drive Elevator Motor | 0.085329 | 1.499 | -25589.6529 | 0.26293 | 0.22024 | 2027.9355 | Commercial/Industrial | Instantaneous Hot Water System | 0.099731 | 1.6762 | -7490.9746 | 0.052008 | 0.059928 | 469.469
[20 empty] | Commercial/Industrial | Regenerative Drive Elevator Motor | 0.085329 | 1.499 | -25589.6529 | 0.26293 | 0.22024 | 2027.9355 | Commercial/Industrial | Instantaneous Hot Water System | 0.14845 | 1.7357 | -7013.3049 | 0.078341 | 0.081744 | 704.2034
[20 empty] | Commercial/Industrial | Regenerative Drive Elevator Motor | 0.085329 | 1.499 | -25589.6529 | 0.26293 | 0.22024 | 2027.9355 | Commercial/Industrial | Instantaneous Hot Water System | 0.14845 | 1.7357 | -7013.3049 | 0.078341 | 0.081744 | 704.2034
[20 empty] | Commercial/Industrial | Regenerative Drive Elevator Motor | 0.085329 | 1.499 | -25589.6529 | 0.26293 | 0.22024 | 2027.9355 | Commercial/Industrial | Instantaneous Hot Water System | 0.14956 | 1.6758 | -6981.674 | 0.078013 | 0.089892 | 704.2034
[20 empty] | Commercial/Industrial | Regenerative Drive Elevator Motor | 0.085329 | 1.499 | -25589.6529 | 0.26293 | 0.22024 | 2027.9355 | Commercial/Industrial | Instantaneous Hot Water System | 0.14956 | 1.6758 | -6981.674 | 0.078013 | 0.089892 | 704.2034
[20 empty] | Commercial/Industrial | Regenerative Drive Elevator Motor | 0.085329 | 1.499 | -25589.6529 | 0.26293 | 0.22024 | 2027.9355 | Commercial/Industrial | Interior Lighting Controls | 0.37838 | 1.8228 | -216.664 | 0 | 0 | 333.06
[20 empty] | Commercial/Industrial | Regenerative Drive Elevator Motor | 0.085329 | 1.499 | -25589.6529 | 0.26293 | 0.22024 | 2027.9355 | Commercial/Industrial | Interior Lighting Controls | 0.37838 | 1.8228 | -216.664 | 0 | 0 | 333.06
[20 empty] | Commercial/Industrial | Regenerative Drive Elevator Motor | 0.085329 | 1.499 | -25589.6529 | 0.26293 | 0.22024 | 2027.9355 | Commercial/Industrial | Interior Lighting Controls | 0.45743 | 1.8228 | -168.2291 | 0 | 0 | 402.64
[20 empty] | Commercial/Industrial | Regenerative Drive Elevator Motor | 0.085329 | 1.499 | -25589.6529 | 0.26293 | 0.22024 | 2027.9355 | Commercial/Industrial | Interior Lighting Controls | 0.45743 | 1.8228 | -168.2291 | 0 | 0 | 402.64
[20 empty] | Commercial/Industrial | Regenerative Drive Elevator Motor | 0.085329 | 1.499 | -25589.6529 | 0.26293 | 0.22024 | 2027.9355 | Commercial/Industrial | Interior Lighting Controls | 0.51739 | 1.8228 | -131.4888 | 0 | 0 | 455.42
[20 empty] | Commercial/Industrial | Regenerative Drive Elevator Motor | 0.08431 | 1.4323 | -25534.0587 | 0.28225 | 0.025857 | 2027.9355 | Commercial/Industrial | Interior Lighting Controls | 0.51739 | 1.8228 | -131.4888 | 0 | 0 | 455.42
[20 empty] | Commercial/Industrial | Regenerative Drive Elevator Motor | 0.08431 | 1.4323 | -25534.0587 | 0.28225 | 0.025857 | 2027.9355 | Commercial/Industrial | Interior Lighting Controls | 0.52471 | 1.8228 | -127.0059 | 0 | 0 | 461.86
[20 empty] | Commercial/Industrial | Regenerative Drive Elevator Motor | 0.08431 | 1.4323 | -25534.0587 | 0.28225 | 0.025857 | 2027.9355 | Commercial/Industrial | Interior Lighting Controls | 0.52471 | 1.8228 | -127.0059 | 0 | 0 | 461.86
[20 empty] | Commercial/Industrial | Regenerative Drive Elevator Motor | 0.08431 | 1.4323 | -25534.0587 | 0.28225 | 0.025857 | 2027.9355 | Commercial/Industrial | Interior Lighting Controls | 0.53393 | 1.8228 | -121.3535 | 0 | 0 | 469.98
[20 empty] | Commercial/Industrial | Regenerative Drive Elevator Motor | 0.08431 | 1.4323 | -25534.0587 | 0.28225 | 0.025857 | 2027.9355 | Commercial/Industrial | Interior Lighting Controls | 0.53393 | 1.8228 | -121.3535 | 0 | 0 | 469.98
[20 empty] | Commercial/Industrial | Regenerative Drive Elevator Motor | 0.08431 | 1.4323 | -25534.0587 | 0.28225 | 0.025857 | 2027.9355 | Commercial/Industrial | Interior Lighting Controls | 0.59707 | 1.8228 | -82.6641 | 0 | 0 | 525.56
[20 empty] | Commercial/Industrial | Regenerative Drive Elevator Motor | 0.08431 | 1.4323 | -25534.0587 | 0.28225 | 0.025857 | 2027.9355 | Commercial/Industrial | Interior Lighting Controls | 0.59707 | 1.8228 | -82.6641 | 0 | 0 | 525.56
[20 empty] | Commercial/Industrial | Regenerative Drive Elevator Motor | 0.08431 | 1.4323 | -25534.0587 | 0.28225 | 0.025857 | 2027.9355 | Commercial/Industrial | Interior Lighting Controls | 0.60821 | 1.8228 | -75.8422 | 0 | 0 | 535.36
[20 empty] | Commercial/Industrial | Regenerative Drive Elevator Motor | 0.08431 | 1.4323 | -25534.0587 | 0.28225 | 0.025857 | 2027.9355 | Commercial/Industrial | Interior Lighting Controls | 0.60821 | 1.8228 | -75.8422 | 0 | 0 | 535.36
[20 empty] | Commercial/Industrial | Regenerative Drive Elevator Motor | 0.08431 | 1.4323 | -25534.0587 | 0.28225 | 0.025857 | 2027.9355 | Commercial/Industrial | Interior Lighting Controls | 0.70109 | 1.8228 | -18.9288 | 0 | 0 | 617.12
[20 empty] | Commercial/Industrial | Regenerative Drive Elevator Motor | 0.08431 | 1.4323 | -25534.0587 | 0.28225 | 0.025857 | 2027.9355 | Commercial/Industrial | Interior Lighting Controls | 0.70109 | 1.8228 | -18.9288 | 0 | 0 | 617.12
[20 empty] | Commercial/Industrial | Regenerative Drive Elevator Motor | 0.08431 | 1.4323 | -25534.0587 | 0.28225 | 0.025857 | 2027.9355 | Commercial/Industrial | Interior Lighting Controls | 0.70109 | 1.8228 | -18.9288 | 0 | 0 | 617.12
[20 empty] | Commercial/Industrial | Regenerative Drive Elevator Motor | 0.08431 | 1.4323 | -25534.0587 | 0.28225 | 0.025857 | 2027.9355 | Commercial/Industrial | Interior Lighting Controls | 0.70109 | 1.8228 | -18.9288 | 0 | 0 | 617.12
[20 empty] | Commercial/Industrial | Regenerative Drive Elevator Motor | 0.08431 | 1.4323 | -25534.0587 | 0.28225 | 0.025857 | 2027.9355 | Commercial/Industrial | LED - 14W | 14.0811 | 1.3187 | 90.4831 | 0.011041 | 0.0025527 | 46.016
[20 empty] | Commercial/Industrial | Retro-Commissioning | 2.3778 | 0.69057 | 61291.6236 | 13.6345 | 42.2724 | 81555.02 | Commercial/Industrial | LED - 14W | 14.0811 | 1.3187 | 90.4831 | 0.011041 | 0.0025527 | 46.016
[20 empty] | Commercial/Industrial | Retro-Commissioning | 2.3778 | 0.69057 | 61291.6236 | 13.6345 | 42.2724 | 81555.02 | Commercial/Industrial | LED - 14W | 17.4122 | 1.6483 | 110.2708 | 0.0071686 | 0.0070204 | 70.528
[20 empty] | Commercial/Industrial | Retro-Commissioning | 1.831 | 0.69057 | 618514.1991 | 150.2665 | 465.8856 | 898821.23 | Commercial/Industrial | LED - 14W | 17.4122 | 1.6483 | 110.2708 | 0.0071686 | 0.0070204 | 70.528
[20 empty] | Commercial/Industrial | Retro-Commissioning | 1.831 | 0.69057 | 618514.1991 | 150.2665 | 465.8856 | 898821.23 | Commercial/Industrial | LED - 14W | 26.7221 | 1.2952 | 179.6843 | 0.021364 | 5.7838e-06 | 88.704
[20 empty] | Commercial/Industrial | Retro-Commissioning | 0.89546 | 0.69057 | 31797.8721 | 13.2856 | 41.1906 | 79468.03 | Commercial/Industrial | LED - 14W | 26.7221 | 1.2952 | 179.6843 | 0.021364 | 5.7838e-06 | 88.704
[20 empty] | Commercial/Industrial | Retro-Commissioning | 0.89546 | 0.69057 | 31797.8721 | 13.2856 | 41.1906 | 79468.03 | Commercial/Industrial | LED - 14W | 24.5292 | 1.314 | 162.2228 | 0.019302 | 0.0044629 | 80.448
[20 empty] | Commercial/Industrial | Retro-Commissioning | 2.4534 | 0.69057 | 50933.3701 | 11.2325 | 34.8251 | 67187.23 | Commercial/Industrial | LED - 14W | 24.5292 | 1.314 | 162.2228 | 0.019302 | 0.0044629 | 80.448
[20 empty] | Commercial/Industrial | Retro-Commissioning | 2.4534 | 0.69057 | 50933.3701 | 11.2325 | 34.8251 | 67187.23 | Commercial/Industrial | LED - 14W | 26.8656 | 1.6481 | 173.0877 | 0.011062 | 0.010833 | 108.832
[20 empty] | Commercial/Industrial | Retro-Commissioning | 2.6809 | 0.69057 | 73116.2863 | 15.7616 | 48.8673 | 94278.48 | Commercial/Industrial | LED - 14W | 26.8656 | 1.6481 | 173.0877 | 0.011062 | 0.010833 | 108.832
[20 empty] | Commercial/Industrial | Retro-Commissioning | 2.6809 | 0.69057 | 73116.2863 | 15.7616 | 48.8673 | 94278.48 | Commercial/Industrial | LED - 14W | 16.0862 | 1.3133 | 104.5844 | 0.012665 | 0.0029282 | 52.784
[20 empty] | Commercial/Industrial | Retro-Commissioning | 0.59088 | 0.69057 | 2126.251 | 3.2444 | 10.0589 | 19406.44 | Commercial/Industrial | LED - 14W | 16.0862 | 1.3133 | 104.5844 | 0.012665 | 0.0029282 | 52.784
[20 empty] | Commercial/Industrial | Retro-Commissioning | 0.59088 | 0.69057 | 2126.251 | 3.2444 | 10.0589 | 19406.44 | Commercial/Industrial | LED - 14W | 18.0688 | 1.2934 | 119.9284 | 0.014466 | 3.9164e-06 | 60.064
[20 empty] | Commercial/Industrial | Retro-Commissioning | 0.2883 | 0.69057 | -6213.0727 | 1.3198 | 4.0919 | 7894.4 | Commercial/Industrial | LED - 14W | 18.0688 | 1.2934 | 119.9284 | 0.014466 | 3.9164e-06 | 60.064
[20 empty] | Commercial/Industrial | Retro-Commissioning | 0.2883 | 0.69057 | -6213.0727 | 1.3198 | 4.0919 | 7894.4 | Commercial/Industrial | LED - 14W | 21.4842 | 1.3128 | 141.5543 | 0.016922 | 0.0039125 | 70.528
[20 empty] | Commercial/Industrial | Retro-Commissioning | 6.5151 | 0.71478 | 46806.3698 | 15.0315 | 29.1251 | 48685.54 | Commercial/Industrial | LED - 14W | 21.4842 | 1.3128 | 141.5543 | 0.016922 | 0.0039125 | 70.528
[20 empty] | Commercial/Industrial | Retro-Commissioning | 6.5151 | 0.71478 | 46806.3698 | 15.0315 | 29.1251 | 48685.54 | Commercial/Industrial | LED - 14W | 15.9087 | 1.3172 | 103.0509 | 0.012488 | 0.0028874 | 52.048
[20 empty] | Commercial/Industrial | Retro-Commissioning | 1.2631 | 0.71478 | 12506.3879 | 6.5654 | 12.7211 | 21264.66 | Commercial/Industrial | LED - 14W | 15.9087 | 1.3172 | 103.0509 | 0.012488 | 0.0028874 | 52.048
[20 empty] | Commercial/Industrial | Retro-Commissioning | 1.2631 | 0.71478 | 12506.3879 | 6.5654 | 12.7211 | 21264.66 | Commercial/Industrial | LED - 14W | 16.1695 | 1.2943 | 106.6753 | 0.012937 | 3.5022e-06 | 53.712
[20 empty] | Commercial/Industrial | Retro-Commissioning | 1.5552 | 0.71478 | 52210.0217 | 23.8781 | 46.2663 | 77338.89 | Commercial/Industrial | LED - 14W | 16.1695 | 1.2943 | 106.6753 | 0.012937 | 3.5022e-06 | 53.712
[20 empty] | Commercial/Industrial | Retro-Commissioning | 1.5552 | 0.71478 | 52210.0217 | 23.8781 | 46.2663 | 77338.89 | Commercial/Industrial | LED - 14W | 24.0097 | 1.2945 | 160.9897 | 0.019206 | 5.1996e-06 | 79.744
[20 empty] | Commercial/Industrial | Retro-Commissioning | 6.741 | 0.71478 | 45060.0127 | 14.4255 | 27.951 | 46722.91 | Commercial/Industrial | LED - 14W | 24.0097 | 1.2945 | 160.9897 | 0.019206 | 5.1996e-06 | 79.744
[20 empty] | Commercial/Industrial | Retro-Commissioning | 6.741 | 0.71478 | 45060.0127 | 14.4255 | 27.951 | 46722.91 | Commercial/Industrial | LED - 14W | 11.6038 | 1.3138 | 73.915 | 0.0091329 | 0.0021116 | 38.064
[20 empty] | Commercial/Industrial | Retro-Commissioning | 2.5401 | 0.86244 | 548818.3539 | 358.3151 | 4.1166 | 849790.53 | Commercial/Industrial | LED - 14W | 11.6038 | 1.3138 | 73.915 | 0.0091329 | 0.0021116 | 38.064
[20 empty] | Commercial/Industrial | Retro-Commissioning | 2.5401 | 0.86244 | 548818.3539 | 358.3151 | 4.1166 | 849790.53 | Commercial/Industrial | LED - 14W | 18.6714 | 1.3151 | 122.0859 | 0.01468 | 0.0033942 | 61.184
[20 empty] | Commercial/Industrial | Retro-Commissioning | 0.9566 | 0.86244 | 34125.8965 | 48.8723 | 0.56148 | 115907.03 | Commercial/Industrial | LED - 14W | 18.6714 | 1.3151 | 122.0859 | 0.01468 | 0.0033942 | 61.184
[20 empty] | Commercial/Industrial | Retro-Commissioning | 0.9566 | 0.86244 | 34125.8965 | 48.8723 | 0.56148 | 115907.03 | Commercial/Industrial | LED - 9W Flood | 26.0713 | 2.1667 | 286.6435 | 0 | 0 | 225.008
[20 empty] | Commercial/Industrial | Roof Insulation | 0.28603 | 0.7964 | -0.90264 | 5.3158e-06 | 0.00011983 | 0.26565 | Commercial/Industrial | LED - 9W Flood | 26.0713 | 2.1667 | 286.6435 | 0 | 0 | 225.008
[20 empty] | Commercial/Industrial | Roof Insulation | 0.28603 | 0.7964 | -0.90264 | 5.3158e-06 | 0.00011983 | 0.26565 | Commercial/Industrial | LED - 9W Flood | 26.0713 | 2.1667 | 286.6435 | 0 | 0 | 225.008
[20 empty] | Commercial/Industrial | Roof Insulation | 0.28603 | 0.7964 | -0.90264 | 5.3158e-06 | 0.00011983 | 0.26565 | Commercial/Industrial | LED - 9W Flood | 26.0713 | 2.1667 | 286.6435 | 0 | 0 | 225.008
[20 empty] | Commercial/Industrial | Roof Insulation | 0.28603 | 0.7964 | -0.90264 | 5.3158e-06 | 0.00011983 | 0.26565 | Commercial/Industrial | LED - 9W Flood | 26.0713 | 2.1667 | 286.6435 | 0 | 0 | 225.008
[20 empty] | Commercial/Industrial | Roof Insulation | 0.28603 | 0.7964 | -0.90264 | 5.3158e-06 | 0.00011983 | 0.26565 | Commercial/Industrial | LED - 9W Flood | 26.0713 | 2.1667 | 286.6435 | 0 | 0 | 225.008
[20 empty] | Commercial/Industrial | Roof Insulation | 0.28603 | 0.7964 | -0.90264 | 5.3158e-06 | 0.00011983 | 0.26565 | Commercial/Industrial | LED - 9W Flood | 26.0713 | 2.1667 | 286.6435 | 0 | 0 | 225.008
[20 empty] | Commercial/Industrial | Roof Insulation | 0.14082 | 0.7964 | -1.4345 | 2.6171e-06 | 5.8995e-05 | 0.13079 | Commercial/Industrial | LED - 9W Flood | 26.0713 | 2.1667 | 286.6435 | 0 | 0 | 225.008
[20 empty] | Commercial/Industrial | Roof Insulation | 0.14082 | 0.7964 | -1.4345 | 2.6171e-06 | 5.8995e-05 | 0.13079 | Commercial/Industrial | LED - 9W Flood | 26.0713 | 2.1667 | 286.6435 | 0 | 0 | 225.008
[20 empty] | Commercial/Industrial | Roof Insulation | 0.14082 | 0.7964 | -1.4345 | 2.6171e-06 | 5.8995e-05 | 0.13079 | Commercial/Industrial | LED - 9W Flood | 26.0713 | 2.1667 | 286.6435 | 0 | 0 | 225.008
[20 empty] | Commercial/Industrial | Roof Insulation | 0.14082 | 0.7964 | -1.4345 | 2.6171e-06 | 5.8995e-05 | 0.13079 | Commercial/Industrial | LED - 9W Flood | 26.0713 | 2.1667 | 286.6435 | 0 | 0 | 225.008
[20 empty] | Commercial/Industrial | Roof Insulation | 0.14082 | 0.7964 | -1.4345 | 2.6171e-06 | 5.8995e-05 | 0.13079 | Commercial/Industrial | LED - 9W Flood | 26.0713 | 2.1667 | 286.6435 | 0 | 0 | 225.008
[20 empty] | Commercial/Industrial | Roof Insulation | 0.14082 | 0.7964 | -1.4345 | 2.6171e-06 | 5.8995e-05 | 0.13079 | Commercial/Industrial | LED - 9W Flood | 26.0713 | 2.1667 | 286.6435 | 0 | 0 | 225.008
[20 empty] | Commercial/Industrial | Roof Insulation | 0.15058 | 0.83 | -1.4255 | 2.669e-05 | 6.1038e-05 | 0.13079 | Commercial/Industrial | LED - 9W Flood | 26.0713 | 2.1667 | 286.6435 | 0 | 0 | 225.008
[20 empty] | Commercial/Industrial | Roof Insulation | 0.15058 | 0.83 | -1.4255 | 2.669e-05 | 6.1038e-05 | 0.13079 | Commercial/Industrial | LED - 9W Flood | 26.0713 | 2.1667 | 286.6435 | 0 | 0 | 225.008
[20 empty] | Commercial/Industrial | Roof Insulation | 0.15058 | 0.83 | -1.4255 | 2.669e-05 | 6.1038e-05 | 0.13079 | Commercial/Industrial | LED - 9W Flood | 26.0713 | 2.1667 | 286.6435 | 0 | 0 | 225.008
[20 empty] | Commercial/Industrial | Roof Insulation | 0.30585 | 0.83 | -0.88444 | 5.4212e-05 | 0.00012398 | 0.26565 | Commercial/Industrial | LED - 9W Flood | 26.0713 | 2.1667 | 286.6435 | 0 | 0 | 225.008
[20 empty] | Commercial/Industrial | Roof Insulation | 0.30585 | 0.83 | -0.88444 | 5.4212e-05 | 0.00012398 | 0.26565 | Commercial/Industrial | LED - 9W Flood | 26.0713 | 2.1667 | 286.6435 | 0 | 0 | 225.008
[20 empty] | Commercial/Industrial | Roof Insulation | 0.30585 | 0.83 | -0.88444 | 5.4212e-05 | 0.00012398 | 0.26565 | Commercial/Industrial | LED - 9W Flood | 26.0713 | 2.1667 | 286.6435 | 0 | 0 | 225.008
[20 empty] | Commercial/Industrial | Roof Insulation | 0.1555 | 0.9379 | -1.456 | 5.4091e-05 | 3.1861e-05 | 0.13079 | Commercial/Industrial | LED - 9W Flood | 26.0713 | 2.1667 | 286.6435 | 0 | 0 | 225.008
[20 empty] | Commercial/Industrial | Roof Insulation | 0.1555 | 0.9379 | -1.456 | 5.4091e-05 | 3.1861e-05 | 0.13079 | Commercial/Industrial | LED - 9W Flood | 26.0713 | 2.1667 | 286.6435 | 0 | 0 | 225.008
[20 empty] | Commercial/Industrial | Roof Insulation | 0.1555 | 0.9379 | -1.456 | 5.4091e-05 | 3.1861e-05 | 0.13079 | Commercial/Industrial | LED - 9W Flood | 26.0713 | 2.1667 | 286.6435 | 0 | 0 | 225.008
[20 empty] | Commercial/Industrial | Roof Insulation | 0.31585 | 0.9379 | -0.94633 | 0.00010987 | 6.4716e-05 | 0.26565 | Commercial/Industrial | LED - 9W Flood | 26.0713 | 2.1667 | 286.6435 | 0 | 0 | 225.008
[20 empty] | Commercial/Industrial | Roof Insulation | 0.31585 | 0.9379 | -0.94633 | 0.00010987 | 6.4716e-05 | 0.26565 | Commercial/Industrial | LED - 9W Flood | 26.0713 | 2.1667 | 286.6435 | 0 | 0 | 225.008
[20 empty] | Commercial/Industrial | Roof Insulation | 0.31585 | 0.9379 | -0.94633 | 0.00010987 | 6.4716e-05 | 0.26565 | Commercial/Industrial | LED - 9W Flood | 26.0713 | 2.1667 | 286.6435 | 0 | 0 | 225.008
[20 empty] | Commercial/Industrial | Roof Insulation | 0.13009 | 1.2544 | -1.5771 | 1.4841e-05 | 2.648e-05 | 0.13079 | Commercial/Industrial | LED - 9W Flood | 26.0713 | 2.1667 | 286.6435 | 0 | 0 | 225.008
[20 empty] | Commercial/Industrial | Roof Insulation | 0.26424 | 1.2544 | -1.1923 | 3.0145e-05 | 5.3786e-05 | 0.26565 | Commercial/Industrial | LED Display Lighting (Exterior) | 3.9261 | 2.1667 | 395.8859 | 0 | 0 | 377.692
[20 empty] | Commercial/Industrial | Server Virtualization | 0.061229 | 0.98672 | -45395.5479 | 3.1292 | 2.1764 | 21024 | Commercial/Industrial | LED Display Lighting (Exterior) | 3.9261 | 2.1667 | 395.8859 | 0 | 0 | 377.692
[20 empty] | Commercial/Industrial | Server Virtualization | 0.061229 | 0.98672 | -45395.5479 | 3.1292 | 2.1764 | 21024 | Commercial/Industrial | LED Display Lighting (Exterior) | 3.9261 | 2.1667 | 395.8859 | 0 | 0 | 377.692
[20 empty] | Commercial/Industrial | Server Virtualization | 0.061229 | 0.98672 | -45395.5479 | 3.1292 | 2.1764 | 21024 | Commercial/Industrial | LED Display Lighting (Exterior) | 3.9261 | 2.1667 | 395.8859 | 0 | 0 | 377.692
[20 empty] | Commercial/Industrial | Server Virtualization | 0.061229 | 0.98672 | -45395.5479 | 3.1292 | 2.1764 | 21024 | Commercial/Industrial | LED Display Lighting (Exterior) | 3.9261 | 2.1667 | 395.8859 | 0 | 0 | 377.692
[20 empty] | Commercial/Industrial | Server Virtualization | 0.061229 | 0.98672 | -45395.5479 | 3.1292 | 2.1764 | 21024 | Commercial/Industrial | LED Display Lighting (Exterior) | 3.9261 | 2.1667 | 395.8859 | 0 | 0 | 377.692
[20 empty] | Commercial/Industrial | Server Virtualization | 0.061229 | 0.98672 | -45395.5479 | 3.1292 | 2.1764 | 21024 | Commercial/Industrial | LED Display Lighting (Exterior) | 3.9261 | 2.1667 | 395.8859 | 0 | 0 | 377.692
[20 empty] | Commercial/Industrial | Server Virtualization | 0.061229 | 0.98672 | -45395.5479 | 3.1292 | 2.1764 | 21024 | Commercial/Industrial | LED Display Lighting (Exterior) | 3.9261 | 2.1667 | 395.8859 | 0 | 0 | 377.692
[20 empty] | Commercial/Industrial | Server Virtualization | 0.061229 | 0.98672 | -45395.5479 | 3.1292 | 2.1764 | 21024 | Commercial/Industrial | LED Display Lighting (Exterior) | 3.9261 | 2.1667 | 395.8859 | 0 | 0 | 377.692
[20 empty] | Commercial/Industrial | Server Virtualization | 0.061229 | 0.98672 | -45395.5479 | 3.1292 | 2.1764 | 21024 | Commercial/Industrial | LED Display Lighting (Exterior) | 3.9261 | 2.1667 | 395.8859 | 0 | 0 | 377.692
[20 empty] | Commercial/Industrial | Server Virtualization | 0.061229 | 0.98672 | -45395.5479 | 3.1292 | 2.1764 | 21024 | Commercial/Industrial | LED Display Lighting (Exterior) | 3.9261 | 2.1667 | 395.8859 | 0 | 0 | 377.692
[20 empty] | Commercial/Industrial | Server Virtualization | 0.061229 | 0.98672 | -45395.5479 | 3.1292 | 2.1764 | 21024 | Commercial/Industrial | LED Display Lighting (Exterior) | 3.9261 | 2.1667 | 395.8859 | 0 | 0 | 377.692
[20 empty] | Commercial/Industrial | Server Virtualization | 0.061229 | 0.98672 | -45395.5479 | 3.1292 | 2.1764 | 21024 | Commercial/Industrial | LED Display Lighting (Exterior) | 3.9261 | 2.1667 | 395.8859 | 0 | 0 | 377.692
[20 empty] | Commercial/Industrial | Server Virtualization | 0.061229 | 0.98672 | -45395.5479 | 3.1292 | 2.1764 | 21024 | Commercial/Industrial | LED Display Lighting (Exterior) | 3.9261 | 2.1667 | 395.8859 | 0 | 0 | 377.692
[20 empty] | Commercial/Industrial | Server Virtualization | 0.061229 | 0.98672 | -45395.5479 | 3.1292 | 2.1764 | 21024 | Commercial/Industrial | LED Display Lighting (Exterior) | 3.9261 | 2.1667 | 395.8859 | 0 | 0 | 377.692
[20 empty] | Commercial/Industrial | Server Virtualization | 0.061229 | 0.98672 | -45395.5479 | 3.1292 | 2.1764 | 21024 | Commercial/Industrial | LED Display Lighting (Exterior) | 3.9261 | 2.1667 | 395.8859 | 0 | 0 | 377.692
[20 empty] | Commercial/Industrial | Server Virtualization | 0.061229 | 0.98672 | -45395.5479 | 3.1292 | 2.1764 | 21024 | Commercial/Industrial | LED Display Lighting (Exterior) | 3.9261 | 2.1667 | 395.8859 | 0 | 0 | 377.692
[20 empty] | Commercial/Industrial | Server Virtualization | 0.061229 | 0.98672 | -45395.5479 | 3.1292 | 2.1764 | 21024 | Commercial/Industrial | LED Display Lighting (Exterior) | 3.9261 | 2.1667 | 395.8859 | 0 | 0 | 377.692
[20 empty] | Commercial/Industrial | Server Virtualization | 0.061229 | 0.98672 | -45395.5479 | 3.1292 | 2.1764 | 21024 | Commercial/Industrial | LED Display Lighting (Exterior) | 3.9261 | 2.1667 | 395.8859 | 0 | 0 | 377.692
[20 empty] | Commercial/Industrial | Server Virtualization | 0.061229 | 0.98672 | -45395.5479 | 3.1292 | 2.1764 | 21024 | Commercial/Industrial | LED Display Lighting (Exterior) | 3.9261 | 2.1667 | 395.8859 | 0 | 0 | 377.692
[20 empty] | Commercial/Industrial | Server Virtualization | 0.061229 | 0.98672 | -45395.5479 | 3.1292 | 2.1764 | 21024 | Commercial/Industrial | LED Display Lighting (Exterior) | 3.9261 | 2.1667 | 395.8859 | 0 | 0 | 377.692
[20 empty] | Commercial/Industrial | Server Virtualization | 0.061229 | 0.98672 | -45395.5479 | 3.1292 | 2.1764 | 21024 | Commercial/Industrial | LED Display Lighting (Exterior) | 3.9261 | 2.1667 | 395.8859 | 0 | 0 | 377.692
[20 empty] | Commercial/Industrial | Server Virtualization | 0.061229 | 0.98672 | -45395.5479 | 3.1292 | 2.1764 | 21024 | Commercial/Industrial | LED Display Lighting (Exterior) | 3.9261 | 2.1667 | 395.8859 | 0 | 0 | 377.692
[20 empty] | Commercial/Industrial | Server Virtualization | 0.061229 | 0.98672 | -45395.5479 | 3.1292 | 2.1764 | 21024 | Commercial/Industrial | LED Display Lighting (Exterior) | 3.9261 | 2.1667 | 395.8859 | 0 | 0 | 377.692
[20 empty] | Commercial/Industrial | Server Virtualization | 0.061229 | 0.98672 | -45395.5479 | 3.1292 | 2.1764 | 21024 | Commercial/Industrial | LED Display Lighting (Exterior) | 3.9261 | 2.1667 | 395.8859 | 0 | 0 | 377.692
[20 empty] | Commercial/Industrial | Server Virtualization | 0.061229 | 0.98672 | -45395.5479 | 3.1292 | 2.1764 | 21024 | Commercial/Industrial | LED Display Lighting (Exterior) | 3.9261 | 2.1667 | 395.8859 | 0 | 0 | 377.692
[20 empty] | Commercial/Industrial | Server Virtualization | 0.061229 | 0.98672 | -45395.5479 | 3.1292 | 2.1764 | 21024 | Commercial/Industrial | LED Display Lighting (Interior) | 4.4695 | 1.3075 | 467.7664 | 0.066388 | 0.014997 | 270.344
[20 empty] | Commercial/Industrial | Smart Strip Plug Outlet | 0.66212 | 1.1083 | 0.52174 | 0.010578 | 0.0073516 | 71.1401 | Commercial/Industrial | LED Display Lighting (Interior) | 4.4695 | 1.3075 | 467.7664 | 0.066388 | 0.014997 | 270.344
[20 empty] | Commercial/Industrial | Smart Strip Plug Outlet | 0.66212 | 1.1083 | 0.52174 | 0.010578 | 0.0073516 | 71.1401 | Commercial/Industrial | LED Display Lighting (Interior) | 5.524 | 1.6351 | 583.6318 | 0.043517 | 0.04079 | 414.352
[20 empty] | Commercial/Industrial | Smart Strip Plug Outlet | 0.074499 | 1.0784 | -25.304 | 0.0012232 | 0 | 8.2262 | Commercial/Industrial | LED Display Lighting (Interior) | 5.524 | 1.6351 | 583.6318 | 0.043517 | 0.04079 | 414.352
[20 empty] | Commercial/Industrial | Smart Strip Plug Outlet | 0.074499 | 1.0784 | -25.304 | 0.0012232 | 0 | 8.2262 | Commercial/Industrial | LED Display Lighting (Interior) | 8.4582 | 1.2935 | 989.7759 | 0.1264 | 9.1014e-06 | 521.136
[20 empty] | Commercial/Industrial | Smart Strip Plug Outlet | 0.28161 | 1.108 | -16.2572 | 0.0045002 | 0.0031276 | 30.265 | Commercial/Industrial | LED Display Lighting (Interior) | 8.4582 | 1.2935 | 989.7759 | 0.1264 | 9.1014e-06 | 521.136
[20 empty] | Commercial/Industrial | Smart Strip Plug Outlet | 0.28161 | 1.108 | -16.2572 | 0.0045002 | 0.0031276 | 30.265 | Commercial/Industrial | LED Display Lighting (Interior) | 7.8129 | 1.3074 | 892.8904 | 0.11606 | 0.026219 | 472.632
[20 empty] | Commercial/Industrial | Smart Strip Plug Outlet | 0.51164 | 1.0898 | -5.7324 | 0.0083127 | 0 | 55.9044 | Commercial/Industrial | LED Display Lighting (Interior) | 7.8129 | 1.3074 | 892.8904 | 0.11606 | 0.026219 | 472.632
[20 empty] | Commercial/Industrial | Smart Strip Plug Outlet | 0.51164 | 1.0898 | -5.7324 | 0.0083127 | 0 | 55.9044 | Commercial/Industrial | LED Display Lighting (Interior) | 8.523 | 1.6349 | 955.1224 | 0.067152 | 0.062943 | 639.388
[20 empty] | Commercial/Industrial | Smart Strip Plug Outlet | 0.6111 | 1.088 | -1.2238 | 0.0099458 | 0 | 66.8878 | Commercial/Industrial | LED Display Lighting (Interior) | 8.523 | 1.6349 | 955.1224 | 0.067152 | 0.062943 | 639.388
[20 empty] | Commercial/Industrial | Smart Strip Plug Outlet | 0.6111 | 1.088 | -1.2238 | 0.0099458 | 0 | 66.8878 | Commercial/Industrial | LED Display Lighting (Interior) | 5.1271 | 1.3076 | 551.3294 | 0.076152 | 0.017203 | 310.106
[20 empty] | Commercial/Industrial | Smart Strip Plug Outlet | 0.64744 | 1.1112 | -0.19977 | 0.010317 | 0.00717 | 69.3824 | Commercial/Industrial | LED Display Lighting (Interior) | 5.1271 | 1.3076 | 551.3294 | 0.076152 | 0.017203 | 310.106
[20 empty] | Commercial/Industrial | Smart Strip Plug Outlet | 0.64744 | 1.1112 | -0.19977 | 0.010317 | 0.00717 | 69.3824 | Commercial/Industrial | LED Display Lighting (Interior) | 5.7276 | 1.2936 | 637.7947 | 0.085589 | 6.1628e-06 | 352.876
[20 empty] | Commercial/Industrial | Smart Thermostat | 2.6879 | 0.3785 | 140964.0986 | -0.61374 | 57.2461 | 19160.2176 | Commercial/Industrial | LED Display Lighting (Interior) | 5.7276 | 1.2936 | 637.7947 | 0.085589 | 6.1628e-06 | 352.876
[20 empty] | Commercial/Industrial | Smart Thermostat | 2.6879 | 0.3785 | 140964.0986 | -0.61374 | 57.2461 | 19160.2176 | Commercial/Industrial | LED Display Lighting (Interior) | 6.8492 | 1.3073 | 770.4105 | 0.10175 | 0.022986 | 414.352
[20 empty] | Commercial/Industrial | Smart Thermostat | 0.53897 | 1.5359 | -13879.7685 | 2.4002 | 0.70909 | 28715.232 | Commercial/Industrial | LED Display Lighting (Interior) | 6.8492 | 1.3073 | 770.4105 | 0.10175 | 0.022986 | 414.352
[20 empty] | Commercial/Industrial | Smart Thermostat | 0.53897 | 1.5359 | -13879.7685 | 2.4002 | 0.70909 | 28715.232 | Commercial/Industrial | LED Display Lighting (Interior) | 5.0558 | 1.3077 | 542.2421 | 0.07509 | 0.016963 | 305.782
[20 empty] | Commercial/Industrial | Smart Thermostat | 0.42642 | 1.7604 | -13193.9715 | 0.23377 | -3.235 | 19687.6973 | Commercial/Industrial | LED Display Lighting (Interior) | 5.0558 | 1.3077 | 542.2421 | 0.07509 | 0.016963 | 305.782
[20 empty] | Commercial/Industrial | Smart Thermostat | 0.42642 | 1.7604 | -13193.9715 | 0.23377 | -3.235 | 19687.6973 | Commercial/Industrial | LED Display Lighting (Interior) | 5.1201 | 1.2931 | 559.7296 | 0.076537 | 5.511e-06 | 315.558
[20 empty] | Commercial/Industrial | Smart Thermostat | 0.13684 | 1.7603 | -8247.9657 | 0.023223 | -0.32136 | 1955.7834 | Commercial/Industrial | LED Display Lighting (Interior) | 5.1201 | 1.2931 | 559.7296 | 0.076537 | 5.511e-06 | 315.558
[20 empty] | Commercial/Industrial | Smart Thermostat | 0.13684 | 1.7603 | -8247.9657 | 0.023223 | -0.32136 | 1955.7834 | Commercial/Industrial | LED Display Lighting (Interior) | 7.6026 | 1.2933 | 879.6589 | 0.11363 | 8.182e-06 | 468.496
[20 empty] | Commercial/Industrial | Smart Thermostat | 0.27336 | 1.7605 | -7735.5008 | 0.057087 | -0.78999 | 4807.8235 | Commercial/Industrial | LED Display Lighting (Interior) | 7.6026 | 1.2933 | 879.6589 | 0.11363 | 8.182e-06 | 468.496
[20 empty] | Commercial/Industrial | Smart Thermostat | 0.27336 | 1.7605 | -7735.5008 | 0.057087 | -0.78999 | 4807.8235 | Commercial/Industrial | LED Display Lighting (Interior) | 3.6963 | 1.3072 | 369.5849 | 0.054915 | 0.012405 | 223.626
[20 empty] | Commercial/Industrial | Solar Powered Pool Pump | 0.66001 | 1.1844 | -678.9018 | 0.9567 | 0.1485 | 4065.1875 | Commercial/Industrial | LED Display Lighting (Interior) | 3.6963 | 1.3072 | 369.5849 | 0.054915 | 0.012405 | 223.626
[20 empty] | Commercial/Industrial | Solar Powered Pool Pump | 0.66001 | 1.1844 | -678.9018 | 0.9567 | 0.1485 | 4065.1875 | Commercial/Industrial | LED Display Lighting (Interior) | 5.9446 | 1.3079 | 655.0422 | 0.08827 | 0.01994 | 359.456
[20 empty] | Commercial/Industrial | Solar Powered Pool Pump | 0.66001 | 1.1844 | -678.9018 | 0.9567 | 0.1485 | 4065.1875 | Commercial/Industrial | LED Display Lighting (Interior) | 5.9446 | 1.3079 | 655.0422 | 0.08827 | 0.01994 | 359.456
[20 empty] | Commercial/Industrial | Solar Powered Pool Pump | 0.66001 | 1.1844 | -678.9018 | 0.9567 | 0.1485 | 4065.1875 | Commercial/Industrial | LED Linear - Fixture Replacement | 7.0401 | 1.3126 | 453.6698 | 0.05923 | 0.01355 | 244.345
[20 empty] | Commercial/Industrial | Solar Powered Pool Pump | 0.66001 | 1.1844 | -678.9018 | 0.9567 | 0.1485 | 4065.1875 | Commercial/Industrial | LED Linear - Fixture Replacement | 7.0401 | 1.3126 | 453.6698 | 0.05923 | 0.01355 | 244.345
[20 empty] | Commercial/Industrial | Solar Powered Pool Pump | 0.66001 | 1.1844 | -678.9018 | 0.9567 | 0.1485 | 4065.1875 | Commercial/Industrial | LED Linear - Fixture Replacement | 8.7247 | 1.6342 | 560.5912 | 0.039245 | 0.036402 | 374.5037
[20 empty] | Commercial/Industrial | Solar Powered Pool Pump | 0.66001 | 1.1844 | -678.9018 | 0.9567 | 0.1485 | 4065.1875 | Commercial/Industrial | LED Linear - Fixture Replacement | 8.7247 | 1.6342 | 560.5912 | 0.039245 | 0.036402 | 374.5037
[20 empty] | Commercial/Industrial | Solar Powered Pool Pump | 0.66001 | 1.1844 | -678.9018 | 0.9567 | 0.1485 | 4065.1875 | Commercial/Industrial | LED Linear - Fixture Replacement | 13.408 | 1.292 | 929.9578 | 0.11487 | 6.293e-06 | 471.0182
[20 empty] | Commercial/Industrial | Solar Powered Pool Pump | 0.66001 | 1.1844 | -678.9018 | 0.9567 | 0.1485 | 4065.1875 | Commercial/Industrial | LED Linear - Fixture Replacement | 13.408 | 1.292 | 929.9578 | 0.11487 | 6.293e-06 | 471.0182
[20 empty] | Commercial/Industrial | Solar Powered Pool Pump | 0.66001 | 1.1844 | -678.9018 | 0.9567 | 0.1485 | 4065.1875 | Commercial/Industrial | LED Linear - Fixture Replacement | 12.2974 | 1.3115 | 836.0548 | 0.10355 | 0.023688 | 427.1789
[20 empty] | Commercial/Industrial | Solar Powered Pool Pump | 0.66001 | 1.1844 | -678.9018 | 0.9567 | 0.1485 | 4065.1875 | Commercial/Industrial | LED Linear - Fixture Replacement | 12.2974 | 1.3115 | 836.0548 | 0.10355 | 0.023688 | 427.1789
[20 empty] | Commercial/Industrial | Solar Powered Pool Pump | 0.66001 | 1.1844 | -678.9018 | 0.9567 | 0.1485 | 4065.1875 | Commercial/Industrial | LED Linear - Fixture Replacement | 13.4714 | 1.6352 | 896.2034 | 0.060559 | 0.056172 | 577.8979
[20 empty] | Commercial/Industrial | Solar Powered Pool Pump | 0.66001 | 1.1844 | -678.9018 | 0.9567 | 0.1485 | 4065.1875 | Commercial/Industrial | LED Linear - Fixture Replacement | 13.4714 | 1.6352 | 896.2034 | 0.060559 | 0.056172 | 577.8979
[20 empty] | Commercial/Industrial | Solar Powered Pool Pump | 0.66001 | 1.1844 | -678.9018 | 0.9567 | 0.1485 | 4065.1875 | Commercial/Industrial | LED Linear - Fixture Replacement | 8.0668 | 1.3112 | 528.8319 | 0.067942 | 0.015543 | 280.283
[20 empty] | Commercial/Industrial | Solar Powered Pool Pump | 0.66001 | 1.1844 | -678.9018 | 0.9567 | 0.1485 | 4065.1875 | Commercial/Industrial | LED Linear - Fixture Replacement | 8.0668 | 1.3112 | 528.8319 | 0.067942 | 0.015543 | 280.283
[20 empty] | Commercial/Industrial | Solar Powered Pool Pump | 0.66001 | 1.1844 | -678.9018 | 0.9567 | 0.1485 | 4065.1875 | Commercial/Industrial | LED Linear - Fixture Replacement | 9.0795 | 1.2921 | 611.1805 | 0.07778 | 4.2611e-06 | 318.9398
[20 empty] | Commercial/Industrial | Solar Powered Pool Pump | 0.66001 | 1.1844 | -678.9018 | 0.9567 | 0.1485 | 4065.1875 | Commercial/Industrial | LED Linear - Fixture Replacement | 9.0795 | 1.2921 | 611.1805 | 0.07778 | 4.2611e-06 | 318.9398
[20 empty] | Commercial/Industrial | Solar Powered Pool Pump | 0.66001 | 1.1844 | -678.9018 | 0.9567 | 0.1485 | 4065.1875 | Commercial/Industrial | LED Linear - Fixture Replacement | 10.7854 | 1.312 | 725.8881 | 0.090781 | 0.020767 | 374.5037
[20 empty] | Commercial/Industrial | Solar Powered Pool Pump | 0.66001 | 1.1844 | -678.9018 | 0.9567 | 0.1485 | 4065.1875 | Commercial/Industrial | LED Linear - Fixture Replacement | 10.7854 | 1.312 | 725.8881 | 0.090781 | 0.020767 | 374.5037
[20 empty] | Commercial/Industrial | Solar Powered Pool Pump | 0.66001 | 1.1844 | -678.9018 | 0.9567 | 0.1485 | 4065.1875 | Commercial/Industrial | LED Linear - Fixture Replacement | 7.9605 | 1.3122 | 520.6582 | 0.066994 | 0.015326 | 276.3749
[20 empty] | Commercial/Industrial | Solar Powered Pool Pump | 0.66001 | 1.1844 | -678.9018 | 0.9567 | 0.1485 | 4065.1875 | Commercial/Industrial | LED Linear - Fixture Replacement | 7.9605 | 1.3122 | 520.6582 | 0.066994 | 0.015326 | 276.3749
[20 empty] | Commercial/Industrial | Solar Powered Pool Pump | 0.66001 | 1.1844 | -678.9018 | 0.9567 | 0.1485 | 4065.1875 | Commercial/Industrial | LED Linear - Fixture Replacement | 8.1142 | 1.2913 | 540.4796 | 0.069555 | 3.8105e-06 | 285.2107
[20 empty] | Commercial/Industrial | Solar Powered Pool Pump | 0.66001 | 1.1844 | -678.9018 | 0.9567 | 0.1485 | 4065.1875 | Commercial/Industrial | LED Linear - Fixture Replacement | 8.1142 | 1.2913 | 540.4796 | 0.069555 | 3.8105e-06 | 285.2107
[20 empty] | Commercial/Industrial | Solar Powered Pool Pump | 0.66001 | 1.1844 | -678.9018 | 0.9567 | 0.1485 | 4065.1875 | Commercial/Industrial | LED Linear - Fixture Replacement | 12.0503 | 1.2917 | 830.2286 | 0.10326 | 5.6573e-06 | 423.4406
[20 empty] | Commercial/Industrial | Solar Water Heater | 0.13603 | 1.7028 | -16068.7158 | 0.16065 | 0.022555 | 2149.4448 | Commercial/Industrial | LED Linear - Fixture Replacement | 12.0503 | 1.2917 | 830.2286 | 0.10326 | 5.6573e-06 | 423.4406
[20 empty] | Commercial/Industrial | Solar Water Heater | 0.13603 | 1.7028 | -16068.7158 | 0.16065 | 0.022555 | 2149.4448 | Commercial/Industrial | LED Linear - Fixture Replacement | 5.8181 | 1.3114 | 365.3587 | 0.048995 | 0.011208 | 202.1198
[20 empty] | Commercial/Industrial | Solar Water Heater | 0.54412 | 1.7028 | -12100.7665 | 1.2852 | 0.18043 | 17195.1818 | Commercial/Industrial | LED Linear - Fixture Replacement | 5.8181 | 1.3114 | 365.3587 | 0.048995 | 0.011208 | 202.1198
[20 empty] | Commercial/Industrial | Solar Water Heater | 0.54412 | 1.7028 | -12100.7665 | 1.2852 | 0.18043 | 17195.1818 | Commercial/Industrial | LED Linear - Fixture Replacement | 9.3516 | 1.3113 | 622.1182 | 0.078754 | 0.018016 | 324.887
[20 empty] | Commercial/Industrial | Solar Water Heater | 0.32648 | 1.7029 | -11393.533 | 0.38556 | 0.05413 | 5158.5545 | Commercial/Industrial | LED Linear - Fixture Replacement | 9.3516 | 1.3113 | 622.1182 | 0.078754 | 0.018016 | 324.887
[20 empty] | Commercial/Industrial | Solar Water Heater | 0.32648 | 1.7029 | -11393.533 | 0.38556 | 0.05413 | 5158.5545 | Commercial/Industrial | LED Linear - Lamp Replacement | 5.4895 | 1.3084 | 36.8449 | 0.0049742 | 0.0011421 | 20.5922
[20 empty] | Commercial/Industrial | Solar Water Heater | 0.64641 | 1.7028 | -10617.3086 | 2.2902 | 0.32153 | 30641.814 | Commercial/Industrial | LED Linear - Lamp Replacement | 5.4895 | 1.3084 | 36.8449 | 0.0049742 | 0.0011421 | 20.5922
[20 empty] | Commercial/Industrial | Solar Water Heater | 0.64641 | 1.7028 | -10617.3086 | 2.2902 | 0.32153 | 30641.814 | Commercial/Industrial | LED Linear - Lamp Replacement | 6.8449 | 1.6433 | 45.7881 | 0.0032689 | 0.0031387 | 31.5613
[20 empty] | Commercial/Industrial | Solar Water Heater | 0.75089 | 1.7028 | -9743.9099 | 8.8679 | 1.245 | 118646.7544 | Commercial/Industrial | LED Linear - Lamp Replacement | 6.8449 | 1.6433 | 45.7881 | 0.0032689 | 0.0031387 | 31.5613
[20 empty] | Commercial/Industrial | Solar Water Heater | 0.75089 | 1.7028 | -9743.9099 | 8.8679 | 1.245 | 118646.7544 | Commercial/Industrial | LED Linear - Lamp Replacement | 10.4626 | 1.2947 | 76.703 | 0.0095754 | 1.6038e-06 | 39.695
[20 empty] | Commercial/Industrial | Solar Water Heater | 0.43529 | 1.7028 | -8721.9581 | 0.51408 | 0.072174 | 6878.0727 | Commercial/Industrial | LED Linear - Lamp Replacement | 10.4626 | 1.2947 | 76.703 | 0.0095754 | 1.6038e-06 | 39.695
[20 empty] | Commercial/Industrial | Solar Water Heater | 0.43529 | 1.7028 | -8721.9581 | 0.51408 | 0.072174 | 6878.0727 | Commercial/Industrial | LED Linear - Lamp Replacement | 9.6399 | 1.3142 | 69.0285 | 0.0086962 | 0.0019966 | 36.0005
[20 empty] | Commercial/Industrial | Solar Water Heater | 0.65294 | 1.7028 | -3378.8084 | 0.77112 | 0.10826 | 10317.1091 | Commercial/Industrial | LED Linear - Lamp Replacement | 9.6399 | 1.3142 | 69.0285 | 0.0086962 | 0.0019966 | 36.0005
[20 empty] | Commercial/Industrial | Solar Water Heater | 0.65294 | 1.7028 | -3378.8084 | 0.77112 | 0.10826 | 10317.1091 | Commercial/Industrial | LED Linear - Lamp Replacement | 10.5646 | 1.6437 | 74.0048 | 0.0050442 | 0.0048434 | 48.7023
[20 empty] | Commercial/Industrial | Solar Water Heater | 0.65294 | 1.7028 | -3378.8084 | 0.77112 | 0.10826 | 10317.1091 | Commercial/Industrial | LED Linear - Lamp Replacement | 10.5646 | 1.6437 | 74.0048 | 0.0050442 | 0.0048434 | 48.7023
[20 empty] | Commercial/Industrial | Solar Water Heater | 0.65294 | 1.7028 | -3378.8084 | 0.77112 | 0.10826 | 10317.1091 | Commercial/Industrial | LED Linear - Lamp Replacement | 6.2921 | 1.3074 | 43.1709 | 0.0057058 | 0.00131 | 23.6208
[20 empty] | Commercial/Industrial | Strip Curtains for Walk-ins | 0.17755 | 1.1539 | -449.5836 | 0.054455 | 0.045613 | 420 | Commercial/Industrial | LED Linear - Lamp Replacement | 6.2921 | 1.3074 | 43.1709 | 0.0057058 | 0.00131 | 23.6208
[20 empty] | Commercial/Industrial | Strip Curtains for Walk-ins | 0.17755 | 1.1539 | -449.5836 | 0.054455 | 0.045613 | 420 | Commercial/Industrial | LED Linear - Lamp Replacement | 7.1167 | 1.3006 | 49.9468 | 0.0064838 | 1.086e-06 | 26.8786
[20 empty] | Commercial/Industrial | Strip Curtains for Walk-ins | 0.17755 | 1.1539 | -449.5836 | 0.054455 | 0.045613 | 420 | Commercial/Industrial | LED Linear - Lamp Replacement | 7.1167 | 1.3006 | 49.9468 | 0.0064838 | 1.086e-06 | 26.8786
[20 empty] | Commercial/Industrial | Strip Curtains for Walk-ins | 0.17755 | 1.1539 | -449.5836 | 0.054455 | 0.045613 | 420 | Commercial/Industrial | LED Linear - Lamp Replacement | 8.4579 | 1.3153 | 59.7563 | 0.0076239 | 0.0017504 | 31.5613
[20 empty] | Commercial/Industrial | Strip Curtains for Walk-ins | 0.17755 | 1.1539 | -449.5836 | 0.054455 | 0.045613 | 420 | Commercial/Industrial | LED Linear - Lamp Replacement | 8.4579 | 1.3153 | 59.7563 | 0.0076239 | 0.0017504 | 31.5613
[20 empty] | Commercial/Industrial | Strip Curtains for Walk-ins | 0.17755 | 1.1539 | -449.5836 | 0.054455 | 0.045613 | 420 | Commercial/Industrial | LED Linear - Lamp Replacement | 6.2225 | 1.3112 | 42.483 | 0.0056262 | 0.0012918 | 23.2915
[20 empty] | Commercial/Industrial | Strip Curtains for Walk-ins | 0.17755 | 1.1539 | -449.5836 | 0.054455 | 0.045613 | 420 | Commercial/Industrial | LED Linear - Lamp Replacement | 6.2225 | 1.3112 | 42.483 | 0.0056262 | 0.0012918 | 23.2915
[20 empty] | Commercial/Industrial | Strip Curtains for Walk-ins | 0.17755 | 1.1539 | -449.5836 | 0.054455 | 0.045613 | 420 | Commercial/Industrial | LED Linear - Lamp Replacement | 6.3562 | 1.299 | 44.0127 | 0.0057981 | 9.7112e-07 | 24.0361
[20 empty] | Commercial/Industrial | Strip Curtains for Walk-ins | 0.17755 | 1.1539 | -449.5836 | 0.054455 | 0.045613 | 420 | Commercial/Industrial | LED Linear - Lamp Replacement | 6.3562 | 1.299 | 44.0127 | 0.0057981 | 9.7112e-07 | 24.0361
[20 empty] | Commercial/Industrial | Strip Curtains for Walk-ins | 0.17755 | 1.1539 | -449.5836 | 0.054455 | 0.045613 | 420 | Commercial/Industrial | LED Linear - Lamp Replacement | 9.3753 | 1.2905 | 68.3324 | 0.0086082 | 1.4418e-06 | 35.6854
[20 empty] | Commercial/Industrial | Strip Curtains for Walk-ins | 0.17755 | 1.1539 | -449.5836 | 0.054455 | 0.045613 | 420 | Commercial/Industrial | LED Linear - Lamp Replacement | 9.3753 | 1.2905 | 68.3324 | 0.0086082 | 1.4418e-06 | 35.6854
[20 empty] | Commercial/Industrial | Strip Curtains for Walk-ins | 0.17755 | 1.1539 | -449.5836 | 0.054455 | 0.045613 | 420 | Commercial/Industrial | LED Linear - Lamp Replacement | 4.5751 | 1.3183 | 29.4121 | 0.0041146 | 0.00094471 | 17.0336
[20 empty] | Commercial/Industrial | Strip Curtains for Walk-ins | 0.17915 | 1.1054 | -444.5323 | 0.060723 | 0.016724 | 420 | Commercial/Industrial | LED Linear - Lamp Replacement | 4.5751 | 1.3183 | 29.4121 | 0.0041146 | 0.00094471 | 17.0336
[20 empty] | Commercial/Industrial | Strip Curtains for Walk-ins | 0.17915 | 1.1054 | -444.5323 | 0.060723 | 0.016724 | 420 | Commercial/Industrial | LED Linear - Lamp Replacement | 7.3304 | 1.314 | 51.0224 | 0.0066138 | 0.0015185 | 27.3798
[20 empty] | Commercial/Industrial | Strip Curtains for Walk-ins | 0.17915 | 1.1054 | -444.5323 | 0.060723 | 0.016724 | 420 | Commercial/Industrial | LED Linear - Lamp Replacement | 7.3304 | 1.314 | 51.0224 | 0.0066138 | 0.0015185 | 27.3798
[20 empty] | Commercial/Industrial | Strip Curtains for Walk-ins | 0.17915 | 1.1054 | -444.5323 | 0.060723 | 0.016724 | 420 | Commercial/Industrial | LED Parking Lighting | 9.1602 | 2.3079 | 4728.805 | 0 | 0 | 3375.12
[20 empty] | Commercial/Industrial | Strip Curtains for Walk-ins | 0.17915 | 1.1054 | -444.5323 | 0.060723 | 0.016724 | 420 | Commercial/Industrial | LED Parking Lighting | 9.1602 | 2.3079 | 4728.805 | 0 | 0 | 3375.12
[20 empty] | Commercial/Industrial | Strip Curtains for Walk-ins | 0.17915 | 1.1054 | -444.5323 | 0.060723 | 0.016724 | 420 | Commercial/Industrial | LED Parking Lighting | 9.1602 | 2.3079 | 4728.805 | 0 | 0 | 3375.12
[20 empty] | Commercial/Industrial | Strip Curtains for Walk-ins | 0.17915 | 1.1054 | -444.5323 | 0.060723 | 0.016724 | 420 | Commercial/Industrial | LED Parking Lighting | 9.1602 | 2.3079 | 4728.805 | 0 | 0 | 3375.12
[20 empty] | Commercial/Industrial | Strip Curtains for Walk-ins | 0.17915 | 1.1054 | -444.5323 | 0.060723 | 0.016724 | 420 | Commercial/Industrial | LED Parking Lighting | 9.1602 | 2.3079 | 4728.805 | 0 | 0 | 3375.12
[20 empty] | Commercial/Industrial | Strip Curtains for Walk-ins | 0.17915 | 1.1054 | -444.5323 | 0.060723 | 0.016724 | 420 | Commercial/Industrial | LED Parking Lighting | 9.1602 | 2.3079 | 4728.805 | 0 | 0 | 3375.12
[20 empty] | Commercial/Industrial | Strip Curtains for Walk-ins | 0.17915 | 1.1054 | -444.5323 | 0.060723 | 0.016724 | 420 | Commercial/Industrial | LED Parking Lighting | 9.1602 | 2.3079 | 4728.805 | 0 | 0 | 3375.12
[20 empty] | Commercial/Industrial | Strip Curtains for Walk-ins | 0.17915 | 1.1054 | -444.5323 | 0.060723 | 0.016724 | 420 | Commercial/Industrial | LED Parking Lighting | 9.1602 | 2.3079 | 4728.805 | 0 | 0 | 3375.12
[20 empty] | Commercial/Industrial | Strip Curtains for Walk-ins | 0.17915 | 1.1054 | -444.5323 | 0.060723 | 0.016724 | 420 | Commercial/Industrial | LED Parking Lighting | 9.1602 | 2.3079 | 4728.805 | 0 | 0 | 3375.12
[20 empty] | Commercial/Industrial | Strip Curtains for Walk-ins | 0.17915 | 1.1054 | -444.5323 | 0.060723 | 0.016724 | 420 | Commercial/Industrial | LED Parking Lighting | 9.1602 | 2.3079 | 4728.805 | 0 | 0 | 3375.12
[20 empty] | Commercial/Industrial | Strip Curtains for Walk-ins | 0.17915 | 1.1054 | -444.5323 | 0.060723 | 0.016724 | 420 | Commercial/Industrial | LED Parking Lighting | 9.1602 | 2.3079 | 4728.805 | 0 | 0 | 3375.12
[20 empty] | Commercial/Industrial | Tank Wrap on Water Heater | 0.29185 | 1.3614 | -7209.9601 | 0.6323 | 0.64513 | 6312.3578 | Commercial/Industrial | LED Parking Lighting | 9.1602 | 2.3079 | 4728.805 | 0 | 0 | 3375.12
[20 empty] | Commercial/Industrial | Tank Wrap on Water Heater | 0.3051 | 1.3614 | -6990.8906 | 0.66098 | 0.67439 | 6598.6483 | Commercial/Industrial | LED Parking Lighting | 9.1602 | 2.3079 | 4728.805 | 0 | 0 | 3375.12
[20 empty] | Commercial/Industrial | Tank Wrap on Water Heater | 0.29186 | 1.3614 | -5767.968 | 0.50584 | 0.5161 | 5049.8862 | Commercial/Industrial | LED Parking Lighting | 9.1602 | 2.3079 | 4728.805 | 0 | 0 | 3375.12
[20 empty] | Commercial/Industrial | Tank Wrap on Water Heater | 0.30508 | 1.3614 | -5592.7124 | 0.52878 | 0.53951 | 5278.9187 | Commercial/Industrial | LED Parking Lighting | 9.1602 | 2.3079 | 4728.805 | 0 | 0 | 3375.12
[20 empty] | Commercial/Industrial | Tank Wrap on Water Heater | 0.29186 | 1.3614 | -4325.976 | 0.37938 | 0.38708 | 3787.4147 | Commercial/Industrial | LED Parking Lighting | 9.1602 | 2.3079 | 4728.805 | 0 | 0 | 3375.12
[20 empty] | Commercial/Industrial | Tank Wrap on Water Heater | 0.30508 | 1.3614 | -4194.5343 | 0.39659 | 0.40463 | 3959.189 | Commercial/Industrial | LED Parking Lighting | 9.1602 | 2.3079 | 4728.805 | 0 | 0 | 3375.12
[20 empty] | Commercial/Industrial | Tank Wrap on Water Heater | 0.29186 | 1.3614 | -2883.984 | 0.25292 | 0.25805 | 2524.9431 | Commercial/Industrial | LED Parking Lighting | 9.1602 | 2.3079 | 4728.805 | 0 | 0 | 3375.12
[20 empty] | Commercial/Industrial | Tank Wrap on Water Heater | 0.30508 | 1.3614 | -2796.3562 | 0.26439 | 0.26975 | 2639.4593 | Commercial/Industrial | LED Parking Lighting | 9.1602 | 2.3079 | 4728.805 | 0 | 0 | 3375.12
[20 empty] | Commercial/Industrial | Tank Wrap on Water Heater | 0.29181 | 1.3612 | -865.1952 | 0.075876 | 0.077415 | 757.4829 | Commercial/Industrial | LED Parking Lighting | 9.1602 | 2.3079 | 4728.805 | 0 | 0 | 3375.12
[20 empty] | Commercial/Industrial | Tank Wrap on Water Heater | 0.29181 | 1.3612 | -865.1952 | 0.075876 | 0.077415 | 757.4829 | Commercial/Industrial | LED Parking Lighting | 9.1602 | 2.3079 | 4728.805 | 0 | 0 | 3375.12
[20 empty] | Commercial/Industrial | Tank Wrap on Water Heater | 0.29181 | 1.3612 | -865.1952 | 0.075876 | 0.077415 | 757.4829 | Commercial/Industrial | LED Parking Lighting | 9.1602 | 2.3079 | 4728.805 | 0 | 0 | 3375.12
[20 empty] | Commercial/Industrial | Tank Wrap on Water Heater | 0.30511 | 1.3615 | -838.9069 | 0.079318 | 0.080926 | 791.8378 | Commercial/Industrial | LED Parking Lighting | 9.1602 | 2.3079 | 4728.805 | 0 | 0 | 3375.12
[20 empty] | Commercial/Industrial | Tank Wrap on Water Heater | 0.30511 | 1.3615 | -838.9069 | 0.079318 | 0.080926 | 791.8378 | Commercial/Industrial | LED Parking Lighting | 9.1602 | 2.3079 | 4728.805 | 0 | 0 | 3375.12
[20 empty] | Commercial/Industrial | Tank Wrap on Water Heater | 0.30511 | 1.3615 | -838.9069 | 0.079318 | 0.080926 | 791.8378 | Commercial/Industrial | LED Parking Lighting | 9.1602 | 2.3079 | 4728.805 | 0 | 0 | 3375.12
[20 empty] | Commercial/Industrial | Tank Wrap on Water Heater | 0.29195 | 1.3618 | -576.7968 | 0.050584 | 0.05161 | 504.9886 | Commercial/Industrial | LED Parking Lighting | 9.1602 | 2.3079 | 4728.805 | 0 | 0 | 3375.12
[20 empty] | Commercial/Industrial | Tank Wrap on Water Heater | 0.30504 | 1.3612 | -559.2712 | 0.052878 | 0.053951 | 527.8919 | Commercial/Industrial | LED Traffic and Crosswalk Lighting | 0.1236 | 1.9168 | -170.0536 | 0 | 0 | 37.96
[20 empty] | Commercial/Industrial | Tank Wrap on Water Heater | 0.29195 | 1.3618 | -288.3984 | 0.025292 | 0.025805 | 252.4943 | Commercial/Industrial | LED Traffic and Crosswalk Lighting | 0.1236 | 1.9168 | -170.0536 | 0 | 0 | 37.96
[20 empty] | Commercial/Industrial | Tank Wrap on Water Heater | 0.29195 | 1.3618 | -288.3984 | 0.025292 | 0.025805 | 252.4943 | Commercial/Industrial | LED Traffic and Crosswalk Lighting | 0.1236 | 1.9168 | -170.0536 | 0 | 0 | 37.96
[20 empty] | Commercial/Industrial | Tank Wrap on Water Heater | 0.29195 | 1.3618 | -288.3984 | 0.025292 | 0.025805 | 252.4943 | Commercial/Industrial | LED Traffic and Crosswalk Lighting | 0.1236 | 1.9168 | -170.0536 | 0 | 0 | 37.96
[20 empty] | Commercial/Industrial | Tank Wrap on Water Heater | 0.29195 | 1.3618 | -288.3984 | 0.025292 | 0.025805 | 252.4943 | Commercial/Industrial | LED Traffic and Crosswalk Lighting | 0.1236 | 1.9168 | -170.0536 | 0 | 0 | 37.96
[20 empty] | Commercial/Industrial | Tank Wrap on Water Heater | 0.29195 | 1.3618 | -288.3984 | 0.025292 | 0.025805 | 252.4943 | Commercial/Industrial | LED Traffic and Crosswalk Lighting | 0.1236 | 1.9168 | -170.0536 | 0 | 0 | 37.96
[20 empty] | Commercial/Industrial | Tank Wrap on Water Heater | 0.30525 | 1.3621 | -279.6356 | 0.026439 | 0.026975 | 263.9459 | Commercial/Industrial | LED Traffic and Crosswalk Lighting | 0.1236 | 1.9168 | -170.0536 | 0 | 0 | 37.96
[20 empty] | Commercial/Industrial | Tank Wrap on Water Heater | 0.30525 | 1.3621 | -279.6356 | 0.026439 | 0.026975 | 263.9459 | Commercial/Industrial | LED Traffic and Crosswalk Lighting | 0.1236 | 1.9168 | -170.0536 | 0 | 0 | 37.96
[20 empty] | Commercial/Industrial | Tank Wrap on Water Heater | 0.30525 | 1.3621 | -279.6356 | 0.026439 | 0.026975 | 263.9459 | Commercial/Industrial | LED Traffic and Crosswalk Lighting | 0.1236 | 1.9168 | -170.0536 | 0 | 0 | 37.96
[20 empty] | Commercial/Industrial | Tank Wrap on Water Heater | 0.30525 | 1.3621 | -279.6356 | 0.026439 | 0.026975 | 263.9459 | Commercial/Industrial | LED Traffic and Crosswalk Lighting | 0.1236 | 1.9168 | -170.0536 | 0 | 0 | 37.96
[20 empty] | Commercial/Industrial | Tank Wrap on Water Heater | 0.30525 | 1.3621 | -279.6356 | 0.026439 | 0.026975 | 263.9459 | Commercial/Industrial | LED Traffic and Crosswalk Lighting | 0.1236 | 1.9168 | -170.0536 | 0 | 0 | 37.96
[20 empty] | Commercial/Industrial | Thermal Energy Storage | 0.87216 | 0.79249 | 688.5098 | 3.9872 | 1.1505 | -633.7788 | Commercial/Industrial | LED Traffic and Crosswalk Lighting | 0.1236 | 1.9168 | -170.0536 | 0 | 0 | 37.96
[20 empty] | Commercial/Industrial | Thermal Energy Storage | 0.87216 | 0.79249 | 688.5098 | 3.9872 | 1.1505 | -633.7788 | Commercial/Industrial | LED Traffic and Crosswalk Lighting | 0.1236 | 1.9168 | -170.0536 | 0 | 0 | 37.96
[20 empty] | Commercial/Industrial | Thermal Energy Storage | 0.87216 | 0.79249 | 754.4363 | 4.369 | 1.2607 | -694.4647 | Commercial/Industrial | LED Traffic and Crosswalk Lighting | 0.1236 | 1.9168 | -170.0536 | 0 | 0 | 37.96
[20 empty] | Commercial/Industrial | Thermal Energy Storage | 0.87216 | 0.79249 | 754.4363 | 4.369 | 1.2607 | -694.4647 | Commercial/Industrial | LED Traffic and Crosswalk Lighting | 0.1236 | 1.9168 | -170.0536 | 0 | 0 | 37.96
[20 empty] | Commercial/Industrial | Thermal Energy Storage | 0.87217 | 0.7925 | 2383.6959 | 13.8043 | 3.9832 | -2194.2113 | Commercial/Industrial | LED Traffic and Crosswalk Lighting | 0.1236 | 1.9168 | -170.0536 | 0 | 0 | 37.96
[20 empty] | Commercial/Industrial | Thermal Energy Storage | 0.87217 | 0.7925 | 2383.6959 | 13.8043 | 3.9832 | -2194.2113 | Commercial/Industrial | LED Traffic and Crosswalk Lighting | 0.1236 | 1.9168 | -170.0536 | 0 | 0 | 37.96
[20 empty] | Commercial/Industrial | Thermal Energy Storage | 0.87217 | 0.7925 | 2893.4423 | 16.7563 | 4.835 | -2663.437 | Commercial/Industrial | LED Traffic and Crosswalk Lighting | 0.1236 | 1.9168 | -170.0536 | 0 | 0 | 37.96
[20 empty] | Commercial/Industrial | Thermal Energy Storage | 0.87217 | 0.7925 | 2893.4423 | 16.7563 | 4.835 | -2663.437 | Commercial/Industrial | LED Traffic and Crosswalk Lighting | 0.1236 | 1.9168 | -170.0536 | 0 | 0 | 37.96
[20 empty] | Commercial/Industrial | Thermal Energy Storage | 0.87217 | 0.79251 | 2819.3989 | 16.3275 | 4.7112 | -2595.2794 | Commercial/Industrial | LED Traffic and Crosswalk Lighting | 0.1236 | 1.9168 | -170.0536 | 0 | 0 | 37.96
[20 empty] | Commercial/Industrial | Thermal Energy Storage | 0.87217 | 0.79251 | 2819.3989 | 16.3275 | 4.7112 | -2595.2794 | Commercial/Industrial | LED Traffic and Crosswalk Lighting | 0.1236 | 1.9168 | -170.0536 | 0 | 0 | 37.96
[20 empty] | Commercial/Industrial | Thermal Energy Storage | 0.87217 | 0.79251 | 31888.7443 | 184.6717 | 53.2863 | -29353.8464 | Commercial/Industrial | LED Traffic and Crosswalk Lighting | 0.1236 | 1.9168 | -170.0536 | 0 | 0 | 37.96
[20 empty] | Commercial/Industrial | Thermal Energy Storage | 0.87217 | 0.79251 | 31888.7443 | 184.6717 | 53.2863 | -29353.8464 | Commercial/Industrial | LED Traffic and Crosswalk Lighting | 0.1236 | 1.9168 | -170.0536 | 0 | 0 | 37.96
[20 empty] | Commercial/Industrial | Thermal Energy Storage | 0.87217 | 0.79251 | 30149.2137 | 174.5978 | 50.3796 | -27752.5944 | Commercial/Industrial | LED Traffic and Crosswalk Lighting | 0.1236 | 1.9168 | -170.0536 | 0 | 0 | 37.96
[20 empty] | Commercial/Industrial | Thermal Energy Storage | 0.87217 | 0.79251 | 30149.2137 | 174.5978 | 50.3796 | -27752.5944 | Commercial/Industrial | LED Traffic and Crosswalk Lighting | 0.1236 | 1.9168 | -170.0536 | 0 | 0 | 37.96
[20 empty] | Commercial/Industrial | Thermal Energy Storage | 0.87218 | 0.79251 | 1727.2856 | 10.0029 | 2.8863 | -1589.9803 | Commercial/Industrial | LED Traffic and Crosswalk Lighting | 0.1236 | 1.9168 | -170.0536 | 0 | 0 | 37.96
[20 empty] | Commercial/Industrial | Thermal Energy Storage | 0.87218 | 0.79251 | 1727.2856 | 10.0029 | 2.8863 | -1589.9803 | Commercial/Industrial | Low Flow Shower Head | 4.3546 | 1.3126 | 163.4153 | 0.026243 | 0.017455 | 155.2928
[20 empty] | Commercial/Industrial | Thermal Energy Storage | 0.87218 | 0.79251 | 4112.1972 | 23.8142 | 6.8715 | -3785.3107 | Commercial/Industrial | Low Flow Shower Head | 4.3546 | 1.3126 | 163.4153 | 0.026243 | 0.017455 | 155.2928
[20 empty] | Commercial/Industrial | Thermal Energy Storage | 0.87218 | 0.79251 | 4112.1972 | 23.8142 | 6.8715 | -3785.3107 | Commercial/Industrial | Low Flow Shower Head | 4.3564 | 1.3131 | 3595.1369 | 0.57736 | 0.38401 | 3416.4422
[20 empty] | Commercial/Industrial | Thermal Energy Storage | 0.87218 | 0.79251 | 2743.8606 | 15.89 | 4.585 | -2525.7458 | Commercial/Industrial | Low Flow Shower Head | 4.3564 | 1.3131 | 3595.1369 | 0.57736 | 0.38401 | 3416.4422
[20 empty] | Commercial/Industrial | Thermal Energy Storage | 0.87218 | 0.79251 | 2743.8606 | 15.89 | 4.585 | -2525.7458 | Commercial/Industrial | Low Flow Shower Head | 4.3563 | 1.3131 | 2778.0603 | 0.44614 | 0.29674 | 2639.9781
[20 empty] | Commercial/Industrial | Thermal Energy Storage | 0.87218 | 0.79251 | 3344.8501 | 19.3704 | 5.5893 | -3078.9615 | Commercial/Industrial | Low Flow Shower Head | 4.3563 | 1.3131 | 2778.0603 | 0.44614 | 0.29674 | 2639.9781
[20 empty] | Commercial/Industrial | Thermal Energy Storage | 0.87218 | 0.79251 | 3344.8501 | 19.3704 | 5.5893 | -3078.9615 | Commercial/Industrial | Low Flow Shower Head | 4.3546 | 1.3126 | 326.8306 | 0.052487 | 0.03491 | 310.5857
[20 empty] | Commercial/Industrial | Thermal Energy Storage | 0.87218 | 0.79251 | 1657.654 | 9.5997 | 2.77 | -1525.8839 | Commercial/Industrial | Low Flow Shower Head | 4.3546 | 1.3126 | 326.8306 | 0.052487 | 0.03491 | 310.5857
[20 empty] | Commercial/Industrial | Thermal Energy Storage | 0.87218 | 0.79251 | 1657.654 | 9.5997 | 2.77 | -1525.8839 | Commercial/Industrial | Low Flow Shower Head | 4.3546 | 1.3126 | 163.4153 | 0.026243 | 0.017455 | 155.2928
[20 empty] | Commercial/Industrial | Thermal Energy Storage | 0.87221 | 0.79254 | 280.0802 | 1.622 | 0.46802 | -257.8161 | Commercial/Industrial | Low Flow Shower Head | 4.3546 | 1.3126 | 163.4153 | 0.026243 | 0.017455 | 155.2928
[20 empty] | Commercial/Industrial | Thermal Energy Storage | 0.87221 | 0.79254 | 280.0802 | 1.622 | 0.46802 | -257.8161 | Commercial/Industrial | Low Flow Shower Head | 4.3546 | 1.3126 | 163.4153 | 0.026243 | 0.017455 | 155.2928
[20 empty] | Commercial/Industrial | Thermostatic Shower Restriction Valve | 9.2329 | 0.74944 | 15219.4004 | 0.44437 | 3.7919 | 8397.5042 | Commercial/Industrial | Low Flow Shower Head | 4.3546 | 1.3126 | 163.4153 | 0.026243 | 0.017455 | 155.2928
[20 empty] | Commercial/Industrial | Thermostatic Shower Restriction Valve | 9.2329 | 0.74944 | 15219.4004 | 0.44437 | 3.7919 | 8397.5042 | Commercial/Industrial | Low Flow Shower Head | 4.6876 | 0.74945 | 2909.5551 | 0.090394 | 0.77136 | 1708.2211
[20 empty] | Commercial/Industrial | Thermostatic Shower Restriction Valve | 8.9005 | 0.83885 | 2473.5118 | 0.10712 | 0.56198 | 1526.8189 | Commercial/Industrial | Low Flow Shower Head | 4.6876 | 0.74945 | 2909.5551 | 0.090394 | 0.77136 | 1708.2211
[20 empty] | Commercial/Industrial | Thermostatic Shower Restriction Valve | 8.9005 | 0.83885 | 2473.5118 | 0.10712 | 0.56198 | 1526.8189 | Commercial/Industrial | Low Flow Shower Head | 4.5189 | 0.83886 | 9150.8689 | 0.42491 | 2.2292 | 6056.4203
[20 empty] | Commercial/Industrial | Thermostatic Shower Restriction Valve | 8.9006 | 0.83885 | 48233.4807 | 2.0889 | 10.9586 | 29772.9694 | Commercial/Industrial | Low Flow Shower Head | 4.5189 | 0.83886 | 9150.8689 | 0.42491 | 2.2292 | 6056.4203
[20 empty] | Commercial/Industrial | Thermostatic Shower Restriction Valve | 8.9006 | 0.83885 | 48233.4807 | 2.0889 | 10.9586 | 29772.9694 | Commercial/Industrial | Low Flow Shower Head | 4.5189 | 0.83886 | 234.6377 | 0.010895 | 0.057159 | 155.2928
[20 empty] | Commercial/Industrial | Thermostatic Shower Restriction Valve | 8.9024 | 0.83903 | 1236.7559 | 0.05356 | 0.28099 | 763.4095 | Commercial/Industrial | Low Flow Shower Head | 4.5189 | 0.83886 | 234.6377 | 0.010895 | 0.057159 | 155.2928
[20 empty] | Commercial/Industrial | Thermostatic Shower Restriction Valve | 8.9024 | 0.83903 | 1236.7559 | 0.05356 | 0.28099 | 763.4095 | Commercial/Industrial | Low Flow Shower Head | 4.5189 | 0.83886 | 234.6377 | 0.010895 | 0.057159 | 155.2928
[20 empty] | Commercial/Industrial | Thermostatic Shower Restriction Valve | 8.9024 | 0.83903 | 1236.7559 | 0.05356 | 0.28099 | 763.4095 | Commercial/Industrial | Low Flow Shower Head | 4.5189 | 0.83886 | 234.6377 | 0.010895 | 0.057159 | 155.2928
[20 empty] | Commercial/Industrial | Thermostatic Shower Restriction Valve | 8.9024 | 0.83903 | 1236.7559 | 0.05356 | 0.28099 | 763.4095 | Commercial/Industrial | Low Flow Shower Head | 4.5189 | 0.83886 | 469.2753 | 0.021791 | 0.11432 | 310.5857
[20 empty] | Commercial/Industrial | Thermostatic Shower Restriction Valve | 8.5805 | 1.3131 | 886.6315 | 0.12901 | 0.085808 | 763.4095 | Commercial/Industrial | Low Flow Shower Head | 4.5189 | 0.83886 | 469.2753 | 0.021791 | 0.11432 | 310.5857
[20 empty] | Commercial/Industrial | Thermostatic Shower Restriction Valve | 8.349 | 1.0425 | 1013.2626 | 0.070379 | 0.18398 | 763.4095 | Commercial/Industrial | Low Flow Shower Head | 4.2395 | 1.0427 | 4918.5405 | 0.37223 | 0.97305 | 4037.6135
[20 empty] | Commercial/Industrial | Thermostatic Shower Restriction Valve | 8.35 | 1.0426 | 26344.8281 | 1.8299 | 4.7834 | 19848.6463 | Commercial/Industrial | Low Flow Shower Head | 4.2395 | 1.0427 | 4918.5405 | 0.37223 | 0.97305 | 4037.6135
[20 empty] | Commercial/Industrial | Thermostatic Shower Restriction Valve | 8.5809 | 1.3132 | 19505.892 | 2.8382 | 1.8878 | 16795.0084 | Commercial/Industrial | Low Flow Shower Head | 4.2384 | 1.0424 | 189.1746 | 0.014317 | 0.037425 | 155.2928
[20 empty] | Commercial/Industrial | Thermostatic Shower Restriction Valve | 8.581 | 1.3132 | 15072.7348 | 2.1932 | 1.4587 | 12977.961 | Commercial/Industrial | Low Flow Shower Head | 4.2384 | 1.0424 | 189.1746 | 0.014317 | 0.037425 | 155.2928
[20 empty] | Commercial/Industrial | Thermostatic Shower Restriction Valve | 8.5805 | 1.3131 | 1773.2629 | 0.25802 | 0.17162 | 1526.8189 | Commercial/Industrial | Low U-Value Windows | 0.1222 | 1.2765 | -874.0805 | 0.015694 | -0.0026501 | 45.587
[20 empty] | Commercial/Industrial | Thermostatic Shower Restriction Valve | 8.5805 | 1.3131 | 886.6315 | 0.12901 | 0.085808 | 763.4095 | Commercial/Industrial | Low U-Value Windows | 0.1222 | 1.2765 | -874.0805 | 0.015694 | -0.0026501 | 45.587
[20 empty] | Commercial/Industrial | Thermostatic Shower Restriction Valve | 8.5805 | 1.3131 | 886.6315 | 0.12901 | 0.085808 | 763.4095 | Commercial/Industrial | Low U-Value Windows | 0.12765 | 1.2632 | -868.5947 | 0.016945 | 0.00018946 | 45.587
[20 empty] | Commercial/Industrial | Thermostatic Shower Restriction Valve | 8.5805 | 1.3131 | 886.6315 | 0.12901 | 0.085808 | 763.4095 | Commercial/Industrial | Low U-Value Windows | 0.12765 | 1.2632 | -868.5947 | 0.016945 | 0.00018946 | 45.587
[20 empty] | Commercial/Industrial | Thermostatic Shower Restriction Valve | 8.349 | 1.0425 | 1013.2626 | 0.070379 | 0.18398 | 763.4095 | Commercial/Industrial | Low U-Value Windows | 0.12765 | 1.2632 | -868.5947 | 0.016945 | 0.00018946 | 45.587
[20 empty] | Commercial/Industrial | Thermostatic Shower Restriction Valve | 8.35 | 1.0426 | 26344.8281 | 1.8299 | 4.7834 | 19848.6463 | Commercial/Industrial | Low U-Value Windows | 0.12765 | 1.2632 | -868.5947 | 0.016945 | 0.00018946 | 45.587
[20 empty] | Commercial/Industrial | Thermostatic Shower Restriction Valve | 8.5809 | 1.3132 | 19505.892 | 2.8382 | 1.8878 | 16795.0084 | Commercial/Industrial | Low U-Value Windows | 0.12765 | 1.2632 | -868.5947 | 0.016945 | 0.00018946 | 45.587
[20 empty] | Commercial/Industrial | Thermostatic Shower Restriction Valve | 8.581 | 1.3132 | 15072.7348 | 2.1932 | 1.4587 | 12977.961 | Commercial/Industrial | Low U-Value Windows | 0.12765 | 1.2632 | -868.5947 | 0.016945 | 0.00018946 | 45.587
[20 empty] | Commercial/Industrial | Thermostatic Shower Restriction Valve | 8.5805 | 1.3131 | 1773.2629 | 0.25802 | 0.17162 | 1526.8189 | Commercial/Industrial | Low U-Value Windows | 0.12765 | 1.2632 | -868.5947 | 0.016945 | 0.00018946 | 45.587
[20 empty] | Commercial/Industrial | Thermostatic Shower Restriction Valve | 8.5805 | 1.3131 | 886.6315 | 0.12901 | 0.085808 | 763.4095 | Commercial/Industrial | Low U-Value Windows | 0.12765 | 1.2632 | -868.5947 | 0.016945 | 0.00018946 | 45.587
[20 empty] | Commercial/Industrial | Thermostatic Shower Restriction Valve | 8.5805 | 1.3131 | 886.6315 | 0.12901 | 0.085808 | 763.4095 | Commercial/Industrial | Low U-Value Windows | 0.12765 | 1.2632 | -868.5947 | 0.016945 | 0.00018946 | 45.587
[20 empty] | Commercial/Industrial | Variable Refrigerant Flow (VRF) HVAC Systems | 0.14545 | 1.2995 | -7792.8255 | 0.21925 | 0.2216 | 720.5138 | Commercial/Industrial | Low U-Value Windows | 0.12765 | 1.2632 | -868.5947 | 0.016945 | 0.00018946 | 45.587
[20 empty] | Commercial/Industrial | Variable Refrigerant Flow (VRF) HVAC Systems | 0.14545 | 1.2995 | -7792.8255 | 0.21925 | 0.2216 | 720.5138 | Commercial/Industrial | Low U-Value Windows | 0.13527 | 1.1812 | -854.6878 | 0.020116 | -0.004527 | 45.587
[20 empty] | Commercial/Industrial | Variable Refrigerant Flow (VRF) HVAC Systems | 0.31544 | 1.2992 | -5855.0042 | 0.47558 | 0.48068 | 1562.894 | Commercial/Industrial | Low-Flow Pre-Rinse Sprayers | 1.867 | 0.66707 | 1485.327 | 0.12005 | 1.0244 | 2261.9741
[20 empty] | Commercial/Industrial | Variable Refrigerant Flow (VRF) HVAC Systems | 0.31544 | 1.2992 | -5855.0042 | 0.47558 | 0.48068 | 1562.894 | Commercial/Industrial | Low-Flow Pre-Rinse Sprayers | 1.867 | 0.66707 | 1485.327 | 0.12005 | 1.0244 | 2261.9741
[20 empty] | Commercial/Industrial | Variable Refrigerant Flow (VRF) HVAC Systems | 0.31794 | 1.2993 | -5826.8242 | 0.4793 | 0.48445 | 1575.144 | Commercial/Industrial | Low-Flow Pre-Rinse Sprayers | 1.6403 | 1.1491 | 754.558 | 0.35603 | 0.19768 | 2261.9741
[20 empty] | Commercial/Industrial | Variable Refrigerant Flow (VRF) HVAC Systems | 0.31794 | 1.2993 | -5826.8242 | 0.4793 | 0.48445 | 1575.144 | Commercial/Industrial | Low-Flow Pre-Rinse Sprayers | 1.6403 | 1.1491 | 754.558 | 0.35603 | 0.19768 | 2261.9741
[20 empty] | Commercial/Industrial | Variable Refrigerant Flow (VRF) HVAC Systems | 0.34215 | 1.2993 | -5550.7621 | 0.51582 | 0.52136 | 1695.1495 | Commercial/Industrial | Low-Flow Pre-Rinse Sprayers | 1.6634 | 0.91627 | 480.6571 | 0.10427 | 0.27256 | 1130.987
[20 empty] | Commercial/Industrial | Variable Refrigerant Flow (VRF) HVAC Systems | 0.34215 | 1.2993 | -5550.7621 | 0.51582 | 0.52136 | 1695.1495 | Commercial/Industrial | Low-Flow Pre-Rinse Sprayers | 1.6634 | 0.91627 | 480.6571 | 0.10427 | 0.27256 | 1130.987
[20 empty] | Commercial/Industrial | Variable Refrigerant Flow (VRF) HVAC Systems | 0.53449 | 1.3942 | -3232.7264 | 0.66142 | 0.48593 | 3117.4352 | Commercial/Industrial | Low-Flow Pre-Rinse Sprayers | 1.6636 | 0.91638 | 961.3143 | 0.20853 | 0.54512 | 2261.9741
[20 empty] | Commercial/Industrial | Variable Refrigerant Flow (VRF) HVAC Systems | 0.53449 | 1.3942 | -3232.7264 | 0.66142 | 0.48593 | 3117.4352 | Commercial/Industrial | Low-Flow Pre-Rinse Sprayers | 1.6636 | 0.91638 | 961.3143 | 0.20853 | 0.54512 | 2261.9741
[20 empty] | Commercial/Industrial | Variable Refrigerant Flow (VRF) HVAC Systems | 0.56951 | 1.2993 | -2959.6408 | 0.85857 | 0.86779 | 2821.5222 | Commercial/Industrial | Low-Flow Pre-Rinse Sprayers | 1.6636 | 0.91638 | 961.3143 | 0.20853 | 0.54512 | 2261.9741
[20 empty] | Commercial/Industrial | Variable Refrigerant Flow (VRF) HVAC Systems | 0.56951 | 1.2993 | -2959.6408 | 0.85857 | 0.86779 | 2821.5222 | Commercial/Industrial | Low-Flow Pre-Rinse Sprayers | 1.6636 | 0.91638 | 961.3143 | 0.20853 | 0.54512 | 2261.9741
[20 empty] | Commercial/Industrial | Variable Refrigerant Flow (VRF) HVAC Systems | 0.62819 | 1.2993 | -2290.8397 | 0.94703 | 0.9572 | 3112.2532 | Commercial/Industrial | Low-Flow Pre-Rinse Sprayers | 1.6636 | 0.91638 | 961.3143 | 0.20853 | 0.54512 | 2261.9741
[20 empty] | Commercial/Industrial | Variable Refrigerant Flow (VRF) HVAC Systems | 0.62819 | 1.2993 | -2290.8397 | 0.94703 | 0.9572 | 3112.2532 | Commercial/Industrial | Low-Flow Pre-Rinse Sprayers | 1.6636 | 0.91638 | 961.3143 | 0.20853 | 0.54512 | 2261.9741
[20 empty] | Commercial/Industrial | Variable Refrigerant Flow (VRF) HVAC Systems | 0.65294 | 1.2993 | -2008.8548 | 0.98433 | 0.9949 | 3234.8334 | Commercial/Industrial | Low-Flow Pre-Rinse Sprayers | 1.6636 | 0.91638 | 961.3143 | 0.20853 | 0.54512 | 2261.9741
[20 empty] | Commercial/Industrial | Variable Refrigerant Flow (VRF) HVAC Systems | 0.65294 | 1.2993 | -2008.8548 | 0.98433 | 0.9949 | 3234.8334 | Commercial/Industrial | Low-Flow Pre-Rinse Sprayers | 1.6636 | 0.91638 | 961.3143 | 0.20853 | 0.54512 | 2261.9741
[20 empty] | Commercial/Industrial | Variable Refrigerant Flow (VRF) HVAC Systems | 0.74791 | 1.2993 | -926.3825 | 1.1275 | 1.1396 | 3705.3892 | Commercial/Industrial | Low-Flow Pre-Rinse Sprayers | 1.6636 | 0.91638 | 961.3143 | 0.20853 | 0.54512 | 2261.9741
[20 empty] | Commercial/Industrial | Variable Refrigerant Flow (VRF) HVAC Systems | 0.74791 | 1.2993 | -926.3825 | 1.1275 | 1.1396 | 3705.3892 | Commercial/Industrial | Low-Flow Pre-Rinse Sprayers | 1.6636 | 0.91638 | 961.3143 | 0.20853 | 0.54512 | 2261.9741
[20 empty] | Commercial/Industrial | Variable Refrigerant Flow (VRF) HVAC Systems | 0.78717 | 1.3943 | -293.5072 | 0.97409 | 0.71564 | 4591.1322 | Commercial/Industrial | Low-Flow Pre-Rinse Sprayers | 1.6636 | 0.91638 | 961.3143 | 0.20853 | 0.54512 | 2261.9741
[20 empty] | Commercial/Industrial | Variable Refrigerant Flow (VRF) HVAC Systems | 0.78717 | 1.3943 | -293.5072 | 0.97409 | 0.71564 | 4591.1322 | Commercial/Industrial | Low-Flow Pre-Rinse Sprayers | 1.6636 | 0.91638 | 961.3143 | 0.20853 | 0.54512 | 2261.9741
[20 empty] | Commercial/Industrial | VAV System | 5.7961 | 1.1876 | 93656.4821 | 19.8511 | 20.1456 | 69747.4569 | Commercial/Industrial | Low-Flow Pre-Rinse Sprayers | 1.6636 | 0.91638 | 961.3143 | 0.20853 | 0.54512 | 2261.9741
[20 empty] | Commercial/Industrial | VAV System | 5.7961 | 1.1876 | 369104.8852 | 78.2342 | 79.3948 | 274878.2198 | Commercial/Industrial | Low-Flow Pre-Rinse Sprayers | 1.6636 | 0.91638 | 961.3143 | 0.20853 | 0.54512 | 2261.9741
[20 empty] | Commercial/Industrial | VAV System | 5.796 | 1.1876 | 22903.158 | 4.8545 | 4.9265 | 17056.3424 | Commercial/Industrial | Low-Flow Pre-Rinse Sprayers | 1.6636 | 0.91638 | 961.3143 | 0.20853 | 0.54512 | 2261.9741
[20 empty] | Commercial/Industrial | VAV System | 5.7961 | 1.1876 | 97805.3326 | 20.7305 | 21.038 | 72837.1712 | Commercial/Industrial | Low-Flow Pre-Rinse Sprayers | 1.6636 | 0.91638 | 961.3143 | 0.20853 | 0.54512 | 2261.9741
[20 empty] | Commercial/Industrial | VAV System | 5.7961 | 1.1876 | 1019116.1772 | 216.0084 | 219.2128 | 758951.8639 | Commercial/Industrial | Low-Flow Pre-Rinse Sprayers | 1.6636 | 0.91638 | 961.3143 | 0.20853 | 0.54512 | 2261.9741
[20 empty] | Commercial/Industrial | VAV System | 5.7961 | 1.1876 | 100282.0694 | 21.2554 | 21.5708 | 74681.6361 | Commercial/Industrial | Low-Flow Pre-Rinse Sprayers | 1.6636 | 0.91638 | 961.3143 | 0.20853 | 0.54512 | 2261.9741
[20 empty] | Commercial/Industrial | VAV System | 5.7961 | 1.1876 | 164324.8644 | 34.8297 | 35.3464 | 122375.3139 | Commercial/Industrial | Low-Flow Pre-Rinse Sprayers | 1.6636 | 0.91638 | 961.3143 | 0.20853 | 0.54512 | 2261.9741
[20 empty] | Commercial/Industrial | VAV System | 5.7961 | 1.1876 | 149069.0062 | 31.5962 | 32.0649 | 111014.0362 | Commercial/Industrial | Low-Flow Pre-Rinse Sprayers | 1.6636 | 0.91638 | 961.3143 | 0.20853 | 0.54512 | 2261.9741
[20 empty] | Commercial/Industrial | VAV System | 5.7961 | 1.1876 | 78090.76 | 16.5519 | 16.7974 | 58155.4186 | Commercial/Industrial | Network PC Power Management | 0.55584 | 1.1422 | -6526.7128 | 8.6767 | 0 | 58330.5263
[20 empty] | Commercial/Industrial | VAV System | 5.7961 | 1.1876 | 24692.4246 | 5.2337 | 5.3114 | 18388.8374 | Commercial/Industrial | Network PC Power Management | 0.55584 | 1.1422 | -6526.7128 | 8.6767 | 0 | 58330.5263
[20 empty] | Commercial/Industrial | VAV System | 5.7961 | 1.1876 | 55627.5634 | 11.7906 | 11.9655 | 41426.7224 | Commercial/Industrial | Network PC Power Management | 0.55854 | 1.2056 | -5322.167 | 5.6089 | 4.8423 | 41742.7
[20 empty] | Commercial/Industrial | VAV System | 5.7961 | 1.1876 | 253065.1769 | 53.6388 | 54.4345 | 188461.6219 | Commercial/Industrial | Network PC Power Management | 0.55854 | 1.2056 | -5322.167 | 5.6089 | 4.8423 | 41742.7
[20 empty] | Commercial/Industrial | VAV System | 5.7961 | 1.1876 | 78085.7032 | 16.5508 | 16.7963 | 58151.6527 | Commercial/Industrial | Network PC Power Management | 0.55316 | 1.2056 | -937.2042 | 0.93955 | 0.81114 | 6992.2928
[20 empty] | Commercial/Industrial | VAV System | 5.7961 | 1.1876 | 93656.4821 | 19.8511 | 20.1456 | 69747.4569 | Commercial/Industrial | Network PC Power Management | 0.55316 | 1.2056 | -937.2042 | 0.93955 | 0.81114 | 6992.2928
[20 empty] | Commercial/Industrial | VAV System | 5.7961 | 1.1876 | 369104.8852 | 78.2342 | 79.3948 | 274878.2198 | Commercial/Industrial | Network PC Power Management | 0.56139 | 1.1708 | -580.1554 | 0.70789 | 0.49301 | 4758.9388
[20 empty] | Commercial/Industrial | VAV System | 5.796 | 1.1876 | 22903.158 | 4.8545 | 4.9265 | 17056.3424 | Commercial/Industrial | Network PC Power Management | 0.56139 | 1.1708 | -580.1554 | 0.70789 | 0.49301 | 4758.9388
[20 empty] | Commercial/Industrial | VAV System | 5.7961 | 1.1876 | 97805.3326 | 20.7305 | 21.038 | 72837.1712 | Commercial/Industrial | Network PC Power Management | 0.54161 | 1.1422 | -562.7009 | 0.64622 | 0 | 4344.3187
[20 empty] | Commercial/Industrial | VAV System | 5.7961 | 1.1876 | 1019116.1772 | 216.0084 | 219.2128 | 758951.8639 | Commercial/Industrial | Network PC Power Management | 0.54161 | 1.1422 | -562.7009 | 0.64622 | 0 | 4344.3187
[20 empty] | Commercial/Industrial | VAV System | 5.7961 | 1.1876 | 100282.0694 | 21.2554 | 21.5708 | 74681.6361 | Commercial/Industrial | Network PC Power Management | 0.56551 | 1.1708 | -560.5054 | 0.71311 | 0.49665 | 4794.046
[20 empty] | Commercial/Industrial | VAV System | 5.7961 | 1.1876 | 164324.8644 | 34.8297 | 35.3464 | 122375.3139 | Commercial/Industrial | Network PC Power Management | 0.56551 | 1.1708 | -560.5054 | 0.71311 | 0.49665 | 4794.046
[20 empty] | Commercial/Industrial | VAV System | 5.7961 | 1.1876 | 149069.0062 | 31.5962 | 32.0649 | 111014.0362 | Commercial/Industrial | Network PC Power Management | 0.56179 | 1.1708 | -474.4778 | 0.58124 | 0.40481 | 3907.5345
[20 empty] | Commercial/Industrial | VAV System | 5.7961 | 1.1876 | 78090.76 | 16.5519 | 16.7974 | 58155.4186 | Commercial/Industrial | Network PC Power Management | 0.56179 | 1.1708 | -474.4778 | 0.58124 | 0.40481 | 3907.5345
[20 empty] | Commercial/Industrial | VAV System | 5.7961 | 1.1876 | 24692.4246 | 5.2337 | 5.3114 | 18388.8374 | Commercial/Industrial | Network PC Power Management | 0.55636 | 1.1708 | -433.5725 | 0.5037 | 0.3508 | 3386.2106
[20 empty] | Commercial/Industrial | VAV System | 5.7961 | 1.1876 | 55627.5634 | 11.7906 | 11.9655 | 41426.7224 | Commercial/Industrial | Network PC Power Management | 0.55636 | 1.1708 | -433.5725 | 0.5037 | 0.3508 | 3386.2106
[20 empty] | Commercial/Industrial | VAV System | 5.7961 | 1.1876 | 253065.1769 | 53.6388 | 54.4345 | 188461.6219 | Commercial/Industrial | Network PC Power Management | 0.56272 | 1.1708 | -397.2262 | 0.49125 | 0.34213 | 3302.5466
[20 empty] | Commercial/Industrial | VAV System | 5.7961 | 1.1876 | 78085.7032 | 16.5508 | 16.7963 | 58151.6527 | Commercial/Industrial | Network PC Power Management | 0.56272 | 1.1708 | -397.2262 | 0.49125 | 0.34213 | 3302.5466
[20 empty] | Commercial/Industrial | Wall Insulation | 1.7925 | 0.92348 | 5.1409 | 3.9792e-05 | 0.000897 | 1.9886 | Commercial/Industrial | Network PC Power Management | 0.54962 | 1.1422 | -380.5131 | 0.47359 | 0 | 3183.805
[20 empty] | Commercial/Industrial | Wall Insulation | 1.7697 | 0.92538 | 5.0254 | 3.9206e-05 | 0.00088379 | 1.9593 | Commercial/Industrial | Network PC Power Management | 0.54962 | 1.1422 | -380.5131 | 0.47359 | 0 | 3183.805
[20 empty] | Commercial/Industrial | Wall Insulation | 1.7475 | 0.92729 | 4.9128 | 3.8635e-05 | 0.00087092 | 1.9307 | Commercial/Industrial | Network PC Power Management | 0.54287 | 1.1422 | -340.4349 | 0.39582 | 0 | 2661.0035
[20 empty] | Commercial/Industrial | Wall Insulation | 1.7475 | 0.92729 | 4.9128 | 3.8635e-05 | 0.00087092 | 1.9307 | Commercial/Industrial | Network PC Power Management | 0.54287 | 1.1422 | -340.4349 | 0.39582 | 0 | 2661.0035
[20 empty] | Commercial/Industrial | Wall Insulation | 1.7259 | 0.9292 | 4.8031 | 3.8078e-05 | 0.00085837 | 1.9029 | Commercial/Industrial | Network PC Power Management | 0.55226 | 1.1707 | -191.7728 | 0.21429 | 0.14924 | 1440.5919
[20 empty] | Commercial/Industrial | Wall Insulation | 1.7048 | 0.93112 | 4.6962 | 3.7536e-05 | 0.00084614 | 1.8758 | Commercial/Industrial | Network PC Power Management | 0.55226 | 1.1707 | -191.7728 | 0.21429 | 0.14924 | 1440.5919
[20 empty] | Commercial/Industrial | Wall Insulation | 0 | #DIV/0! | -2.7014 | 0 | 0 | 0 | Commercial/Industrial | Network PC Power Management | 0.43919 | 1.1418 | -113.5365 | 0.058244 | 0 | 391.5584
[20 empty] | Commercial/Industrial | Wall Insulation | 0 | #DIV/0! | -2.7014 | 0 | 0 | 0 | Commercial/Industrial | Network PC Power Management | 0.43919 | 1.1418 | -113.5365 | 0.058244 | 0 | 391.5584
[20 empty] | Commercial/Industrial | Wall Insulation | 0 | #DIV/0! | -2.7014 | 0 | 0 | 0 | Commercial/Industrial | Night Covers for Display Cases | 0.019209 | 1.1594 | -1989.8155 | 0.015518 | 0.0069353 | 103.3118
[20 empty] | Commercial/Industrial | Wall Insulation | 0 | #DIV/0! | -2.7014 | 0 | 0 | 0 | Commercial/Industrial | Night Covers for Display Cases | 0.019209 | 1.1594 | -1989.8155 | 0.015518 | 0.0069353 | 103.3118
[20 empty] | Commercial/Industrial | Wall Insulation | 0 | #DIV/0! | -2.7014 | 0 | 0 | 0 | Commercial/Industrial | Night Covers for Display Cases | 0.019209 | 1.1594 | -1989.8155 | 0.015518 | 0.0069353 | 103.3118
[20 empty] | Commercial/Industrial | Wall Insulation | 0 | #DIV/0! | -2.7014 | 0 | 0 | 0 | Commercial/Industrial | Night Covers for Display Cases | 0.019209 | 1.1594 | -1989.8155 | 0.015518 | 0.0069353 | 103.3118
[20 empty] | Commercial/Industrial | Wall Insulation | 0 | #DIV/0! | -2.7014 | 0 | 0 | 0 | Commercial/Industrial | Night Covers for Display Cases | 0.019209 | 1.1594 | -1989.8155 | 0.015518 | 0.0069353 | 103.3118
[20 empty] | Commercial/Industrial | Wall Insulation | 0 | #DIV/0! | -2.7014 | 0 | 0 | 0 | Commercial/Industrial | Night Covers for Display Cases | 0.019209 | 1.1594 | -1989.8155 | 0.015518 | 0.0069353 | 103.3118
[20 empty] | Commercial/Industrial | Wall Insulation | 0 | #DIV/0! | -2.7014 | 0 | 0 | 0 | Commercial/Industrial | Night Covers for Display Cases | 0.019209 | 1.1594 | -1989.8155 | 0.015518 | 0.0069353 | 103.3118
[20 empty] | Commercial/Industrial | Wall Insulation | 0 | #DIV/0! | -2.7014 | 0 | 0 | 0 | Commercial/Industrial | Night Covers for Display Cases | 0.019209 | 1.1594 | -1989.8155 | 0.015518 | 0.0069353 | 103.3118
[20 empty] | Commercial/Industrial | Wall Insulation | 0 | #DIV/0! | -2.7014 | 0 | 0 | 0 | Commercial/Industrial | Night Covers for Display Cases | 0.019209 | 1.1594 | -1989.8155 | 0.015518 | 0.0069353 | 103.3118
[20 empty] | Commercial/Industrial | Wall Insulation | 0 | #DIV/0! | -2.7014 | 0 | 0 | 0 | Commercial/Industrial | Night Covers for Display Cases | 0.019209 | 1.1594 | -1989.8155 | 0.015518 | 0.0069353 | 103.3118
[20 empty] | Commercial/Industrial | Wall Insulation | 0 | #DIV/0! | -2.7014 | 0 | 0 | 0 | Commercial/Industrial | Night Covers for Display Cases | 0.019209 | 1.1594 | -1989.8155 | 0.015518 | 0.0069353 | 103.3118
[20 empty] | Commercial/Industrial | Warehouse Loading Dock Seals | 0.039772 | 1.1566 | -0.76941 | 2.4941e-06 | 4.45e-06 | 0.021979 | Commercial/Industrial | Night Covers for Display Cases | 0.019209 | 1.1594 | -1989.8155 | 0.015518 | 0.0069353 | 103.3118
[20 empty] | Commercial/Industrial | Warehouse Loading Dock Seals | 0.040392 | 1.1566 | -0.76863 | 2.533e-06 | 4.5194e-06 | 0.022321 | Commercial/Industrial | Night Covers for Display Cases | 0.019209 | 1.1594 | -1989.8155 | 0.015518 | 0.0069353 | 103.3118
[20 empty] | Commercial/Industrial | Warehouse Loading Dock Seals | 0.059019 | 1.1566 | -0.74522 | 3.701e-06 | 6.6035e-06 | 0.032615 | Commercial/Industrial | Night Covers for Display Cases | 0.019209 | 1.1594 | -1989.8155 | 0.015518 | 0.0069353 | 103.3118
[20 empty] | Commercial/Industrial | Warehouse Loading Dock Seals | 0.059221 | 1.1566 | -0.74497 | 3.7137e-06 | 6.6261e-06 | 0.032726 | Commercial/Industrial | Night Covers for Display Cases | 0.019209 | 1.1594 | -1989.8155 | 0.015518 | 0.0069353 | 103.3118
[20 empty] | Commercial/Industrial | Warehouse Loading Dock Seals | 0.059939 | 1.1566 | -0.74406 | 3.7587e-06 | 6.7064e-06 | 0.033123 | Commercial/Industrial | Night Covers for Display Cases | 0.019209 | 1.1594 | -1989.8155 | 0.015518 | 0.0069353 | 103.3118
[20 empty] | Commercial/Industrial | Warehouse Loading Dock Seals | 0.060144 | 1.1566 | -0.74381 | 3.7716e-06 | 6.7294e-06 | 0.033237 | Commercial/Industrial | Night Covers for Display Cases | 0.019209 | 1.1594 | -1989.8155 | 0.015518 | 0.0069353 | 103.3118
[20 empty] | Commercial/Industrial | Warehouse Loading Dock Seals | 0.073854 | 1.1566 | -0.72657 | 4.6313e-06 | 8.2633e-06 | 0.040813 | Commercial/Industrial | Night Covers for Display Cases | 0.019209 | 1.1594 | -1989.8155 | 0.015518 | 0.0069353 | 103.3118
[20 empty] | Commercial/Industrial | Warehouse Loading Dock Seals | 0.075005 | 1.1566 | -0.72513 | 4.7035e-06 | 8.3921e-06 | 0.041449 | Commercial/Industrial | Night Covers for Display Cases | 0.019209 | 1.1594 | -1989.8155 | 0.015518 | 0.0069353 | 103.3118
[20 empty] | Commercial/Industrial | Warehouse Loading Dock Seals | 0.10998 | 1.1566 | -0.68116 | 6.8968e-06 | 1.2305e-05 | 0.060777 | Commercial/Industrial | Night Covers for Display Cases | 0.019209 | 1.1594 | -1989.8155 | 0.015518 | 0.0069353 | 103.3118
[20 empty] | Commercial/Industrial | Warehouse Loading Dock Seals | 0.11169 | 1.1566 | -0.67901 | 7.0043e-06 | 1.2497e-05 | 0.061724 | Commercial/Industrial | Night Covers for Display Cases | 0.019209 | 1.1594 | -1989.8155 | 0.015518 | 0.0069353 | 103.3118
[20 empty] | Commercial/Industrial | Warehouse Loading Dock Seals | 0.11448 | 1.1566 | -0.6755 | 7.1792e-06 | 1.2809e-05 | 0.063266 | Commercial/Industrial | Night Covers for Display Cases | 0.019209 | 1.1594 | -1989.8155 | 0.015518 | 0.0069353 | 103.3118
[20 empty] | Commercial/Industrial | Warehouse Loading Dock Seals | 0.11627 | 1.1566 | -0.67325 | 7.2912e-06 | 1.3009e-05 | 0.064252 | Commercial/Industrial | Night Covers for Display Cases | 0.019209 | 1.1594 | -1989.8155 | 0.015518 | 0.0069353 | 103.3118
[20 empty] | Commercial/Industrial | Warehouse Loading Dock Seals | 0.12082 | 1.1566 | -0.66753 | 7.5765e-06 | 1.3518e-05 | 0.066767 | Commercial/Industrial | Night Covers for Display Cases | 0.019209 | 1.1594 | -1989.8155 | 0.015518 | 0.0069353 | 103.3118
[20 empty] | Commercial/Industrial | Warehouse Loading Dock Seals | 0.1227 | 1.1566 | -0.66517 | 7.6946e-06 | 1.3729e-05 | 0.067808 | Commercial/Industrial | Night Covers for Display Cases | 0.019209 | 1.1594 | -1989.8155 | 0.015518 | 0.0069353 | 103.3118
[20 empty] | Commercial/Industrial | Warehouse Loading Dock Seals | 0.17415 | 1.1566 | -0.6005 | 1.0921e-05 | 1.9485e-05 | 0.096238 | Commercial/Industrial | Night Covers for Display Cases | 0.019209 | 1.1594 | -1989.8155 | 0.015518 | 0.0069353 | 103.3118
[20 empty] | Commercial/Industrial | Warehouse Loading Dock Seals | 0.17687 | 1.1566 | -0.59708 | 1.1091e-05 | 1.9789e-05 | 0.097739 | Commercial/Industrial | Premium T8 - Fixture Replacement | 0.35743 | 1.1168 | -28.5372 | 0.0060897 | 0.0013931 | 25.1222
[20 empty] | Commercial/Industrial | Warehouse Loading Dock Seals | 0.27795 | 1.1566 | -0.47002 | 1.743e-05 | 3.1099e-05 | 0.1536 | Commercial/Industrial | Premium T8 - Fixture Replacement | 0.35743 | 1.1168 | -28.5372 | 0.0060897 | 0.0013931 | 25.1222
[20 empty] | Commercial/Industrial | Warehouse Loading Dock Seals | 0.28228 | 1.1566 | -0.46457 | 1.7702e-05 | 3.1584e-05 | 0.15599 | Commercial/Industrial | Premium T8 - Fixture Replacement | 0.43403 | 1.1217 | -22.5154 | 0.0073619 | 0.0016841 | 30.3706
[20 empty] | Commercial/Industrial | Warehouse Loading Dock Seals | 0.36948 | 1.1566 | -0.35496 | 2.317e-05 | 4.134e-05 | 0.20418 | Commercial/Industrial | Premium T8 - Fixture Replacement | 0.43403 | 1.1217 | -22.5154 | 0.0073619 | 0.0016841 | 30.3706
[20 empty] | Commercial/Industrial | Warehouse Loading Dock Seals | 0.37524 | 1.1566 | -0.34772 | 2.3531e-05 | 4.1985e-05 | 0.20736 | Commercial/Industrial | Premium T8 - Fixture Replacement | 0.49198 | 1.1242 | -17.9477 | 0.008327 | 0.0019049 | 34.3517
[20 empty] | Commercial/Industrial | Warehouse Loading Dock Seals | 0.39866 | 1.1566 | -0.31828 | 2.5e-05 | 4.4605e-05 | 0.22031 | Commercial/Industrial | Premium T8 - Fixture Replacement | 0.49198 | 1.1242 | -17.9477 | 0.008327 | 0.0019049 | 34.3517
[20 empty] | Commercial/Industrial | Warehouse Loading Dock Seals | 0.40488 | 1.1566 | -0.31047 | 2.5389e-05 | 4.5301e-05 | 0.22374 | Commercial/Industrial | Premium T8 - Fixture Replacement | 0.49748 | 1.1209 | -17.3903 | 0.0084447 | 0.0019318 | 34.8374
[20 empty] | Commercial/Industrial | Warehouse Loading Dock Seals | 0.41086 | 1.1566 | -0.30295 | 2.5764e-05 | 4.597e-05 | 0.22705 | Commercial/Industrial | Premium T8 - Fixture Replacement | 0.49748 | 1.1209 | -17.3903 | 0.0084447 | 0.0019318 | 34.8374
[20 empty] | Commercial/Industrial | Warehouse Loading Dock Seals | 0.41726 | 1.1566 | -0.2949 | 2.6166e-05 | 4.6686e-05 | 0.23058 | Commercial/Industrial | Premium T8 - Fixture Replacement | 0.5032 | 1.11 | -16.5908 | 0.0086452 | 4.7362e-07 | 35.4499
[20 empty] | Commercial/Industrial | Warehouse Loading Dock Seals | 0.53621 | 1.1566 | -0.14538 | 3.3625e-05 | 5.9995e-05 | 0.29632 | Commercial/Industrial | Premium T8 - Fixture Replacement | 0.5032 | 1.11 | -16.5908 | 0.0086452 | 4.7362e-07 | 35.4499
[20 empty] | Commercial/Industrial | Warehouse Loading Dock Seals | 0.54457 | 1.1566 | -0.13487 | 3.4149e-05 | 6.093e-05 | 0.30093 | Commercial/Industrial | Premium T8 - Fixture Replacement | 0.53427 | 1.3872 | -15.8782 | 0.0048779 | 0.0045245 | 46.5485
[20 empty] | Commercial/Industrial | Water Cooled Refrigeration Heat Recovery | 0.13143 | 1.5172 | -312817.575 | 0 | 3.5762 | 32929.7074 | Commercial/Industrial | Premium T8 - Fixture Replacement | 0.53427 | 1.3872 | -15.8782 | 0.0048779 | 0.0045245 | 46.5485
[20 empty] | Commercial/Industrial | Water Cooled Refrigeration Heat Recovery | 0.13143 | 1.5172 | -312817.575 | 0 | 3.5762 | 32929.7074 | Commercial/Industrial | Premium T8 - Fixture Replacement | 0.55911 | 1.1029 | -11.7692 | 0.0096676 | 5.2963e-07 | 39.6422
[20 empty] | Commercial/Industrial | Water Cooled Refrigeration Heat Recovery | 0.049498 | 1.5172 | -128878.7133 | 0 | 0.48778 | 4491.4422 | Commercial/Industrial | Premium T8 - Fixture Replacement | 0.55911 | 1.1029 | -11.7692 | 0.0096676 | 5.2963e-07 | 39.6422
[20 empty] | Commercial/Industrial | Water Cooled Refrigeration Heat Recovery | 0.049498 | 1.5172 | -128878.7133 | 0 | 0.48778 | 4491.4422 | Commercial/Industrial | Premium T8 - Fixture Replacement | 0.57742 | 1.1224 | -11.0293 | 0.0097886 | 0.0022393 | 40.3814
[20 empty] | Commercial/Industrial | Water Cooled Refrigeration Heat Recovery | 0.049498 | 1.5172 | -88361.6437 | 0 | 0.33443 | 3079.4163 | Commercial/Industrial | Premium T8 - Fixture Replacement | 0.57742 | 1.1224 | -11.0293 | 0.0097886 | 0.0022393 | 40.3814
[20 empty] | Commercial/Industrial | Water Cooled Refrigeration Heat Recovery | 0.049498 | 1.5172 | -88361.6437 | 0 | 0.33443 | 3079.4163 | Commercial/Industrial | Premium T8 - Fixture Replacement | 0.66442 | 1.1204 | -3.9535 | 0.011284 | 0.0025813 | 46.5485
[20 empty] | Commercial/Industrial | Water Cooled Refrigeration Heat Recovery | 0.074181 | 1.5171 | -55286.4385 | 0 | 0.32547 | 2996.9115 | Commercial/Industrial | Premium T8 - Fixture Replacement | 0.66442 | 1.1204 | -3.9535 | 0.011284 | 0.0025813 | 46.5485
[20 empty] | Commercial/Industrial | Water Cooled Refrigeration Heat Recovery | 0.074181 | 1.5171 | -55286.4385 | 0 | 0.32547 | 2996.9115 | Commercial/Industrial | Premium T8 - Lamp Replacement | 6.5723 | 1.1235 | 10.3374 | 0.0024454 | 0.00056146 | 10.1235
[20 empty] | Commercial/Industrial | Water Cooled Refrigeration Heat Recovery | 0.031529 | 1.7464 | -33635.9109 | 0 | 0.050273 | 752.0072 | Commercial/Industrial | Premium T8 - Lamp Replacement | 6.5723 | 1.1235 | 10.3374 | 0.0024454 | 0.00056146 | 10.1235
[20 empty] | Commercial/Industrial | Water Cooled Refrigeration Heat Recovery | 0.031529 | 1.7464 | -33635.9109 | 0 | 0.050273 | 752.0072 | Commercial/Industrial | Premium T8 - Lamp Replacement | 8.0229 | 1.3814 | 12.5306 | 0.001607 | 0.0015431 | 15.5162
[20 empty] | Commercial/Industrial | Water Cooled Refrigeration Heat Recovery | 0.14306 | 1.7465 | -30508.1139 | 0 | 0.24423 | 3653.327 | Commercial/Industrial | Premium T8 - Lamp Replacement | 8.0229 | 1.3814 | 12.5306 | 0.001607 | 0.0015431 | 15.5162
[20 empty] | Commercial/Industrial | Water Cooled Refrigeration Heat Recovery | 0.14306 | 1.7465 | -30508.1139 | 0 | 0.24423 | 3653.327 | Commercial/Industrial | Premium T8 - Lamp Replacement | 12.5267 | 1.1118 | 21.0858 | 0.0047075 | 7.8845e-07 | 19.5149
[20 empty] | Commercial/Industrial | Water Cooled Refrigeration Heat Recovery | 0.13143 | 1.5171 | -30021.3338 | 0 | 0.34321 | 3160.2884 | Commercial/Industrial | Premium T8 - Lamp Replacement | 12.5267 | 1.1118 | 21.0858 | 0.0047075 | 7.8845e-07 | 19.5149
[20 empty] | Commercial/Industrial | Water Cooled Refrigeration Heat Recovery | 0.13143 | 1.5171 | -30021.3338 | 0 | 0.34321 | 3160.2884 | Commercial/Industrial | Premium T8 - Lamp Replacement | 11.4437 | 1.119 | 19.0168 | 0.0042752 | 0.00098159 | 17.6986
[20 empty] | Commercial/Industrial | Water Cooled Refrigeration Heat Recovery | 0.015392 | 1.7473 | -28664.6487 | 0 | 0.020451 | 305.9104 | Commercial/Industrial | Premium T8 - Lamp Replacement | 11.4437 | 1.119 | 19.0168 | 0.0042752 | 0.00098159 | 17.6986
[20 empty] | Commercial/Industrial | Water Cooled Refrigeration Heat Recovery | 0.015392 | 1.7473 | -28664.6487 | 0 | 0.020451 | 305.9104 | Commercial/Industrial | Premium T8 - Lamp Replacement | 12.4356 | 1.3876 | 20.0213 | 0.0024798 | 0.0023811 | 23.943
[20 empty] | Commercial/Industrial | Water Cooled Refrigeration Heat Recovery | 0.13093 | 1.7466 | -24223.708 | 0 | 0.17405 | 2603.5309 | Commercial/Industrial | Premium T8 - Lamp Replacement | 12.4356 | 1.3876 | 20.0213 | 0.0024798 | 0.0023811 | 23.943
[20 empty] | Commercial/Industrial | Water Cooled Refrigeration Heat Recovery | 0.13093 | 1.7466 | -24223.708 | 0 | 0.17405 | 2603.5309 | Commercial/Industrial | Premium T8 - Lamp Replacement | 7.5332 | 1.1226 | 12.0435 | 0.0028051 | 0.00064404 | 11.6125
[20 empty] | Commercial/Industrial | Water Cooled Refrigeration Heat Recovery | 0.058167 | 1.7464 | -19248.473 | 0 | 0.055087 | 824.0137 | Commercial/Industrial | Premium T8 - Lamp Replacement | 7.5332 | 1.1226 | 12.0435 | 0.0028051 | 0.00064404 | 11.6125
[20 empty] | Commercial/Industrial | Water Cooled Refrigeration Heat Recovery | 0.058167 | 1.7464 | -19248.473 | 0 | 0.055087 | 824.0137 | Commercial/Industrial | Premium T8 - Lamp Replacement | 8.5207 | 1.1169 | 13.8704 | 0.0031876 | 5.3388e-07 | 13.2141
[20 empty] | Commercial/Industrial | Water Cooled Refrigeration Heat Recovery | 0.3108 | 1.5173 | -5297.6576 | 0 | 0.20489 | 1886.5835 | Commercial/Industrial | Premium T8 - Lamp Replacement | 8.5207 | 1.1169 | 13.8704 | 0.0031876 | 5.3388e-07 | 13.2141
[20 empty] | Commercial/Industrial | Water Cooled Refrigeration Heat Recovery | 0.3108 | 1.5173 | -5297.6576 | 0 | 0.20489 | 1886.5835 | Commercial/Industrial | Premium T8 - Lamp Replacement | 10.1262 | 1.1294 | 16.5163 | 0.003748 | 0.00086055 | 15.5162
[20 empty] | Commercial/Industrial | Water Cooled Refrigeration Heat Recovery | 0.31043 | 1.7465 | -5080.1053 | 0 | 0.12104 | 1810.5302 | Commercial/Industrial | Premium T8 - Lamp Replacement | 10.1262 | 1.1294 | 16.5163 | 0.003748 | 0.00086055 | 15.5162
[20 empty] | Commercial/Industrial | Water Cooled Refrigeration Heat Recovery | 0.31043 | 1.7465 | -5080.1053 | 0 | 0.12104 | 1810.5302 | Commercial/Industrial | Premium T8 - Lamp Replacement | 7.4499 | 1.1259 | 11.8579 | 0.002766 | 0.00063506 | 11.4506
[20 empty] | Commercial/Industrial | Waterside Economizer | 0.0079455 | 1.2197 | -813419.8107 | 1.0063 | 0 | 2478.7873 | Commercial/Industrial | Premium T8 - Lamp Replacement | 7.4499 | 1.1259 | 11.8579 | 0.002766 | 0.00063506 | 11.4506
[20 empty] | Commercial/Industrial | Waterside Economizer | 0.0079455 | 1.2197 | -813419.8107 | 1.0063 | 0 | 2478.7873 | Commercial/Industrial | Premium T8 - Lamp Replacement | 7.6102 | 1.1155 | 12.2701 | 0.0028505 | 4.7742e-07 | 11.8166
[20 empty] | Commercial/Industrial | Waterside Economizer | 0.017696 | 1.2197 | -803533.721 | 2.2411 | 0 | 5520.5799 | Commercial/Industrial | Premium T8 - Lamp Replacement | 7.6102 | 1.1155 | 12.2701 | 0.0028505 | 4.7742e-07 | 11.8166
[20 empty] | Commercial/Industrial | Waterside Economizer | 0.017696 | 1.2197 | -803533.721 | 2.2411 | 0 | 5520.5799 | Commercial/Industrial | Premium T8 - Lamp Replacement | 11.3225 | 1.1178 | 18.8285 | 0.004232 | 7.0881e-07 | 17.5437
[20 empty] | Commercial/Industrial | Waterside Economizer | 0.018097 | 1.2197 | -803127.0952 | 2.2919 | 0 | 5645.6922 | Commercial/Industrial | Premium T8 - Lamp Replacement | 11.3225 | 1.1178 | 18.8285 | 0.004232 | 7.0881e-07 | 17.5437
[20 empty] | Commercial/Industrial | Waterside Economizer | 0.018097 | 1.2197 | -803127.0952 | 2.2919 | 0 | 5645.6922 | Commercial/Industrial | Premium T8 - Lamp Replacement | 5.4774 | 1.132 | 8.333 | 0.0020228 | 0.00046444 | 8.3741
[20 empty] | Commercial/Industrial | Waterside Economizer | 0.018297 | 1.2197 | -802923.7823 | 2.3173 | 0 | 5708.2483 | Commercial/Industrial | Premium T8 - Lamp Replacement | 5.4774 | 1.132 | 8.333 | 0.0020228 | 0.00046444 | 8.3741
[20 empty] | Commercial/Industrial | Waterside Economizer | 0.018297 | 1.2197 | -802923.7823 | 2.3173 | 0 | 5708.2483 | Commercial/Industrial | Premium T8 - Lamp Replacement | 8.6787 | 1.1158 | 14.1609 | 0.0032515 | 0.00074654 | 13.4605
[20 empty] | Commercial/Industrial | Waterside Economizer | 0.03276 | 1.2197 | -788259.8395 | 4.149 | 0 | 10220.1104 | Commercial/Industrial | Premium T8 - Lamp Replacement | 8.6787 | 1.1158 | 14.1609 | 0.0032515 | 0.00074654 | 13.4605
[20 empty] | Commercial/Industrial | Waterside Economizer | 0.03276 | 1.2197 | -788259.8395 | 4.149 | 0 | 10220.1104 | Commercial/Industrial | Programmable Thermostat | 1.5152 | 0.3785 | 44834.6841 | -0.22094 | 20.6086 | 6897.6783
[20 empty] | Commercial/Industrial | Waterside Economizer | 0.036169 | 1.2197 | -784803.5203 | 4.5807 | 0 | 11283.5649 | Commercial/Industrial | Programmable Thermostat | 1.5152 | 0.3785 | 44834.6841 | -0.22094 | 20.6086 | 6897.6783
[20 empty] | Commercial/Industrial | Waterside Economizer | 0.036169 | 1.2197 | -784803.5203 | 4.5807 | 0 | 11283.5649 | Commercial/Industrial | Programmable Thermostat | 2.4299 | 1.076 | 5763.683 | 1.6091 | -0.0030535 | 4342.1523
[20 empty] | Commercial/Industrial | Waterside Economizer | 0.036344 | 1.2197 | -784625.6215 | 4.6029 | 0 | 11338.3015 | Commercial/Industrial | Programmable Thermostat | 2.4299 | 1.076 | 5763.683 | 1.6091 | -0.0030535 | 4342.1523
[20 empty] | Commercial/Industrial | Waterside Economizer | 0.036344 | 1.2197 | -784625.6215 | 4.6029 | 0 | 11338.3015 | Commercial/Industrial | Programmable Thermostat | 2.915 | 1.076 | 5932.0559 | 1.5442 | -0.0029304 | 4167.1083
[20 empty] | Commercial/Industrial | Waterside Economizer | 0.03687 | 1.2197 | -784091.9251 | 4.6696 | 0 | 11502.5114 | Commercial/Industrial | Programmable Thermostat | 2.915 | 1.076 | 5932.0559 | 1.5442 | -0.0029304 | 4167.1083
[20 empty] | Commercial/Industrial | Waterside Economizer | 0.03687 | 1.2197 | -784091.9251 | 4.6696 | 0 | 11502.5114 | Commercial/Industrial | Programmable Thermostat | 0.49432 | 1.7605 | -35266.0459 | 0.95185 | -13.172 | 80163.8039
[20 empty] | Commercial/Industrial | Waterside Economizer | 0.041608 | 1.2197 | -779288.6579 | 5.2695 | 0 | 12980.4003 | Commercial/Industrial | Programmable Thermostat | 0.49432 | 1.7605 | -35266.0459 | 0.95185 | -13.172 | 80163.8039
[20 empty] | Commercial/Industrial | Waterside Economizer | 0.041608 | 1.2197 | -779288.6579 | 5.2695 | 0 | 12980.4003 | Commercial/Industrial | Programmable Thermostat | 0.30381 | 1.5359 | -18354.3417 | 0.86408 | 0.25527 | 10337.4835
[20 empty] | Commercial/Industrial | Waterside Economizer | 0.053088 | 1.2197 | -767648.9945 | 6.7234 | 0 | 16561.7397 | Commercial/Industrial | Programmable Thermostat | 0.30381 | 1.5359 | -18354.3417 | 0.86408 | 0.25527 | 10337.4835
[20 empty] | Commercial/Industrial | Waterside Economizer | 0.053088 | 1.2197 | -767648.9945 | 6.7234 | 0 | 16561.7397 | Commercial/Industrial | Programmable Thermostat | 0.24038 | 1.7605 | -13946.883 | 0.084157 | -1.1646 | 7087.571
[20 empty] | Commercial/Industrial | Waterside Economizer | 0.054115 | 1.2197 | -766607.0159 | 6.8536 | 0 | 16882.3399 | Commercial/Industrial | Programmable Thermostat | 0.24038 | 1.7605 | -13946.883 | 0.084157 | -1.1646 | 7087.571
[20 empty] | Commercial/Industrial | Waterside Economizer | 0.054115 | 1.2197 | -766607.0159 | 6.8536 | 0 | 16882.3399 | Commercial/Industrial | Programmable Thermostat | 0.15409 | 1.7604 | -6288.4196 | 0.020551 | -0.2844 | 1730.8165
[20 empty] | Commercial/Industrial | Waterside Economizer | 0.067525 | 1.2197 | -753010.4658 | 8.5519 | 0 | 21065.7822 | Commercial/Industrial | Programmable Thermostat | 0.15409 | 1.7604 | -6288.4196 | 0.020551 | -0.2844 | 1730.8165
[20 empty] | Commercial/Industrial | Waterside Economizer | 0.067525 | 1.2197 | -753010.4658 | 8.5519 | 0 | 21065.7822 | Commercial/Industrial | Programmable Thermostat | 0.077135 | 1.7602 | -5815.9746 | 0.0083602 | -0.11569 | 704.082
[20 empty] | Commercial/Industrial | Waterside Economizer | 0.071284 | 1.2197 | -749198.3489 | 9.0281 | 0 | 22238.71 | Commercial/Industrial | Programmable Thermostat | 0.077135 | 1.7602 | -5815.9746 | 0.0083602 | -0.11569 | 704.082
[20 empty] | Commercial/Industrial | Waterside Economizer | 0.071284 | 1.2197 | -749198.3489 | 9.0281 | 0 | 22238.71 | Commercial/Industrial | Programmable Thermostat | 0.53063 | 1.076 | -1405.3523 | 0.70282 | -0.0013337 | 1896.5464
[20 empty] | Commercial/Industrial | Window Sun Protection | 0.14809 | 0.90278 | -782.1645 | 0.055592 | -0.040764 | 105.7983 | Commercial/Industrial | Programmable Thermostat | 0.53063 | 1.076 | -1405.3523 | 0.70282 | -0.0013337 | 1896.5464
[20 empty] | Commercial/Industrial | Window Sun Protection | 0.14809 | 0.90278 | -782.1645 | 0.055592 | -0.040764 | 105.7983 | Commercial/Industrial | Programmable Thermostat | 0.60946 | 1.7605 | -1212.4675 | 0.086367 | -1.1952 | 7273.7057
[20 empty] | Commercial/Industrial | Window Sun Protection | 0.088987 | 0.90411 | -870.8291 | 0.033355 | -0.024458 | 63.479 | Commercial/Industrial | Programmable Thermostat | 0.60946 | 1.7605 | -1212.4675 | 0.086367 | -1.1952 | 7273.7057
[20 empty] | Commercial/Industrial | Window Sun Protection | 0.088987 | 0.90411 | -870.8291 | 0.033355 | -0.024458 | 63.479 | Commercial/Industrial | Programmable Thermostat | 0.6566 | 1.7605 | -494.4402 | 0.071151 | -0.98461 | 5992.2752
[20 empty] | Commercial/Industrial | Window Sun Protection | 0.083481 | 0.96056 | -882.39 | 0.028337 | -0.01401 | 63.479 | Commercial/Industrial | Programmable Thermostat | 0.6566 | 1.7605 | -494.4402 | 0.071151 | -0.98461 | 5992.2752
[20 empty] | Commercial/Industrial | Window Sun Protection | 0.13935 | 0.96206 | -801.4328 | 0.047228 | -0.02335 | 105.7983 | Commercial/Industrial | Programmable Thermostat | 0.70453 | 1.7604 | -70.5374 | 0.099841 | -1.3816 | 8408.4813
[20 empty] | Commercial/Industrial | Window Sun Protection | 0.079136 | 1.0205 | -891.7872 | 0.024258 | -0.0060129 | 63.479 | Commercial/Industrial | Programmable Thermostat | 0.70453 | 1.7604 | -70.5374 | 0.099841 | -1.3816 | 8408.4813
[20 empty] | Commercial/Industrial | Window Sun Protection | 0.079136 | 1.0205 | -891.7872 | 0.024258 | -0.0060129 | 63.479 | Commercial/Industrial | Refrigerated Display Case LED Lighting | 0 | #DIV/0! | -157.7441 | 0 | 0 | 0
[20 empty] | Commercial/Industrial | Window Sun Protection | 0.079136 | 1.0205 | -891.7872 | 0.024258 | -0.0060129 | 63.479 | Commercial/Industrial | Refrigerated Display Case LED Lighting | 0 | #DIV/0! | -157.7441 | 0 | 0 | 0
[20 empty] | Commercial/Industrial | Window Sun Protection | 0.079136 | 1.0205 | -891.7872 | 0.024258 | -0.0060129 | 63.479 | Commercial/Industrial | Refrigerated Display Case LED Lighting | 0 | #DIV/0! | -157.7441 | 0 | 0 | 0
[20 empty] | Commercial/Industrial | Window Sun Protection | 0.079136 | 1.0205 | -891.7872 | 0.024258 | -0.0060129 | 63.479 | Commercial/Industrial | Refrigerated Display Case LED Lighting | 0 | #DIV/0! | -157.7441 | 0 | 0 | 0
[20 empty] | Commercial/Industrial | Window Sun Protection | 0.079136 | 1.0205 | -891.7872 | 0.024258 | -0.0060129 | 63.479 | Commercial/Industrial | Refrigerated Display Case LED Lighting | 0 | #DIV/0! | -157.7441 | 0 | 0 | 0
[20 empty] | Commercial/Industrial | Window Sun Protection | 0.079136 | 1.0205 | -891.7872 | 0.024258 | -0.0060129 | 63.479 | Commercial/Industrial | Refrigerated Display Case LED Lighting | 0 | #DIV/0! | -157.7441 | 0 | 0 | 0
[20 empty] | Commercial/Industrial | Window Sun Protection | 0.079136 | 1.0205 | -891.7872 | 0.024258 | -0.0060129 | 63.479 | Commercial/Industrial | Refrigerated Display Case LED Lighting | 0 | #DIV/0! | -157.7441 | 0 | 0 | 0
[20 empty] | Commercial/Industrial | Window Sun Protection | 0.079136 | 1.0205 | -891.7872 | 0.024258 | -0.0060129 | 63.479 | Commercial/Industrial | Refrigerated Display Case LED Lighting | 0 | #DIV/0! | -157.7441 | 0 | 0 | 0
[20 empty] | Commercial/Industrial | Window Sun Protection | 0.079136 | 1.0205 | -891.7872 | 0.024258 | -0.0060129 | 63.479 | Commercial/Industrial | Refrigerated Display Case LED Lighting | 0 | #DIV/0! | -157.7441 | 0 | 0 | 0
[20 empty] | Commercial/Industrial | Window Sun Protection | 0.13211 | 1.0222 | -817.0947 | 0.04043 | -0.010022 | 105.7983 | Commercial/Industrial | Refrigerated Display Case LED Lighting | 0 | #DIV/0! | -157.7441 | 0 | 0 | 0
[20 empty] | Commercial/Industrial | Window Sun Protection | 0.13211 | 1.0222 | -817.0947 | 0.04043 | -0.010022 | 105.7983 | Commercial/Industrial | Refrigerated Display Case LED Lighting | 0 | #DIV/0! | -157.7441 | 0 | 0 | 0
[20 empty] | Commercial/Industrial | Window Sun Protection | 0.13211 | 1.0222 | -817.0947 | 0.04043 | -0.010022 | 105.7983 | Commercial/Industrial | Refrigerated Display Case LED Lighting | 0 | #DIV/0! | -157.7441 | 0 | 0 | 0
[20 empty] | Commercial/Industrial | Window Sun Protection | 0.13211 | 1.0222 | -817.0947 | 0.04043 | -0.010022 | 105.7983 | Commercial/Industrial | Refrigerated Display Case LED Lighting | 0 | #DIV/0! | -157.7441 | 0 | 0 | 0
[20 empty] | Commercial/Industrial | Window Sun Protection | 0.13211 | 1.0222 | -817.0947 | 0.04043 | -0.010022 | 105.7983 | Commercial/Industrial | Refrigerated Display Case LED Lighting | 0.70664 | 1.3292 | -6.8212 | 0.020873 | 0.017484 | 160.9897
[20 empty] | Commercial/Industrial | Window Sun Protection | 0.13211 | 1.0222 | -817.0947 | 0.04043 | -0.010022 | 105.7983 | Commercial/Industrial | Refrigerated Display Case LED Lighting | 0.70664 | 1.3292 | -6.8212 | 0.020873 | 0.017484 | 160.9897
[20 empty] | Commercial/Industrial | Window Sun Protection | 0.13211 | 1.0222 | -817.0947 | 0.04043 | -0.010022 | 105.7983 | Commercial/Industrial | Refrigerated Display Case LED Lighting | 0.70664 | 1.3292 | -6.8212 | 0.020873 | 0.017484 | 160.9897
[20 empty] | Commercial/Industrial | Window Sun Protection | 0.13211 | 1.0222 | -817.0947 | 0.04043 | -0.010022 | 105.7983 | Commercial/Industrial | Refrigerated Display Case LED Lighting | 0.70664 | 1.3292 | -6.8212 | 0.020873 | 0.017484 | 160.9897
[20 empty] | Commercial/Industrial | Window Sun Protection | 0.13211 | 1.0222 | -817.0947 | 0.04043 | -0.010022 | 105.7983 | Commercial/Industrial | Refrigerated Display Case LED Lighting | 0.70664 | 1.3292 | -6.8212 | 0.020873 | 0.017484 | 160.9897
[20 empty] | Commercial/Industrial | Window Sun Protection | 0.13211 | 1.0222 | -817.0947 | 0.04043 | -0.010022 | 105.7983 | Commercial/Industrial | Refrigerated Display Case LED Lighting | 0.70664 | 1.3292 | -6.8212 | 0.020873 | 0.017484 | 160.9897
[20 empty] | Commercial/Industrial | Compressed Air Controls | 13.9808 | 1.3853 | 8532.8479 | 0.75642 | 0.73644 | 5617.205 | Commercial/Industrial | Refrigerated Display Case LED Lighting | 0.72425 | 1.2739 | -0.99625 | 0.024002 | 0.013074 | 160.9897
[20 empty] | Commercial/Industrial | Compressed Air Controls | 12.5799 | 1.3853 | 6770.0098 | 0.60404 | 0.58809 | 4485.6518 | Commercial/Industrial | Refrigerated Display Case LED Lighting | 0.72425 | 1.2739 | -0.99625 | 0.024002 | 0.013074 | 160.9897
[20 empty] | Commercial/Industrial | Compressed Air Controls | 8.52 | 1.3853 | 21030.0455 | 1.9361 | 1.885 | 14377.8557 | Commercial/Industrial | Refrigerated Display Case LED Lighting | 0.72425 | 1.2739 | -0.99625 | 0.024002 | 0.013074 | 160.9897
[20 empty] | Commercial/Industrial | Compressed Air Controls | 65.9873 | 1.3853 | 4161.0998 | 0.35277 | 0.34345 | 2619.6918 | Commercial/Industrial | Refrigerated Display Case LED Lighting | 0.72425 | 1.2739 | -0.99625 | 0.024002 | 0.013074 | 160.9897
[20 empty] | Commercial/Industrial | Compressed Air Controls | 9.4175 | 1.3853 | 139690.248 | 12.7408 | 12.4043 | 94613.6033 | Commercial/Industrial | Refrigerated Display Case LED Lighting | 0.72425 | 1.2739 | -0.99625 | 0.024002 | 0.013074 | 160.9897
[20 empty] | Commercial/Industrial | Compressed Air Controls | 8.0279 | 1.3853 | 5255.6485 | 0.48681 | 0.47395 | 3615.0596 | Commercial/Industrial | Refrigerated Display Case LED Lighting | 0.72425 | 1.2739 | -0.99625 | 0.024002 | 0.013074 | 160.9897
[20 empty] | Commercial/Industrial | Compressed Air Controls | 7.8124 | 1.3853 | 11689.4363 | 1.0859 | 1.0572 | 8063.9272 | Commercial/Industrial | Refrigerated Display Case LED Lighting | 0.72425 | 1.2739 | -0.99625 | 0.024002 | 0.013074 | 160.9897
[20 empty] | Commercial/Industrial | Compressed Air Controls | 7.7494 | 1.3844 | 385.3997 | 0.035831 | 0.034885 | 266.0844 | Commercial/Industrial | Refrigerated Display Case Lighting Controls | 0.053565 | 1.3111 | -276.9811 | 0.0031317 | 0.0029264 | 22.7985
[20 empty] | Commercial/Industrial | Compressed Air Controls | 7.7542 | 1.3853 | 8378.3501 | 0.77895 | 0.75837 | 5784.509 | Commercial/Industrial | Refrigerated Display Case Lighting Controls | 0.053565 | 1.3111 | -276.9811 | 0.0031317 | 0.0029264 | 22.7985
[20 empty] | Commercial/Industrial | Compressed Air Equipment | 13.024 | 1.443 | 58267.2307 | 4.582 | 4.461 | 34026.2379 | Commercial/Industrial | Refrigerated Display Case Lighting Controls | 0.053565 | 1.3111 | -276.9811 | 0.0031317 | 0.0029264 | 22.7985
[20 empty] | Commercial/Industrial | Compressed Air Equipment | 34.5494 | 1.4432 | 982.8729 | 0.074326 | 0.072363 | 551.9476 | Commercial/Industrial | Refrigerated Display Case Lighting Controls | 0.053565 | 1.3111 | -276.9811 | 0.0031317 | 0.0029264 | 22.7985
[20 empty] | Commercial/Industrial | Compressed Air System Optimization | 6.4553 | 1.2923 | 15490.2222 | 1.8839 | 1.8341 | 13989.5773 | Commercial/Industrial | Refrigerated Display Case Lighting Controls | 0.053565 | 1.3111 | -276.9811 | 0.0031317 | 0.0029264 | 22.7985
[20 empty] | Commercial/Industrial | Compressed Air System Optimization | 6.0422 | 1.2923 | 48611.1301 | 5.9643 | 5.8068 | 44291.0646 | Commercial/Industrial | Refrigerated Display Case Lighting Controls | 0.053565 | 1.3111 | -276.9811 | 0.0031317 | 0.0029264 | 22.7985
[20 empty] | Commercial/Industrial | Compressed Air System Optimization | 5.9349 | 1.2923 | 6953.3046 | 0.85527 | 0.83268 | 6351.2539 | Commercial/Industrial | Refrigerated Display Case Lighting Controls | 0.053565 | 1.3111 | -276.9811 | 0.0031317 | 0.0029264 | 22.7985
[20 empty] | Commercial/Industrial | Compressed Air System Optimization | 6.6409 | 1.2923 | 7541.6741 | 0.9139 | 0.88977 | 6786.6994 | Commercial/Industrial | Refrigerated Display Case Lighting Controls | 0.053565 | 1.3111 | -276.9811 | 0.0031317 | 0.0029264 | 22.7985
[20 empty] | Commercial/Industrial | Compressed Air System Optimization | 6.5265 | 1.2923 | 10564.5135 | 1.283 | 1.2491 | 9527.6887 | Commercial/Industrial | Refrigerated Display Case Lighting Controls | 0.053565 | 1.3111 | -276.9811 | 0.0031317 | 0.0029264 | 22.7985
[20 empty] | Commercial/Industrial | Compressed Air System Optimization | 6.7257 | 1.2923 | 7987.8083 | 0.96645 | 0.94092 | 7176.8987 | Commercial/Industrial | Refrigerated Display Case Lighting Controls | 0.053565 | 1.3111 | -276.9811 | 0.0031317 | 0.0029264 | 22.7985
[20 empty] | Commercial/Industrial | Compressed Air System Optimization | 7.002 | 1.2923 | 86998.9024 | 10.4753 | 10.1986 | 77790.0701 | Commercial/Industrial | Refrigerated Display Case Lighting Controls | 0.053565 | 1.3111 | -276.9811 | 0.0031317 | 0.0029264 | 22.7985
[20 empty] | Commercial/Industrial | Compressed Air System Optimization | 5.202 | 1.2923 | 11096.7841 | 1.3927 | 1.3559 | 10342.0206 | Commercial/Industrial | Refrigerated Display Case Lighting Controls | 0.053565 | 1.3111 | -276.9811 | 0.0031317 | 0.0029264 | 22.7985
[20 empty] | Commercial/Industrial | Compressed Air System Optimization | 6.4091 | 1.2922 | 6912.8417 | 0.84149 | 0.81926 | 6248.9255 | Commercial/Industrial | Refrigerated Display Case Lighting Controls | 0.053565 | 1.3111 | -276.9811 | 0.0031317 | 0.0029264 | 22.7985
[20 empty] | Commercial/Industrial | Compressed Air System Optimization | 5.2449 | 1.2923 | 25612.3382 | 3.2101 | 3.1253 | 23838.1872 | Commercial/Industrial | Refrigerated Display Case Lighting Controls | 0.14521 | 1.319 | -240.205 | 0.0084392 | 0.0078859 | 61.4361
[20 empty] | Commercial/Industrial | Compressed Air System Optimization | 5.9339 | 1.292 | 319.8484 | 0.039342 | 0.038303 | 292.1544 | Commercial/Industrial | Refrigerated Display Case Lighting Controls | 0.14521 | 1.319 | -240.205 | 0.0084392 | 0.0078859 | 61.4361
[20 empty] | Commercial/Industrial | Fan Improved Controls | 20.2407 | 1.443 | 35752.1464 | 2.7487 | 2.6761 | 20412.0914 | Commercial/Industrial | Refrigerated Display Case Lighting Controls | 0.14521 | 1.319 | -240.205 | 0.0084392 | 0.0078859 | 61.4361
[20 empty] | Commercial/Industrial | Fan Improved Controls | 20.2405 | 1.443 | 386355.0533 | 29.7039 | 28.9194 | 220582.9709 | Commercial/Industrial | Refrigerated Display Case Lighting Controls | 0.14521 | 1.319 | -240.205 | 0.0084392 | 0.0078859 | 61.4361
[20 empty] | Commercial/Industrial | Fan Improved Controls | 14.9408 | 1.443 | 222000.9427 | 17.3154 | 16.8581 | 128585.2378 | Commercial/Industrial | Refrigerated Display Case Lighting Controls | 0.14521 | 1.319 | -240.205 | 0.0084392 | 0.0078859 | 61.4361
[20 empty] | Commercial/Industrial | Fan Improved Controls | 20.2406 | 1.443 | 47983.3058 | 3.6891 | 3.5916 | 27395.2678 | Commercial/Industrial | Refrigerated Display Case Lighting Controls | 0.14521 | 1.319 | -240.205 | 0.0084392 | 0.0078859 | 61.4361
[20 empty] | Commercial/Industrial | Fan Improved Controls | 20.2405 | 1.443 | 53809.6127 | 4.137 | 4.0277 | 30721.7004 | Commercial/Industrial | Refrigerated Display Case Lighting Controls | 0.14521 | 1.319 | -240.205 | 0.0084392 | 0.0078859 | 61.4361
[20 empty] | Commercial/Industrial | Fan Improved Controls | 20.2407 | 1.443 | 21504.2665 | 1.6533 | 1.6096 | 12277.5021 | Commercial/Industrial | Refrigerated Display Case Lighting Controls | 0.14521 | 1.319 | -240.205 | 0.0084392 | 0.0078859 | 61.4361
[20 empty] | Commercial/Industrial | Fan Improved Controls | 20.2411 | 1.4431 | 3518.5121 | 0.27051 | 0.26337 | 2008.8358 | Commercial/Industrial | Refrigerated Display Case Lighting Controls | 0.14521 | 1.319 | -240.205 | 0.0084392 | 0.0078859 | 61.4361
[20 empty] | Commercial/Industrial | Fan Improved Controls | 20.2405 | 1.443 | 210025.5592 | 16.1473 | 15.7208 | 119910.5885 | Commercial/Industrial | Refrigerated Display Case Lighting Controls | 0.14521 | 1.319 | -240.205 | 0.0084392 | 0.0078859 | 61.4361
[20 empty] | Commercial/Industrial | Fan Improved Controls | 20.2403 | 1.443 | 27523.4925 | 2.1161 | 2.0602 | 15714.0788 | Commercial/Industrial | Refrigerated Display Case Lighting Controls | 0.14521 | 1.319 | -240.205 | 0.0084392 | 0.0078859 | 61.4361
[20 empty] | Commercial/Industrial | Fan Improved Controls | 20.2404 | 1.443 | 16121.614 | 1.2395 | 1.2067 | 9204.3665 | Commercial/Industrial | Refrigerated Display Case Lighting Controls | 0.14521 | 1.319 | -240.205 | 0.0084392 | 0.0078859 | 61.4361
[20 empty] | Commercial/Industrial | Fan Improved Controls | 50.5122 | 1.443 | 1100267.8323 | 82.5972 | 80.4156 | 613370.8042 | Commercial/Industrial | Refrigerated Display Case Lighting Controls | 0.14521 | 1.319 | -240.205 | 0.0084392 | 0.0078859 | 61.4361
[20 empty] | Commercial/Industrial | Fan Improved Controls | 14.9405 | 1.443 | 10211.928 | 0.7965 | 0.77546 | 5914.8541 | Commercial/Industrial | Regenerative Drive Elevator Motor | 0.085329 | 1.499 | -25589.6529 | 0.26293 | 0.22024 | 2027.9355
[20 empty] | Commercial/Industrial | Fan System Optimization | 9.0697 | 1.2923 | 144227.1357 | 16.9136 | 16.4669 | 125601.5509 | Commercial/Industrial | Regenerative Drive Elevator Motor | 0.085329 | 1.499 | -25589.6529 | 0.26293 | 0.22024 | 2027.9355
[20 empty] | Commercial/Industrial | Fan System Optimization | 9.1362 | 1.2923 | 101340.6099 | 11.8767 | 11.563 | 88196.7609 | Commercial/Industrial | Regenerative Drive Elevator Motor | 0.085329 | 1.499 | -25589.6529 | 0.26293 | 0.22024 | 2027.9355
[20 empty] | Commercial/Industrial | Fan System Optimization | 15.5396 | 1.2923 | 170357.6722 | 19.2703 | 18.7613 | 143101.9569 | Commercial/Industrial | Regenerative Drive Elevator Motor | 0.085329 | 1.499 | -25589.6529 | 0.26293 | 0.22024 | 2027.9355
[20 empty] | Commercial/Industrial | Fan System Optimization | 98.4003 | 1.2923 | 2220846.3591 | 241.1308 | 234.762 | 1790649.789 | Commercial/Industrial | Regenerative Drive Elevator Motor | 0.085329 | 1.499 | -25589.6529 | 0.26293 | 0.22024 | 2027.9355
[20 empty] | Commercial/Industrial | Fan System Optimization | 9.1362 | 1.2923 | 117531.0131 | 13.7741 | 13.4103 | 102287.2733 | Commercial/Industrial | Regenerative Drive Elevator Motor | 0.085329 | 1.499 | -25589.6529 | 0.26293 | 0.22024 | 2027.9355
[20 empty] | Commercial/Industrial | Fan System Optimization | 9.0698 | 1.2923 | 6634.3733 | 0.77802 | 0.75747 | 5777.606 | Commercial/Industrial | Regenerative Drive Elevator Motor | 0.085329 | 1.499 | -25589.6529 | 0.26293 | 0.22024 | 2027.9355
[20 empty] | Commercial/Industrial | HVAC Improved Controls | 29.2081 | 1.4231 | 40363.8871 | 3.1912 | 3.1138 | 22401.6205 | Commercial/Industrial | Regenerative Drive Elevator Motor | 0.085329 | 1.499 | -25589.6529 | 0.26293 | 0.22024 | 2027.9355
[20 empty] | Commercial/Industrial | HVAC Improved Controls | 10.0159 | 1.4231 | 21756.875 | 1.816 | 1.772 | 12748.0748 | Commercial/Industrial | Regenerative Drive Elevator Motor | 0.085329 | 1.499 | -25589.6529 | 0.26293 | 0.22024 | 2027.9355
[20 empty] | Commercial/Industrial | HVAC Improved Controls | 3.7184 | 1.4231 | 37739.447 | 3.6787 | 3.5894 | 25823.5234 | Commercial/Industrial | Regenerative Drive Elevator Motor | 0.085329 | 1.499 | -25589.6529 | 0.26293 | 0.22024 | 2027.9355
[20 empty] | Commercial/Industrial | HVAC Improved Controls | 29.4187 | 1.4231 | 31008.215 | 2.451 | 2.3916 | 17205.9015 | Commercial/Industrial | Regenerative Drive Elevator Motor | 0.085329 | 1.499 | -25589.6529 | 0.26293 | 0.22024 | 2027.9355
[20 empty] | Commercial/Industrial | HVAC Improved Controls | 8.6292 | 1.4231 | 21788.8918 | 1.8438 | 1.7991 | 12943.2916 | Commercial/Industrial | Regenerative Drive Elevator Motor | 0.085329 | 1.499 | -25589.6529 | 0.26293 | 0.22024 | 2027.9355
[20 empty] | Commercial/Industrial | HVAC Improved Controls | 81.0532 | 1.4231 | 10753.5406 | 0.83545 | 0.81518 | 5864.7433 | Commercial/Industrial | Regenerative Drive Elevator Motor | 0.08431 | 1.4323 | -25534.0587 | 0.28225 | 0.025857 | 2027.9355
[20 empty] | Commercial/Industrial | HVAC Improved Controls | 16.2289 | 1.4231 | 8501.7332 | 0.6873 | 0.67062 | 4824.724 | Commercial/Industrial | Regenerative Drive Elevator Motor | 0.08431 | 1.4323 | -25534.0587 | 0.28225 | 0.025857 | 2027.9355
[20 empty] | Commercial/Industrial | HVAC Improved Controls | 12.4195 | 1.4233 | 1328.0453 | 0.10906 | 0.10641 | 765.5806 | Commercial/Industrial | Regenerative Drive Elevator Motor | 0.08431 | 1.4323 | -25534.0587 | 0.28225 | 0.025857 | 2027.9355
[20 empty] | Commercial/Industrial | HVAC Improved Controls | 154.4281 | 1.4231 | 37217.4008 | 2.8781 | 2.8083 | 20203.8701 | Commercial/Industrial | Regenerative Drive Elevator Motor | 0.08431 | 1.4323 | -25534.0587 | 0.28225 | 0.025857 | 2027.9355
[20 empty] | Commercial/Industrial | HVAC Improved Controls | 33.5873 | 1.4231 | 62083.9687 | 4.8908 | 4.7722 | 34332.7173 | Commercial/Industrial | Regenerative Drive Elevator Motor | 0.08431 | 1.4323 | -25534.0587 | 0.28225 | 0.025857 | 2027.9355
[20 empty] | Commercial/Industrial | HVAC Improved Controls | 10.0182 | 1.4234 | 1000.8049 | 0.083536 | 0.081509 | 586.4048 | Commercial/Industrial | Regenerative Drive Elevator Motor | 0.08431 | 1.4323 | -25534.0587 | 0.28225 | 0.025857 | 2027.9355
[20 empty] | Commercial/Industrial | HVAC Recommissioning | 0.27943 | 1.2751 | -210534.947 | 14.4913 | 14.1397 | 101726.2981 | Commercial/Industrial | Regenerative Drive Elevator Motor | 0.08431 | 1.4323 | -25534.0587 | 0.28225 | 0.025857 | 2027.9355
[20 empty] | Commercial/Industrial | HVAC Recommissioning | 9.0603 | 1.2751 | 55480.9697 | 6.7685 | 6.6043 | 47513.7294 | Commercial/Industrial | Regenerative Drive Elevator Motor | 0.08431 | 1.4323 | -25534.0587 | 0.28225 | 0.025857 | 2027.9355
[20 empty] | Commercial/Industrial | HVAC Recommissioning | 5.4828 | 1.2751 | 45290.6423 | 5.8628 | 5.7206 | 41155.9701 | Commercial/Industrial | Regenerative Drive Elevator Motor | 0.08431 | 1.4323 | -25534.0587 | 0.28225 | 0.025857 | 2027.9355
[20 empty] | Commercial/Industrial | Motor Equipment Upgrades | 5.2323 | 1.2922 | 2440.7692 | 0.30603 | 0.29794 | 2272.5757 | Commercial/Industrial | Regenerative Drive Elevator Motor | 0.08431 | 1.4323 | -25534.0587 | 0.28225 | 0.025857 | 2027.9355
[20 empty] | Commercial/Industrial | Motor Equipment Upgrades | 10.1833 | 1.2923 | 24407.8597 | 2.835 | 2.7601 | 21052.7219 | Commercial/Industrial | Regenerative Drive Elevator Motor | 0.08431 | 1.4323 | -25534.0587 | 0.28225 | 0.025857 | 2027.9355
[20 empty] | Commercial/Industrial | Motor Improved Controls | 7.8045 | 1.443 | 5948.0694 | 0.48867 | 0.47576 | 3628.897 | Commercial/Industrial | Regenerative Drive Elevator Motor | 0.08431 | 1.4323 | -25534.0587 | 0.28225 | 0.025857 | 2027.9355
[20 empty] | Commercial/Industrial | Motor Improved Controls | 7.8048 | 1.443 | 2927.7925 | 0.24054 | 0.23418 | 1786.2363 | Commercial/Industrial | Regenerative Drive Elevator Motor | 0.08431 | 1.4323 | -25534.0587 | 0.28225 | 0.025857 | 2027.9355
[20 empty] | Commercial/Industrial | Motor Improved Controls | 10.1182 | 1.443 | 12702.7387 | 1.0176 | 0.99076 | 7556.9964 | Commercial/Industrial | Regenerative Drive Elevator Motor | 0.08431 | 1.4323 | -25534.0587 | 0.28225 | 0.025857 | 2027.9355
[20 empty] | Commercial/Industrial | Motor Improved Controls | 10.9823 | 1.4428 | 2240.7158 | 0.17833 | 0.17362 | 1324.2604 | Commercial/Industrial | Retro-Commissioning | 2.3778 | 0.69057 | 61291.6236 | 13.6345 | 42.2724 | 81555.02
[20 empty] | Commercial/Industrial | Motor Improved Controls | 7.8073 | 1.4435 | 528.244 | 0.043399 | 0.042252 | 322.2799 | Commercial/Industrial | Retro-Commissioning | 2.3778 | 0.69057 | 61291.6236 | 13.6345 | 42.2724 | 81555.02
[20 empty] | Commercial/Industrial | Motor Improved Controls | 7.8046 | 1.443 | 33714.7394 | 2.7699 | 2.6967 | 20569.2483 | Commercial/Industrial | Retro-Commissioning | 1.831 | 0.69057 | 618514.1991 | 150.2665 | 465.8856 | 898821.23
[20 empty] | Commercial/Industrial | Motor Improved Controls | 7.8047 | 1.443 | 4534.2733 | 0.37252 | 0.36268 | 2766.3448 | Commercial/Industrial | Retro-Commissioning | 1.831 | 0.69057 | 618514.1991 | 150.2665 | 465.8856 | 898821.23
[20 empty] | Commercial/Industrial | Motor Improved Controls | 7.8039 | 1.4429 | 2264.9447 | 0.18608 | 0.18116 | 1381.8351 | Commercial/Industrial | Retro-Commissioning | 0.89546 | 0.69057 | 31797.8721 | 13.2856 | 41.1906 | 79468.03
[20 empty] | Commercial/Industrial | Motor Improved Controls | 7.8045 | 1.443 | 7310.4524 | 0.6006 | 0.58474 | 4460.0822 | Commercial/Industrial | Retro-Commissioning | 0.89546 | 0.69057 | 31797.8721 | 13.2856 | 41.1906 | 79468.03
[20 empty] | Commercial/Industrial | Motor Optimization | 0.70184 | 1.2914 | -9.2863 | 0.021389 | 0.020824 | 158.8374 | Commercial/Industrial | Retro-Commissioning | 2.4534 | 0.69057 | 50933.3701 | 11.2325 | 34.8251 | 67187.23
[20 empty] | Commercial/Industrial | Motor Optimization | 0.70232 | 1.2922 | -201.8785 | 0.46499 | 0.45271 | 3453.0256 | Commercial/Industrial | Retro-Commissioning | 2.4534 | 0.69057 | 50933.3701 | 11.2325 | 34.8251 | 67187.23
[20 empty] | Commercial/Industrial | Motor Optimization | 0.51693 | 1.2919 | -281.0939 | 0.071811 | 0.069914 | 533.2714 | Commercial/Industrial | Retro-Commissioning | 2.6809 | 0.69057 | 73116.2863 | 15.7616 | 48.8673 | 94278.48
[20 empty] | Commercial/Industrial | Motor Optimization | 5.2078 | 1.2923 | 322306.4731 | 40.4426 | 39.3744 | 300328.901 | Commercial/Industrial | Retro-Commissioning | 2.6809 | 0.69057 | 73116.2863 | 15.7616 | 48.8673 | 94278.48
[20 empty] | Commercial/Industrial | Plant Energy Management | 15.4857 | 1.3248 | 390195.622 | 40.4573 | 39.5035 | 297677.8775 | Commercial/Industrial | Retro-Commissioning | 0.59088 | 0.69057 | 2126.251 | 3.2444 | 10.0589 | 19406.44
[20 empty] | Commercial/Industrial | Plant Energy Management | 15.5028 | 1.3236 | 48184.1977 | 5.0093 | 4.8973 | 36716.3143 | Commercial/Industrial | Retro-Commissioning | 0.59088 | 0.69057 | 2126.251 | 3.2444 | 10.0589 | 19406.44
[20 empty] | Commercial/Industrial | Plant Energy Management | 15.5365 | 1.3214 | 105578.2503 | 11.0329 | 10.816 | 80266.2836 | Commercial/Industrial | Retro-Commissioning | 6.5151 | 0.71478 | 46806.3698 | 15.0315 | 29.1251 | 48685.54
[20 empty] | Commercial/Industrial | Plant Energy Management | 15.521 | 1.3225 | 13595.0855 | 1.4172 | 1.3889 | 10346.9062 | Commercial/Industrial | Retro-Commissioning | 6.5151 | 0.71478 | 46806.3698 | 15.0315 | 29.1251 | 48685.54
[20 empty] | Commercial/Industrial | Plant Energy Management | 15.5228 | 1.3221 | 1558928.0737 | 162.6094 | 158.812 | 1186146.2059 | Commercial/Industrial | Retro-Commissioning | 1.2631 | 0.71478 | 12506.3879 | 6.5654 | 12.7211 | 21264.66
[20 empty] | Commercial/Industrial | Plant Energy Management | 15.489 | 1.3245 | 92135.0764 | 9.5587 | 9.3277 | 70270.864 | Commercial/Industrial | Retro-Commissioning | 1.2631 | 0.71478 | 12506.3879 | 6.5654 | 12.7211 | 21264.66
[20 empty] | Commercial/Industrial | Plant Energy Management | 15.522 | 1.3225 | 159840.7479 | 16.6642 | 16.3394 | 121646.283 | Commercial/Industrial | Retro-Commissioning | 1.5552 | 0.71478 | 52210.0217 | 23.8781 | 46.2663 | 77338.89
[20 empty] | Commercial/Industrial | Plant Energy Management | 15.5024 | 1.3238 | 2156.3889 | 0.22414 | 0.21915 | 1643.2936 | Commercial/Industrial | Retro-Commissioning | 1.5552 | 0.71478 | 52210.0217 | 23.8781 | 46.2663 | 77338.89
[20 empty] | Commercial/Industrial | Process Heat Equipment Upgrade | 8.6278 | 1.2856 | 100095.557 | 11.9767 | 11.6814 | 86994.1033 | Commercial/Industrial | Retro-Commissioning | 6.741 | 0.71478 | 45060.0127 | 14.4255 | 27.951 | 46722.91
[20 empty] | Commercial/Industrial | Process Heat Improved Controls | 0.52038 | 1.4358 | -129.1552 | 0.019148 | 0.018676 | 139.0834 | Commercial/Industrial | Retro-Commissioning | 6.741 | 0.71478 | 45060.0127 | 14.4255 | 27.951 | 46722.91
[20 empty] | Commercial/Industrial | Process Heat Improved Controls | 0.55834 | 1.4355 | -144.9585 | 0.026952 | 0.026287 | 195.7692 | Commercial/Industrial | Retro-Commissioning | 2.5401 | 0.86244 | 548818.3539 | 358.3151 | 4.1166 | 849790.53
[20 empty] | Commercial/Industrial | Process Heat Improved Controls | 0.55802 | 1.4347 | -224.6969 | 0.041778 | 0.040748 | 303.4574 | Commercial/Industrial | Retro-Commissioning | 2.5401 | 0.86244 | 548818.3539 | 358.3151 | 4.1166 | 849790.53
[20 empty] | Commercial/Industrial | Process Heat Improved Controls | 0.55823 | 1.4352 | -290.2794 | 0.053971 | 0.052641 | 392.0278 | Commercial/Industrial | Retro-Commissioning | 0.9566 | 0.86244 | 34125.8965 | 48.8723 | 0.56148 | 115907.03
[20 empty] | Commercial/Industrial | Process Heat Improved Controls | 0.55813 | 1.435 | -645.7709 | 0.12007 | 0.11711 | 872.126 | Commercial/Industrial | Retro-Commissioning | 0.9566 | 0.86244 | 34125.8965 | 48.8723 | 0.56148 | 115907.03
[20 empty] | Commercial/Industrial | Process Heat Improved Controls | 0.55691 | 1.4354 | -903.8179 | 0.16663 | 0.16252 | 1210.3165 | Commercial/Industrial | Retro-Commissioning | 0.2883 | 0.69057 | -6213.0727 | 1.3198 | 4.0919 | 7894.4
[20 empty] | Commercial/Industrial | Process Heat Improved Controls | 0.55823 | 1.4352 | -2364.2694 | 0.43959 | 0.42875 | 3192.9909 | Commercial/Industrial | Retro-Commissioning | 0.2883 | 0.69057 | -6213.0727 | 1.3198 | 4.0919 | 7894.4
[20 empty] | Commercial/Industrial | Process Heat Improved Controls | 0.55823 | 1.4352 | -2430.3341 | 0.45187 | 0.44073 | 3282.2126 | Commercial/Industrial | Roof Insulation | 0.13009 | 1.2544 | -1.5771 | 1.4841e-05 | 2.648e-05 | 0.13079
[20 empty] | Commercial/Industrial | Process Heat Improved Controls | 0.52018 | 1.4352 | -2807.7544 | 0.41626 | 0.406 | 3023.5854 | Commercial/Industrial | Roof Insulation | 0.1555 | 0.9379 | -1.456 | 5.4091e-05 | 3.1861e-05 | 0.13079
[20 empty] | Commercial/Industrial | Process Heat Improved Controls | 0.55822 | 1.4352 | -20875.0566 | 3.8813 | 3.7856 | 28192.1619 | Commercial/Industrial | Roof Insulation | 0.1555 | 0.9379 | -1.456 | 5.4091e-05 | 3.1861e-05 | 0.13079
[20 empty] | Commercial/Industrial | Process Heat System Optimization | 0.22629 | 0.94648 | -19.8441 | 0.014978 | 0.014609 | 108.7936 | Commercial/Industrial | Roof Insulation | 0.1555 | 0.9379 | -1.456 | 5.4091e-05 | 3.1861e-05 | 0.13079
[20 empty] | Commercial/Industrial | Process Heat System Optimization | 0.11305 | 0.94626 | -42.6763 | 0.012104 | 0.011805 | 87.9171 | Commercial/Industrial | Roof Insulation | 0.14082 | 0.7964 | -1.4345 | 2.6171e-06 | 5.8995e-05 | 0.13079
[20 empty] | Commercial/Industrial | Process Heat System Optimization | 0.12291 | 0.94639 | -154.6128 | 0.048716 | 0.047515 | 353.8579 | Commercial/Industrial | Roof Insulation | 0.14082 | 0.7964 | -1.4345 | 2.6171e-06 | 5.8995e-05 | 0.13079
[20 empty] | Commercial/Industrial | Process Heat System Optimization | 0.37778 | 0.94646 | -219.4053 | 0.49495 | 0.48275 | 3595.1331 | Commercial/Industrial | Roof Insulation | 0.14082 | 0.7964 | -1.4345 | 2.6171e-06 | 5.8995e-05 | 0.13079
[20 empty] | Commercial/Industrial | Process Heat System Optimization | 0.18176 | 0.94646 | -504.895 | 0.27096 | 0.26428 | 1968.1432 | Commercial/Industrial | Roof Insulation | 0.14082 | 0.7964 | -1.4345 | 2.6171e-06 | 5.8995e-05 | 0.13079
[20 empty] | Commercial/Industrial | Process Heat System Optimization | 0.10754 | 0.94646 | -700.6474 | 0.18673 | 0.18213 | 1356.3401 | Commercial/Industrial | Roof Insulation | 0.14082 | 0.7964 | -1.4345 | 2.6171e-06 | 5.8995e-05 | 0.13079
[20 empty] | Commercial/Industrial | Process Heat System Optimization | 0.11307 | 0.94644 | -927.7569 | 0.26313 | 0.25664 | 1911.2621 | Commercial/Industrial | Roof Insulation | 0.14082 | 0.7964 | -1.4345 | 2.6171e-06 | 5.8995e-05 | 0.13079
[20 empty] | Commercial/Industrial | Process Heat System Optimization | 0.033095 | 0.94644 | -2149.9088 | 0.15186 | 0.14811 | 1103.0325 | Commercial/Industrial | Roof Insulation | 0.15058 | 0.83 | -1.4255 | 2.669e-05 | 6.1038e-05 | 0.13079
[20 empty] | Commercial/Industrial | Process Heat System Optimization | 0.020238 | 0.94645 | -6633.9218 | 0.27983 | 0.27293 | 2032.5999 | Commercial/Industrial | Roof Insulation | 0.15058 | 0.83 | -1.4255 | 2.669e-05 | 6.1038e-05 | 0.13079
[20 empty] | Commercial/Industrial | Process Heat System Optimization | 0.095347 | 0.94645 | -8379.6294 | 1.9291 | 1.8815 | 14012.1487 | Commercial/Industrial | Roof Insulation | 0.15058 | 0.83 | -1.4255 | 2.669e-05 | 6.1038e-05 | 0.13079
[20 empty] | Commercial/Industrial | Process Heat System Optimization | 0.20199 | 0.94645 | -10240.9826 | 6.4436 | 6.2847 | 46803.9523 | Commercial/Industrial | Roof Insulation | 0.26424 | 1.2544 | -1.1923 | 3.0145e-05 | 5.3786e-05 | 0.26565
[20 empty] | Commercial/Industrial | Process Heat System Optimization | 0.82696 | 0.94646 | 190.7411 | 0.7013 | 0.68401 | 5093.973 | Commercial/Industrial | Roof Insulation | 0.31585 | 0.9379 | -0.94633 | 0.00010987 | 6.4716e-05 | 0.26565
[20 empty] | Commercial/Industrial | Process Other Systems Optimization | 7.4217 | 1.1584 | 1390.4077 | 0.29235 | 0.28514 | 2123.4877 | Commercial/Industrial | Roof Insulation | 0.31585 | 0.9379 | -0.94633 | 0.00010987 | 6.4716e-05 | 0.26565
[20 empty] | Commercial/Industrial | Process Other Systems Optimization | 7.4216 | 1.1584 | 25482.3379 | 5.3579 | 5.2258 | 38917.6715 | Commercial/Industrial | Roof Insulation | 0.31585 | 0.9379 | -0.94633 | 0.00010987 | 6.4716e-05 | 0.26565
[20 empty] | Commercial/Industrial | Process Other Systems Optimization | 5.2579 | 1.1584 | 32982.6077 | 7.2372 | 7.0588 | 52568.6948 | Commercial/Industrial | Roof Insulation | 0.28603 | 0.7964 | -0.90264 | 5.3158e-06 | 0.00011983 | 0.26565
[20 empty] | Commercial/Industrial | Process Other Systems Optimization | 7.4203 | 1.1582 | 199.9041 | 0.042032 | 0.040995 | 305.3018 | Commercial/Industrial | Roof Insulation | 0.28603 | 0.7964 | -0.90264 | 5.3158e-06 | 0.00011983 | 0.26565
[20 empty] | Commercial/Industrial | Process Other Systems Optimization | 7.4219 | 1.1584 | 2188.6766 | 0.46019 | 0.44884 | 3342.6367 | Commercial/Industrial | Roof Insulation | 0.28603 | 0.7964 | -0.90264 | 5.3158e-06 | 0.00011983 | 0.26565
[20 empty] | Commercial/Industrial | Process Other Systems Optimization | 3.1487 | 1.1583 | 1296.4768 | 0.31615 | 0.30835 | 2296.3945 | Commercial/Industrial | Roof Insulation | 0.28603 | 0.7964 | -0.90264 | 5.3158e-06 | 0.00011983 | 0.26565
[20 empty] | Commercial/Industrial | Process Other Systems Optimization | 7.4215 | 1.1583 | 270.9978 | 0.05698 | 0.055575 | 413.879 | Commercial/Industrial | Roof Insulation | 0.28603 | 0.7964 | -0.90264 | 5.3158e-06 | 0.00011983 | 0.26565
[20 empty] | Commercial/Industrial | Process Other Systems Optimization | 5.258 | 1.1584 | 1131.4143 | 0.24826 | 0.24214 | 1803.2829 | Commercial/Industrial | Roof Insulation | 0.28603 | 0.7964 | -0.90264 | 5.3158e-06 | 0.00011983 | 0.26565
[20 empty] | Commercial/Industrial | Process Refrig Controls | 0.56936 | 1.4354 | -396.6715 | 0.079093 | 0.077143 | 574.5005 | Commercial/Industrial | Roof Insulation | 0.30585 | 0.83 | -0.88444 | 5.4212e-05 | 0.00012398 | 0.26565
[20 empty] | Commercial/Industrial | Process Refrig Controls | 0.56922 | 1.4351 | -592.9417 | 0.11823 | 0.11531 | 858.759 | Commercial/Industrial | Roof Insulation | 0.30585 | 0.83 | -0.88444 | 5.4212e-05 | 0.00012398 | 0.26565
[20 empty] | Commercial/Industrial | Process Refrig Controls | 0.56929 | 1.4352 | -624.0774 | 0.12444 | 0.12137 | 903.8532 | Commercial/Industrial | Roof Insulation | 0.30585 | 0.83 | -0.88444 | 5.4212e-05 | 0.00012398 | 0.26565
[20 empty] | Commercial/Industrial | Process Refrig Controls | 0.56923 | 1.4351 | -1080.4455 | 0.21543 | 0.21012 | 1564.8125 | Commercial/Industrial | Server Virtualization | 0.061229 | 0.98672 | -45395.5479 | 3.1292 | 2.1764 | 21024
[20 empty] | Commercial/Industrial | Process Refrig Controls | 0.56929 | 1.4352 | -3150.5014 | 0.62818 | 0.61269 | 4562.8806 | Commercial/Industrial | Server Virtualization | 0.061229 | 0.98672 | -45395.5479 | 3.1292 | 2.1764 | 21024
[20 empty] | Commercial/Industrial | Process Refrig Controls | 0.56927 | 1.4352 | -3839.8853 | 0.76564 | 0.74676 | 5561.3173 | Commercial/Industrial | Server Virtualization | 0.061229 | 0.98672 | -45395.5479 | 3.1292 | 2.1764 | 21024
[20 empty] | Commercial/Industrial | Process Refrig Controls | 0.56929 | 1.4352 | -5956.6253 | 1.1877 | 1.1584 | 8626.9982 | Commercial/Industrial | Server Virtualization | 0.061229 | 0.98672 | -45395.5479 | 3.1292 | 2.1764 | 21024
[20 empty] | Commercial/Industrial | Process Refrig System Optimization | 0.63202 | 1.1138 | -470.1881 | 2.3753 | 2.3167 | 17253.3325 | Commercial/Industrial | Server Virtualization | 0.061229 | 0.98672 | -45395.5479 | 3.1292 | 2.1764 | 21024
[20 empty] | Commercial/Industrial | Process Refrig System Optimization | 0.41612 | 1.1137 | -955.7269 | 0.38785 | 0.37829 | 2817.2169 | Commercial/Industrial | Server Virtualization | 0.061229 | 0.98672 | -45395.5479 | 3.1292 | 2.1764 | 21024
[20 empty] | Commercial/Industrial | Process Refrig System Optimization | 6.347 | 1.1138 | 58907.9317 | 15.7697 | 15.3808 | 114545.0826 | Commercial/Industrial | Server Virtualization | 0.061229 | 0.98672 | -45395.5479 | 3.1292 | 2.1764 | 21024
[20 empty] | Commercial/Industrial | Process Refrig System Optimization | 18.4485 | 1.1138 | 23073.8846 | 5.7385 | 5.597 | 41682.6524 | Commercial/Industrial | Server Virtualization | 0.061229 | 0.98672 | -45395.5479 | 3.1292 | 2.1764 | 21024
[20 empty] | Commercial/Industrial | Process Refrig System Optimization | 23.8192 | 1.1138 | 1233.7144 | 0.30428 | 0.29677 | 2210.1421 | Commercial/Industrial | Server Virtualization | 0.061229 | 0.98672 | -45395.5479 | 3.1292 | 2.1764 | 21024
[20 empty] | Commercial/Industrial | Process Refrig System Optimization | 23.8183 | 1.1138 | 11660.948 | 2.876 | 2.8051 | 20890.0483 | Commercial/Industrial | Server Virtualization | 0.061229 | 0.98672 | -45395.5479 | 3.1292 | 2.1764 | 21024
[20 empty] | Commercial/Industrial | Pump Improved Controls | 7.8047 | 1.443 | 5983.6508 | 0.49159 | 0.47861 | 3650.6051 | Commercial/Industrial | Server Virtualization | 0.061229 | 0.98672 | -45395.5479 | 3.1292 | 2.1764 | 21024
[20 empty] | Commercial/Industrial | Pump Improved Controls | 7.8046 | 1.443 | 20172.0666 | 1.6573 | 1.6135 | 12306.9095 | Commercial/Industrial | Server Virtualization | 0.061229 | 0.98672 | -45395.5479 | 3.1292 | 2.1764 | 21024
[20 empty] | Commercial/Industrial | Pump Improved Controls | 7.8046 | 1.443 | 2245.4575 | 0.18448 | 0.17961 | 1369.946 | Commercial/Industrial | Server Virtualization | 0.061229 | 0.98672 | -45395.5479 | 3.1292 | 2.1764 | 21024
[20 empty] | Commercial/Industrial | Pump Improved Controls | 7.8045 | 1.443 | 2910.1236 | 0.23908 | 0.23277 | 1775.4565 | Commercial/Industrial | Server Virtualization | 0.061229 | 0.98672 | -45395.5479 | 3.1292 | 2.1764 | 21024
[20 empty] | Commercial/Industrial | Pump Improved Controls | 7.8047 | 1.443 | 4549.0856 | 0.37374 | 0.36386 | 2775.3817 | Commercial/Industrial | Server Virtualization | 0.061229 | 0.98672 | -45395.5479 | 3.1292 | 2.1764 | 21024
[20 empty] | Commercial/Industrial | Pump Improved Controls | 7.8042 | 1.4429 | 3086.32 | 0.25356 | 0.24686 | 1882.9534 | Commercial/Industrial | Server Virtualization | 0.061229 | 0.98672 | -45395.5479 | 3.1292 | 2.1764 | 21024
[20 empty] | Commercial/Industrial | Pump Improved Controls | 7.8083 | 1.4437 | 531.4821 | 0.043665 | 0.042511 | 324.2554 | Commercial/Industrial | Server Virtualization | 0.061229 | 0.98672 | -45395.5479 | 3.1292 | 2.1764 | 21024
[20 empty] | Commercial/Industrial | Pump Improved Controls | 7.8046 | 1.443 | 33513.1785 | 2.7533 | 2.6806 | 20446.2767 | Commercial/Industrial | Server Virtualization | 0.061229 | 0.98672 | -45395.5479 | 3.1292 | 2.1764 | 21024
[20 empty] | Commercial/Industrial | Pump Improved Controls | 7.8042 | 1.4429 | 4506.8748 | 0.37027 | 0.36049 | 2749.629 | Commercial/Industrial | Server Virtualization | 0.061229 | 0.98672 | -45395.5479 | 3.1292 | 2.1764 | 21024
[20 empty] | Commercial/Industrial | Pump Improved Controls | 7.8043 | 1.443 | 2278.8284 | 0.18722 | 0.18228 | 1390.3055 | Commercial/Industrial | Server Virtualization | 0.061229 | 0.98672 | -45395.5479 | 3.1292 | 2.1764 | 21024
[20 empty] | Commercial/Industrial | Pump Improved Controls | 7.8049 | 1.4431 | 7355.2641 | 0.60428 | 0.58832 | 4487.4217 | Commercial/Industrial | Server Virtualization | 0.061229 | 0.98672 | -45395.5479 | 3.1292 | 2.1764 | 21024
[20 empty] | Commercial/Industrial | Pump Improved Controls | 7.792 | 1.4407 | 103.2899 | 0.0084859 | 0.0082618 | 63.0168 | Commercial/Industrial | Server Virtualization | 0.061229 | 0.98672 | -45395.5479 | 3.1292 | 2.1764 | 21024
[20 empty] | Commercial/Industrial | Pump System Optimization | #DIV/0! | #DIV/0! | 0 | 0 | 0 | 0 | Commercial/Industrial | Server Virtualization | 0.061229 | 0.98672 | -45395.5479 | 3.1292 | 2.1764 | 21024
[20 empty] | Commercial/Industrial | Pump System Optimization | 5.7805 | 1.2923 | 24217.8127 | 2.9901 | 2.9111 | 22204.8243 | Commercial/Industrial | Server Virtualization | 0.061229 | 0.98672 | -45395.5479 | 3.1292 | 2.1764 | 21024
[20 empty] | Commercial/Industrial | Pump System Optimization | 10.9677 | 1.2923 | 8465.8108 | 0.97787 | 0.95204 | 7261.6779 | Commercial/Industrial | Server Virtualization | 0.061229 | 0.98672 | -45395.5479 | 3.1292 | 2.1764 | 21024
[20 empty] | Commercial/Industrial | Pump System Optimization | 38.2375 | 1.2923 | 223298.5877 | 24.5355 | 23.8875 | 182201.7698 | Commercial/Industrial | Server Virtualization | 0.061229 | 0.98672 | -45395.5479 | 3.1292 | 2.1764 | 21024
[28 empty] | Commercial/Industrial | Smart Strip Plug Outlet | 0.6845 | 1.1098 | 2.9396 | 0.021843 | 0.015181 | 146.8994
[28 empty] | Commercial/Industrial | Smart Strip Plug Outlet | 0.6845 | 1.1098 | 2.9396 | 0.021843 | 0.015181 | 146.8994
[28 empty] | Commercial/Industrial | Smart Strip Plug Outlet | 0.66212 | 1.1083 | 0.52174 | 0.010578 | 0.0073516 | 71.1401
[28 empty] | Commercial/Industrial | Smart Strip Plug Outlet | 0.66212 | 1.1083 | 0.52174 | 0.010578 | 0.0073516 | 71.1401
[28 empty] | Commercial/Industrial | Smart Strip Plug Outlet | 0.93182 | 1.1099 | 12.3601 | 0.014866 | 0.010332 | 99.9794
[28 empty] | Commercial/Industrial | Smart Strip Plug Outlet | 0.93182 | 1.1099 | 12.3601 | 0.014866 | 0.010332 | 99.9794
[28 empty] | Commercial/Industrial | Smart Strip Plug Outlet | 1.0213 | 1.1095 | 130.5407 | 0.1304 | 0.090625 | 876.9623
[28 empty] | Commercial/Industrial | Smart Strip Plug Outlet | 1.0213 | 1.1095 | 130.5407 | 0.1304 | 0.090625 | 876.9623
[28 empty] | Commercial/Industrial | Smart Strip Plug Outlet | 0.83417 | 1.0884 | 8.7844 | 0.013571 | 0 | 91.2687
[28 empty] | Commercial/Industrial | Smart Strip Plug Outlet | 0.83417 | 1.0884 | 8.7844 | 0.013571 | 0 | 91.2687
[28 empty] | Commercial/Industrial | Smart Strip Plug Outlet | 0.7639 | 1.1081 | 5.0176 | 0.012207 | 0.0084835 | 82.0924
[28 empty] | Commercial/Industrial | Smart Strip Plug Outlet | 0.7639 | 1.1081 | 5.0176 | 0.012207 | 0.0084835 | 82.0924
[28 empty] | Commercial/Industrial | Smart Strip Plug Outlet | 1.0181 | 1.0882 | 187.5509 | 0.18222 | 0 | 1225.4519
[28 empty] | Commercial/Industrial | Smart Strip Plug Outlet | 1.0181 | 1.0882 | 187.5509 | 0.18222 | 0 | 1225.4519
[28 empty] | Commercial/Industrial | Smart Strip Plug Outlet | 0.93798 | 1.109 | 12.6628 | 0.014976 | 0.010408 | 100.717
[28 empty] | Commercial/Industrial | Smart Strip Plug Outlet | 0.93798 | 1.109 | 12.6628 | 0.014976 | 0.010408 | 100.717
[28 empty] | Commercial/Industrial | Smart Strip Plug Outlet | 0.074499 | 1.0784 | -25.304 | 0.0012232 | 0 | 8.2262
[28 empty] | Commercial/Industrial | Smart Strip Plug Outlet | 0.074499 | 1.0784 | -25.304 | 0.0012232 | 0 | 8.2262
[28 empty] | Commercial/Industrial | Smart Strip Plug Outlet | 0.28161 | 1.108 | -16.2572 | 0.0045002 | 0.0031276 | 30.265
[28 empty] | Commercial/Industrial | Smart Strip Plug Outlet | 0.28161 | 1.108 | -16.2572 | 0.0045002 | 0.0031276 | 30.265
[28 empty] | Commercial/Industrial | Smart Strip Plug Outlet | 0.51164 | 1.0898 | -5.7324 | 0.0083127 | 0 | 55.9044
[28 empty] | Commercial/Industrial | Smart Strip Plug Outlet | 0.51164 | 1.0898 | -5.7324 | 0.0083127 | 0 | 55.9044
[28 empty] | Commercial/Industrial | Smart Strip Plug Outlet | 0.6111 | 1.088 | -1.2238 | 0.0099458 | 0 | 66.8878
[28 empty] | Commercial/Industrial | Smart Strip Plug Outlet | 0.6111 | 1.088 | -1.2238 | 0.0099458 | 0 | 66.8878
[28 empty] | Commercial/Industrial | Smart Strip Plug Outlet | 0.64744 | 1.1112 | -0.19977 | 0.010317 | 0.00717 | 69.3824
[28 empty] | Commercial/Industrial | Smart Strip Plug Outlet | 0.64744 | 1.1112 | -0.19977 | 0.010317 | 0.00717 | 69.3824
[28 empty] | Commercial/Industrial | Smart Thermostat | 2.6879 | 0.3785 | 140964.0986 | -0.61374 | 57.2461 | 19160.2176
[28 empty] | Commercial/Industrial | Smart Thermostat | 2.6879 | 0.3785 | 140964.0986 | -0.61374 | 57.2461 | 19160.2176
[28 empty] | Commercial/Industrial | Smart Thermostat | 5.1712 | 1.076 | 18911.016 | 4.2896 | -0.0081399 | 11575.3008
[28 empty] | Commercial/Industrial | Smart Thermostat | 5.1712 | 1.076 | 18911.016 | 4.2896 | -0.0081399 | 11575.3008
[28 empty] | Commercial/Industrial | Smart Thermostat | 4.3108 | 1.076 | 19051.5842 | 4.4698 | -0.0084818 | 12061.5342
[28 empty] | Commercial/Industrial | Smart Thermostat | 4.3108 | 1.076 | 19051.5842 | 4.4698 | -0.0084818 | 12061.5342
[28 empty] | Commercial/Industrial | Smart Thermostat | 0.53897 | 1.5359 | -13879.7685 | 2.4002 | 0.70909 | 28715.232
[28 empty] | Commercial/Industrial | Smart Thermostat | 0.53897 | 1.5359 | -13879.7685 | 2.4002 | 0.70909 | 28715.232
[28 empty] | Commercial/Industrial | Smart Thermostat | 0.42642 | 1.7604 | -13193.9715 | 0.23377 | -3.235 | 19687.6973
[28 empty] | Commercial/Industrial | Smart Thermostat | 0.42642 | 1.7604 | -13193.9715 | 0.23377 | -3.235 | 19687.6973
[28 empty] | Commercial/Industrial | Smart Thermostat | 0.13684 | 1.7603 | -8247.9657 | 0.023223 | -0.32136 | 1955.7834
[28 empty] | Commercial/Industrial | Smart Thermostat | 0.13684 | 1.7603 | -8247.9657 | 0.023223 | -0.32136 | 1955.7834
[28 empty] | Commercial/Industrial | Smart Thermostat | 0.27336 | 1.7605 | -7735.5008 | 0.057087 | -0.78999 | 4807.8235
[28 empty] | Commercial/Industrial | Smart Thermostat | 0.27336 | 1.7605 | -7735.5008 | 0.057087 | -0.78999 | 4807.8235
[28 empty] | Commercial/Industrial | Solar Powered Pool Pump | 0.66001 | 1.1844 | -678.9018 | 0.9567 | 0.1485 | 4065.1875
[28 empty] | Commercial/Industrial | Solar Powered Pool Pump | 0.66001 | 1.1844 | -678.9018 | 0.9567 | 0.1485 | 4065.1875
[28 empty] | Commercial/Industrial | Solar Powered Pool Pump | 0.66001 | 1.1844 | -678.9018 | 0.9567 | 0.1485 | 4065.1875
[28 empty] | Commercial/Industrial | Solar Powered Pool Pump | 0.66001 | 1.1844 | -678.9018 | 0.9567 | 0.1485 | 4065.1875
[28 empty] | Commercial/Industrial | Solar Powered Pool Pump | 0.66001 | 1.1844 | -678.9018 | 0.9567 | 0.1485 | 4065.1875
[28 empty] | Commercial/Industrial | Solar Powered Pool Pump | 0.66001 | 1.1844 | -678.9018 | 0.9567 | 0.1485 | 4065.1875
[28 empty] | Commercial/Industrial | Solar Powered Pool Pump | 0.66001 | 1.1844 | -678.9018 | 0.9567 | 0.1485 | 4065.1875
[28 empty] | Commercial/Industrial | Solar Powered Pool Pump | 0.66001 | 1.1844 | -678.9018 | 0.9567 | 0.1485 | 4065.1875
[28 empty] | Commercial/Industrial | Solar Powered Pool Pump | 0.66001 | 1.1844 | -678.9018 | 0.9567 | 0.1485 | 4065.1875
[28 empty] | Commercial/Industrial | Solar Powered Pool Pump | 0.66001 | 1.1844 | -678.9018 | 0.9567 | 0.1485 | 4065.1875
[28 empty] | Commercial/Industrial | Solar Powered Pool Pump | 0.66001 | 1.1844 | -678.9018 | 0.9567 | 0.1485 | 4065.1875
[28 empty] | Commercial/Industrial | Solar Powered Pool Pump | 0.66001 | 1.1844 | -678.9018 | 0.9567 | 0.1485 | 4065.1875
[28 empty] | Commercial/Industrial | Solar Powered Pool Pump | 0.66001 | 1.1844 | -678.9018 | 0.9567 | 0.1485 | 4065.1875
[28 empty] | Commercial/Industrial | Solar Powered Pool Pump | 0.66001 | 1.1844 | -678.9018 | 0.9567 | 0.1485 | 4065.1875
[28 empty] | Commercial/Industrial | Solar Powered Pool Pump | 0.66001 | 1.1844 | -678.9018 | 0.9567 | 0.1485 | 4065.1875
[28 empty] | Commercial/Industrial | Solar Powered Pool Pump | 0.66001 | 1.1844 | -678.9018 | 0.9567 | 0.1485 | 4065.1875
[28 empty] | Commercial/Industrial | Solar Powered Pool Pump | 0.66001 | 1.1844 | -678.9018 | 0.9567 | 0.1485 | 4065.1875
[28 empty] | Commercial/Industrial | Solar Powered Pool Pump | 0.66001 | 1.1844 | -678.9018 | 0.9567 | 0.1485 | 4065.1875
[28 empty] | Commercial/Industrial | Solar Powered Pool Pump | 0.66001 | 1.1844 | -678.9018 | 0.9567 | 0.1485 | 4065.1875
[28 empty] | Commercial/Industrial | Solar Powered Pool Pump | 0.66001 | 1.1844 | -678.9018 | 0.9567 | 0.1485 | 4065.1875
[28 empty] | Commercial/Industrial | Solar Powered Pool Pump | 0.66001 | 1.1844 | -678.9018 | 0.9567 | 0.1485 | 4065.1875
[28 empty] | Commercial/Industrial | Solar Powered Pool Pump | 0.66001 | 1.1844 | -678.9018 | 0.9567 | 0.1485 | 4065.1875
[28 empty] | Commercial/Industrial | Solar Powered Pool Pump | 0.66001 | 1.1844 | -678.9018 | 0.9567 | 0.1485 | 4065.1875
[28 empty] | Commercial/Industrial | Solar Powered Pool Pump | 0.66001 | 1.1844 | -678.9018 | 0.9567 | 0.1485 | 4065.1875
[28 empty] | Commercial/Industrial | Solar Water Heater | 0.13603 | 1.7028 | -16068.7158 | 0.16065 | 0.022555 | 2149.4448
[28 empty] | Commercial/Industrial | Solar Water Heater | 0.13603 | 1.7028 | -16068.7158 | 0.16065 | 0.022555 | 2149.4448
[28 empty] | Commercial/Industrial | Solar Water Heater | 0.54412 | 1.7028 | -12100.7665 | 1.2852 | 0.18043 | 17195.1818
[28 empty] | Commercial/Industrial | Solar Water Heater | 0.54412 | 1.7028 | -12100.7665 | 1.2852 | 0.18043 | 17195.1818
[28 empty] | Commercial/Industrial | Solar Water Heater | 0.32648 | 1.7029 | -11393.533 | 0.38556 | 0.05413 | 5158.5545
[28 empty] | Commercial/Industrial | Solar Water Heater | 0.32648 | 1.7029 | -11393.533 | 0.38556 | 0.05413 | 5158.5545
[28 empty] | Commercial/Industrial | Solar Water Heater | 0.64641 | 1.7028 | -10617.3086 | 2.2902 | 0.32153 | 30641.814
[28 empty] | Commercial/Industrial | Solar Water Heater | 0.64641 | 1.7028 | -10617.3086 | 2.2902 | 0.32153 | 30641.814
[28 empty] | Commercial/Industrial | Solar Water Heater | 0.75089 | 1.7028 | -9743.9099 | 8.8679 | 1.245 | 118646.7544
[28 empty] | Commercial/Industrial | Solar Water Heater | 0.75089 | 1.7028 | -9743.9099 | 8.8679 | 1.245 | 118646.7544
[28 empty] | Commercial/Industrial | Solar Water Heater | 0.43529 | 1.7028 | -8721.9581 | 0.51408 | 0.072174 | 6878.0727
[28 empty] | Commercial/Industrial | Solar Water Heater | 0.43529 | 1.7028 | -8721.9581 | 0.51408 | 0.072174 | 6878.0727
[28 empty] | Commercial/Industrial | Solar Water Heater | 0.65294 | 1.7028 | -3378.8084 | 0.77112 | 0.10826 | 10317.1091
[28 empty] | Commercial/Industrial | Solar Water Heater | 0.65294 | 1.7028 | -3378.8084 | 0.77112 | 0.10826 | 10317.1091
[28 empty] | Commercial/Industrial | Solar Water Heater | 0.65294 | 1.7028 | -3378.8084 | 0.77112 | 0.10826 | 10317.1091
[28 empty] | Commercial/Industrial | Solar Water Heater | 0.65294 | 1.7028 | -3378.8084 | 0.77112 | 0.10826 | 10317.1091
[28 empty] | Commercial/Industrial | Strip Curtains for Walk-ins | 0.17755 | 1.1539 | -449.5836 | 0.054455 | 0.045613 | 420
[28 empty] | Commercial/Industrial | Strip Curtains for Walk-ins | 0.17755 | 1.1539 | -449.5836 | 0.054455 | 0.045613 | 420
[28 empty] | Commercial/Industrial | Strip Curtains for Walk-ins | 0.17755 | 1.1539 | -449.5836 | 0.054455 | 0.045613 | 420
[28 empty] | Commercial/Industrial | Strip Curtains for Walk-ins | 0.17755 | 1.1539 | -449.5836 | 0.054455 | 0.045613 | 420
[28 empty] | Commercial/Industrial | Strip Curtains for Walk-ins | 0.17755 | 1.1539 | -449.5836 | 0.054455 | 0.045613 | 420
[28 empty] | Commercial/Industrial | Strip Curtains for Walk-ins | 0.17755 | 1.1539 | -449.5836 | 0.054455 | 0.045613 | 420
[28 empty] | Commercial/Industrial | Strip Curtains for Walk-ins | 0.17755 | 1.1539 | -449.5836 | 0.054455 | 0.045613 | 420
[28 empty] | Commercial/Industrial | Strip Curtains for Walk-ins | 0.17755 | 1.1539 | -449.5836 | 0.054455 | 0.045613 | 420
[28 empty] | Commercial/Industrial | Strip Curtains for Walk-ins | 0.17755 | 1.1539 | -449.5836 | 0.054455 | 0.045613 | 420
[28 empty] | Commercial/Industrial | Strip Curtains for Walk-ins | 0.17755 | 1.1539 | -449.5836 | 0.054455 | 0.045613 | 420
[28 empty] | Commercial/Industrial | Strip Curtains for Walk-ins | 0.17755 | 1.1539 | -449.5836 | 0.054455 | 0.045613 | 420
[28 empty] | Commercial/Industrial | Strip Curtains for Walk-ins | 0.17755 | 1.1539 | -449.5836 | 0.054455 | 0.045613 | 420
[28 empty] | Commercial/Industrial | Strip Curtains for Walk-ins | 0.17915 | 1.1054 | -444.5323 | 0.060723 | 0.016724 | 420
[28 empty] | Commercial/Industrial | Strip Curtains for Walk-ins | 0.17915 | 1.1054 | -444.5323 | 0.060723 | 0.016724 | 420
[28 empty] | Commercial/Industrial | Strip Curtains for Walk-ins | 0.17915 | 1.1054 | -444.5323 | 0.060723 | 0.016724 | 420
[28 empty] | Commercial/Industrial | Strip Curtains for Walk-ins | 0.17915 | 1.1054 | -444.5323 | 0.060723 | 0.016724 | 420
[28 empty] | Commercial/Industrial | Strip Curtains for Walk-ins | 0.17915 | 1.1054 | -444.5323 | 0.060723 | 0.016724 | 420
[28 empty] | Commercial/Industrial | Strip Curtains for Walk-ins | 0.17915 | 1.1054 | -444.5323 | 0.060723 | 0.016724 | 420
[28 empty] | Commercial/Industrial | Strip Curtains for Walk-ins | 0.17915 | 1.1054 | -444.5323 | 0.060723 | 0.016724 | 420
[28 empty] | Commercial/Industrial | Strip Curtains for Walk-ins | 0.17915 | 1.1054 | -444.5323 | 0.060723 | 0.016724 | 420
[28 empty] | Commercial/Industrial | Strip Curtains for Walk-ins | 0.17915 | 1.1054 | -444.5323 | 0.060723 | 0.016724 | 420
[28 empty] | Commercial/Industrial | Strip Curtains for Walk-ins | 0.17915 | 1.1054 | -444.5323 | 0.060723 | 0.016724 | 420
[28 empty] | Commercial/Industrial | Strip Curtains for Walk-ins | 0.17915 | 1.1054 | -444.5323 | 0.060723 | 0.016724 | 420
[28 empty] | Commercial/Industrial | Strip Curtains for Walk-ins | 0.17915 | 1.1054 | -444.5323 | 0.060723 | 0.016724 | 420
[28 empty] | Commercial/Industrial | Strip Curtains for Walk-ins | 0.17915 | 1.1054 | -444.5323 | 0.060723 | 0.016724 | 420
[28 empty] | Commercial/Industrial | Strip Curtains for Walk-ins | 0.17915 | 1.1054 | -444.5323 | 0.060723 | 0.016724 | 420
[28 empty] | Commercial/Industrial | Tank Wrap on Water Heater | 0.29185 | 1.3614 | -7209.9601 | 0.6323 | 0.64513 | 6312.3578
[28 empty] | Commercial/Industrial | Tank Wrap on Water Heater | 0.3051 | 1.3614 | -6990.8906 | 0.66098 | 0.67439 | 6598.6483
[28 empty] | Commercial/Industrial | Tank Wrap on Water Heater | 0.29186 | 1.3614 | -5767.968 | 0.50584 | 0.5161 | 5049.8862
[28 empty] | Commercial/Industrial | Tank Wrap on Water Heater | 0.30508 | 1.3614 | -5592.7124 | 0.52878 | 0.53951 | 5278.9187
[28 empty] | Commercial/Industrial | Tank Wrap on Water Heater | 0.29186 | 1.3614 | -4325.976 | 0.37938 | 0.38708 | 3787.4147
[28 empty] | Commercial/Industrial | Tank Wrap on Water Heater | 0.30508 | 1.3614 | -4194.5343 | 0.39659 | 0.40463 | 3959.189
[28 empty] | Commercial/Industrial | Tank Wrap on Water Heater | 0.29186 | 1.3614 | -2883.984 | 0.25292 | 0.25805 | 2524.9431
[28 empty] | Commercial/Industrial | Tank Wrap on Water Heater | 0.30508 | 1.3614 | -2796.3562 | 0.26439 | 0.26975 | 2639.4593
[28 empty] | Commercial/Industrial | Tank Wrap on Water Heater | 0.29181 | 1.3612 | -865.1952 | 0.075876 | 0.077415 | 757.4829
[28 empty] | Commercial/Industrial | Tank Wrap on Water Heater | 0.29181 | 1.3612 | -865.1952 | 0.075876 | 0.077415 | 757.4829
[28 empty] | Commercial/Industrial | Tank Wrap on Water Heater | 0.29181 | 1.3612 | -865.1952 | 0.075876 | 0.077415 | 757.4829
[28 empty] | Commercial/Industrial | Tank Wrap on Water Heater | 0.30511 | 1.3615 | -838.9069 | 0.079318 | 0.080926 | 791.8378
[28 empty] | Commercial/Industrial | Tank Wrap on Water Heater | 0.30511 | 1.3615 | -838.9069 | 0.079318 | 0.080926 | 791.8378
[28 empty] | Commercial/Industrial | Tank Wrap on Water Heater | 0.30511 | 1.3615 | -838.9069 | 0.079318 | 0.080926 | 791.8378
[28 empty] | Commercial/Industrial | Tank Wrap on Water Heater | 0.29195 | 1.3618 | -576.7968 | 0.050584 | 0.05161 | 504.9886
[28 empty] | Commercial/Industrial | Tank Wrap on Water Heater | 0.30504 | 1.3612 | -559.2712 | 0.052878 | 0.053951 | 527.8919
[28 empty] | Commercial/Industrial | Tank Wrap on Water Heater | 0.29195 | 1.3618 | -288.3984 | 0.025292 | 0.025805 | 252.4943
[28 empty] | Commercial/Industrial | Tank Wrap on Water Heater | 0.29195 | 1.3618 | -288.3984 | 0.025292 | 0.025805 | 252.4943
[28 empty] | Commercial/Industrial | Tank Wrap on Water Heater | 0.29195 | 1.3618 | -288.3984 | 0.025292 | 0.025805 | 252.4943
[28 empty] | Commercial/Industrial | Tank Wrap on Water Heater | 0.29195 | 1.3618 | -288.3984 | 0.025292 | 0.025805 | 252.4943
[28 empty] | Commercial/Industrial | Tank Wrap on Water Heater | 0.29195 | 1.3618 | -288.3984 | 0.025292 | 0.025805 | 252.4943
[28 empty] | Commercial/Industrial | Tank Wrap on Water Heater | 0.30525 | 1.3621 | -279.6356 | 0.026439 | 0.026975 | 263.9459
[28 empty] | Commercial/Industrial | Tank Wrap on Water Heater | 0.30525 | 1.3621 | -279.6356 | 0.026439 | 0.026975 | 263.9459
[28 empty] | Commercial/Industrial | Tank Wrap on Water Heater | 0.30525 | 1.3621 | -279.6356 | 0.026439 | 0.026975 | 263.9459
[28 empty] | Commercial/Industrial | Tank Wrap on Water Heater | 0.30525 | 1.3621 | -279.6356 | 0.026439 | 0.026975 | 263.9459
[28 empty] | Commercial/Industrial | Tank Wrap on Water Heater | 0.30525 | 1.3621 | -279.6356 | 0.026439 | 0.026975 | 263.9459
[28 empty] | Commercial/Industrial | Thermal Energy Storage | 0.87216 | 0.79249 | 688.5098 | 3.9872 | 1.1505 | -633.7788
[28 empty] | Commercial/Industrial | Thermal Energy Storage | 0.87216 | 0.79249 | 688.5098 | 3.9872 | 1.1505 | -633.7788
[28 empty] | Commercial/Industrial | Thermal Energy Storage | 0.87216 | 0.79249 | 754.4363 | 4.369 | 1.2607 | -694.4647
[28 empty] | Commercial/Industrial | Thermal Energy Storage | 0.87216 | 0.79249 | 754.4363 | 4.369 | 1.2607 | -694.4647
[28 empty] | Commercial/Industrial | Thermal Energy Storage | 0.87217 | 0.7925 | 2383.6959 | 13.8043 | 3.9832 | -2194.2113
[28 empty] | Commercial/Industrial | Thermal Energy Storage | 0.87217 | 0.7925 | 2383.6959 | 13.8043 | 3.9832 | -2194.2113
[28 empty] | Commercial/Industrial | Thermal Energy Storage | 0.87217 | 0.7925 | 2893.4423 | 16.7563 | 4.835 | -2663.437
[28 empty] | Commercial/Industrial | Thermal Energy Storage | 0.87217 | 0.7925 | 2893.4423 | 16.7563 | 4.835 | -2663.437
[28 empty] | Commercial/Industrial | Thermal Energy Storage | 0.87217 | 0.79251 | 2819.3989 | 16.3275 | 4.7112 | -2595.2794
[28 empty] | Commercial/Industrial | Thermal Energy Storage | 0.87217 | 0.79251 | 2819.3989 | 16.3275 | 4.7112 | -2595.2794
[28 empty] | Commercial/Industrial | Thermal Energy Storage | 0.87217 | 0.79251 | 31888.7443 | 184.6717 | 53.2863 | -29353.8464
[28 empty] | Commercial/Industrial | Thermal Energy Storage | 0.87217 | 0.79251 | 31888.7443 | 184.6717 | 53.2863 | -29353.8464
[28 empty] | Commercial/Industrial | Thermal Energy Storage | 0.87217 | 0.79251 | 30149.2137 | 174.5978 | 50.3796 | -27752.5944
[28 empty] | Commercial/Industrial | Thermal Energy Storage | 0.87217 | 0.79251 | 30149.2137 | 174.5978 | 50.3796 | -27752.5944
[28 empty] | Commercial/Industrial | Thermal Energy Storage | 0.87218 | 0.79251 | 1727.2856 | 10.0029 | 2.8863 | -1589.9803
[28 empty] | Commercial/Industrial | Thermal Energy Storage | 0.87218 | 0.79251 | 1727.2856 | 10.0029 | 2.8863 | -1589.9803
[28 empty] | Commercial/Industrial | Thermal Energy Storage | 0.87218 | 0.79251 | 4112.1972 | 23.8142 | 6.8715 | -3785.3107
[28 empty] | Commercial/Industrial | Thermal Energy Storage | 0.87218 | 0.79251 | 4112.1972 | 23.8142 | 6.8715 | -3785.3107
[28 empty] | Commercial/Industrial | Thermal Energy Storage | 0.87218 | 0.79251 | 2743.8606 | 15.89 | 4.585 | -2525.7458
[28 empty] | Commercial/Industrial | Thermal Energy Storage | 0.87218 | 0.79251 | 2743.8606 | 15.89 | 4.585 | -2525.7458
[28 empty] | Commercial/Industrial | Thermal Energy Storage | 0.87218 | 0.79251 | 3344.8501 | 19.3704 | 5.5893 | -3078.9615
[28 empty] | Commercial/Industrial | Thermal Energy Storage | 0.87218 | 0.79251 | 3344.8501 | 19.3704 | 5.5893 | -3078.9615
[28 empty] | Commercial/Industrial | Thermal Energy Storage | 0.87218 | 0.79251 | 1657.654 | 9.5997 | 2.77 | -1525.8839
[28 empty] | Commercial/Industrial | Thermal Energy Storage | 0.87218 | 0.79251 | 1657.654 | 9.5997 | 2.77 | -1525.8839
[28 empty] | Commercial/Industrial | Thermal Energy Storage | 0.87221 | 0.79254 | 280.0802 | 1.622 | 0.46802 | -257.8161
[28 empty] | Commercial/Industrial | Thermal Energy Storage | 0.87221 | 0.79254 | 280.0802 | 1.622 | 0.46802 | -257.8161
[28 empty] | Commercial/Industrial | Thermostatic Shower Restriction Valve | 9.2329 | 0.74944 | 15219.4004 | 0.44437 | 3.7919 | 8397.5042
[28 empty] | Commercial/Industrial | Thermostatic Shower Restriction Valve | 9.2329 | 0.74944 | 15219.4004 | 0.44437 | 3.7919 | 8397.5042
[28 empty] | Commercial/Industrial | Thermostatic Shower Restriction Valve | 8.9005 | 0.83885 | 2473.5118 | 0.10712 | 0.56198 | 1526.8189
[28 empty] | Commercial/Industrial | Thermostatic Shower Restriction Valve | 8.9005 | 0.83885 | 2473.5118 | 0.10712 | 0.56198 | 1526.8189
[28 empty] | Commercial/Industrial | Thermostatic Shower Restriction Valve | 8.9006 | 0.83885 | 48233.4807 | 2.0889 | 10.9586 | 29772.9694
[28 empty] | Commercial/Industrial | Thermostatic Shower Restriction Valve | 8.9006 | 0.83885 | 48233.4807 | 2.0889 | 10.9586 | 29772.9694
[28 empty] | Commercial/Industrial | Thermostatic Shower Restriction Valve | 8.9024 | 0.83903 | 1236.7559 | 0.05356 | 0.28099 | 763.4095
[28 empty] | Commercial/Industrial | Thermostatic Shower Restriction Valve | 8.9024 | 0.83903 | 1236.7559 | 0.05356 | 0.28099 | 763.4095
[28 empty] | Commercial/Industrial | Thermostatic Shower Restriction Valve | 8.9024 | 0.83903 | 1236.7559 | 0.05356 | 0.28099 | 763.4095
[28 empty] | Commercial/Industrial | Thermostatic Shower Restriction Valve | 8.9024 | 0.83903 | 1236.7559 | 0.05356 | 0.28099 | 763.4095
[28 empty] | Commercial/Industrial | Thermostatic Shower Restriction Valve | 8.5805 | 1.3131 | 886.6315 | 0.12901 | 0.085808 | 763.4095
[28 empty] | Commercial/Industrial | Thermostatic Shower Restriction Valve | 8.5809 | 1.3132 | 19505.892 | 2.8382 | 1.8878 | 16795.0084
[28 empty] | Commercial/Industrial | Thermostatic Shower Restriction Valve | 8.581 | 1.3132 | 15072.7348 | 2.1932 | 1.4587 | 12977.961
[28 empty] | Commercial/Industrial | Thermostatic Shower Restriction Valve | 8.5805 | 1.3131 | 1773.2629 | 0.25802 | 0.17162 | 1526.8189
[28 empty] | Commercial/Industrial | Thermostatic Shower Restriction Valve | 8.5805 | 1.3131 | 886.6315 | 0.12901 | 0.085808 | 763.4095
[28 empty] | Commercial/Industrial | Thermostatic Shower Restriction Valve | 8.5805 | 1.3131 | 886.6315 | 0.12901 | 0.085808 | 763.4095
[28 empty] | Commercial/Industrial | Thermostatic Shower Restriction Valve | 8.5805 | 1.3131 | 886.6315 | 0.12901 | 0.085808 | 763.4095
[28 empty] | Commercial/Industrial | Thermostatic Shower Restriction Valve | 8.5809 | 1.3132 | 19505.892 | 2.8382 | 1.8878 | 16795.0084
[28 empty] | Commercial/Industrial | Thermostatic Shower Restriction Valve | 8.581 | 1.3132 | 15072.7348 | 2.1932 | 1.4587 | 12977.961
[28 empty] | Commercial/Industrial | Thermostatic Shower Restriction Valve | 8.5805 | 1.3131 | 1773.2629 | 0.25802 | 0.17162 | 1526.8189
[28 empty] | Commercial/Industrial | Thermostatic Shower Restriction Valve | 8.5805 | 1.3131 | 886.6315 | 0.12901 | 0.085808 | 763.4095
[28 empty] | Commercial/Industrial | Thermostatic Shower Restriction Valve | 8.5805 | 1.3131 | 886.6315 | 0.12901 | 0.085808 | 763.4095
[28 empty] | Commercial/Industrial | Thermostatic Shower Restriction Valve | 8.35 | 1.0426 | 26344.8281 | 1.8299 | 4.7834 | 19848.6463
[28 empty] | Commercial/Industrial | Thermostatic Shower Restriction Valve | 8.35 | 1.0426 | 26344.8281 | 1.8299 | 4.7834 | 19848.6463
[28 empty] | Commercial/Industrial | Thermostatic Shower Restriction Valve | 8.349 | 1.0425 | 1013.2626 | 0.070379 | 0.18398 | 763.4095
[28 empty] | Commercial/Industrial | Thermostatic Shower Restriction Valve | 8.349 | 1.0425 | 1013.2626 | 0.070379 | 0.18398 | 763.4095
[28 empty] | Commercial/Industrial | Two Speed Pool Pump | 3.1679 | 1.1845 | 3394.5338 | 0.72975 | 0.11327 | 3100.8409
[28 empty] | Commercial/Industrial | Two Speed Pool Pump | 3.1679 | 1.1845 | 3394.5338 | 0.72975 | 0.11327 | 3100.8409
[28 empty] | Commercial/Industrial | Two Speed Pool Pump | 3.1679 | 1.1845 | 3394.5338 | 0.72975 | 0.11327 | 3100.8409
[28 empty] | Commercial/Industrial | Two Speed Pool Pump | 3.1679 | 1.1845 | 3394.5338 | 0.72975 | 0.11327 | 3100.8409
[28 empty] | Commercial/Industrial | Two Speed Pool Pump | 3.1679 | 1.1845 | 3394.5338 | 0.72975 | 0.11327 | 3100.8409
[28 empty] | Commercial/Industrial | Two Speed Pool Pump | 3.1679 | 1.1845 | 3394.5338 | 0.72975 | 0.11327 | 3100.8409
[28 empty] | Commercial/Industrial | Two Speed Pool Pump | 3.1679 | 1.1845 | 3394.5338 | 0.72975 | 0.11327 | 3100.8409
[28 empty] | Commercial/Industrial | Two Speed Pool Pump | 3.1679 | 1.1845 | 3394.5338 | 0.72975 | 0.11327 | 3100.8409
[28 empty] | Commercial/Industrial | Two Speed Pool Pump | 3.1679 | 1.1845 | 3394.5338 | 0.72975 | 0.11327 | 3100.8409
[28 empty] | Commercial/Industrial | Two Speed Pool Pump | 3.1679 | 1.1845 | 3394.5338 | 0.72975 | 0.11327 | 3100.8409
[28 empty] | Commercial/Industrial | Two Speed Pool Pump | 3.1679 | 1.1845 | 3394.5338 | 0.72975 | 0.11327 | 3100.8409
[28 empty] | Commercial/Industrial | Two Speed Pool Pump | 3.1679 | 1.1845 | 3394.5338 | 0.72975 | 0.11327 | 3100.8409
[28 empty] | Commercial/Industrial | Two Speed Pool Pump | 3.1679 | 1.1845 | 3394.5338 | 0.72975 | 0.11327 | 3100.8409
[28 empty] | Commercial/Industrial | Two Speed Pool Pump | 3.1679 | 1.1845 | 3394.5338 | 0.72975 | 0.11327 | 3100.8409
[28 empty] | Commercial/Industrial | Two Speed Pool Pump | 3.1679 | 1.1845 | 3394.5338 | 0.72975 | 0.11327 | 3100.8409
[28 empty] | Commercial/Industrial | Two Speed Pool Pump | 3.1679 | 1.1845 | 3394.5338 | 0.72975 | 0.11327 | 3100.8409
[28 empty] | Commercial/Industrial | Two Speed Pool Pump | 3.1679 | 1.1845 | 3394.5338 | 0.72975 | 0.11327 | 3100.8409
[28 empty] | Commercial/Industrial | Two Speed Pool Pump | 3.1679 | 1.1845 | 3394.5338 | 0.72975 | 0.11327 | 3100.8409
[28 empty] | Commercial/Industrial | Two Speed Pool Pump | 3.1679 | 1.1845 | 3394.5338 | 0.72975 | 0.11327 | 3100.8409
[28 empty] | Commercial/Industrial | Two Speed Pool Pump | 3.1679 | 1.1845 | 3394.5338 | 0.72975 | 0.11327 | 3100.8409
[28 empty] | Commercial/Industrial | Two Speed Pool Pump | 3.1679 | 1.1845 | 3394.5338 | 0.72975 | 0.11327 | 3100.8409
[28 empty] | Commercial/Industrial | Two Speed Pool Pump | 3.1679 | 1.1845 | 3394.5338 | 0.72975 | 0.11327 | 3100.8409
[28 empty] | Commercial/Industrial | Two Speed Pool Pump | 3.1679 | 1.1845 | 3394.5338 | 0.72975 | 0.11327 | 3100.8409
[28 empty] | Commercial/Industrial | Two Speed Pool Pump | 3.1679 | 1.1845 | 3394.5338 | 0.72975 | 0.11327 | 3100.8409
[28 empty] | Commercial/Industrial | Two Speed Pool Pump | 3.1679 | 1.1845 | 3394.5338 | 0.72975 | 0.11327 | 3100.8409
[28 empty] | Commercial/Industrial | Two Speed Pool Pump | 3.1679 | 1.1845 | 3394.5338 | 0.72975 | 0.11327 | 3100.8409
[28 empty] | Commercial/Industrial | Variable Refrigerant Flow (VRF) HVAC Systems | 0.14545 | 1.2995 | -7792.8255 | 0.21925 | 0.2216 | 720.5138
[28 empty] | Commercial/Industrial | Variable Refrigerant Flow (VRF) HVAC Systems | 0.14545 | 1.2995 | -7792.8255 | 0.21925 | 0.2216 | 720.5138
[28 empty] | Commercial/Industrial | Variable Refrigerant Flow (VRF) HVAC Systems | 0.31544 | 1.2992 | -5855.0042 | 0.47558 | 0.48068 | 1562.894
[28 empty] | Commercial/Industrial | Variable Refrigerant Flow (VRF) HVAC Systems | 0.31544 | 1.2992 | -5855.0042 | 0.47558 | 0.48068 | 1562.894
[28 empty] | Commercial/Industrial | Variable Refrigerant Flow (VRF) HVAC Systems | 0.31794 | 1.2993 | -5826.8242 | 0.4793 | 0.48445 | 1575.144
[28 empty] | Commercial/Industrial | Variable Refrigerant Flow (VRF) HVAC Systems | 0.31794 | 1.2993 | -5826.8242 | 0.4793 | 0.48445 | 1575.144
[28 empty] | Commercial/Industrial | Variable Refrigerant Flow (VRF) HVAC Systems | 0.34215 | 1.2993 | -5550.7621 | 0.51582 | 0.52136 | 1695.1495
[28 empty] | Commercial/Industrial | Variable Refrigerant Flow (VRF) HVAC Systems | 0.34215 | 1.2993 | -5550.7621 | 0.51582 | 0.52136 | 1695.1495
[28 empty] | Commercial/Industrial | Variable Refrigerant Flow (VRF) HVAC Systems | 0.53449 | 1.3942 | -3232.7264 | 0.66142 | 0.48593 | 3117.4352
[28 empty] | Commercial/Industrial | Variable Refrigerant Flow (VRF) HVAC Systems | 0.53449 | 1.3942 | -3232.7264 | 0.66142 | 0.48593 | 3117.4352
[28 empty] | Commercial/Industrial | Variable Refrigerant Flow (VRF) HVAC Systems | 0.56951 | 1.2993 | -2959.6408 | 0.85857 | 0.86779 | 2821.5222
[28 empty] | Commercial/Industrial | Variable Refrigerant Flow (VRF) HVAC Systems | 0.56951 | 1.2993 | -2959.6408 | 0.85857 | 0.86779 | 2821.5222
[28 empty] | Commercial/Industrial | Variable Refrigerant Flow (VRF) HVAC Systems | 0.62819 | 1.2993 | -2290.8397 | 0.94703 | 0.9572 | 3112.2532
[28 empty] | Commercial/Industrial | Variable Refrigerant Flow (VRF) HVAC Systems | 0.62819 | 1.2993 | -2290.8397 | 0.94703 | 0.9572 | 3112.2532
[28 empty] | Commercial/Industrial | Variable Refrigerant Flow (VRF) HVAC Systems | 0.65294 | 1.2993 | -2008.8548 | 0.98433 | 0.9949 | 3234.8334
[28 empty] | Commercial/Industrial | Variable Refrigerant Flow (VRF) HVAC Systems | 0.65294 | 1.2993 | -2008.8548 | 0.98433 | 0.9949 | 3234.8334
[28 empty] | Commercial/Industrial | Variable Refrigerant Flow (VRF) HVAC Systems | 0.74791 | 1.2993 | -926.3825 | 1.1275 | 1.1396 | 3705.3892
[28 empty] | Commercial/Industrial | Variable Refrigerant Flow (VRF) HVAC Systems | 0.74791 | 1.2993 | -926.3825 | 1.1275 | 1.1396 | 3705.3892
[28 empty] | Commercial/Industrial | Variable Refrigerant Flow (VRF) HVAC Systems | 0.78717 | 1.3943 | -293.5072 | 0.97409 | 0.71564 | 4591.1322
[28 empty] | Commercial/Industrial | Variable Refrigerant Flow (VRF) HVAC Systems | 0.78717 | 1.3943 | -293.5072 | 0.97409 | 0.71564 | 4591.1322
[28 empty] | Commercial/Industrial | VAV System | 5.7961 | 1.1876 | 93656.4821 | 19.8511 | 20.1456 | 69747.4569
[28 empty] | Commercial/Industrial | VAV System | 5.7961 | 1.1876 | 369104.8852 | 78.2342 | 79.3948 | 274878.2198
[28 empty] | Commercial/Industrial | VAV System | 5.796 | 1.1876 | 22903.158 | 4.8545 | 4.9265 | 17056.3424
[28 empty] | Commercial/Industrial | VAV System | 5.7961 | 1.1876 | 97805.3326 | 20.7305 | 21.038 | 72837.1712
[28 empty] | Commercial/Industrial | VAV System | 5.7961 | 1.1876 | 1019116.1772 | 216.0084 | 219.2128 | 758951.8639
[28 empty] | Commercial/Industrial | VAV System | 5.7961 | 1.1876 | 100282.0694 | 21.2554 | 21.5708 | 74681.6361
[28 empty] | Commercial/Industrial | VAV System | 5.7961 | 1.1876 | 164324.8644 | 34.8297 | 35.3464 | 122375.3139
[28 empty] | Commercial/Industrial | VAV System | 5.7961 | 1.1876 | 149069.0062 | 31.5962 | 32.0649 | 111014.0362
[28 empty] | Commercial/Industrial | VAV System | 5.7961 | 1.1876 | 78090.76 | 16.5519 | 16.7974 | 58155.4186
[28 empty] | Commercial/Industrial | VAV System | 5.7961 | 1.1876 | 24692.4246 | 5.2337 | 5.3114 | 18388.8374
[28 empty] | Commercial/Industrial | VAV System | 5.7961 | 1.1876 | 55627.5634 | 11.7906 | 11.9655 | 41426.7224
[28 empty] | Commercial/Industrial | VAV System | 5.7961 | 1.1876 | 253065.1769 | 53.6388 | 54.4345 | 188461.6219
[28 empty] | Commercial/Industrial | VAV System | 5.7961 | 1.1876 | 78085.7032 | 16.5508 | 16.7963 | 58151.6527
[28 empty] | Commercial/Industrial | VAV System | 5.7961 | 1.1876 | 93656.4821 | 19.8511 | 20.1456 | 69747.4569
[28 empty] | Commercial/Industrial | VAV System | 5.7961 | 1.1876 | 369104.8852 | 78.2342 | 79.3948 | 274878.2198
[28 empty] | Commercial/Industrial | VAV System | 5.796 | 1.1876 | 22903.158 | 4.8545 | 4.9265 | 17056.3424
[28 empty] | Commercial/Industrial | VAV System | 5.7961 | 1.1876 | 97805.3326 | 20.7305 | 21.038 | 72837.1712
[28 empty] | Commercial/Industrial | VAV System | 5.7961 | 1.1876 | 1019116.1772 | 216.0084 | 219.2128 | 758951.8639
[28 empty] | Commercial/Industrial | VAV System | 5.7961 | 1.1876 | 100282.0694 | 21.2554 | 21.5708 | 74681.6361
[28 empty] | Commercial/Industrial | VAV System | 5.7961 | 1.1876 | 164324.8644 | 34.8297 | 35.3464 | 122375.3139
[28 empty] | Commercial/Industrial | VAV System | 5.7961 | 1.1876 | 149069.0062 | 31.5962 | 32.0649 | 111014.0362
[28 empty] | Commercial/Industrial | VAV System | 5.7961 | 1.1876 | 78090.76 | 16.5519 | 16.7974 | 58155.4186
[28 empty] | Commercial/Industrial | VAV System | 5.7961 | 1.1876 | 24692.4246 | 5.2337 | 5.3114 | 18388.8374
[28 empty] | Commercial/Industrial | VAV System | 5.7961 | 1.1876 | 55627.5634 | 11.7906 | 11.9655 | 41426.7224
[28 empty] | Commercial/Industrial | VAV System | 5.7961 | 1.1876 | 253065.1769 | 53.6388 | 54.4345 | 188461.6219
[28 empty] | Commercial/Industrial | VAV System | 5.7961 | 1.1876 | 78085.7032 | 16.5508 | 16.7963 | 58151.6527
[28 empty] | Commercial/Industrial | Wall Insulation | 1.7925 | 0.92348 | 5.1409 | 3.9792e-05 | 0.000897 | 1.9886
[28 empty] | Commercial/Industrial | Wall Insulation | 1.7697 | 0.92538 | 5.0254 | 3.9206e-05 | 0.00088379 | 1.9593
[28 empty] | Commercial/Industrial | Wall Insulation | 1.7475 | 0.92729 | 4.9128 | 3.8635e-05 | 0.00087092 | 1.9307
[28 empty] | Commercial/Industrial | Wall Insulation | 1.7475 | 0.92729 | 4.9128 | 3.8635e-05 | 0.00087092 | 1.9307
[28 empty] | Commercial/Industrial | Wall Insulation | 1.7259 | 0.9292 | 4.8031 | 3.8078e-05 | 0.00085837 | 1.9029
[28 empty] | Commercial/Industrial | Wall Insulation | 1.7048 | 0.93112 | 4.6962 | 3.7536e-05 | 0.00084614 | 1.8758
[28 empty] | Commercial/Industrial | Wall Insulation | 0 | #DIV/0! | -2.7014 | 0 | 0 | 0
[28 empty] | Commercial/Industrial | Wall Insulation | 0 | #DIV/0! | -2.7014 | 0 | 0 | 0
[28 empty] | Commercial/Industrial | Wall Insulation | 0 | #DIV/0! | -2.7014 | 0 | 0 | 0
[28 empty] | Commercial/Industrial | Wall Insulation | 0 | #DIV/0! | -2.7014 | 0 | 0 | 0
[28 empty] | Commercial/Industrial | Wall Insulation | 0 | #DIV/0! | -2.7014 | 0 | 0 | 0
[28 empty] | Commercial/Industrial | Wall Insulation | 0 | #DIV/0! | -2.7014 | 0 | 0 | 0
[28 empty] | Commercial/Industrial | Wall Insulation | 0 | #DIV/0! | -2.7014 | 0 | 0 | 0
[28 empty] | Commercial/Industrial | Wall Insulation | 0 | #DIV/0! | -2.7014 | 0 | 0 | 0
[28 empty] | Commercial/Industrial | Wall Insulation | 0 | #DIV/0! | -2.7014 | 0 | 0 | 0
[28 empty] | Commercial/Industrial | Wall Insulation | 0 | #DIV/0! | -2.7014 | 0 | 0 | 0
[28 empty] | Commercial/Industrial | Wall Insulation | 0 | #DIV/0! | -2.7014 | 0 | 0 | 0
[28 empty] | Commercial/Industrial | Wall Insulation | 0 | #DIV/0! | -2.7014 | 0 | 0 | 0
[28 empty] | Commercial/Industrial | Wall Insulation | 0 | #DIV/0! | -2.7014 | 0 | 0 | 0
[28 empty] | Commercial/Industrial | Warehouse Loading Dock Seals | 0.039772 | 1.1566 | -0.76941 | 2.4941e-06 | 4.45e-06 | 0.021979
[28 empty] | Commercial/Industrial | Warehouse Loading Dock Seals | 0.040392 | 1.1566 | -0.76863 | 2.533e-06 | 4.5194e-06 | 0.022321
[28 empty] | Commercial/Industrial | Warehouse Loading Dock Seals | 0.059019 | 1.1566 | -0.74522 | 3.701e-06 | 6.6035e-06 | 0.032615
[28 empty] | Commercial/Industrial | Warehouse Loading Dock Seals | 0.059221 | 1.1566 | -0.74497 | 3.7137e-06 | 6.6261e-06 | 0.032726
[28 empty] | Commercial/Industrial | Warehouse Loading Dock Seals | 0.059939 | 1.1566 | -0.74406 | 3.7587e-06 | 6.7064e-06 | 0.033123
[28 empty] | Commercial/Industrial | Warehouse Loading Dock Seals | 0.060144 | 1.1566 | -0.74381 | 3.7716e-06 | 6.7294e-06 | 0.033237
[28 empty] | Commercial/Industrial | Warehouse Loading Dock Seals | 0.073854 | 1.1566 | -0.72657 | 4.6313e-06 | 8.2633e-06 | 0.040813
[28 empty] | Commercial/Industrial | Warehouse Loading Dock Seals | 0.075005 | 1.1566 | -0.72513 | 4.7035e-06 | 8.3921e-06 | 0.041449
[28 empty] | Commercial/Industrial | Warehouse Loading Dock Seals | 0.10998 | 1.1566 | -0.68116 | 6.8968e-06 | 1.2305e-05 | 0.060777
[28 empty] | Commercial/Industrial | Warehouse Loading Dock Seals | 0.11169 | 1.1566 | -0.67901 | 7.0043e-06 | 1.2497e-05 | 0.061724
[28 empty] | Commercial/Industrial | Warehouse Loading Dock Seals | 0.11448 | 1.1566 | -0.6755 | 7.1792e-06 | 1.2809e-05 | 0.063266
[28 empty] | Commercial/Industrial | Warehouse Loading Dock Seals | 0.11627 | 1.1566 | -0.67325 | 7.2912e-06 | 1.3009e-05 | 0.064252
[28 empty] | Commercial/Industrial | Warehouse Loading Dock Seals | 0.12082 | 1.1566 | -0.66753 | 7.5765e-06 | 1.3518e-05 | 0.066767
[28 empty] | Commercial/Industrial | Warehouse Loading Dock Seals | 0.1227 | 1.1566 | -0.66517 | 7.6946e-06 | 1.3729e-05 | 0.067808
[28 empty] | Commercial/Industrial | Warehouse Loading Dock Seals | 0.17415 | 1.1566 | -0.6005 | 1.0921e-05 | 1.9485e-05 | 0.096238
[28 empty] | Commercial/Industrial | Warehouse Loading Dock Seals | 0.17687 | 1.1566 | -0.59708 | 1.1091e-05 | 1.9789e-05 | 0.097739
[28 empty] | Commercial/Industrial | Warehouse Loading Dock Seals | 0.27795 | 1.1566 | -0.47002 | 1.743e-05 | 3.1099e-05 | 0.1536
[28 empty] | Commercial/Industrial | Warehouse Loading Dock Seals | 0.28228 | 1.1566 | -0.46457 | 1.7702e-05 | 3.1584e-05 | 0.15599
[28 empty] | Commercial/Industrial | Warehouse Loading Dock Seals | 0.36948 | 1.1566 | -0.35496 | 2.317e-05 | 4.134e-05 | 0.20418
[28 empty] | Commercial/Industrial | Warehouse Loading Dock Seals | 0.37524 | 1.1566 | -0.34772 | 2.3531e-05 | 4.1985e-05 | 0.20736
[28 empty] | Commercial/Industrial | Warehouse Loading Dock Seals | 0.39866 | 1.1566 | -0.31828 | 2.5e-05 | 4.4605e-05 | 0.22031
[28 empty] | Commercial/Industrial | Warehouse Loading Dock Seals | 0.40488 | 1.1566 | -0.31047 | 2.5389e-05 | 4.5301e-05 | 0.22374
[28 empty] | Commercial/Industrial | Warehouse Loading Dock Seals | 0.41086 | 1.1566 | -0.30295 | 2.5764e-05 | 4.597e-05 | 0.22705
[28 empty] | Commercial/Industrial | Warehouse Loading Dock Seals | 0.41726 | 1.1566 | -0.2949 | 2.6166e-05 | 4.6686e-05 | 0.23058
[28 empty] | Commercial/Industrial | Warehouse Loading Dock Seals | 0.53621 | 1.1566 | -0.14538 | 3.3625e-05 | 5.9995e-05 | 0.29632
[28 empty] | Commercial/Industrial | Warehouse Loading Dock Seals | 0.54457 | 1.1566 | -0.13487 | 3.4149e-05 | 6.093e-05 | 0.30093
[28 empty] | Commercial/Industrial | Water Cooled Refrigeration Heat Recovery | 0.13143 | 1.5172 | -312817.575 | 0 | 3.5762 | 32929.7074
[28 empty] | Commercial/Industrial | Water Cooled Refrigeration Heat Recovery | 0.13143 | 1.5172 | -312817.575 | 0 | 3.5762 | 32929.7074
[28 empty] | Commercial/Industrial | Water Cooled Refrigeration Heat Recovery | 0.049498 | 1.5172 | -128878.7133 | 0 | 0.48778 | 4491.4422
[28 empty] | Commercial/Industrial | Water Cooled Refrigeration Heat Recovery | 0.049498 | 1.5172 | -128878.7133 | 0 | 0.48778 | 4491.4422
[28 empty] | Commercial/Industrial | Water Cooled Refrigeration Heat Recovery | 0.049498 | 1.5172 | -88361.6437 | 0 | 0.33443 | 3079.4163
[28 empty] | Commercial/Industrial | Water Cooled Refrigeration Heat Recovery | 0.049498 | 1.5172 | -88361.6437 | 0 | 0.33443 | 3079.4163
[28 empty] | Commercial/Industrial | Water Cooled Refrigeration Heat Recovery | 0.074181 | 1.5171 | -55286.4385 | 0 | 0.32547 | 2996.9115
[28 empty] | Commercial/Industrial | Water Cooled Refrigeration Heat Recovery | 0.074181 | 1.5171 | -55286.4385 | 0 | 0.32547 | 2996.9115
[28 empty] | Commercial/Industrial | Water Cooled Refrigeration Heat Recovery | 0.031529 | 1.7464 | -33635.9109 | 0 | 0.050273 | 752.0072
[28 empty] | Commercial/Industrial | Water Cooled Refrigeration Heat Recovery | 0.031529 | 1.7464 | -33635.9109 | 0 | 0.050273 | 752.0072
[28 empty] | Commercial/Industrial | Water Cooled Refrigeration Heat Recovery | 0.14306 | 1.7465 | -30508.1139 | 0 | 0.24423 | 3653.327
[28 empty] | Commercial/Industrial | Water Cooled Refrigeration Heat Recovery | 0.14306 | 1.7465 | -30508.1139 | 0 | 0.24423 | 3653.327
[28 empty] | Commercial/Industrial | Water Cooled Refrigeration Heat Recovery | 0.13143 | 1.5171 | -30021.3338 | 0 | 0.34321 | 3160.2884
[28 empty] | Commercial/Industrial | Water Cooled Refrigeration Heat Recovery | 0.13143 | 1.5171 | -30021.3338 | 0 | 0.34321 | 3160.2884
[28 empty] | Commercial/Industrial | Water Cooled Refrigeration Heat Recovery | 0.015392 | 1.7473 | -28664.6487 | 0 | 0.020451 | 305.9104
[28 empty] | Commercial/Industrial | Water Cooled Refrigeration Heat Recovery | 0.015392 | 1.7473 | -28664.6487 | 0 | 0.020451 | 305.9104
[28 empty] | Commercial/Industrial | Water Cooled Refrigeration Heat Recovery | 0.13093 | 1.7466 | -24223.708 | 0 | 0.17405 | 2603.5309
[28 empty] | Commercial/Industrial | Water Cooled Refrigeration Heat Recovery | 0.13093 | 1.7466 | -24223.708 | 0 | 0.17405 | 2603.5309
[28 empty] | Commercial/Industrial | Water Cooled Refrigeration Heat Recovery | 0.058167 | 1.7464 | -19248.473 | 0 | 0.055087 | 824.0137
[28 empty] | Commercial/Industrial | Water Cooled Refrigeration Heat Recovery | 0.058167 | 1.7464 | -19248.473 | 0 | 0.055087 | 824.0137
[28 empty] | Commercial/Industrial | Water Cooled Refrigeration Heat Recovery | 0.3108 | 1.5173 | -5297.6576 | 0 | 0.20489 | 1886.5835
[28 empty] | Commercial/Industrial | Water Cooled Refrigeration Heat Recovery | 0.3108 | 1.5173 | -5297.6576 | 0 | 0.20489 | 1886.5835
[28 empty] | Commercial/Industrial | Water Cooled Refrigeration Heat Recovery | 0.31043 | 1.7465 | -5080.1053 | 0 | 0.12104 | 1810.5302
[28 empty] | Commercial/Industrial | Water Cooled Refrigeration Heat Recovery | 0.31043 | 1.7465 | -5080.1053 | 0 | 0.12104 | 1810.5302
[28 empty] | Commercial/Industrial | Waterside Economizer | 0.0079455 | 1.2197 | -813419.8107 | 1.0063 | 0 | 2478.7873
[28 empty] | Commercial/Industrial | Waterside Economizer | 0.0079455 | 1.2197 | -813419.8107 | 1.0063 | 0 | 2478.7873
[28 empty] | Commercial/Industrial | Waterside Economizer | 0.017696 | 1.2197 | -803533.721 | 2.2411 | 0 | 5520.5799
[28 empty] | Commercial/Industrial | Waterside Economizer | 0.017696 | 1.2197 | -803533.721 | 2.2411 | 0 | 5520.5799
[28 empty] | Commercial/Industrial | Waterside Economizer | 0.018097 | 1.2197 | -803127.0952 | 2.2919 | 0 | 5645.6922
[28 empty] | Commercial/Industrial | Waterside Economizer | 0.018097 | 1.2197 | -803127.0952 | 2.2919 | 0 | 5645.6922
[28 empty] | Commercial/Industrial | Waterside Economizer | 0.018297 | 1.2197 | -802923.7823 | 2.3173 | 0 | 5708.2483
[28 empty] | Commercial/Industrial | Waterside Economizer | 0.018297 | 1.2197 | -802923.7823 | 2.3173 | 0 | 5708.2483
[28 empty] | Commercial/Industrial | Waterside Economizer | 0.03276 | 1.2197 | -788259.8395 | 4.149 | 0 | 10220.1104
[28 empty] | Commercial/Industrial | Waterside Economizer | 0.03276 | 1.2197 | -788259.8395 | 4.149 | 0 | 10220.1104
[28 empty] | Commercial/Industrial | Waterside Economizer | 0.036169 | 1.2197 | -784803.5203 | 4.5807 | 0 | 11283.5649
[28 empty] | Commercial/Industrial | Waterside Economizer | 0.036169 | 1.2197 | -784803.5203 | 4.5807 | 0 | 11283.5649
[28 empty] | Commercial/Industrial | Waterside Economizer | 0.036344 | 1.2197 | -784625.6215 | 4.6029 | 0 | 11338.3015
[28 empty] | Commercial/Industrial | Waterside Economizer | 0.036344 | 1.2197 | -784625.6215 | 4.6029 | 0 | 11338.3015
[28 empty] | Commercial/Industrial | Waterside Economizer | 0.03687 | 1.2197 | -784091.9251 | 4.6696 | 0 | 11502.5114
[28 empty] | Commercial/Industrial | Waterside Economizer | 0.03687 | 1.2197 | -784091.9251 | 4.6696 | 0 | 11502.5114
[28 empty] | Commercial/Industrial | Waterside Economizer | 0.041608 | 1.2197 | -779288.6579 | 5.2695 | 0 | 12980.4003
[28 empty] | Commercial/Industrial | Waterside Economizer | 0.041608 | 1.2197 | -779288.6579 | 5.2695 | 0 | 12980.4003
[28 empty] | Commercial/Industrial | Waterside Economizer | 0.053088 | 1.2197 | -767648.9945 | 6.7234 | 0 | 16561.7397
[28 empty] | Commercial/Industrial | Waterside Economizer | 0.053088 | 1.2197 | -767648.9945 | 6.7234 | 0 | 16561.7397
[28 empty] | Commercial/Industrial | Waterside Economizer | 0.054115 | 1.2197 | -766607.0159 | 6.8536 | 0 | 16882.3399
[28 empty] | Commercial/Industrial | Waterside Economizer | 0.054115 | 1.2197 | -766607.0159 | 6.8536 | 0 | 16882.3399
[28 empty] | Commercial/Industrial | Waterside Economizer | 0.067525 | 1.2197 | -753010.4658 | 8.5519 | 0 | 21065.7822
[28 empty] | Commercial/Industrial | Waterside Economizer | 0.067525 | 1.2197 | -753010.4658 | 8.5519 | 0 | 21065.7822
[28 empty] | Commercial/Industrial | Waterside Economizer | 0.071284 | 1.2197 | -749198.3489 | 9.0281 | 0 | 22238.71
[28 empty] | Commercial/Industrial | Waterside Economizer | 0.071284 | 1.2197 | -749198.3489 | 9.0281 | 0 | 22238.71
[28 empty] | Commercial/Industrial | Window Sun Protection | 0.079136 | 1.0205 | -891.7872 | 0.024258 | -0.0060129 | 63.479
[28 empty] | Commercial/Industrial | Window Sun Protection | 0.079136 | 1.0205 | -891.7872 | 0.024258 | -0.0060129 | 63.479
[28 empty] | Commercial/Industrial | Window Sun Protection | 0.079136 | 1.0205 | -891.7872 | 0.024258 | -0.0060129 | 63.479
[28 empty] | Commercial/Industrial | Window Sun Protection | 0.079136 | 1.0205 | -891.7872 | 0.024258 | -0.0060129 | 63.479
[28 empty] | Commercial/Industrial | Window Sun Protection | 0.079136 | 1.0205 | -891.7872 | 0.024258 | -0.0060129 | 63.479
[28 empty] | Commercial/Industrial | Window Sun Protection | 0.079136 | 1.0205 | -891.7872 | 0.024258 | -0.0060129 | 63.479
[28 empty] | Commercial/Industrial | Window Sun Protection | 0.079136 | 1.0205 | -891.7872 | 0.024258 | -0.0060129 | 63.479
[28 empty] | Commercial/Industrial | Window Sun Protection | 0.079136 | 1.0205 | -891.7872 | 0.024258 | -0.0060129 | 63.479
[28 empty] | Commercial/Industrial | Window Sun Protection | 0.079136 | 1.0205 | -891.7872 | 0.024258 | -0.0060129 | 63.479
[28 empty] | Commercial/Industrial | Window Sun Protection | 0.079136 | 1.0205 | -891.7872 | 0.024258 | -0.0060129 | 63.479
[28 empty] | Commercial/Industrial | Window Sun Protection | 0.083481 | 0.96056 | -882.39 | 0.028337 | -0.01401 | 63.479
[28 empty] | Commercial/Industrial | Window Sun Protection | 0.088987 | 0.90411 | -870.8291 | 0.033355 | -0.024458 | 63.479
[28 empty] | Commercial/Industrial | Window Sun Protection | 0.088987 | 0.90411 | -870.8291 | 0.033355 | -0.024458 | 63.479
[28 empty] | Commercial/Industrial | Window Sun Protection | 0.13211 | 1.0222 | -817.0947 | 0.04043 | -0.010022 | 105.7983
[28 empty] | Commercial/Industrial | Window Sun Protection | 0.13211 | 1.0222 | -817.0947 | 0.04043 | -0.010022 | 105.7983
[28 empty] | Commercial/Industrial | Window Sun Protection | 0.13211 | 1.0222 | -817.0947 | 0.04043 | -0.010022 | 105.7983
[28 empty] | Commercial/Industrial | Window Sun Protection | 0.13211 | 1.0222 | -817.0947 | 0.04043 | -0.010022 | 105.7983
[28 empty] | Commercial/Industrial | Window Sun Protection | 0.13211 | 1.0222 | -817.0947 | 0.04043 | -0.010022 | 105.7983
[28 empty] | Commercial/Industrial | Window Sun Protection | 0.13211 | 1.0222 | -817.0947 | 0.04043 | -0.010022 | 105.7983
[28 empty] | Commercial/Industrial | Window Sun Protection | 0.13211 | 1.0222 | -817.0947 | 0.04043 | -0.010022 | 105.7983
[28 empty] | Commercial/Industrial | Window Sun Protection | 0.13211 | 1.0222 | -817.0947 | 0.04043 | -0.010022 | 105.7983
[28 empty] | Commercial/Industrial | Window Sun Protection | 0.13211 | 1.0222 | -817.0947 | 0.04043 | -0.010022 | 105.7983
[28 empty] | Commercial/Industrial | Window Sun Protection | 0.13211 | 1.0222 | -817.0947 | 0.04043 | -0.010022 | 105.7983
[28 empty] | Commercial/Industrial | Window Sun Protection | 0.13935 | 0.96206 | -801.4328 | 0.047228 | -0.02335 | 105.7983
[28 empty] | Commercial/Industrial | Window Sun Protection | 0.14809 | 0.90278 | -782.1645 | 0.055592 | -0.040764 | 105.7983
[28 empty] | Commercial/Industrial | Window Sun Protection | 0.14809 | 0.90278 | -782.1645 | 0.055592 | -0.040764 | 105.7983
[28 empty] | Commercial/Industrial | Building Envelope Improvements | 4.8186 | 1.5997 | 27910.0134 | 1.7767 | 1.7336 | 12472.0277
[28 empty] | Commercial/Industrial | Building Envelope Improvements | 6.9533 | 1.5997 | 29033.4574 | 1.7379 | 1.6957 | 12199.7754
[28 empty] | Commercial/Industrial | Building Envelope Improvements | 5.3826 | 1.5997 | 8452.2365 | 0.52664 | 0.51386 | 3696.916
[28 empty] | Commercial/Industrial | Building Envelope Improvements | 4.4693 | 1.5997 | 22028.2815 | 1.4253 | 1.3907 | 10005.4113
[28 empty] | Commercial/Industrial | Building Envelope Improvements | 6.0284 | 1.5997 | 26694.621 | 1.6316 | 1.592 | 11453.7503
[28 empty] | Commercial/Industrial | Building Envelope Improvements | 7.7856 | 1.5997 | 15580.7697 | 0.9194 | 0.8971 | 6454.0455
[28 empty] | Commercial/Industrial | Building Envelope Improvements | 5.9816 | 1.5997 | 28056.2649 | 1.717 | 1.6753 | 12052.9238
[28 empty] | Commercial/Industrial | Building Envelope Improvements | 5.0193 | 1.5996 | 3701.1917 | 0.23368 | 0.22801 | 1640.3616
[28 empty] | Commercial/Industrial | Building Envelope Improvements | 2.7597 | 1.5997 | 7325.1276 | 0.55134 | 0.53796 | 3870.3101
[28 empty] | Commercial/Industrial | Building Envelope Improvements | 5.3848 | 1.6003 | 388.7985 | 0.024225 | 0.023637 | 170.0562
[28 empty] | Commercial/Industrial | Compressed Air Controls | 2.3552 | 1.3853 | 190686.8787 | 23.6707 | 23.0455 | 175779.7881
[28 empty] | Commercial/Industrial | Compressed Air Controls | 7.7542 | 1.3853 | 8378.3501 | 0.77895 | 0.75837 | 5784.509
[28 empty] | Commercial/Industrial | Compressed Air Controls | 13.9808 | 1.3853 | 8532.8479 | 0.75642 | 0.73644 | 5617.205
[28 empty] | Commercial/Industrial | Compressed Air Controls | 12.5799 | 1.3853 | 6770.0098 | 0.60404 | 0.58809 | 4485.6518
[28 empty] | Commercial/Industrial | Compressed Air Controls | 8.52 | 1.3853 | 21030.0455 | 1.9361 | 1.885 | 14377.8557
[28 empty] | Commercial/Industrial | Compressed Air Controls | 65.9873 | 1.3853 | 4161.0998 | 0.35277 | 0.34345 | 2619.6918
[28 empty] | Commercial/Industrial | Compressed Air Controls | 9.4175 | 1.3853 | 139690.248 | 12.7408 | 12.4043 | 94613.6033
[28 empty] | Commercial/Industrial | Compressed Air Controls | 8.0279 | 1.3853 | 5255.6485 | 0.48681 | 0.47395 | 3615.0596
[28 empty] | Commercial/Industrial | Compressed Air Controls | 7.8124 | 1.3853 | 11689.4363 | 1.0859 | 1.0572 | 8063.9272
[28 empty] | Commercial/Industrial | Compressed Air Controls | 6.299 | 1.3853 | 21178.8469 | 2.0201 | 1.9668 | 15001.6536
[28 empty] | Commercial/Industrial | Compressed Air Controls | 7.7494 | 1.3844 | 385.3997 | 0.035831 | 0.034885 | 266.0844
[28 empty] | Commercial/Industrial | Compressed Air Equipment | 3.6904 | 1.443 | 658447.4261 | 61.7858 | 60.1539 | 458824.6722
[28 empty] | Commercial/Industrial | Compressed Air Equipment | 4.8093 | 1.443 | 16047.9533 | 1.417 | 1.3795 | 10522.4913
[28 empty] | Commercial/Industrial | Compressed Air Equipment | 13.024 | 1.443 | 58267.2307 | 4.582 | 4.461 | 34026.2379
[28 empty] | Commercial/Industrial | Compressed Air Equipment | 3.4212 | 1.443 | 189114.7226 | 18.1305 | 17.6516 | 134637.6612
[28 empty] | Commercial/Industrial | Compressed Air Equipment | 5.0463 | 1.443 | 18395.6385 | 1.6095 | 1.567 | 11952.5439
[28 empty] | Commercial/Industrial | Compressed Air Equipment | 34.5494 | 1.4432 | 982.8729 | 0.074326 | 0.072363 | 551.9476
[28 empty] | Commercial/Industrial | Compressed Air Equipment | 4.1199 | 1.443 | 352419.6444 | 32.1653 | 31.3158 | 238861.3339
[28 empty] | Commercial/Industrial | Compressed Air Equipment | 3.9551 | 1.443 | 11399.5078 | 1.0507 | 1.023 | 7802.6892
[28 empty] | Commercial/Industrial | Compressed Air Equipment | 5.746 | 1.443 | 72610.2833 | 6.2139 | 6.0498 | 46145.0098
[28 empty] | Commercial/Industrial | Compressed Air Equipment | 4.8082 | 1.4427 | 738.1975 | 0.06518 | 0.063458 | 484.0291
[28 empty] | Commercial/Industrial | Compressed Air System Optimization | 6.4553 | 1.2923 | 15490.2222 | 1.8839 | 1.8341 | 13989.5773
[28 empty] | Commercial/Industrial | Compressed Air System Optimization | 6.0422 | 1.2923 | 48611.1301 | 5.9643 | 5.8068 | 44291.0646
[28 empty] | Commercial/Industrial | Compressed Air System Optimization | 5.9349 | 1.2923 | 6953.3046 | 0.85527 | 0.83268 | 6351.2539
[28 empty] | Commercial/Industrial | Compressed Air System Optimization | 6.6409 | 1.2923 | 7541.6741 | 0.9139 | 0.88977 | 6786.6994
[28 empty] | Commercial/Industrial | Compressed Air System Optimization | 6.5265 | 1.2923 | 10564.5135 | 1.283 | 1.2491 | 9527.6887
[28 empty] | Commercial/Industrial | Compressed Air System Optimization | 6.7257 | 1.2923 | 7987.8083 | 0.96645 | 0.94092 | 7176.8987
[28 empty] | Commercial/Industrial | Compressed Air System Optimization | 4.3325 | 1.2921 | 1348.2467 | 0.17498 | 0.17036 | 1299.4403
[28 empty] | Commercial/Industrial | Compressed Air System Optimization | 7.002 | 1.2923 | 86998.9024 | 10.4753 | 10.1986 | 77790.0701
[28 empty] | Commercial/Industrial | Compressed Air System Optimization | 5.202 | 1.2923 | 11096.7841 | 1.3927 | 1.3559 | 10342.0206
[28 empty] | Commercial/Industrial | Compressed Air System Optimization | 6.4091 | 1.2922 | 6912.8417 | 0.84149 | 0.81926 | 6248.9255
[28 empty] | Commercial/Industrial | Compressed Air System Optimization | 5.2449 | 1.2923 | 25612.3382 | 3.2101 | 3.1253 | 23838.1872
[28 empty] | Commercial/Industrial | Compressed Air System Optimization | 5.9339 | 1.292 | 319.8484 | 0.039342 | 0.038303 | 292.1544
[28 empty] | Commercial/Industrial | Efficient Lighting - Exterior | 2.9673 | 2.1278 | 6477.3158 | 0 | 0 | 7154.6968
[28 empty] | Commercial/Industrial | Efficient Lighting - Exterior | 2.9673 | 2.1278 | 11417.6529 | 0 | 0 | 12611.6817
[28 empty] | Commercial/Industrial | Efficient Lighting - Exterior | 2.9673 | 2.1278 | 1923.3193 | 0 | 0 | 2124.4551
[28 empty] | Commercial/Industrial | Efficient Lighting - Exterior | 2.9673 | 2.1278 | 6951.3444 | 0 | 0 | 7678.298
[28 empty] | Commercial/Industrial | Efficient Lighting - Exterior | 2.9673 | 2.1278 | 2608.5686 | 0 | 0 | 2881.366
[28 empty] | Commercial/Industrial | Efficient Lighting - Exterior | 2.9673 | 2.1278 | 3444.8645 | 0 | 0 | 3805.1195
[28 empty] | Commercial/Industrial | Efficient Lighting - Exterior | 2.9673 | 2.1278 | 1550.2445 | 0 | 0 | 1712.3651
[28 empty] | Commercial/Industrial | Efficient Lighting - Exterior | 2.9673 | 2.1278 | 25437.6142 | 0 | 0 | 28097.8143
[28 empty] | Commercial/Industrial | Efficient Lighting - Exterior | 2.9673 | 2.1278 | 2541.5782 | 0 | 0 | 2807.3699
[28 empty] | Commercial/Industrial | Efficient Lighting - Exterior | 2.9673 | 2.1278 | 2310.3101 | 0 | 0 | 2551.9164
[28 empty] | Commercial/Industrial | Efficient Lighting - Exterior | 2.9673 | 2.1278 | 14231.8355 | 0 | 0 | 15720.1642
[28 empty] | Commercial/Industrial | Efficient Lighting - Exterior | 2.9673 | 2.1278 | 88.4717 | 0 | 0 | 97.7238
[28 empty] | Commercial/Industrial | Fan Equipment Upgrades | 3.3897 | 1.4431 | 3081.56 | 0.29625 | 0.28843 | 2199.9879
[28 empty] | Commercial/Industrial | Fan Equipment Upgrades | 2.7297 | 1.4428 | 512.7035 | 0.053151 | 0.051748 | 394.705
[28 empty] | Commercial/Industrial | Fan Equipment Upgrades | 4.4765 | 1.443 | 65580.5221 | 5.8756 | 5.7204 | 43632.1434
[28 empty] | Commercial/Industrial | Fan Equipment Upgrades | 2.7301 | 1.443 | 4010.6128 | 0.41578 | 0.40479 | 3087.572
[28 empty] | Commercial/Industrial | Fan Equipment Upgrades | 3.8939 | 1.443 | 3864.3146 | 0.35757 | 0.34813 | 2655.33
[28 empty] | Commercial/Industrial | Fan Equipment Upgrades | 2.7323 | 1.4442 | 282.148 | 0.02925 | 0.028477 | 217.2118
[28 empty] | Commercial/Industrial | Fan Equipment Upgrades | 2.7302 | 1.443 | 6133.7225 | 0.63588 | 0.61908 | 4722.0488
[28 empty] | Commercial/Industrial | Fan Improved Controls | 20.2407 | 1.443 | 35752.1464 | 2.7487 | 2.6761 | 20412.0914
[28 empty] | Commercial/Industrial | Fan Improved Controls | 20.2405 | 1.443 | 386355.0533 | 29.7039 | 28.9194 | 220582.9709
[28 empty] | Commercial/Industrial | Fan Improved Controls | 14.9408 | 1.443 | 222000.9427 | 17.3154 | 16.8581 | 128585.2378
[28 empty] | Commercial/Industrial | Fan Improved Controls | 20.2406 | 1.443 | 47983.3058 | 3.6891 | 3.5916 | 27395.2678
[28 empty] | Commercial/Industrial | Fan Improved Controls | 20.2405 | 1.443 | 53809.6127 | 4.137 | 4.0277 | 30721.7004
[28 empty] | Commercial/Industrial | Fan Improved Controls | 20.2407 | 1.443 | 21504.2665 | 1.6533 | 1.6096 | 12277.5021
[28 empty] | Commercial/Industrial | Fan Improved Controls | 20.2411 | 1.4431 | 3518.5121 | 0.27051 | 0.26337 | 2008.8358
[28 empty] | Commercial/Industrial | Fan Improved Controls | 20.2405 | 1.443 | 210025.5592 | 16.1473 | 15.7208 | 119910.5885
[28 empty] | Commercial/Industrial | Fan Improved Controls | 20.2403 | 1.443 | 27523.4925 | 2.1161 | 2.0602 | 15714.0788
[28 empty] | Commercial/Industrial | Fan Improved Controls | 20.2404 | 1.443 | 16121.614 | 1.2395 | 1.2067 | 9204.3665
[28 empty] | Commercial/Industrial | Fan Improved Controls | 50.5122 | 1.443 | 1100267.8323 | 82.5972 | 80.4156 | 613370.8042
[28 empty] | Commercial/Industrial | Fan Improved Controls | 14.9405 | 1.443 | 10211.928 | 0.7965 | 0.77546 | 5914.8541
[28 empty] | Commercial/Industrial | Fan System Optimization | 3.9041 | 1.2923 | 693966.4662 | 92.1356 | 89.7021 | 684203.5418
[28 empty] | Commercial/Industrial | Fan System Optimization | 9.0697 | 1.2923 | 144227.1357 | 16.9136 | 16.4669 | 125601.5509
[28 empty] | Commercial/Industrial | Fan System Optimization | 9.1362 | 1.2923 | 101340.6099 | 11.8767 | 11.563 | 88196.7609
[28 empty] | Commercial/Industrial | Fan System Optimization | 15.5396 | 1.2923 | 170357.6722 | 19.2703 | 18.7613 | 143101.9569
[28 empty] | Commercial/Industrial | Fan System Optimization | 98.4003 | 1.2923 | 2220846.3591 | 241.1308 | 234.762 | 1790649.789
[28 empty] | Commercial/Industrial | Fan System Optimization | 9.1362 | 1.2923 | 117531.0131 | 13.7741 | 13.4103 | 102287.2733
[28 empty] | Commercial/Industrial | Fan System Optimization | 9.0698 | 1.2923 | 6634.3733 | 0.77802 | 0.75747 | 5777.606
[28 empty] | Commercial/Industrial | HVAC Equipment Upgrades | 4.8622 | 1.5029 | 64407.5379 | 5.1234 | 4.9991 | 35965.3265
[28 empty] | Commercial/Industrial | HVAC Equipment Upgrades | 6.3626 | 1.5029 | 138924.4003 | 10.5546 | 10.2986 | 74091.795
[28 empty] | Commercial/Industrial | HVAC Equipment Upgrades | 4.4085 | 1.5029 | 13673.2053 | 1.1104 | 1.0835 | 7795.0583
[28 empty] | Commercial/Industrial | HVAC Equipment Upgrades | 4.8622 | 1.5029 | 89258.7772 | 7.1002 | 6.928 | 49842.3193
[28 empty] | Commercial/Industrial | HVAC Equipment Upgrades | 4.8625 | 1.503 | 4185.9755 | 0.33298 | 0.3249 | 2337.459
[28 empty] | Commercial/Industrial | HVAC Equipment Upgrades | 4.0734 | 1.5029 | 35746.0853 | 2.9577 | 2.8859 | 20762.3532
[28 empty] | Commercial/Industrial | HVAC Equipment Upgrades | 4.8619 | 1.5029 | 3336.9631 | 0.26544 | 0.259 | 1863.3683
[28 empty] | Commercial/Industrial | HVAC Equipment Upgrades | 4.7423 | 1.5029 | 25428.454 | 2.033 | 1.9837 | 14271.206
[28 empty] | Commercial/Industrial | HVAC Equipment Upgrades | 4.8622 | 1.5029 | 262571.7481 | 20.8867 | 20.3799 | 146620.7056
[28 empty] | Commercial/Industrial | HVAC Equipment Upgrades | 4.4071 | 1.5024 | 628.9603 | 0.051079 | 0.04984 | 358.5686
[28 empty] | Commercial/Industrial | HVAC Improved Controls | 57.226 | 1.4231 | 104838.5344 | 8.1783 | 7.9798 | 57409.9009
[28 empty] | Commercial/Industrial | HVAC Improved Controls | 29.2081 | 1.4231 | 40363.8871 | 3.1912 | 3.1138 | 22401.6205
[28 empty] | Commercial/Industrial | HVAC Improved Controls | 10.0159 | 1.4231 | 21756.875 | 1.816 | 1.772 | 12748.0748
[28 empty] | Commercial/Industrial | HVAC Improved Controls | 3.7184 | 1.4231 | 37739.447 | 3.6787 | 3.5894 | 25823.5234
[28 empty] | Commercial/Industrial | HVAC Improved Controls | 29.4187 | 1.4231 | 31008.215 | 2.451 | 2.3916 | 17205.9015
[28 empty] | Commercial/Industrial | HVAC Improved Controls | 8.6292 | 1.4231 | 21788.8918 | 1.8438 | 1.7991 | 12943.2916
[28 empty] | Commercial/Industrial | HVAC Improved Controls | 81.0532 | 1.4231 | 10753.5406 | 0.83545 | 0.81518 | 5864.7433
[28 empty] | Commercial/Industrial | HVAC Improved Controls | 16.2289 | 1.4231 | 8501.7332 | 0.6873 | 0.67062 | 4824.724
[28 empty] | Commercial/Industrial | HVAC Improved Controls | 12.4195 | 1.4233 | 1328.0453 | 0.10906 | 0.10641 | 765.5806
[28 empty] | Commercial/Industrial | HVAC Improved Controls | 154.4281 | 1.4231 | 37217.4008 | 2.8781 | 2.8083 | 20203.8701
[28 empty] | Commercial/Industrial | HVAC Improved Controls | 33.5873 | 1.4231 | 62083.9687 | 4.8908 | 4.7722 | 34332.7173
[28 empty] | Commercial/Industrial | HVAC Improved Controls | 10.0182 | 1.4234 | 1000.8049 | 0.083536 | 0.081509 | 586.4048
[28 empty] | Commercial/Industrial | HVAC Recommissioning | 0.27943 | 1.2751 | -210534.947 | 14.4913 | 14.1397 | 101726.2981
[28 empty] | Commercial/Industrial | HVAC Recommissioning | 4.0338 | 1.2751 | 484703.3101 | 66.4363 | 64.8244 | 466371.1843
[28 empty] | Commercial/Industrial | HVAC Recommissioning | 9.0603 | 1.2751 | 55480.9697 | 6.7685 | 6.6043 | 47513.7294
[28 empty] | Commercial/Industrial | HVAC Recommissioning | 5.4828 | 1.2751 | 45290.6423 | 5.8628 | 5.7206 | 41155.9701
[28 empty] | Commercial/Industrial | Lighting Controls | 2.5749 | 1.2743 | 4732.3709 | 0.74325 | 0.72246 | 5207.0968
[28 empty] | Commercial/Industrial | Lighting Controls | 2.2991 | 1.2743 | 14830.9103 | 2.4464 | 2.378 | 17139.1276
[28 empty] | Commercial/Industrial | Lighting Controls | 2.3269 | 1.2742 | 2491.8584 | 0.40874 | 0.39731 | 2863.6139
[28 empty] | Commercial/Industrial | Lighting Controls | 2.2534 | 1.2743 | 7311.4013 | 1.2176 | 1.1836 | 8530.5893
[28 empty] | Commercial/Industrial | Lighting Controls | 1.8656 | 1.2742 | 3757.3199 | 0.69565 | 0.67619 | 4873.6057
[28 empty] | Commercial/Industrial | Lighting Controls | 2.0455 | 1.2743 | 4135.8993 | 0.72437 | 0.70411 | 5074.8733
[28 empty] | Commercial/Industrial | Lighting Controls | 2.8842 | 1.2743 | 3400.505 | 0.51216 | 0.49783 | 3588.1374
[28 empty] | Commercial/Industrial | Lighting Controls | 2.215 | 1.2743 | 45583.446 | 7.6556 | 7.4414 | 53634.1324
[28 empty] | Commercial/Industrial | Lighting Controls | 2.1721 | 1.2743 | 3476.3482 | 0.58961 | 0.57311 | 4130.7181
[28 empty] | Commercial/Industrial | Lighting Controls | 2.5357 | 1.2743 | 2658.2432 | 0.42009 | 0.40834 | 2943.0846
[28 empty] | Commercial/Industrial | Lighting Controls | 2.4769 | 1.2743 | 22100.6221 | 3.5267 | 3.4281 | 24707.9086
[28 empty] | Commercial/Industrial | Lighting Controls | 2.329 | 1.2754 | 114.6242 | 0.018802 | 0.018276 | 131.7248
[28 empty] | Commercial/Industrial | Lighting Controls - Exterior | 2.0566 | 1.9249 | 170.2223 | 0 | 0 | 303.5114
[28 empty] | Commercial/Industrial | Lighting Controls - Exterior | 1.8362 | 1.9249 | 661.9307 | 0 | 0 | 1268.1477
[28 empty] | Commercial/Industrial | Lighting Controls - Exterior | 1.8082 | 1.9249 | 233.5561 | 0 | 0 | 452.3192
[28 empty] | Commercial/Industrial | Lighting Controls - Exterior | 1.7662 | 1.9249 | 770.4663 | 0 | 0 | 1517.8276
[28 empty] | Commercial/Industrial | Motor Equipment Upgrades | 2.0228 | 1.2923 | 7250.9035 | 1.2275 | 1.1951 | 9115.6447
[28 empty] | Commercial/Industrial | Motor Equipment Upgrades | 1.9215 | 1.2923 | 3326.7321 | 0.58069 | 0.56535 | 4312.2117
[28 empty] | Commercial/Industrial | Motor Equipment Upgrades | 1.9483 | 1.2923 | 6302.5585 | 1.0908 | 1.062 | 8100.4152
[28 empty] | Commercial/Industrial | Motor Equipment Upgrades | 4.8814 | 1.2923 | 7179.9011 | 0.91094 | 0.88688 | 6764.6869
[28 empty] | Commercial/Industrial | Motor Equipment Upgrades | 1.7488 | 1.2923 | 1598.4844 | 0.29721 | 0.28936 | 2207.0603
[28 empty] | Commercial/Industrial | Motor Equipment Upgrades | 1.8541 | 1.2923 | 10804.5796 | 1.9294 | 1.8784 | 14327.8776
[28 empty] | Commercial/Industrial | Motor Equipment Upgrades | 5.2323 | 1.2922 | 2440.7692 | 0.30603 | 0.29794 | 2272.5757
[28 empty] | Commercial/Industrial | Motor Equipment Upgrades | 2.2768 | 1.2922 | 2148.9855 | 0.34202 | 0.33299 | 2539.8748
[28 empty] | Commercial/Industrial | Motor Equipment Upgrades | 10.1833 | 1.2923 | 24407.8597 | 2.835 | 2.7601 | 21052.7219
[28 empty] | Commercial/Industrial | Motor Equipment Upgrades | 1.9213 | 1.2922 | 153.0279 | 0.026711 | 0.026006 | 198.3595
[28 empty] | Commercial/Industrial | Motor Improved Controls | 7.8045 | 1.443 | 5948.0694 | 0.48867 | 0.47576 | 3628.897
[28 empty] | Commercial/Industrial | Motor Improved Controls | 4.6985 | 1.443 | 31184.2919 | 2.7661 | 2.6931 | 20541.5213
[28 empty] | Commercial/Industrial | Motor Improved Controls | 4.8017 | 1.443 | 30340.2821 | 2.6797 | 2.609 | 19899.9473
[28 empty] | Commercial/Industrial | Motor Improved Controls | 7.8048 | 1.443 | 2927.7925 | 0.24054 | 0.23418 | 1786.2363
[28 empty] | Commercial/Industrial | Motor Improved Controls | 10.1182 | 1.443 | 12702.7387 | 1.0176 | 0.99076 | 7556.9964
[28 empty] | Commercial/Industrial | Motor Improved Controls | 10.9823 | 1.4428 | 2240.7158 | 0.17833 | 0.17362 | 1324.2604
[28 empty] | Commercial/Industrial | Motor Improved Controls | 7.8073 | 1.4435 | 528.244 | 0.043399 | 0.042252 | 322.2799
[28 empty] | Commercial/Industrial | Motor Improved Controls | 7.8046 | 1.443 | 33714.7394 | 2.7699 | 2.6967 | 20569.2483
[28 empty] | Commercial/Industrial | Motor Improved Controls | 7.8047 | 1.443 | 4534.2733 | 0.37252 | 0.36268 | 2766.3448
[28 empty] | Commercial/Industrial | Motor Improved Controls | 7.8039 | 1.4429 | 2264.9447 | 0.18608 | 0.18116 | 1381.8351
[28 empty] | Commercial/Industrial | Motor Improved Controls | 7.8045 | 1.443 | 7310.4524 | 0.6006 | 0.58474 | 4460.0822
[28 empty] | Commercial/Industrial | Motor Improved Controls | 4.8018 | 1.443 | 1395.6371 | 0.12327 | 0.12001 | 915.3872
[28 empty] | Commercial/Industrial | Motor Optimization | 0.51693 | 1.2919 | -281.0939 | 0.071811 | 0.069914 | 533.2714
[28 empty] | Commercial/Industrial | Motor Optimization | 0.70232 | 1.2922 | -201.8785 | 0.46499 | 0.45271 | 3453.0256
[28 empty] | Commercial/Industrial | Motor Optimization | 0.70184 | 1.2914 | -9.2863 | 0.021389 | 0.020824 | 158.8374
[28 empty] | Commercial/Industrial | Motor Optimization | 2.4923 | 1.2923 | 31258.158 | 4.778 | 4.6518 | 35481.3792
[28 empty] | Commercial/Industrial | Motor Optimization | 3.4335 | 1.2923 | 148444.2028 | 20.3557 | 19.818 | 151162.2172
[28 empty] | Commercial/Industrial | Motor Optimization | 4.5144 | 1.2923 | 64895.4471 | 8.3539 | 8.1333 | 62036.5996
[28 empty] | Commercial/Industrial | Motor Optimization | 4.0678 | 1.2923 | 26734.0375 | 3.5165 | 3.4237 | 26114.0667
[28 empty] | Commercial/Industrial | Motor Optimization | 3.9506 | 1.2923 | 22944.2218 | 3.0379 | 2.9577 | 22559.7811
[28 empty] | Commercial/Industrial | Motor Optimization | 5.2078 | 1.2923 | 322306.4731 | 40.4426 | 39.3744 | 300328.901
[28 empty] | Commercial/Industrial | Motor Optimization | 4.9042 | 1.2923 | 31987.2604 | 4.055 | 3.9479 | 30112.5486
[28 empty] | Commercial/Industrial | Motor Optimization | 3.8237 | 1.2923 | 28202.0929 | 3.7626 | 3.6633 | 27941.626
[28 empty] | Commercial/Industrial | Plant Energy Management | 2.9781 | 1.3229 | 328040.9609 | 43.4096 | 42.4818 | 317412.4363
[28 empty] | Commercial/Industrial | Plant Energy Management | 15.4857 | 1.3248 | 390195.622 | 40.4573 | 39.5035 | 297677.8775
[28 empty] | Commercial/Industrial | Plant Energy Management | 15.5028 | 1.3236 | 48184.1977 | 5.0093 | 4.8973 | 36716.3143
[28 empty] | Commercial/Industrial | Plant Energy Management | 15.5365 | 1.3214 | 105578.2503 | 11.0329 | 10.816 | 80266.2836
[28 empty] | Commercial/Industrial | Plant Energy Management | 2.9704 | 1.3257 | 179952.8256 | 23.6829 | 23.12 | 174731.5051
[28 empty] | Commercial/Industrial | Plant Energy Management | 3.8035 | 1.3232 | 171944.1028 | 21.1926 | 20.7069 | 155147.9329
[28 empty] | Commercial/Industrial | Plant Energy Management | 15.521 | 1.3225 | 13595.0855 | 1.4172 | 1.3889 | 10346.9062
[28 empty] | Commercial/Industrial | Plant Energy Management | 15.5228 | 1.3221 | 1558928.0737 | 162.6094 | 158.812 | 1186146.2059
[28 empty] | Commercial/Industrial | Plant Energy Management | 15.489 | 1.3245 | 92135.0764 | 9.5587 | 9.3277 | 70270.864
[28 empty] | Commercial/Industrial | Plant Energy Management | 15.522 | 1.3225 | 159840.7479 | 16.6642 | 16.3394 | 121646.283
[28 empty] | Commercial/Industrial | Plant Energy Management | 15.5024 | 1.3238 | 2156.3889 | 0.22414 | 0.21915 | 1643.2936
[28 empty] | Commercial/Industrial | Process Heat Equipment Upgrade | 3.1523 | 1.2856 | 64262.8112 | 9.1729 | 8.9467 | 66628.3832
[28 empty] | Commercial/Industrial | Process Heat Equipment Upgrade | 8.6278 | 1.2856 | 100095.557 | 11.9767 | 11.6814 | 86994.1033
[28 empty] | Commercial/Industrial | Process Heat Improved Controls | 0.55822 | 1.4352 | -20875.0566 | 3.8813 | 3.7856 | 28192.1619
[28 empty] | Commercial/Industrial | Process Heat Improved Controls | 0.52018 | 1.4352 | -2807.7544 | 0.41626 | 0.406 | 3023.5854
[28 empty] | Commercial/Industrial | Process Heat Improved Controls | 0.55823 | 1.4352 | -2430.3341 | 0.45187 | 0.44073 | 3282.2126
[28 empty] | Commercial/Industrial | Process Heat Improved Controls | 0.55823 | 1.4352 | -2364.2694 | 0.43959 | 0.42875 | 3192.9909
[28 empty] | Commercial/Industrial | Process Heat Improved Controls | 0.55691 | 1.4354 | -903.8179 | 0.16663 | 0.16252 | 1210.3165
[28 empty] | Commercial/Industrial | Process Heat Improved Controls | 0.55813 | 1.435 | -645.7709 | 0.12007 | 0.11711 | 872.126
[28 empty] | Commercial/Industrial | Process Heat Improved Controls | 0.55823 | 1.4352 | -290.2794 | 0.053971 | 0.052641 | 392.0278
[28 empty] | Commercial/Industrial | Process Heat Improved Controls | 0.55802 | 1.4347 | -224.6969 | 0.041778 | 0.040748 | 303.4574
[28 empty] | Commercial/Industrial | Process Heat Improved Controls | 0.55834 | 1.4355 | -144.9585 | 0.026952 | 0.026287 | 195.7692
[28 empty] | Commercial/Industrial | Process Heat Improved Controls | 0.52038 | 1.4358 | -129.1552 | 0.019148 | 0.018676 | 139.0834
[28 empty] | Commercial/Industrial | Process Heat System Optimization | 0.11305 | 0.94626 | -42.6763 | 0.012104 | 0.011805 | 87.9171
[28 empty] | Commercial/Industrial | Process Heat System Optimization | 0.12291 | 0.94639 | -154.6128 | 0.048716 | 0.047515 | 353.8579
[28 empty] | Commercial/Industrial | Process Heat System Optimization | 0.033095 | 0.94644 | -2149.9088 | 0.15186 | 0.14811 | 1103.0325
[28 empty] | Commercial/Industrial | Process Heat System Optimization | 0.11307 | 0.94644 | -927.7569 | 0.26313 | 0.25664 | 1911.2621
[28 empty] | Commercial/Industrial | Process Heat System Optimization | 0.020238 | 0.94645 | -6633.9218 | 0.27983 | 0.27293 | 2032.5999
[28 empty] | Commercial/Industrial | Process Heat System Optimization | 0.095347 | 0.94645 | -8379.6294 | 1.9291 | 1.8815 | 14012.1487
[28 empty] | Commercial/Industrial | Process Heat System Optimization | 0.20199 | 0.94645 | -10240.9826 | 6.4436 | 6.2847 | 46803.9523
[28 empty] | Commercial/Industrial | Process Heat System Optimization | 0.82696 | 0.94646 | 190.7411 | 0.7013 | 0.68401 | 5093.973
[28 empty] | Commercial/Industrial | Process Heat System Optimization | 0.37778 | 0.94646 | -219.4053 | 0.49495 | 0.48275 | 3595.1331
[28 empty] | Commercial/Industrial | Process Heat System Optimization | 0.18176 | 0.94646 | -504.895 | 0.27096 | 0.26428 | 1968.1432
[28 empty] | Commercial/Industrial | Process Heat System Optimization | 0.10754 | 0.94646 | -700.6474 | 0.18673 | 0.18213 | 1356.3401
[28 empty] | Commercial/Industrial | Process Heat System Optimization | 0.22629 | 0.94648 | -19.8441 | 0.014978 | 0.014609 | 108.7936
[28 empty] | Commercial/Industrial | Process Other Equipment Upgrades | 3.6844 | 1.2855 | 9119.0136 | 1.2469 | 1.2161 | 9056.9681
[28 empty] | Commercial/Industrial | Process Other Systems Optimization | 7.4217 | 1.1584 | 1390.4077 | 0.29235 | 0.28514 | 2123.4877
[28 empty] | Commercial/Industrial | Process Other Systems Optimization | 7.4216 | 1.1584 | 25482.3379 | 5.3579 | 5.2258 | 38917.6715
[28 empty] | Commercial/Industrial | Process Other Systems Optimization | 5.2579 | 1.1584 | 32982.6077 | 7.2372 | 7.0588 | 52568.6948
[28 empty] | Commercial/Industrial | Process Other Systems Optimization | 1.4356 | 1.1584 | 1059.1448 | 0.38619 | 0.37667 | 2805.1499
[28 empty] | Commercial/Industrial | Process Other Systems Optimization | 1.4589 | 1.1582 | 101.9381 | 0.03663 | 0.035727 | 266.0672
[28 empty] | Commercial/Industrial | Process Other Systems Optimization | 0.96975 | 1.1584 | 23626.0673 | 15.3071 | 14.9297 | 111185.4178
[28 empty] | Commercial/Industrial | Process Other Systems Optimization | 7.4203 | 1.1582 | 199.9041 | 0.042032 | 0.040995 | 305.3018
[28 empty] | Commercial/Industrial | Process Other Systems Optimization | 0.89231 | 1.1584 | 2636.5695 | 2.1563 | 2.1031 | 15662.4021
[28 empty] | Commercial/Industrial | Process Other Systems Optimization | 7.4219 | 1.1584 | 2188.6766 | 0.46019 | 0.44884 | 3342.6367
[28 empty] | Commercial/Industrial | Process Other Systems Optimization | 3.1487 | 1.1583 | 1296.4768 | 0.31615 | 0.30835 | 2296.3945
[28 empty] | Commercial/Industrial | Process Other Systems Optimization | 7.4215 | 1.1583 | 270.9978 | 0.05698 | 0.055575 | 413.879
[28 empty] | Commercial/Industrial | Process Other Systems Optimization | 5.258 | 1.1584 | 1131.4143 | 0.24826 | 0.24214 | 1803.2829
[28 empty] | Commercial/Industrial | Process Refrig Controls | 0.56929 | 1.4352 | -5956.6253 | 1.1877 | 1.1584 | 8626.9982
[28 empty] | Commercial/Industrial | Process Refrig Controls | 0.56927 | 1.4352 | -3839.8853 | 0.76564 | 0.74676 | 5561.3173
[28 empty] | Commercial/Industrial | Process Refrig Controls | 0.56929 | 1.4352 | -3150.5014 | 0.62818 | 0.61269 | 4562.8806
[28 empty] | Commercial/Industrial | Process Refrig Controls | 0.56923 | 1.4351 | -1080.4455 | 0.21543 | 0.21012 | 1564.8125
[28 empty] | Commercial/Industrial | Process Refrig Controls | 0.56929 | 1.4352 | -624.0774 | 0.12444 | 0.12137 | 903.8532
[28 empty] | Commercial/Industrial | Process Refrig Controls | 0.56922 | 1.4351 | -592.9417 | 0.11823 | 0.11531 | 858.759
[28 empty] | Commercial/Industrial | Process Refrig Controls | 0.56936 | 1.4354 | -396.6715 | 0.079093 | 0.077143 | 574.5005
[28 empty] | Commercial/Industrial | Process Refrig Controls | 7.5527 | 1.4352 | 54895.1238 | 4.5993 | 4.4859 | 33407.3773
[28 empty] | Commercial/Industrial | Process Refrig Controls | 7.5535 | 1.4354 | 2525.1472 | 0.21156 | 0.20635 | 1536.722
[28 empty] | Commercial/Industrial | Process Refrig Equipment Upgrade | 1.7533 | 1.2855 | 5157.4613 | 0.97196 | 0.948 | 7059.9939
[28 empty] | Commercial/Industrial | Process Refrig Equipment Upgrade | 1.9344 | 1.2856 | 31508.9606 | 5.5624 | 5.4252 | 40403.141
[28 empty] | Commercial/Industrial | Process Refrig Equipment Upgrade | 3.574 | 1.2856 | 14815.1112 | 2.0415 | 1.9911 | 14828.5214
[28 empty] | Commercial/Industrial | Process Refrig Equipment Upgrade | 2.1923 | 1.2856 | 39102.0435 | 6.4386 | 6.2798 | 46767.5107
[28 empty] | Commercial/Industrial | Process Refrig Equipment Upgrade | 1.9578 | 1.2856 | 1769.0753 | 0.31003 | 0.30238 | 2251.9345
[28 empty] | Commercial/Industrial | Process Refrig Equipment Upgrade | 2.6341 | 1.2856 | 1816.4906 | 0.27579 | 0.26899 | 2003.2006
[28 empty] | Commercial/Industrial | Process Refrig System Optimization | 0.41612 | 1.1137 | -955.7269 | 0.38785 | 0.37829 | 2817.2169
[28 empty] | Commercial/Industrial | Process Refrig System Optimization | 0.63202 | 1.1138 | -470.1881 | 2.3753 | 2.3167 | 17253.3325
[28 empty] | Commercial/Industrial | Process Refrig System Optimization | 6.347 | 1.1138 | 58907.9317 | 15.7697 | 15.3808 | 114545.0826
[28 empty] | Commercial/Industrial | Process Refrig System Optimization | 1.1729 | 1.1138 | 25678.4564 | 14.1351 | 13.7866 | 102672.0373
[28 empty] | Commercial/Industrial | Process Refrig System Optimization | 18.4485 | 1.1138 | 23073.8846 | 5.7385 | 5.597 | 41682.6524
[28 empty] | Commercial/Industrial | Process Refrig System Optimization | 23.8192 | 1.1138 | 1233.7144 | 0.30428 | 0.29677 | 2210.1421
[28 empty] | Commercial/Industrial | Process Refrig System Optimization | 23.8183 | 1.1138 | 11660.948 | 2.876 | 2.8051 | 20890.0483
[28 empty] | Commercial/Industrial | Process Refrig System Optimization | 1.1729 | 1.1137 | 1181.1956 | 0.65021 | 0.63417 | 4722.8603
[28 empty] | Commercial/Industrial | Pump Equipment Upgrade | 3.7397 | 1.443 | 21052.2033 | 1.9684 | 1.9164 | 14617.7361
[28 empty] | Commercial/Industrial | Pump Equipment Upgrade | 3.3895 | 1.443 | 6034.0599 | 0.5801 | 0.56478 | 4307.8371
[28 empty] | Commercial/Industrial | Pump Equipment Upgrade | 3.7395 | 1.4429 | 3697.0443 | 0.34568 | 0.33655 | 2567.0671
[28 empty] | Commercial/Industrial | Pump Equipment Upgrade | 4.4765 | 1.443 | 130321.4242 | 11.6759 | 11.3675 | 86705.6693
[28 empty] | Commercial/Industrial | Pump Equipment Upgrade | 2.7301 | 1.443 | 7182.271 | 0.74458 | 0.72491 | 5529.2743
[28 empty] | Commercial/Industrial | Pump Equipment Upgrade | 3.8938 | 1.443 | 5739.2563 | 0.53106 | 0.51703 | 3943.6799
[28 empty] | Commercial/Industrial | Pump Equipment Upgrade | 3.74 | 1.4431 | 968.3904 | 0.090547 | 0.088156 | 672.4083
[28 empty] | Commercial/Industrial | Pump Improved Controls | 7.8047 | 1.443 | 5983.6508 | 0.49159 | 0.47861 | 3650.6051
[28 empty] | Commercial/Industrial | Pump Improved Controls | 7.8046 | 1.443 | 20172.0666 | 1.6573 | 1.6135 | 12306.9095
[28 empty] | Commercial/Industrial | Pump Improved Controls | 7.8046 | 1.443 | 2245.4575 | 0.18448 | 0.17961 | 1369.946
[28 empty] | Commercial/Industrial | Pump Improved Controls | 7.8045 | 1.443 | 2910.1236 | 0.23908 | 0.23277 | 1775.4565
[28 empty] | Commercial/Industrial | Pump Improved Controls | 7.8047 | 1.443 | 4549.0856 | 0.37374 | 0.36386 | 2775.3817
[28 empty] | Commercial/Industrial | Pump Improved Controls | 7.8042 | 1.4429 | 3086.32 | 0.25356 | 0.24686 | 1882.9534
[28 empty] | Commercial/Industrial | Pump Improved Controls | 7.8083 | 1.4437 | 531.4821 | 0.043665 | 0.042511 | 324.2554
[28 empty] | Commercial/Industrial | Pump Improved Controls | 7.8046 | 1.443 | 33513.1785 | 2.7533 | 2.6806 | 20446.2767
[28 empty] | Commercial/Industrial | Pump Improved Controls | 7.8042 | 1.4429 | 4506.8748 | 0.37027 | 0.36049 | 2749.629
[28 empty] | Commercial/Industrial | Pump Improved Controls | 7.8043 | 1.443 | 2278.8284 | 0.18722 | 0.18228 | 1390.3055
[28 empty] | Commercial/Industrial | Pump Improved Controls | 7.8049 | 1.4431 | 7355.2641 | 0.60428 | 0.58832 | 4487.4217
[28 empty] | Commercial/Industrial | Pump Improved Controls | 7.792 | 1.4407 | 103.2899 | 0.0084859 | 0.0082618 | 63.0168
[28 empty] | Commercial/Industrial | Pump System Optimization | #DIV/0! | #DIV/0! | 0 | 0 | 0 | 0
[28 empty] | Commercial/Industrial | Pump System Optimization | 5.7805 | 1.2923 | 24217.8127 | 2.9901 | 2.9111 | 22204.8243
[28 empty] | Commercial/Industrial | Pump System Optimization | 3.3134 | 1.2923 | 421221.8829 | 58.3371 | 56.7963 | 433214.4934
[28 empty] | Commercial/Industrial | Pump System Optimization | 4.827 | 1.2923 | 16077.892 | 2.0439 | 1.99 | 15178.4005
[28 empty] | Commercial/Industrial | Pump System Optimization | 10.9677 | 1.2923 | 8465.8108 | 0.97787 | 0.95204 | 7261.6779
[28 empty] | Commercial/Industrial | Pump System Optimization | 2.2775 | 1.2923 | 5385.7798 | 0.85706 | 0.83443 | 6364.5928
[28 empty] | Commercial/Industrial | Pump System Optimization | 38.2375 | 1.2923 | 223298.5877 | 24.5355 | 23.8875 | 182201.7698
[28 empty] | Commercial/Industrial | Pump System Optimization | 4.0894 | 1.2923 | 629901.4364 | 82.7596 | 80.5738 | 614577.2082
[28 empty] | Commercial/Industrial | Pump System Optimization | 4.8259 | 1.292 | 739.5747 | 0.09402 | 0.091537 | 698.1985

## TRC F to P
Measures Changing from Failing to Passing | [9 empty] | Measures Changing from Failing to Passing | [9 empty] | Measures Failing | [7 empty] | Measures Failing
Lower Fuel Costs Economic Potential – TRC | [9 empty] | Higher Fuel Costs Economic Potential – TRC | [9 empty] | 1-Year Payback Economic Potential – TRC | [7 empty] | 3-Year Payback Economic Potential – TRC
Customer Class | Segment | Vintage | Measure Name | TRC | RIM | PCT | Summer (MW) | Winter (MW) | Energy (GWh) | Customer Class | Segment | Vintage | Measure Name | TRC | RIM | PCT | Summer (MW) | Winter (MW) | Energy (GWh) | Customer Class | Measure Name | TRC | RIM | PCT | Summer (MW) | Winter (MW) | Energy (GWh) | Customer Class | Measure Name | TRC | RIM | PCT | Summer (MW) | Winter (MW) | Energy (GWh)
Note 1 | [9 empty] | Residential | Single Family | New | CFL-13W | 1.1729 | 0.91972 | 3.9492 | 0.00046528 | 0.00048851 | 5.2896 | Residential | 15 SEER Air Source Heat Pump | 0.52565 | 1.1896 | -570.6055 | 0.1045 | 0.11103 | 393.6521 | Residential | 15 SEER Air Source Heat Pump | 0.52565 | 1.1896 | -570.6055 | 0.1045 | 0.11103 | 393.6521
[10 empty] | Residential | Multi-Family | New | CFL-13W | 1.1729 | 0.91972 | 3.9492 | 0.00046528 | 0.00048851 | 5.2896 | Residential | 15 SEER Air Source Heat Pump | 0.52565 | 1.1896 | -570.6055 | 0.1045 | 0.11103 | 393.6521 | Residential | 15 SEER Air Source Heat Pump | 0.3717 | 1.1899 | -870.3495 | 0.069666 | 0.074019 | 262.4347
Note 1: There were no measures that changed from failing to passing in the TRC cost effectiveness. | [9 empty] | Residential | Manufactured Home | New | CFL-13W | 1.1729 | 0.91972 | 3.9492 | 0.00046528 | 0.00048851 | 5.2896 | Residential | 15 SEER Air Source Heat Pump | 0.52565 | 1.1896 | -570.6055 | 0.1045 | 0.11103 | 393.6521 | Residential | 15 SEER Air Source Heat Pump | 0.52565 | 1.1896 | -570.6055 | 0.1045 | 0.11103 | 393.6521
[10 empty] | Residential | Single Family | Turnover | CFL-13W | 1.1729 | 0.91972 | 3.9492 | 0.00046528 | 0.00048851 | 5.2896 | Residential | 15 SEER Air Source Heat Pump | 0.52565 | 1.1896 | -570.6055 | 0.1045 | 0.11103 | 393.6521 | Residential | 15 SEER Air Source Heat Pump | 0.52565 | 1.1896 | -570.6055 | 0.1045 | 0.11103 | 393.6521
[10 empty] | Residential | Multi-Family | Turnover | CFL-13W | 1.1729 | 0.91972 | 3.9492 | 0.00046528 | 0.00048851 | 5.2896 | Residential | 15 SEER Air Source Heat Pump | 0.3717 | 1.1899 | -870.3495 | 0.069666 | 0.074019 | 262.4347 | Residential | 15 SEER Air Source Heat Pump | 0.3717 | 1.1899 | -870.3495 | 0.069666 | 0.074019 | 262.4347
[10 empty] | Residential | Manufactured Home | Turnover | CFL-13W | 1.1729 | 0.91972 | 3.9492 | 0.00046528 | 0.00048851 | 5.2896 | Residential | 15 SEER Air Source Heat Pump | 0.3717 | 1.1899 | -870.3495 | 0.069666 | 0.074019 | 262.4347 | Residential | 15 SEER Air Source Heat Pump | 0.52565 | 1.1896 | -570.6055 | 0.1045 | 0.11103 | 393.6521
[10 empty] | Residential | Single Family | Existing | Energy Star Windows | 0.03085 | 1.4018 | -6068.9654 | 0.072717 | 0.18568 | 577.4358 | Residential | 15 SEER Central AC | 0.61484 | 1.6753 | -606.0573 | 0.15798 | 0 | 255.9017 | Residential | 15 SEER Central AC | 0.61484 | 1.6753 | -606.0573 | 0.15798 | 0 | 255.9017
[10 empty] | Residential | Single Family | New | High Efficiency Induction Cooktop | 1.0561 | 1.1375 | 333.0642 | 0.12662 | 0.03038 | 533.952 | Residential | 15 SEER Central AC | 0.61484 | 1.6753 | -606.0573 | 0.15798 | 0 | 255.9017 | Residential | 15 SEER Central AC | 0.45791 | 1.6748 | -720.6953 | 0.10532 | 0 | 170.6011
[10 empty] | Residential | Multi-Family | New | High Efficiency Induction Cooktop | 1.0561 | 1.1375 | 333.0642 | 0.12662 | 0.03038 | 533.952 | Residential | 15 SEER Central AC | 0.61484 | 1.6753 | -606.0573 | 0.15798 | 0 | 255.9017 | Residential | 15 SEER Central AC | 0.61484 | 1.6753 | -606.0573 | 0.15798 | 0 | 255.9017
[10 empty] | Residential | Manufactured Home | New | High Efficiency Induction Cooktop | 1.0561 | 1.1375 | 333.0642 | 0.12662 | 0.03038 | 533.952 | Residential | 15 SEER Central AC | 0.61484 | 1.6753 | -606.0573 | 0.15798 | 0 | 255.9017 | Residential | 15 SEER Central AC | 0.61484 | 1.6753 | -606.0573 | 0.15798 | 0 | 255.9017
[10 empty] | Residential | Single Family | Turnover | High Efficiency Induction Cooktop | 1.0561 | 1.1375 | 333.0642 | 0.12662 | 0.03038 | 533.952 | Residential | 15 SEER Central AC | 0.45791 | 1.6748 | -720.6953 | 0.10532 | 0 | 170.6011 | Residential | 15 SEER Central AC | 0.45791 | 1.6748 | -720.6953 | 0.10532 | 0 | 170.6011
[10 empty] | Residential | Multi-Family | Turnover | High Efficiency Induction Cooktop | 1.0561 | 1.1375 | 333.0642 | 0.12662 | 0.03038 | 533.952 | Residential | 15 SEER Central AC | 0.45791 | 1.6748 | -720.6953 | 0.10532 | 0 | 170.6011 | Residential | 15 SEER Central AC | 0.61484 | 1.6753 | -606.0573 | 0.15798 | 0 | 255.9017
[10 empty] | Residential | Manufactured Home | Turnover | High Efficiency Induction Cooktop | 1.0561 | 1.1375 | 333.0642 | 0.12662 | 0.03038 | 533.952 | Residential | 16 SEER Air Source Heat Pump | 0.3039 | 1.1896 | -2610.3763 | 0.14631 | 0.15545 | 551.1617 | Residential | 16 SEER Air Source Heat Pump | 0.37789 | 1.1898 | -2655.1694 | 0.21947 | 0.23318 | 826.7425
[10 empty] | Residential | Single Family | New | LED - 9W Flood | 1.3095 | 0.93992 | 11.4376 | 0.00097708 | 0.0010259 | 11.1081 | Residential | 16 SEER Air Source Heat Pump | 0.3039 | 1.1896 | -2610.3763 | 0.14631 | 0.15545 | 551.1617 | Residential | 16 SEER Air Source Heat Pump | 0.3039 | 1.1896 | -2610.3763 | 0.14631 | 0.15545 | 551.1617
[10 empty] | Residential | Multi-Family | New | LED - 9W Flood | 1.3095 | 0.93992 | 11.4376 | 0.00097708 | 0.0010259 | 11.1081 | Residential | 16 SEER Air Source Heat Pump | 0.37789 | 1.1898 | -2655.1694 | 0.21947 | 0.23318 | 826.7425 | Residential | 16 SEER Air Source Heat Pump | 0.37789 | 1.1898 | -2655.1694 | 0.21947 | 0.23318 | 826.7425
[10 empty] | Residential | Manufactured Home | New | LED - 9W Flood | 1.3095 | 0.93992 | 11.4376 | 0.00097708 | 0.0010259 | 11.1081 | Residential | 16 SEER Air Source Heat Pump | 0.37789 | 1.1898 | -2655.1694 | 0.21947 | 0.23318 | 826.7425 | Residential | 16 SEER Air Source Heat Pump | 0.37789 | 1.1898 | -2655.1694 | 0.21947 | 0.23318 | 826.7425
[10 empty] | Residential | Single Family | Turnover | LED - 9W Flood | 1.3095 | 0.93992 | 11.4376 | 0.00097708 | 0.0010259 | 11.1081 | Residential | 16 SEER Air Source Heat Pump | 0.37789 | 1.1898 | -2655.1694 | 0.21947 | 0.23318 | 826.7425 | Residential | 16 SEER Air Source Heat Pump | 0.3039 | 1.1896 | -2610.3763 | 0.14631 | 0.15545 | 551.1617
[10 empty] | Residential | Multi-Family | Turnover | LED - 9W Flood | 1.3095 | 0.93992 | 11.4376 | 0.00097708 | 0.0010259 | 11.1081 | Residential | 16 SEER Air Source Heat Pump | 0.37789 | 1.1898 | -2655.1694 | 0.21947 | 0.23318 | 826.7425 | Residential | 16 SEER Air Source Heat Pump | 0.37789 | 1.1898 | -2655.1694 | 0.21947 | 0.23318 | 826.7425
[10 empty] | Residential | Manufactured Home | Turnover | LED - 9W Flood | 1.3095 | 0.93992 | 11.4376 | 0.00097708 | 0.0010259 | 11.1081 | Residential | 16 SEER Central AC | 0.58909 | 1.6752 | -1249.9612 | 0.29621 | 0 | 479.8157 | Residential | 16 SEER Central AC | 0.58909 | 1.6752 | -1249.9612 | 0.29621 | 0 | 479.8157
[10 empty] | Residential | Single Family | Existing | Thermostatic Shower Restriction Valve | 1.0946 | 1.0094 | 65.8632 | 0.0074274 | 0.015988 | 82.4616 | Residential | 16 SEER Central AC | 0.58909 | 1.6752 | -1249.9612 | 0.29621 | 0 | 479.8157 | Residential | 16 SEER Central AC | 0.43939 | 1.6755 | -1450.4148 | 0.19747 | 0 | 319.8771
[10 empty] | Residential | Single Family | New | Thermostatic Shower Restriction Valve | 1.0946 | 1.0094 | 65.8632 | 0.0074274 | 0.015988 | 82.4616 | Residential | 16 SEER Central AC | 0.58909 | 1.6752 | -1249.9612 | 0.29621 | 0 | 479.8157 | Residential | 16 SEER Central AC | 0.58909 | 1.6752 | -1249.9612 | 0.29621 | 0 | 479.8157
[10 empty] | Commercial/Industrial | Restaurants | Existing | Dedicated Outdoor Air System on VRF unit | 1.0608 | 1.5227 | 629.4526 | 0.41437 | 0.41882 | 1361.7563 | Residential | 16 SEER Central AC | 0.58909 | 1.6752 | -1249.9612 | 0.29621 | 0 | 479.8157 | Residential | 16 SEER Central AC | 0.58909 | 1.6752 | -1249.9612 | 0.29621 | 0 | 479.8157
[10 empty] | Commercial/Industrial | Restaurants | New | Dedicated Outdoor Air System on VRF unit | 1.0608 | 1.5227 | 629.4526 | 0.41437 | 0.41882 | 1361.7563 | Residential | 16 SEER Central AC | 0.43939 | 1.6755 | -1450.4148 | 0.19747 | 0 | 319.8771 | Residential | 16 SEER Central AC | 0.43939 | 1.6755 | -1450.4148 | 0.19747 | 0 | 319.8771
[10 empty] | Commercial/Industrial | Healthcare | Existing | ECM Motors on Furnaces | 1.269 | 2.9876 | 326.1942 | 0 | 0 | 725.9759 | Residential | 16 SEER Central AC | 0.43939 | 1.6755 | -1450.4148 | 0.19747 | 0 | 319.8771 | Residential | 16 SEER Central AC | 0.58909 | 1.6752 | -1249.9612 | 0.29621 | 0 | 479.8157
[10 empty] | Commercial/Industrial | Healthcare | New | ECM Motors on Furnaces | 1.269 | 2.9876 | 326.1942 | 0 | 0 | 725.9759 | Residential | 17 SEER Air Source Heat Pump | 0.27832 | 1.1898 | -4403.9832 | 0.2144 | 0.22779 | 807.6477 | Residential | 17 SEER Air Source Heat Pump | 0.34082 | 1.1897 | -4715.3823 | 0.3216 | 0.34169 | 1211.4716
[10 empty] | Commercial/Industrial | Assembly | New | Efficient Battery Charger | 1.093 | 0.99761 | 632.3509 | 0.60888 | 0 | 1111.206 | Residential | 17 SEER Air Source Heat Pump | 0.27832 | 1.1898 | -4403.9832 | 0.2144 | 0.22779 | 807.6477 | Residential | 17 SEER Air Source Heat Pump | 0.27832 | 1.1898 | -4403.9832 | 0.2144 | 0.22779 | 807.6477
[10 empty] | Commercial/Industrial | College and University | New | Efficient Battery Charger | 1.093 | 0.99761 | 632.3509 | 0.60888 | 0 | 1111.206 | Residential | 17 SEER Air Source Heat Pump | 0.34082 | 1.1897 | -4715.3823 | 0.3216 | 0.34169 | 1211.4716 | Residential | 17 SEER Air Source Heat Pump | 0.34082 | 1.1897 | -4715.3823 | 0.3216 | 0.34169 | 1211.4716
[10 empty] | Commercial/Industrial | Grocery | New | Efficient Battery Charger | 1.093 | 0.99761 | 632.3509 | 0.60888 | 0 | 1111.206 | Residential | 17 SEER Air Source Heat Pump | 0.34082 | 1.1897 | -4715.3823 | 0.3216 | 0.34169 | 1211.4716 | Residential | 17 SEER Air Source Heat Pump | 0.34082 | 1.1897 | -4715.3823 | 0.3216 | 0.34169 | 1211.4716
[10 empty] | Commercial/Industrial | Healthcare | New | Efficient Battery Charger | 1.093 | 0.99761 | 632.3509 | 0.60888 | 0 | 1111.206 | Residential | 17 SEER Air Source Heat Pump | 0.34082 | 1.1897 | -4715.3823 | 0.3216 | 0.34169 | 1211.4716 | Residential | 17 SEER Air Source Heat Pump | 0.27832 | 1.1898 | -4403.9832 | 0.2144 | 0.22779 | 807.6477
[10 empty] | Commercial/Industrial | Hospitals | New | Efficient Battery Charger | 1.093 | 0.99761 | 632.3509 | 0.60888 | 0 | 1111.206 | Residential | 17 SEER Air Source Heat Pump | 0.34082 | 1.1897 | -4715.3823 | 0.3216 | 0.34169 | 1211.4716 | Residential | 17 SEER Air Source Heat Pump | 0.34082 | 1.1897 | -4715.3823 | 0.3216 | 0.34169 | 1211.4716
[10 empty] | Commercial/Industrial | Institutional | New | Efficient Battery Charger | 1.093 | 0.99761 | 632.3509 | 0.60888 | 0 | 1111.206 | Residential | 17 SEER Central AC | 0.25724 | 1.6755 | -4474.0535 | 0.27879 | 0 | 451.5913 | Residential | 17 SEER Central AC | 0.25694 | 1.6753 | -6720.4303 | 0.41818 | 0 | 677.3869
[10 empty] | Commercial/Industrial | Lodging/Hospitality | New | Efficient Battery Charger | 1.093 | 0.99761 | 632.3509 | 0.60888 | 0 | 1111.206 | Residential | 17 SEER Central AC | 0.25724 | 1.6755 | -4474.0535 | 0.27879 | 0 | 451.5913 | Residential | 17 SEER Central AC | 0.25724 | 1.6755 | -4474.0535 | 0.27879 | 0 | 451.5913
[10 empty] | Commercial/Industrial | Miscellaneous | New | Efficient Battery Charger | 1.093 | 0.99761 | 632.3509 | 0.60888 | 0 | 1111.206 | Residential | 17 SEER Central AC | 0.25694 | 1.6753 | -6720.4303 | 0.41818 | 0 | 677.3869 | Residential | 17 SEER Central AC | 0.25694 | 1.6753 | -6720.4303 | 0.41818 | 0 | 677.3869
[10 empty] | Commercial/Industrial | Offices | New | Efficient Battery Charger | 1.093 | 0.99761 | 632.3509 | 0.60888 | 0 | 1111.206 | Residential | 17 SEER Central AC | 0.25694 | 1.6753 | -6720.4303 | 0.41818 | 0 | 677.3869 | Residential | 17 SEER Central AC | 0.25694 | 1.6753 | -6720.4303 | 0.41818 | 0 | 677.3869
[10 empty] | Commercial/Industrial | Restaurants | New | Efficient Battery Charger | 1.093 | 0.99761 | 632.3509 | 0.60888 | 0 | 1111.206 | Residential | 17 SEER Central AC | 0.25694 | 1.6753 | -6720.4303 | 0.41818 | 0 | 677.3869 | Residential | 17 SEER Central AC | 0.25724 | 1.6755 | -4474.0535 | 0.27879 | 0 | 451.5913
[10 empty] | Commercial/Industrial | Retail | New | Efficient Battery Charger | 1.093 | 0.99761 | 632.3509 | 0.60888 | 0 | 1111.206 | Residential | 17 SEER Central AC | 0.25694 | 1.6753 | -6720.4303 | 0.41818 | 0 | 677.3869 | Residential | 17 SEER Central AC | 0.25694 | 1.6753 | -6720.4303 | 0.41818 | 0 | 677.3869
[10 empty] | Commercial/Industrial | Schools K-12 | New | Efficient Battery Charger | 1.093 | 0.99761 | 632.3509 | 0.60888 | 0 | 1111.206 | Residential | 18 SEER Air Source Heat Pump | 0.29142 | 1.1897 | -7032.7133 | 0.36822 | 0.39122 | 1387.0904 | Residential | 18 SEER Air Source Heat Pump | 0.29142 | 1.1897 | -7032.7133 | 0.36822 | 0.39122 | 1387.0904
[10 empty] | Commercial/Industrial | Warehouse | New | Efficient Battery Charger | 1.093 | 0.99761 | 632.3509 | 0.60888 | 0 | 1111.206 | Residential | 18 SEER Air Source Heat Pump | 0.29142 | 1.1897 | -7032.7133 | 0.36822 | 0.39122 | 1387.0904 | Residential | 18 SEER Air Source Heat Pump | 0.21417 | 1.1896 | -7397.5146 | 0.24548 | 0.26082 | 924.727
[10 empty] | Commercial/Industrial | Assembly | Turnover | Efficient Battery Charger | 1.093 | 0.99761 | 632.3509 | 0.60888 | 0 | 1111.206 | Residential | 18 SEER Air Source Heat Pump | 0.29142 | 1.1897 | -7032.7133 | 0.36822 | 0.39122 | 1387.0904 | Residential | 18 SEER Air Source Heat Pump | 0.29142 | 1.1897 | -7032.7133 | 0.36822 | 0.39122 | 1387.0904
[10 empty] | Commercial/Industrial | College and University | Turnover | Efficient Battery Charger | 1.093 | 0.99761 | 632.3509 | 0.60888 | 0 | 1111.206 | Residential | 18 SEER Air Source Heat Pump | 0.29142 | 1.1897 | -7032.7133 | 0.36822 | 0.39122 | 1387.0904 | Residential | 18 SEER Air Source Heat Pump | 0.29142 | 1.1897 | -7032.7133 | 0.36822 | 0.39122 | 1387.0904
[10 empty] | Commercial/Industrial | Grocery | Turnover | Efficient Battery Charger | 1.093 | 0.99761 | 632.3509 | 0.60888 | 0 | 1111.206 | Residential | 18 SEER Air Source Heat Pump | 0.21417 | 1.1896 | -7397.5146 | 0.24548 | 0.26082 | 924.727 | Residential | 18 SEER Air Source Heat Pump | 0.21417 | 1.1896 | -7397.5146 | 0.24548 | 0.26082 | 924.727
[10 empty] | Commercial/Industrial | Healthcare | Turnover | Efficient Battery Charger | 1.093 | 0.99761 | 632.3509 | 0.60888 | 0 | 1111.206 | Residential | 18 SEER Air Source Heat Pump | 0.21417 | 1.1896 | -7397.5146 | 0.24548 | 0.26082 | 924.727 | Residential | 18 SEER Air Source Heat Pump | 0.29142 | 1.1897 | -7032.7133 | 0.36822 | 0.39122 | 1387.0904
[10 empty] | Commercial/Industrial | Hospitals | Turnover | Efficient Battery Charger | 1.093 | 0.99761 | 632.3509 | 0.60888 | 0 | 1111.206 | Residential | 18 SEER Central AC | 0.20896 | 1.6754 | -7336.6832 | 0.35106 | 0 | 568.6705 | Residential | 18 SEER Central AC | 0.22814 | 1.6754 | -9860.5712 | 0.5266 | 0 | 853.0057
[10 empty] | Commercial/Industrial | Institutional | Turnover | Efficient Battery Charger | 1.093 | 0.99761 | 632.3509 | 0.60888 | 0 | 1111.206 | Residential | 18 SEER Central AC | 0.20896 | 1.6754 | -7336.6832 | 0.35106 | 0 | 568.6705 | Residential | 18 SEER Central AC | 0.20896 | 1.6754 | -7336.6832 | 0.35106 | 0 | 568.6705
[10 empty] | Commercial/Industrial | Lodging/Hospitality | Turnover | Efficient Battery Charger | 1.093 | 0.99761 | 632.3509 | 0.60888 | 0 | 1111.206 | Residential | 18 SEER Central AC | 0.22814 | 1.6754 | -9860.5712 | 0.5266 | 0 | 853.0057 | Residential | 18 SEER Central AC | 0.22814 | 1.6754 | -9860.5712 | 0.5266 | 0 | 853.0057
[10 empty] | Commercial/Industrial | Miscellaneous | Turnover | Efficient Battery Charger | 1.093 | 0.99761 | 632.3509 | 0.60888 | 0 | 1111.206 | Residential | 18 SEER Central AC | 0.22814 | 1.6754 | -9860.5712 | 0.5266 | 0 | 853.0057 | Residential | 18 SEER Central AC | 0.22814 | 1.6754 | -9860.5712 | 0.5266 | 0 | 853.0057
[10 empty] | Commercial/Industrial | Offices | Turnover | Efficient Battery Charger | 1.093 | 0.99761 | 632.3509 | 0.60888 | 0 | 1111.206 | Residential | 18 SEER Central AC | 0.22814 | 1.6754 | -9860.5712 | 0.5266 | 0 | 853.0057 | Residential | 18 SEER Central AC | 0.20896 | 1.6754 | -7336.6832 | 0.35106 | 0 | 568.6705
[10 empty] | Commercial/Industrial | Restaurants | Turnover | Efficient Battery Charger | 1.093 | 0.99761 | 632.3509 | 0.60888 | 0 | 1111.206 | Residential | 18 SEER Central AC | 0.22814 | 1.6754 | -9860.5712 | 0.5266 | 0 | 853.0057 | Residential | 18 SEER Central AC | 0.22814 | 1.6754 | -9860.5712 | 0.5266 | 0 | 853.0057
[10 empty] | Commercial/Industrial | Retail | Turnover | Efficient Battery Charger | 1.093 | 0.99761 | 632.3509 | 0.60888 | 0 | 1111.206 | Residential | 21 SEER Air Source Heat Pump | 0.26629 | 1.1969 | -11674.8656 | 0.54544 | 0.54465 | 1982.0354 | Residential | 21 SEER Air Source Heat Pump | 0.26629 | 1.1969 | -11674.8656 | 0.54544 | 0.54465 | 1982.0354
[10 empty] | Commercial/Industrial | Schools K-12 | Turnover | Efficient Battery Charger | 1.093 | 0.99761 | 632.3509 | 0.60888 | 0 | 1111.206 | Residential | 21 SEER Air Source Heat Pump | 0.26629 | 1.1969 | -11674.8656 | 0.54544 | 0.54465 | 1982.0354 | Residential | 21 SEER Air Source Heat Pump | 0.18539 | 1.1969 | -12940.7653 | 0.36362 | 0.3631 | 1321.3569
[10 empty] | Commercial/Industrial | Warehouse | Turnover | Efficient Battery Charger | 1.093 | 0.99761 | 632.3509 | 0.60888 | 0 | 1111.206 | Residential | 21 SEER Air Source Heat Pump | 0.26629 | 1.1969 | -11674.8656 | 0.54544 | 0.54465 | 1982.0354 | Residential | 21 SEER Air Source Heat Pump | 0.26629 | 1.1969 | -11674.8656 | 0.54544 | 0.54465 | 1982.0354
[10 empty] | Commercial/Industrial | Lodging/Hospitality | Existing | ENERGY STAR certified buildings program | 1.1537 | 1.1421 | 108788.4202 | 18.8877 | 36.5968 | 61175.4055 | Residential | 21 SEER Air Source Heat Pump | 0.26629 | 1.1969 | -11674.8656 | 0.54544 | 0.54465 | 1982.0354 | Residential | 21 SEER Air Source Heat Pump | 0.26629 | 1.1969 | -11674.8656 | 0.54544 | 0.54465 | 1982.0354
[10 empty] | Commercial/Industrial | Lodging/Hospitality | New | ENERGY STAR certified buildings program | 1.1537 | 1.1421 | 108788.4202 | 18.8877 | 36.5968 | 61175.4055 | Residential | 21 SEER Air Source Heat Pump | 0.18539 | 1.1969 | -12940.7653 | 0.36362 | 0.3631 | 1321.3569 | Residential | 21 SEER Air Source Heat Pump | 0.18539 | 1.1969 | -12940.7653 | 0.36362 | 0.3631 | 1321.3569
[10 empty] | Commercial/Industrial | Assembly | New | Energy Star Hot Food Holding Cabinet | 1.1071 | 1.6506 | 742.2285 | 0.31862 | 0.15417 | 1730.1 | Residential | 21 SEER Air Source Heat Pump | 0.18539 | 1.1969 | -12940.7653 | 0.36362 | 0.3631 | 1321.3569 | Residential | 21 SEER Air Source Heat Pump | 0.26629 | 1.1969 | -11674.8656 | 0.54544 | 0.54465 | 1982.0354
[10 empty] | Commercial/Industrial | College and University | New | Energy Star Hot Food Holding Cabinet | 1.1071 | 1.6506 | 742.2285 | 0.31862 | 0.15417 | 1730.1 | Residential | 21 SEER ASHP from base electric resistance heating | 0.51815 | 0.94948 | -2949.0384 | 0.36362 | 1.3674 | 4976.2972 | Residential | 21 SEER ASHP from base electric resistance heating | 0.72389 | 0.94947 | 3312.7249 | 0.54544 | 2.0512 | 7464.4458
[10 empty] | Commercial/Industrial | Grocery | New | Energy Star Hot Food Holding Cabinet | 1.1071 | 1.6506 | 742.2285 | 0.31862 | 0.15417 | 1730.1 | Residential | 21 SEER ASHP from base electric resistance heating | 0.51815 | 0.94948 | -2949.0384 | 0.36362 | 1.3674 | 4976.2972 | Residential | 21 SEER ASHP from base electric resistance heating | 0.51815 | 0.94948 | -2949.0384 | 0.36362 | 1.3674 | 4976.2972
[10 empty] | Commercial/Industrial | Healthcare | New | Energy Star Hot Food Holding Cabinet | 1.1071 | 1.6506 | 742.2285 | 0.31862 | 0.15417 | 1730.1 | Residential | 21 SEER ASHP from base electric resistance heating | 0.72389 | 0.94947 | 3312.7249 | 0.54544 | 2.0512 | 7464.4458 | Residential | 21 SEER ASHP from base electric resistance heating | 0.72389 | 0.94947 | 3312.7249 | 0.54544 | 2.0512 | 7464.4458
[10 empty] | Commercial/Industrial | Hospitals | New | Energy Star Hot Food Holding Cabinet | 1.1071 | 1.6506 | 742.2285 | 0.31862 | 0.15417 | 1730.1 | Residential | 21 SEER ASHP from base electric resistance heating | 0.72389 | 0.94947 | 3312.7249 | 0.54544 | 2.0512 | 7464.4458 | Residential | 21 SEER ASHP from base electric resistance heating | 0.72389 | 0.94947 | 3312.7249 | 0.54544 | 2.0512 | 7464.4458
[10 empty] | Commercial/Industrial | Institutional | New | Energy Star Hot Food Holding Cabinet | 1.1071 | 1.6506 | 742.2285 | 0.31862 | 0.15417 | 1730.1 | Residential | 21 SEER ASHP from base electric resistance heating | 0.72389 | 0.94947 | 3312.7249 | 0.54544 | 2.0512 | 7464.4458 | Residential | 21 SEER ASHP from base electric resistance heating | 0.51815 | 0.94948 | -2949.0384 | 0.36362 | 1.3674 | 4976.2972
[10 empty] | Commercial/Industrial | Lodging/Hospitality | New | Energy Star Hot Food Holding Cabinet | 1.1071 | 1.6506 | 742.2285 | 0.31862 | 0.15417 | 1730.1 | Residential | 21 SEER ASHP from base electric resistance heating | 0.72389 | 0.94947 | 3312.7249 | 0.54544 | 2.0512 | 7464.4458 | Residential | 21 SEER ASHP from base electric resistance heating | 0.72389 | 0.94947 | 3312.7249 | 0.54544 | 2.0512 | 7464.4458
[10 empty] | Commercial/Industrial | Miscellaneous | New | Energy Star Hot Food Holding Cabinet | 1.1071 | 1.6506 | 742.2285 | 0.31862 | 0.15417 | 1730.1 | Residential | 21 SEER Central AC | 0.18032 | 1.6754 | -13166.7706 | 0.5266 | 0 | 853.0057 | Residential | 21 SEER Central AC | 0.21959 | 1.6753 | -15518.2954 | 0.78989 | 0 | 1279.5086
[10 empty] | Commercial/Industrial | Offices | New | Energy Star Hot Food Holding Cabinet | 1.1071 | 1.6506 | 742.2285 | 0.31862 | 0.15417 | 1730.1 | Residential | 21 SEER Central AC | 0.18032 | 1.6754 | -13166.7706 | 0.5266 | 0 | 853.0057 | Residential | 21 SEER Central AC | 0.18032 | 1.6754 | -13166.7706 | 0.5266 | 0 | 853.0057
[10 empty] | Commercial/Industrial | Restaurants | New | Energy Star Hot Food Holding Cabinet | 1.1071 | 1.6506 | 742.2285 | 0.31862 | 0.15417 | 1730.1 | Residential | 21 SEER Central AC | 0.21959 | 1.6753 | -15518.2954 | 0.78989 | 0 | 1279.5086 | Residential | 21 SEER Central AC | 0.21959 | 1.6753 | -15518.2954 | 0.78989 | 0 | 1279.5086
[10 empty] | Commercial/Industrial | Retail | New | Energy Star Hot Food Holding Cabinet | 1.1071 | 1.6506 | 742.2285 | 0.31862 | 0.15417 | 1730.1 | Residential | 21 SEER Central AC | 0.21959 | 1.6753 | -15518.2954 | 0.78989 | 0 | 1279.5086 | Residential | 21 SEER Central AC | 0.21959 | 1.6753 | -15518.2954 | 0.78989 | 0 | 1279.5086
[10 empty] | Commercial/Industrial | Schools K-12 | New | Energy Star Hot Food Holding Cabinet | 1.1071 | 1.6506 | 742.2285 | 0.31862 | 0.15417 | 1730.1 | Residential | 21 SEER Central AC | 0.21959 | 1.6753 | -15518.2954 | 0.78989 | 0 | 1279.5086 | Residential | 21 SEER Central AC | 0.18032 | 1.6754 | -13166.7706 | 0.5266 | 0 | 853.0057
[10 empty] | Commercial/Industrial | Warehouse | New | Energy Star Hot Food Holding Cabinet | 1.1071 | 1.6506 | 742.2285 | 0.31862 | 0.15417 | 1730.1 | Residential | 21 SEER Central AC | 0.21959 | 1.6753 | -15518.2954 | 0.78989 | 0 | 1279.5086 | Residential | 21 SEER Central AC | 0.21959 | 1.6753 | -15518.2954 | 0.78989 | 0 | 1279.5086
[10 empty] | Commercial/Industrial | Assembly | Turnover | Energy Star Hot Food Holding Cabinet | 1.1071 | 1.6506 | 742.2285 | 0.31862 | 0.15417 | 1730.1 | Residential | Air Sealing-Infiltration Control | 0.82477 | 1.2518 | -22.4366 | 0.13851 | 0.31897 | 582.57 | Residential | Air Sealing-Infiltration Control | 0.53707 | 1.2739 | -802.1611 | 0.20819 | 0.23002 | 595.5471
[10 empty] | Commercial/Industrial | College and University | Turnover | Energy Star Hot Food Holding Cabinet | 1.1071 | 1.6506 | 742.2285 | 0.31862 | 0.15417 | 1730.1 | Residential | Air Sealing-Infiltration Control | 0.58049 | 1.2563 | -398.3465 | 0.10084 | 0.1994 | 387.27 | Residential | Air Sealing-Infiltration Control | 0.58049 | 1.2563 | -398.3465 | 0.10084 | 0.1994 | 387.27
[10 empty] | Commercial/Industrial | Grocery | Turnover | Energy Star Hot Food Holding Cabinet | 1.1071 | 1.6506 | 742.2285 | 0.31862 | 0.15417 | 1730.1 | Residential | Air Sealing-Infiltration Control | 0.53707 | 1.2739 | -802.1611 | 0.20819 | 0.23002 | 595.5471 | Residential | Air Sealing-Infiltration Control | 0.82477 | 1.2518 | -22.4366 | 0.13851 | 0.31897 | 582.57
[10 empty] | Commercial/Industrial | Healthcare | Turnover | Energy Star Hot Food Holding Cabinet | 1.1071 | 1.6506 | 742.2285 | 0.31862 | 0.15417 | 1730.1 | Residential | Air Sealing-Infiltration Control | 0 | #DIV/0! | -1283.6581 | 0 | 0 | 0 | Residential | Air Sealing-Infiltration Control | 0 | #DIV/0! | -2163.6009 | 0 | 0 | 0
[10 empty] | Commercial/Industrial | Hospitals | Turnover | Energy Star Hot Food Holding Cabinet | 1.1071 | 1.6506 | 742.2285 | 0.31862 | 0.15417 | 1730.1 | Residential | Air Sealing-Infiltration Control | 0 | #DIV/0! | -1354.2103 | 0 | 0 | 0 | Residential | Air Sealing-Infiltration Control | 0 | #DIV/0! | -1283.6581 | 0 | 0 | 0
[10 empty] | Commercial/Industrial | Institutional | Turnover | Energy Star Hot Food Holding Cabinet | 1.1071 | 1.6506 | 742.2285 | 0.31862 | 0.15417 | 1730.1 | Residential | Air Sealing-Infiltration Control | 0 | #DIV/0! | -2163.6009 | 0 | 0 | 0 | Residential | Air Sealing-Infiltration Control | 0 | #DIV/0! | -1354.2103 | 0 | 0 | 0
[10 empty] | Commercial/Industrial | Lodging/Hospitality | Turnover | Energy Star Hot Food Holding Cabinet | 1.1071 | 1.6506 | 742.2285 | 0.31862 | 0.15417 | 1730.1 | Residential | Ceiling Insulation(R12 to R38) | 0.83073 | 1.5081 | -289.2191 | 0.17642 | 0.24653 | 522 | Residential | Ceiling Insulation(R12 to R38) | 0.83073 | 1.5081 | -289.2191 | 0.17642 | 0.24653 | 522
[10 empty] | Commercial/Industrial | Miscellaneous | Turnover | Energy Star Hot Food Holding Cabinet | 1.1071 | 1.6506 | 742.2285 | 0.31862 | 0.15417 | 1730.1 | Residential | Ceiling Insulation(R12 to R38) | 0.83073 | 1.5081 | -289.2191 | 0.17642 | 0.24653 | 522 | Residential | Ceiling Insulation(R12 to R38) | 0.78016 | 1.508 | -454.3776 | 0.1748 | 0.24426 | 517.2
[10 empty] | Commercial/Industrial | Offices | Turnover | Energy Star Hot Food Holding Cabinet | 1.1071 | 1.6506 | 742.2285 | 0.31862 | 0.15417 | 1730.1 | Residential | Ceiling Insulation(R12 to R38) | 0.78016 | 1.508 | -454.3776 | 0.1748 | 0.24426 | 517.2 | Residential | Ceiling Insulation(R12 to R38) | 0.83073 | 1.5081 | -289.2191 | 0.17642 | 0.24653 | 522
[10 empty] | Commercial/Industrial | Restaurants | Turnover | Energy Star Hot Food Holding Cabinet | 1.1071 | 1.6506 | 742.2285 | 0.31862 | 0.15417 | 1730.1 | Residential | Ceiling Insulation(R12 to R38) | 0.78016 | 1.508 | -454.3776 | 0.1748 | 0.24426 | 517.2 | Residential | Ceiling Insulation(R12 to R38) | 0.78016 | 1.508 | -454.3776 | 0.1748 | 0.24426 | 517.2
[10 empty] | Commercial/Industrial | Retail | Turnover | Energy Star Hot Food Holding Cabinet | 1.1071 | 1.6506 | 742.2285 | 0.31862 | 0.15417 | 1730.1 | Residential | Ceiling Insulation(R19 to R38) | 0.66487 | 1.5259 | -799.9891 | 0.14644 | 0.20845 | 426 | Residential | Ceiling Insulation(R19 to R38) | 0.66487 | 1.5259 | -799.9891 | 0.14644 | 0.20845 | 426
[10 empty] | Commercial/Industrial | Schools K-12 | Turnover | Energy Star Hot Food Holding Cabinet | 1.1071 | 1.6506 | 742.2285 | 0.31862 | 0.15417 | 1730.1 | Residential | Ceiling Insulation(R19 to R38) | 0.66487 | 1.5259 | -799.9891 | 0.14644 | 0.20845 | 426 | Residential | Ceiling Insulation(R19 to R38) | 0.49807 | 1.5263 | -1060.4468 | 0.091093 | 0.12967 | 265
[10 empty] | Commercial/Industrial | Warehouse | Turnover | Energy Star Hot Food Holding Cabinet | 1.1071 | 1.6506 | 742.2285 | 0.31862 | 0.15417 | 1730.1 | Residential | Ceiling Insulation(R19 to R38) | 0.49807 | 1.5263 | -1060.4468 | 0.091093 | 0.12967 | 265 | Residential | Ceiling Insulation(R19 to R38) | 0.45312 | 1.5259 | -1230.8441 | 0.087453 | 0.12449 | 254.41
[10 empty] | Commercial/Industrial | Restaurants | New | Facility Commissioning | 1.1928 | 1.4724 | 8362.925 | 3.4982 | 0.35113 | 16279.921 | Residential | Ceiling Insulation(R19 to R38) | 0.49807 | 1.5263 | -1060.4468 | 0.091093 | 0.12967 | 265 | Residential | Ceiling Insulation(R19 to R38) | 0.66487 | 1.5259 | -799.9891 | 0.14644 | 0.20845 | 426
[10 empty] | Commercial/Industrial | College and University | Existing | Facility Energy Management System | 1.2227 | 1.9002 | 62808.0642 | 16.2679 | 14.0526 | 109886.5187 | Residential | Ceiling Insulation(R19 to R38) | 0.45312 | 1.5259 | -1230.8441 | 0.087453 | 0.12449 | 254.41 | Residential | Ceiling Insulation(R19 to R38) | 0.49807 | 1.5263 | -1060.4468 | 0.091093 | 0.12967 | 265
[10 empty] | Commercial/Industrial | College and University | New | Facility Energy Management System | 1.2227 | 1.9002 | 62808.0642 | 16.2679 | 14.0526 | 109886.5187 | Residential | Ceiling Insulation(R19 to R38) | 0.45312 | 1.5259 | -1230.8441 | 0.087453 | 0.12449 | 254.41 | Residential | Ceiling Insulation(R19 to R38) | 0.45312 | 1.5259 | -1230.8441 | 0.087453 | 0.12449 | 254.41
[10 empty] | Commercial/Industrial | Grocery | New | High Efficiency Chiller (Air Cooled, 50 tons) | 1.051 | 1.6777 | 3105.2148 | 2.0403 | 2.0706 | 7168.7817 | Residential | Ceiling Insulation(R30 to R38) | 0.19197 | 1.5333 | -1319.2327 | 0.025689 | 0.03755 | 75 | Residential | Ceiling Insulation(R30 to R38) | 0.26117 | 1.5313 | -1442.4923 | 0.042129 | 0.061582 | 123
[10 empty] | Commercial/Industrial | Institutional | New | High Efficiency Chiller (Air Cooled, 50 tons) | 1.0277 | 1.6778 | 2604.2039 | 1.9951 | 2.0247 | 7009.9168 | Residential | Ceiling Insulation(R30 to R38) | 0.19197 | 1.5333 | -1319.2327 | 0.025689 | 0.03755 | 75 | Residential | Ceiling Insulation(R30 to R38) | 0.19197 | 1.5333 | -1319.2327 | 0.025689 | 0.03755 | 75
[10 empty] | Commercial/Industrial | Miscellaneous | New | High Efficiency Chiller (Air Cooled, 50 tons) | 1.0626 | 1.6778 | 3355.7203 | 2.0629 | 2.0935 | 7248.2142 | Residential | Ceiling Insulation(R30 to R38) | 0.17377 | 1.5316 | -1424.8199 | 0.024558 | 0.035898 | 71.7 | Residential | Ceiling Insulation(R30 to R38) | 0.17377 | 1.5316 | -1424.8199 | 0.024558 | 0.035898 | 71.7
[10 empty] | Commercial/Industrial | Grocery | Turnover | High Efficiency Chiller (Air Cooled, 50 tons) | 1.051 | 1.6777 | 3105.2148 | 2.0403 | 2.0706 | 7168.7817 | Residential | Ceiling Insulation(R30 to R38) | 0.17377 | 1.5316 | -1424.8199 | 0.024558 | 0.035898 | 71.7 | Residential | Ceiling Insulation(R30 to R38) | 0.26117 | 1.5313 | -1442.4923 | 0.042129 | 0.061582 | 123
[10 empty] | Commercial/Industrial | Institutional | Turnover | High Efficiency Chiller (Air Cooled, 50 tons) | 1.0277 | 1.6778 | 2604.2039 | 1.9951 | 2.0247 | 7009.9168 | Residential | Ceiling Insulation(R30 to R38) | 0.26117 | 1.5313 | -1442.4923 | 0.042129 | 0.061582 | 123 | Residential | Ceiling Insulation(R30 to R38) | 0.19197 | 1.5333 | -1319.2327 | 0.025689 | 0.03755 | 75
[10 empty] | Commercial/Industrial | Miscellaneous | Turnover | High Efficiency Chiller (Air Cooled, 50 tons) | 1.0626 | 1.6778 | 3355.7203 | 2.0629 | 2.0935 | 7248.2142 | Residential | Ceiling Insulation(R30 to R38) | 0.26117 | 1.5313 | -1442.4923 | 0.042129 | 0.061582 | 123 | Residential | Ceiling Insulation(R30 to R38) | 0.17377 | 1.5316 | -1424.8199 | 0.024558 | 0.035898 | 71.7
[10 empty] | Commercial/Industrial | Assembly | New | High Efficiency Chiller (Water cooled-positive displacement, 100 tons) | 1.0363 | 1.4374 | 3220.8514 | 2.0051 | 0.08685 | 5092.9074 | Residential | Central AC Tune Up | 0.064302 | 1.0332 | -311.9175 | 0.11566 | 0 | 187.352 | Residential | Central AC Tune Up | 0.064302 | 1.0332 | -311.9175 | 0.11566 | 0 | 187.352
[10 empty] | Commercial/Industrial | College and University | New | High Efficiency Chiller (Water cooled-positive displacement, 100 tons) | 1.1497 | 1.4374 | 5204.9996 | 2.2245 | 0.096353 | 5650.1267 | Residential | Central AC Tune Up | 0.042781 | 1.0332 | -322.0483 | 0.076952 | 0 | 124.65 | Residential | Central AC Tune Up | 0.031147 | 1.0332 | -327.5255 | 0.056024 | 0 | 90.75
[10 empty] | Commercial/Industrial | Schools K-12 | New | High Efficiency Chiller (Water cooled-positive displacement, 100 tons) | 1.1442 | 1.4374 | 5107.8734 | 2.2138 | 0.095887 | 5622.8503 | Residential | Central AC Tune Up | 0.031147 | 1.0332 | -327.5255 | 0.056024 | 0 | 90.75 | Residential | Central AC Tune Up | 0.042781 | 1.0332 | -322.0483 | 0.076952 | 0 | 124.65
[10 empty] | Commercial/Industrial | Assembly | Turnover | High Efficiency Chiller (Water cooled-positive displacement, 100 tons) | 1.0363 | 1.4374 | 3220.8514 | 2.0051 | 0.08685 | 5092.9074 | Residential | Central AC Tune Up | 0 | #DIV/0! | -342.1881 | 0 | 0 | 0 | Residential | Central AC Tune Up | 0 | #DIV/0! | -342.1881 | 0 | 0 | 0
[10 empty] | Commercial/Industrial | College and University | Turnover | High Efficiency Chiller (Water cooled-positive displacement, 100 tons) | 1.1497 | 1.4374 | 5204.9996 | 2.2245 | 0.096353 | 5650.1267 | Residential | Central AC Tune Up | 0 | #DIV/0! | -342.1881 | 0 | 0 | 0 | Residential | Central AC Tune Up | 0 | #DIV/0! | -342.1881 | 0 | 0 | 0
[10 empty] | Commercial/Industrial | Schools K-12 | Turnover | High Efficiency Chiller (Water cooled-positive displacement, 100 tons) | 1.1442 | 1.4374 | 5107.8734 | 2.2138 | 0.095887 | 5622.8503 | Residential | Central AC Tune Up | 0 | #DIV/0! | -342.1881 | 0 | 0 | 0 | Residential | Central AC Tune Up | 0 | #DIV/0! | -342.1881 | 0 | 0 | 0
[10 empty] | Commercial/Industrial | Healthcare | New | High Efficiency DX 135k- less than 240k BTU | 1.0064 | 1.3071 | 2282.8718 | 1.6817 | 0 | 4066.8949 | Residential | CFL - 15W Flood | 0.26134 | 0.72494 | -6.9499 | 0.00041875 | 0.00043966 | 4.7606 | Residential | CFL - 15W Flood | 0.26134 | 0.72494 | -6.9499 | 0.00041875 | 0.00043966 | 4.7606
[10 empty] | Commercial/Industrial | Healthcare | Turnover | High Efficiency DX 135k- less than 240k BTU | 1.0064 | 1.3071 | 2282.8718 | 1.6817 | 0 | 4066.8949 | Residential | CFL - 15W Flood | 0.26134 | 0.72494 | -6.9499 | 0.00041875 | 0.00043966 | 4.7606 | Residential | CFL - 15W Flood | 0.26134 | 0.72494 | -6.9499 | 0.00041875 | 0.00043966 | 4.7606
[10 empty] | Commercial/Industrial | Assembly | New | High Efficiency HID Lighting | 1.0769 | 2.8561 | 114.7258 | 0 | 0 | 484.169 | Residential | CFL - 15W Flood | 0.26134 | 0.72494 | -6.9499 | 0.00041875 | 0.00043966 | 4.7606 | Residential | CFL - 15W Flood | 0.26134 | 0.72494 | -6.9499 | 0.00041875 | 0.00043966 | 4.7606
[10 empty] | Commercial/Industrial | College and University | New | High Efficiency HID Lighting | 1.0769 | 2.8561 | 114.7258 | 0 | 0 | 484.169 | Residential | CFL - 15W Flood | 0.26134 | 0.72494 | -6.9499 | 0.00041875 | 0.00043966 | 4.7606 | Residential | CFL - 15W Flood | 0.26134 | 0.72494 | -6.9499 | 0.00041875 | 0.00043966 | 4.7606
[10 empty] | Commercial/Industrial | Grocery | New | High Efficiency HID Lighting | 1.0769 | 2.8561 | 114.7258 | 0 | 0 | 484.169 | Residential | CFL - 15W Flood | 0.26134 | 0.72494 | -6.9499 | 0.00041875 | 0.00043966 | 4.7606 | Residential | CFL - 15W Flood | 0.26134 | 0.72494 | -6.9499 | 0.00041875 | 0.00043966 | 4.7606
[10 empty] | Commercial/Industrial | Healthcare | New | High Efficiency HID Lighting | 1.0769 | 2.8561 | 114.7258 | 0 | 0 | 484.169 | Residential | CFL - 15W Flood | 0.26134 | 0.72494 | -6.9499 | 0.00041875 | 0.00043966 | 4.7606 | Residential | CFL - 15W Flood | 0.26134 | 0.72494 | -6.9499 | 0.00041875 | 0.00043966 | 4.7606
[10 empty] | Commercial/Industrial | Hospitals | New | High Efficiency HID Lighting | 1.0769 | 2.8561 | 114.7258 | 0 | 0 | 484.169 | Residential | CFL - 15W Flood (Exterior) | 2.0283 | 0.56451 | 62.1963 | 0 | 0 | 47.45 | Residential | CFL-13W | 0.85125 | 0.71563 | 3.631 | 0.00046528 | 0.00048851 | 5.2896
[10 empty] | Commercial/Industrial | Institutional | New | High Efficiency HID Lighting | 1.0769 | 2.8561 | 114.7258 | 0 | 0 | 484.169 | Residential | CFL - 15W Flood (Exterior) | 2.0283 | 0.56451 | 62.1963 | 0 | 0 | 47.45 | Residential | CFL-13W | 0.85125 | 0.71563 | 3.631 | 0.00046528 | 0.00048851 | 5.2896
[10 empty] | Commercial/Industrial | Lodging/Hospitality | New | High Efficiency HID Lighting | 1.0769 | 2.8561 | 114.7258 | 0 | 0 | 484.169 | Residential | CFL - 15W Flood (Exterior) | 2.0283 | 0.56451 | 62.1963 | 0 | 0 | 47.45 | Residential | CFL-13W | 0.85125 | 0.71563 | 3.631 | 0.00046528 | 0.00048851 | 5.2896
[10 empty] | Commercial/Industrial | Miscellaneous | New | High Efficiency HID Lighting | 1.0769 | 2.8561 | 114.7258 | 0 | 0 | 484.169 | Residential | CFL - 15W Flood (Exterior) | 2.0283 | 0.56451 | 62.1963 | 0 | 0 | 47.45 | Residential | CFL-13W | 0.85125 | 0.71563 | 3.631 | 0.00046528 | 0.00048851 | 5.2896
[10 empty] | Commercial/Industrial | Offices | New | High Efficiency HID Lighting | 1.0769 | 2.8561 | 114.7258 | 0 | 0 | 484.169 | Residential | CFL - 15W Flood (Exterior) | 2.0283 | 0.56451 | 62.1963 | 0 | 0 | 47.45 | Residential | CFL-13W | 0.85125 | 0.71563 | 3.631 | 0.00046528 | 0.00048851 | 5.2896
[10 empty] | Commercial/Industrial | Restaurants | New | High Efficiency HID Lighting | 1.0769 | 2.8561 | 114.7258 | 0 | 0 | 484.169 | Residential | CFL - 15W Flood (Exterior) | 2.0283 | 0.56451 | 62.1963 | 0 | 0 | 47.45 | Residential | CFL-13W | 0.85125 | 0.71563 | 3.631 | 0.00046528 | 0.00048851 | 5.2896
[10 empty] | Commercial/Industrial | Retail | New | High Efficiency HID Lighting | 1.0769 | 2.8561 | 114.7258 | 0 | 0 | 484.169 | Residential | CFL-13W | 0.85125 | 0.71563 | 3.631 | 0.00046528 | 0.00048851 | 5.2896 | Residential | Drain Water Heat Recovery | 0.11288 | 0.91557 | -3108.2038 | 0.021393 | 0.046051 | 237.513
[10 empty] | Commercial/Industrial | Schools K-12 | New | High Efficiency HID Lighting | 1.0769 | 2.8561 | 114.7258 | 0 | 0 | 484.169 | Residential | CFL-13W | 0.85125 | 0.71563 | 3.631 | 0.00046528 | 0.00048851 | 5.2896 | Residential | Drain Water Heat Recovery | 0.096643 | 0.91513 | -3212.2534 | 0.018324 | 0.039445 | 203.442
[10 empty] | Commercial/Industrial | Warehouse | New | High Efficiency HID Lighting | 1.0769 | 2.8561 | 114.7258 | 0 | 0 | 484.169 | Residential | CFL-13W | 0.85125 | 0.71563 | 3.631 | 0.00046528 | 0.00048851 | 5.2896 | Residential | Drain Water Heat Recovery | 0.14315 | 0.91548 | -2913.6274 | 0.027132 | 0.058404 | 301.227
[10 empty] | Commercial/Industrial | Assembly | Turnover | High Efficiency HID Lighting | 1.0769 | 2.8561 | 114.7258 | 0 | 0 | 484.169 | Residential | CFL-13W | 0.85125 | 0.71563 | 3.631 | 0.00046528 | 0.00048851 | 5.2896 | Residential | Drain Water Heat Recovery | 0.14197 | 0.91557 | -2322.7945 | 0.021393 | 0.046051 | 237.513
[10 empty] | Commercial/Industrial | College and University | Turnover | High Efficiency HID Lighting | 1.0769 | 2.8561 | 114.7258 | 0 | 0 | 484.169 | Residential | CFL-13W | 0.85125 | 0.71563 | 3.631 | 0.00046528 | 0.00048851 | 5.2896 | Residential | Drain Water Heat Recovery | 0.12154 | 0.91513 | -2426.844 | 0.018324 | 0.039445 | 203.442
[10 empty] | Commercial/Industrial | Grocery | Turnover | High Efficiency HID Lighting | 1.0769 | 2.8561 | 114.7258 | 0 | 0 | 484.169 | Residential | CFL-13W | 0.85125 | 0.71563 | 3.631 | 0.00046528 | 0.00048851 | 5.2896 | Residential | Drain Water Heat Recovery | 0.18003 | 0.91548 | -2128.218 | 0.027132 | 0.058404 | 301.227
[10 empty] | Commercial/Industrial | Healthcare | Turnover | High Efficiency HID Lighting | 1.0769 | 2.8561 | 114.7258 | 0 | 0 | 484.169 | Residential | Drain Water Heat Recovery | 0.18003 | 0.91548 | -2128.218 | 0.027132 | 0.058404 | 301.227 | Residential | Duct Insulation | 0.064707 | 1.3622 | -5256.5074 | 0.047311 | 0.052273 | 135.3381
[10 empty] | Commercial/Industrial | Hospitals | Turnover | High Efficiency HID Lighting | 1.0769 | 2.8561 | 114.7258 | 0 | 0 | 484.169 | Residential | Drain Water Heat Recovery | 0.14197 | 0.91557 | -2322.7945 | 0.021393 | 0.046051 | 237.513 | Residential | Duct Insulation | 0.049878 | 1.3413 | -4440.8392 | 0.022916 | 0.045313 | 88.0071
[10 empty] | Commercial/Industrial | Institutional | Turnover | High Efficiency HID Lighting | 1.0769 | 2.8561 | 114.7258 | 0 | 0 | 484.169 | Residential | Drain Water Heat Recovery | 0.12154 | 0.91513 | -2426.844 | 0.018324 | 0.039445 | 203.442 | Residential | Duct Insulation | 0.070857 | 1.3363 | -4564.1496 | 0.031477 | 0.072486 | 132.389
[10 empty] | Commercial/Industrial | Lodging/Hospitality | Turnover | High Efficiency HID Lighting | 1.0769 | 2.8561 | 114.7258 | 0 | 0 | 484.169 | Residential | Drain Water Heat Recovery | 0.14315 | 0.91548 | -2913.6274 | 0.027132 | 0.058404 | 301.227 | Residential | Duct Insulation | 0 | #DIV/0! | -5669.8169 | 0 | 0 | 0
[10 empty] | Commercial/Industrial | Miscellaneous | Turnover | High Efficiency HID Lighting | 1.0769 | 2.8561 | 114.7258 | 0 | 0 | 484.169 | Residential | Drain Water Heat Recovery | 0.11288 | 0.91557 | -3108.2038 | 0.021393 | 0.046051 | 237.513 | Residential | Duct Insulation | 0 | #DIV/0! | -4709.6045 | 0 | 0 | 0
[10 empty] | Commercial/Industrial | Offices | Turnover | High Efficiency HID Lighting | 1.0769 | 2.8561 | 114.7258 | 0 | 0 | 484.169 | Residential | Drain Water Heat Recovery | 0.096643 | 0.91513 | -3212.2534 | 0.018324 | 0.039445 | 203.442 | Residential | Duct Insulation | 0 | #DIV/0! | -4968.453 | 0 | 0 | 0
[10 empty] | Commercial/Industrial | Restaurants | Turnover | High Efficiency HID Lighting | 1.0769 | 2.8561 | 114.7258 | 0 | 0 | 484.169 | Residential | Duct Insulation | 0.049878 | 1.3413 | -4440.8392 | 0.022916 | 0.045313 | 88.0071 | Residential | Duct Repair | 0 | #DIV/0! | -1028.5123 | 0 | 0 | 0
[10 empty] | Commercial/Industrial | Retail | Turnover | High Efficiency HID Lighting | 1.0769 | 2.8561 | 114.7258 | 0 | 0 | 484.169 | Residential | Duct Insulation | 0.070857 | 1.3363 | -4564.1496 | 0.031477 | 0.072486 | 132.389 | Residential | Duct Repair | 0 | #DIV/0! | -1028.5123 | 0 | 0 | 0
[10 empty] | Commercial/Industrial | Schools K-12 | Turnover | High Efficiency HID Lighting | 1.0769 | 2.8561 | 114.7258 | 0 | 0 | 484.169 | Residential | Duct Insulation | 0 | #DIV/0! | -4709.6045 | 0 | 0 | 0 | Residential | Duct Repair | 0 | #DIV/0! | -1028.5123 | 0 | 0 | 0
[10 empty] | Commercial/Industrial | Warehouse | Turnover | High Efficiency HID Lighting | 1.0769 | 2.8561 | 114.7258 | 0 | 0 | 484.169 | Residential | Duct Insulation | 0 | #DIV/0! | -4968.453 | 0 | 0 | 0 | Residential | Energy Star Audio-Video Equipment | 0.051512 | 0.53212 | -434.2383 | 0 | 0 | 80.2955
[10 empty] | Commercial/Industrial | Lodging/Hospitality | Existing | Hotel Card Energy Control Systems | 1.0884 | 2.8501 | 157.5107 | 0.0044883 | -0.016893 | 561.42 | Residential | Duct Insulation | 0.064707 | 1.3622 | -5256.5074 | 0.047311 | 0.052273 | 135.3381 | Residential | Energy Star Audio-Video Equipment | 0.051512 | 0.53212 | -434.2383 | 0 | 0 | 80.2955
[10 empty] | Commercial/Industrial | Lodging/Hospitality | New | Hotel Card Energy Control Systems | 1.0884 | 2.8501 | 157.5107 | 0.0044883 | -0.016893 | 561.42 | Residential | Duct Insulation | 0 | #DIV/0! | -5669.8169 | 0 | 0 | 0 | Residential | Energy Star Audio-Video Equipment | 0.051512 | 0.53212 | -434.2383 | 0 | 0 | 80.2955
[10 empty] | Commercial/Industrial | Lodging/Hospitality | Existing | HVAC tune-up | 1.0725 | 1.0785 | 83.1255 | 0.095936 | 0.011648 | 273.1443 | Residential | Duct Repair | 0 | #DIV/0! | -1028.5123 | 0 | 0 | 0 | Residential | Energy Star Audio-Video Equipment | 0.051512 | 0.53212 | -434.2383 | 0 | 0 | 80.2955
[10 empty] | Commercial/Industrial | Lodging/Hospitality | New | HVAC tune-up | 1.0725 | 1.0785 | 83.1255 | 0.095936 | 0.011648 | 273.1443 | Residential | Duct Repair | 0 | #DIV/0! | -1028.5123 | 0 | 0 | 0 | Residential | Energy Star Audio-Video Equipment | 0.051512 | 0.53212 | -434.2383 | 0 | 0 | 80.2955
[10 empty] | Commercial/Industrial | Healthcare | Existing | HVAC tune-up_RTU | 1.0054 | 1.0787 | 456.3569 | 0.59942 | 0.072781 | 1706.6392 | Residential | Duct Repair | 0 | #DIV/0! | -1028.5123 | 0 | 0 | 0 | Residential | Energy Star Audio-Video Equipment | 0.051512 | 0.53212 | -434.2383 | 0 | 0 | 80.2955
[10 empty] | Commercial/Industrial | Healthcare | New | HVAC tune-up_RTU | 1.0054 | 1.0787 | 456.3569 | 0.59942 | 0.072781 | 1706.6392 | Residential | Energy Star Air Purifier | #DIV/0! | 0.80407 | 1188.0677 | 0.085069 | 0.061385 | 641.9636 | Residential | Energy Star Bathroom Ventilating Fan | 0.12962 | 0.70977 | -33.0188 | 0.00020675 | 0.00082699 | 5.9063
[10 empty] | Commercial/Industrial | Grocery | Existing | Interior Lighting Controls | 1.2037 | 2.4883 | 195.0059 | 0 | 0 | 776.16 | Residential | Energy Star Air Purifier | #DIV/0! | 0.80407 | 1188.0677 | 0.085069 | 0.061385 | 641.9636 | Residential | Energy Star Bathroom Ventilating Fan | 0.12962 | 0.70977 | -33.0188 | 0.00020675 | 0.00082699 | 5.9063
[10 empty] | Commercial/Industrial | Healthcare | Existing | Interior Lighting Controls | 1.0917 | 2.4883 | 135.1117 | 0 | 0 | 703.92 | Residential | Energy Star Air Purifier | #DIV/0! | 0.80407 | 1188.0677 | 0.085069 | 0.061385 | 641.9636 | Residential | Energy Star Bathroom Ventilating Fan | 0.12962 | 0.70977 | -33.0188 | 0.00020675 | 0.00082699 | 5.9063
[10 empty] | Commercial/Industrial | Retail | Existing | Interior Lighting Controls | 1.0821 | 2.4883 | 130.0044 | 0 | 0 | 697.76 | Residential | Energy Star Air Purifier | #DIV/0! | 0.80407 | 1188.0677 | 0.085069 | 0.061385 | 641.9636 | Residential | Energy Star Bathroom Ventilating Fan | 0.12962 | 0.70977 | -33.0188 | 0.00020675 | 0.00082699 | 5.9063
[10 empty] | Commercial/Industrial | Grocery | New | Interior Lighting Controls | 1.2037 | 2.4883 | 195.0059 | 0 | 0 | 776.16 | Residential | Energy Star Air Purifier | #DIV/0! | 0.80407 | 1188.0677 | 0.085069 | 0.061385 | 641.9636 | Residential | Energy Star Bathroom Ventilating Fan | 0.12962 | 0.70977 | -33.0188 | 0.00020675 | 0.00082699 | 5.9063
[10 empty] | Commercial/Industrial | Healthcare | New | Interior Lighting Controls | 1.0917 | 2.4883 | 135.1117 | 0 | 0 | 703.92 | Residential | Energy Star Air Purifier | #DIV/0! | 0.80407 | 1188.0677 | 0.085069 | 0.061385 | 641.9636 | Residential | Energy Star Bathroom Ventilating Fan | 0.12962 | 0.70977 | -33.0188 | 0.00020675 | 0.00082699 | 5.9063
[10 empty] | Commercial/Industrial | Retail | New | Interior Lighting Controls | 1.0821 | 2.4883 | 130.0044 | 0 | 0 | 697.76 | Residential | Energy Star Audio-Video Equipment | 0.051512 | 0.53212 | -434.2383 | 0 | 0 | 80.2955 | Residential | Energy Star Ceiling Fan | 0.22996 | 0.7411 | -85.8093 | 0 | 4.4863e-06 | 21.4818
[10 empty] | Commercial/Industrial | Assembly | New | LED Exterior Lighting | 1.1444 | 2.8561 | 232.547 | 0 | 0 | 763.42 | Residential | Energy Star Audio-Video Equipment | 0.051512 | 0.53212 | -434.2383 | 0 | 0 | 80.2955 | Residential | Energy Star Ceiling Fan | 0.22996 | 0.7411 | -85.8093 | 0 | 4.4863e-06 | 21.4818
[10 empty] | Commercial/Industrial | College and University | New | LED Exterior Lighting | 1.1444 | 2.8561 | 232.547 | 0 | 0 | 763.42 | Residential | Energy Star Audio-Video Equipment | 0.051512 | 0.53212 | -434.2383 | 0 | 0 | 80.2955 | Residential | Energy Star Ceiling Fan | 0.22996 | 0.7411 | -85.8093 | 0 | 4.4863e-06 | 21.4818
[10 empty] | Commercial/Industrial | Grocery | New | LED Exterior Lighting | 1.1444 | 2.8561 | 232.547 | 0 | 0 | 763.42 | Residential | Energy Star Audio-Video Equipment | 0.051512 | 0.53212 | -434.2383 | 0 | 0 | 80.2955 | Residential | Energy Star Ceiling Fan | 0.22994 | 0.74106 | -85.8093 | 0 | 2.4186e-06 | 21.4818
[10 empty] | Commercial/Industrial | Healthcare | New | LED Exterior Lighting | 1.1444 | 2.8561 | 232.547 | 0 | 0 | 763.42 | Residential | Energy Star Audio-Video Equipment | 0.051512 | 0.53212 | -434.2383 | 0 | 0 | 80.2955 | Residential | Energy Star Ceiling Fan | 0.22994 | 0.74106 | -85.8093 | 0 | 2.4186e-06 | 21.4818
[10 empty] | Commercial/Industrial | Hospitals | New | LED Exterior Lighting | 1.1444 | 2.8561 | 232.547 | 0 | 0 | 763.42 | Residential | Energy Star Audio-Video Equipment | 0.051512 | 0.53212 | -434.2383 | 0 | 0 | 80.2955 | Residential | Energy Star Ceiling Fan | 0.22994 | 0.74106 | -85.8093 | 0 | 2.4186e-06 | 21.4818
[10 empty] | Commercial/Industrial | Institutional | New | LED Exterior Lighting | 1.1444 | 2.8561 | 232.547 | 0 | 0 | 763.42 | Residential | Energy Star Bathroom Ventilating Fan | 0.12962 | 0.70977 | -33.0188 | 0.00020675 | 0.00082699 | 5.9063 | Residential | ENERGY STAR Certified Home | 0.81008 | 1.4071 | -2097.6369 | 2.2884 | 0.69402 | 6215.787
[10 empty] | Commercial/Industrial | Lodging/Hospitality | New | LED Exterior Lighting | 1.1444 | 2.8561 | 232.547 | 0 | 0 | 763.42 | Residential | Energy Star Bathroom Ventilating Fan | 0.12962 | 0.70977 | -33.0188 | 0.00020675 | 0.00082699 | 5.9063 | Residential | ENERGY STAR Certified Home | 0.79613 | 1.4071 | -1527.5735 | 1.3343 | 0.40467 | 3624.3
[10 empty] | Commercial/Industrial | Miscellaneous | New | LED Exterior Lighting | 1.1444 | 2.8561 | 232.547 | 0 | 0 | 763.42 | Residential | Energy Star Bathroom Ventilating Fan | 0.12962 | 0.70977 | -33.0188 | 0.00020675 | 0.00082699 | 5.9063 | Residential | ENERGY STAR Certified Home | 0.81008 | 1.4071 | -2097.6369 | 2.2884 | 0.69402 | 6215.787
[10 empty] | Commercial/Industrial | Offices | New | LED Exterior Lighting | 1.1444 | 2.8561 | 232.547 | 0 | 0 | 763.42 | Residential | Energy Star Bathroom Ventilating Fan | 0.12962 | 0.70977 | -33.0188 | 0.00020675 | 0.00082699 | 5.9063 | Residential | ENERGY STAR Certified Home | 0.79613 | 1.4071 | -1527.5735 | 1.3343 | 0.40467 | 3624.3
[10 empty] | Commercial/Industrial | Restaurants | New | LED Exterior Lighting | 1.1444 | 2.8561 | 232.547 | 0 | 0 | 763.42 | Residential | Energy Star Bathroom Ventilating Fan | 0.12962 | 0.70977 | -33.0188 | 0.00020675 | 0.00082699 | 5.9063 | Residential | Energy Star Clothes Dryer | 0.21195 | 0.883 | -597.6198 | 0.022953 | 0.013331 | 145.9522
[10 empty] | Commercial/Industrial | Retail | New | LED Exterior Lighting | 1.1444 | 2.8561 | 232.547 | 0 | 0 | 763.42 | Residential | Energy Star Bathroom Ventilating Fan | 0.12962 | 0.70977 | -33.0188 | 0.00020675 | 0.00082699 | 5.9063 | Residential | Energy Star Clothes Dryer | 0.21195 | 0.883 | -597.6198 | 0.022953 | 0.013331 | 145.9522
[10 empty] | Commercial/Industrial | Schools K-12 | New | LED Exterior Lighting | 1.1444 | 2.8561 | 232.547 | 0 | 0 | 763.42 | Residential | Energy Star Ceiling Fan | 0.22996 | 0.7411 | -85.8093 | 0 | 4.4863e-06 | 21.4818 | Residential | Energy Star Clothes Dryer | 0.21195 | 0.883 | -597.6198 | 0.022953 | 0.013331 | 145.9522
[10 empty] | Commercial/Industrial | Warehouse | New | LED Exterior Lighting | 1.1444 | 2.8561 | 232.547 | 0 | 0 | 763.42 | Residential | Energy Star Ceiling Fan | 0.22996 | 0.7411 | -85.8093 | 0 | 4.4863e-06 | 21.4818 | Residential | Energy Star Clothes Dryer | 0.21195 | 0.883 | -597.6198 | 0.022953 | 0.013331 | 145.9522
[10 empty] | Commercial/Industrial | Assembly | Turnover | LED Exterior Lighting | 1.1444 | 2.8561 | 232.547 | 0 | 0 | 763.42 | Residential | Energy Star Ceiling Fan | 0.22996 | 0.7411 | -85.8093 | 0 | 4.4863e-06 | 21.4818 | Residential | Energy Star Clothes Dryer | 0.21195 | 0.883 | -597.6198 | 0.022953 | 0.013331 | 145.9522
[10 empty] | Commercial/Industrial | College and University | Turnover | LED Exterior Lighting | 1.1444 | 2.8561 | 232.547 | 0 | 0 | 763.42 | Residential | Energy Star Ceiling Fan | 0.22994 | 0.74106 | -85.8093 | 0 | 2.4186e-06 | 21.4818 | Residential | Energy Star Clothes Dryer | 0.21195 | 0.883 | -597.6198 | 0.022953 | 0.013331 | 145.9522
[10 empty] | Commercial/Industrial | Grocery | Turnover | LED Exterior Lighting | 1.1444 | 2.8561 | 232.547 | 0 | 0 | 763.42 | Residential | Energy Star Ceiling Fan | 0.22994 | 0.74106 | -85.8093 | 0 | 2.4186e-06 | 21.4818 | Residential | Energy Star Door | 0.48375 | 1.3389 | -433.1695 | 0.019521 | 0.079089 | 136.1115
[10 empty] | Commercial/Industrial | Healthcare | Turnover | LED Exterior Lighting | 1.1444 | 2.8561 | 232.547 | 0 | 0 | 763.42 | Residential | Energy Star Ceiling Fan | 0.22994 | 0.74106 | -85.8093 | 0 | 2.4186e-06 | 21.4818 | Residential | Energy Star Door | 0.48375 | 1.3389 | -433.1695 | 0.019521 | 0.079089 | 136.1115
[10 empty] | Commercial/Industrial | Hospitals | Turnover | LED Exterior Lighting | 1.1444 | 2.8561 | 232.547 | 0 | 0 | 763.42 | Residential | ENERGY STAR Certified Home | 0.79613 | 1.4071 | -1527.5735 | 1.3343 | 0.40467 | 3624.3 | Residential | Energy Star Door | 0.48375 | 1.3389 | -433.1695 | 0.019521 | 0.079089 | 136.1115
[10 empty] | Commercial/Industrial | Institutional | Turnover | LED Exterior Lighting | 1.1444 | 2.8561 | 232.547 | 0 | 0 | 763.42 | Residential | ENERGY STAR Certified Home | 0.79613 | 1.4071 | -1527.5735 | 1.3343 | 0.40467 | 3624.3 | Residential | Energy Star Door | 0.34362 | 1.3401 | -609.2901 | 0.013854 | 0.056128 | 96.5953
[10 empty] | Commercial/Industrial | Lodging/Hospitality | Turnover | LED Exterior Lighting | 1.1444 | 2.8561 | 232.547 | 0 | 0 | 763.42 | Residential | ENERGY STAR Certified Home | 0.81008 | 1.4071 | -2097.6369 | 2.2884 | 0.69402 | 6215.787 | Residential | Energy Star Door | 0.34362 | 1.3401 | -609.2901 | 0.013854 | 0.056128 | 96.5953
[10 empty] | Commercial/Industrial | Miscellaneous | Turnover | LED Exterior Lighting | 1.1444 | 2.8561 | 232.547 | 0 | 0 | 763.42 | Residential | ENERGY STAR Certified Home | 0.81008 | 1.4071 | -2097.6369 | 2.2884 | 0.69402 | 6215.787 | Residential | Energy Star Door | 0.34362 | 1.3401 | -609.2901 | 0.013854 | 0.056128 | 96.5953
[10 empty] | Commercial/Industrial | Offices | Turnover | LED Exterior Lighting | 1.1444 | 2.8561 | 232.547 | 0 | 0 | 763.42 | Residential | Energy Star Certified Roof Products | #DIV/0! | 1.4587 | 3176.3506 | 0.28915 | 0.31948 | 827.1488 | Residential | Energy Star Freezer | 0.25065 | 0.83974 | -186.6403 | 0.0085251 | 0.0058997 | 65.6
[10 empty] | Commercial/Industrial | Restaurants | Turnover | LED Exterior Lighting | 1.1444 | 2.8561 | 232.547 | 0 | 0 | 763.42 | Residential | Energy Star Certified Roof Products | #DIV/0! | 1.4332 | 2065.5047 | 0.14006 | 0.27694 | 537.875 | Residential | Energy Star Freezer | 0.25065 | 0.83974 | -186.6403 | 0.0085251 | 0.0058997 | 65.6
[10 empty] | Commercial/Industrial | Retail | Turnover | LED Exterior Lighting | 1.1444 | 2.8561 | 232.547 | 0 | 0 | 763.42 | Residential | Energy Star Certified Roof Products | #DIV/0! | 1.4268 | 3107.1373 | 0.19238 | 0.44302 | 809.125 | Residential | Energy Star Freezer | 0.25065 | 0.83974 | -186.6403 | 0.0085251 | 0.0058997 | 65.6
[10 empty] | Commercial/Industrial | Schools K-12 | Turnover | LED Exterior Lighting | 1.1444 | 2.8561 | 232.547 | 0 | 0 | 763.42 | Residential | Energy Star Certified Roof Products | #DIV/0! | 1.4587 | 3176.3506 | 0.28915 | 0.31948 | 827.1488 | Residential | Energy Star Freezer | 0.25065 | 0.83974 | -186.6403 | 0.0085251 | 0.0058997 | 65.6
[10 empty] | Commercial/Industrial | Warehouse | Turnover | LED Exterior Lighting | 1.1444 | 2.8561 | 232.547 | 0 | 0 | 763.42 | Residential | Energy Star Certified Roof Products | #DIV/0! | 1.4332 | 2065.5047 | 0.14006 | 0.27694 | 537.875 | Residential | Energy Star Freezer | 0.25065 | 0.83974 | -186.6403 | 0.0085251 | 0.0058997 | 65.6
[10 empty] | Commercial/Industrial | Assembly | Existing | Low U-Value Windows | 1.157 | 1.4935 | 377.3345 | 0.12991 | 0.0014526 | 349.5006 | Residential | Energy Star Certified Roof Products | #DIV/0! | 1.4268 | 3107.1373 | 0.19238 | 0.44302 | 809.125 | Residential | Energy Star Freezer | 0.25065 | 0.83974 | -186.6403 | 0.0085251 | 0.0058997 | 65.6
[10 empty] | Commercial/Industrial | College and University | Existing | Low U-Value Windows | 1.157 | 1.4935 | 377.3345 | 0.12991 | 0.0014526 | 349.5006 | Residential | Energy Star Clothes Dryer | 0.21195 | 0.883 | -597.6198 | 0.022953 | 0.013331 | 145.9522 | Residential | Energy Star Personal Computer | 0.32477 | 0.71958 | -39.4905 | 0.018954 | 0.0040635 | 119.5512
[10 empty] | Commercial/Industrial | Grocery | Existing | Low U-Value Windows | 1.157 | 1.4935 | 377.3345 | 0.12991 | 0.0014526 | 349.5006 | Residential | Energy Star Clothes Dryer | 0.21195 | 0.883 | -597.6198 | 0.022953 | 0.013331 | 145.9522 | Residential | Energy Star Personal Computer | 0.32477 | 0.71958 | -39.4905 | 0.018954 | 0.0040635 | 119.5512
[10 empty] | Commercial/Industrial | Healthcare | Existing | Low U-Value Windows | 1.157 | 1.4935 | 377.3345 | 0.12991 | 0.0014526 | 349.5006 | Residential | Energy Star Clothes Dryer | 0.21195 | 0.883 | -597.6198 | 0.022953 | 0.013331 | 145.9522 | Residential | Energy Star Personal Computer | 0.32477 | 0.71958 | -39.4905 | 0.018954 | 0.0040635 | 119.5512
[10 empty] | Commercial/Industrial | Hospitals | Existing | Low U-Value Windows | 1.157 | 1.4935 | 377.3345 | 0.12991 | 0.0014526 | 349.5006 | Residential | Energy Star Clothes Dryer | 0.21195 | 0.883 | -597.6198 | 0.022953 | 0.013331 | 145.9522 | Residential | Energy Star Personal Computer | 0.32477 | 0.71958 | -39.4905 | 0.018954 | 0.0040635 | 119.5512
[10 empty] | Commercial/Industrial | Institutional | Existing | Low U-Value Windows | 1.157 | 1.4935 | 377.3345 | 0.12991 | 0.0014526 | 349.5006 | Residential | Energy Star Clothes Dryer | 0.21195 | 0.883 | -597.6198 | 0.022953 | 0.013331 | 145.9522 | Residential | Energy Star Personal Computer | 0.32477 | 0.71958 | -39.4905 | 0.018954 | 0.0040635 | 119.5512
[10 empty] | Commercial/Industrial | Miscellaneous | Existing | Low U-Value Windows | 1.1192 | 1.5248 | 335.2764 | 0.12032 | -0.020318 | 349.5006 | Residential | Energy Star Clothes Dryer | 0.21195 | 0.883 | -597.6198 | 0.022953 | 0.013331 | 145.9522 | Residential | Energy Star Personal Computer | 0.32477 | 0.71958 | -39.4905 | 0.018954 | 0.0040635 | 119.5512
[10 empty] | Commercial/Industrial | Offices | Existing | Low U-Value Windows | 1.157 | 1.4935 | 377.3345 | 0.12991 | 0.0014526 | 349.5006 | Residential | Energy Star Dishwasher | #DIV/0! | 0.79754 | 83.4931 | 0.0044126 | 0.0047969 | 40.303 | Residential | Energy Star Refrigerator | 0.46181 | 0.83724 | -72.6242 | 0.013935 | 0.0046429 | 133.5
[10 empty] | Commercial/Industrial | Restaurants | Existing | Low U-Value Windows | 1.157 | 1.4935 | 377.3345 | 0.12991 | 0.0014526 | 349.5006 | Residential | Energy Star Dishwasher | #DIV/0! | 0.79754 | 83.4931 | 0.0044126 | 0.0047969 | 40.303 | Residential | Energy Star Refrigerator | 0.46181 | 0.83724 | -72.6242 | 0.013935 | 0.0046429 | 133.5
[10 empty] | Commercial/Industrial | Retail | Existing | Low U-Value Windows | 1.157 | 1.4935 | 377.3345 | 0.12991 | 0.0014526 | 349.5006 | Residential | Energy Star Dishwasher | #DIV/0! | 0.79754 | 83.4931 | 0.0044126 | 0.0047969 | 40.303 | Residential | Energy Star Refrigerator | 0.46181 | 0.83724 | -72.6242 | 0.013935 | 0.0046429 | 133.5
[10 empty] | Commercial/Industrial | Schools K-12 | Existing | Low U-Value Windows | 1.157 | 1.4935 | 377.3345 | 0.12991 | 0.0014526 | 349.5006 | Residential | Energy Star Dishwasher | #DIV/0! | 0.79754 | 83.4931 | 0.0044126 | 0.0047969 | 40.303 | Residential | Energy Star Refrigerator | 0.46181 | 0.83724 | -72.6242 | 0.013935 | 0.0046429 | 133.5
[10 empty] | Commercial/Industrial | Warehouse | Existing | Low U-Value Windows | 1.1192 | 1.5248 | 335.2764 | 0.12032 | -0.020318 | 349.5006 | Residential | Energy Star Dishwasher | #DIV/0! | 0.79754 | 83.4931 | 0.0044126 | 0.0047969 | 40.303 | Residential | Energy Star Refrigerator | 0.46181 | 0.83724 | -72.6242 | 0.013935 | 0.0046429 | 133.5
[10 empty] | Commercial/Industrial | Assembly | Existing | Outdoor Lighting Controls | 1.0494 | 2.4883 | 93.5356 | 0 | 0 | 562.52 | Residential | Energy Star Dishwasher | #DIV/0! | 0.79754 | 83.4931 | 0.0044126 | 0.0047969 | 40.303 | Residential | Energy Star Refrigerator | 0.46181 | 0.83724 | -72.6242 | 0.013935 | 0.0046429 | 133.5
[10 empty] | Commercial/Industrial | College and University | Existing | Outdoor Lighting Controls | 1.0494 | 2.4883 | 93.5356 | 0 | 0 | 562.52 | Residential | Energy Star Door | 0.48375 | 1.3389 | -433.1695 | 0.019521 | 0.079089 | 136.1115 | Residential | Energy Star TV | 0.073525 | 0.8528 | -305.6416 | 0.0076643 | 0.0045849 | 38.325
[10 empty] | Commercial/Industrial | Grocery | Existing | Outdoor Lighting Controls | 1.0494 | 2.4883 | 93.5356 | 0 | 0 | 562.52 | Residential | Energy Star Door | 0.48375 | 1.3389 | -433.1695 | 0.019521 | 0.079089 | 136.1115 | Residential | Energy Star TV | 0.073525 | 0.8528 | -305.6416 | 0.0076643 | 0.0045849 | 38.325
[10 empty] | Commercial/Industrial | Healthcare | Existing | Outdoor Lighting Controls | 1.0494 | 2.4883 | 93.5356 | 0 | 0 | 562.52 | Residential | Energy Star Door | 0.48375 | 1.3389 | -433.1695 | 0.019521 | 0.079089 | 136.1115 | Residential | Energy Star TV | 0.073525 | 0.8528 | -305.6416 | 0.0076643 | 0.0045849 | 38.325
[10 empty] | Commercial/Industrial | Hospitals | Existing | Outdoor Lighting Controls | 1.0494 | 2.4883 | 93.5356 | 0 | 0 | 562.52 | Residential | Energy Star Door | 0.34362 | 1.3401 | -609.2901 | 0.013854 | 0.056128 | 96.5953 | Residential | Energy Star TV | 0.073525 | 0.8528 | -305.6416 | 0.0076643 | 0.0045849 | 38.325
[10 empty] | Commercial/Industrial | Institutional | Existing | Outdoor Lighting Controls | 1.0494 | 2.4883 | 93.5356 | 0 | 0 | 562.52 | Residential | Energy Star Door | 0.34362 | 1.3401 | -609.2901 | 0.013854 | 0.056128 | 96.5953 | Residential | Energy Star TV | 0.073525 | 0.8528 | -305.6416 | 0.0076643 | 0.0045849 | 38.325
[10 empty] | Commercial/Industrial | Lodging/Hospitality | Existing | Outdoor Lighting Controls | 1.0494 | 2.4883 | 93.5356 | 0 | 0 | 562.52 | Residential | Energy Star Door | 0.34362 | 1.3401 | -609.2901 | 0.013854 | 0.056128 | 96.5953 | Residential | Energy Star TV | 0.073525 | 0.8528 | -305.6416 | 0.0076643 | 0.0045849 | 38.325
[10 empty] | Commercial/Industrial | Miscellaneous | Existing | Outdoor Lighting Controls | 1.0494 | 2.4883 | 93.5356 | 0 | 0 | 562.52 | Residential | Energy Star Freezer | 0.25065 | 0.83974 | -186.6403 | 0.0085251 | 0.0058997 | 65.6 | Residential | Energy Star Windows | 0.37325 | 0.92165 | -465.9798 | 0 | 0.039997 | 197.5438
[10 empty] | Commercial/Industrial | Offices | Existing | Outdoor Lighting Controls | 1.0494 | 2.4883 | 93.5356 | 0 | 0 | 562.52 | Residential | Energy Star Freezer | 0.25065 | 0.83974 | -186.6403 | 0.0085251 | 0.0058997 | 65.6 | Residential | Energy Star Windows | 0.37325 | 0.92165 | -465.9798 | 0 | 0.039997 | 197.5438
[10 empty] | Commercial/Industrial | Restaurants | Existing | Outdoor Lighting Controls | 1.0494 | 2.4883 | 93.5356 | 0 | 0 | 562.52 | Residential | Energy Star Freezer | 0.25065 | 0.83974 | -186.6403 | 0.0085251 | 0.0058997 | 65.6 | Residential | Energy Star Windows | 0.37325 | 0.92165 | -465.9798 | 0 | 0.039997 | 197.5438
[10 empty] | Commercial/Industrial | Retail | Existing | Outdoor Lighting Controls | 1.0494 | 2.4883 | 93.5356 | 0 | 0 | 562.52 | Residential | Energy Star Freezer | 0.25065 | 0.83974 | -186.6403 | 0.0085251 | 0.0058997 | 65.6 | Residential | Exterior Lighting Controls | 0.24204 | 0.5948 | -77.8311 | 0 | 0 | 56.94
[10 empty] | Commercial/Industrial | Schools K-12 | Existing | Outdoor Lighting Controls | 1.0494 | 2.4883 | 93.5356 | 0 | 0 | 562.52 | Residential | Energy Star Freezer | 0.25065 | 0.83974 | -186.6403 | 0.0085251 | 0.0058997 | 65.6 | Residential | Exterior Lighting Controls | 0.24204 | 0.5948 | -77.8311 | 0 | 0 | 56.94
[10 empty] | Commercial/Industrial | Warehouse | Existing | Outdoor Lighting Controls | 1.0494 | 2.4883 | 93.5356 | 0 | 0 | 562.52 | Residential | Energy Star Freezer | 0.25065 | 0.83974 | -186.6403 | 0.0085251 | 0.0058997 | 65.6 | Residential | Exterior Lighting Controls | 0.24204 | 0.5948 | -77.8311 | 0 | 0 | 56.94
[10 empty] | Commercial/Industrial | Assembly | New | Outdoor Lighting Controls | 1.0494 | 2.4883 | 93.5356 | 0 | 0 | 562.52 | Residential | Energy Star Imaging Equipment | #DIV/0! | 0.66383 | 111.3886 | 0.011573 | 0.0067571 | 127.645 | Residential | Exterior Lighting Controls | 0.24204 | 0.5948 | -77.8311 | 0 | 0 | 56.94
[10 empty] | Commercial/Industrial | College and University | New | Outdoor Lighting Controls | 1.0494 | 2.4883 | 93.5356 | 0 | 0 | 562.52 | Residential | Energy Star Imaging Equipment | #DIV/0! | 0.66383 | 111.3886 | 0.011573 | 0.0067571 | 127.645 | Residential | Exterior Lighting Controls | 0.24204 | 0.5948 | -77.8311 | 0 | 0 | 56.94
[10 empty] | Commercial/Industrial | Grocery | New | Outdoor Lighting Controls | 1.0494 | 2.4883 | 93.5356 | 0 | 0 | 562.52 | Residential | Energy Star Imaging Equipment | #DIV/0! | 0.66383 | 111.3886 | 0.011573 | 0.0067571 | 127.645 | Residential | Exterior Lighting Controls | 0.24204 | 0.5948 | -77.8311 | 0 | 0 | 56.94
[10 empty] | Commercial/Industrial | Healthcare | New | Outdoor Lighting Controls | 1.0494 | 2.4883 | 93.5356 | 0 | 0 | 562.52 | Residential | Energy Star Imaging Equipment | #DIV/0! | 0.66383 | 111.3886 | 0.011573 | 0.0067571 | 127.645 | Residential | Floor Insulation | 0.025159 | 1.1672 | -7952.9368 | 0 | 0.04491 | 73
[10 empty] | Commercial/Industrial | Hospitals | New | Outdoor Lighting Controls | 1.0494 | 2.4883 | 93.5356 | 0 | 0 | 562.52 | Residential | Energy Star Imaging Equipment | #DIV/0! | 0.66383 | 111.3886 | 0.011573 | 0.0067571 | 127.645 | Residential | Floor Insulation | 0.012428 | 1.1654 | -6723.478 | 0 | 0.018456 | 30
[10 empty] | Commercial/Industrial | Institutional | New | Outdoor Lighting Controls | 1.0494 | 2.4883 | 93.5356 | 0 | 0 | 562.52 | Residential | Energy Star Imaging Equipment | #DIV/0! | 0.66383 | 111.3886 | 0.011573 | 0.0067571 | 127.645 | Residential | Floor Insulation | 0.023213 | 1.1676 | -6987.981 | 0 | 0.036297 | 59
[10 empty] | Commercial/Industrial | Lodging/Hospitality | New | Outdoor Lighting Controls | 1.0494 | 2.4883 | 93.5356 | 0 | 0 | 562.52 | Residential | Energy Star Personal Computer | 0.32477 | 0.71958 | -39.4905 | 0.018954 | 0.0040635 | 119.5512 | Residential | Floor Insulation | 0 | #DIV/0! | -8233.2655 | 0 | 0 | 0
[10 empty] | Commercial/Industrial | Miscellaneous | New | Outdoor Lighting Controls | 1.0494 | 2.4883 | 93.5356 | 0 | 0 | 562.52 | Residential | Energy Star Personal Computer | 0.32477 | 0.71958 | -39.4905 | 0.018954 | 0.0040635 | 119.5512 | Residential | Floor Insulation | 0 | #DIV/0! | -6838.6816 | 0 | 0 | 0
[10 empty] | Commercial/Industrial | Offices | New | Outdoor Lighting Controls | 1.0494 | 2.4883 | 93.5356 | 0 | 0 | 562.52 | Residential | Energy Star Personal Computer | 0.32477 | 0.71958 | -39.4905 | 0.018954 | 0.0040635 | 119.5512 | Residential | Floor Insulation | 0 | #DIV/0! | -7214.5481 | 0 | 0 | 0
[10 empty] | Commercial/Industrial | Restaurants | New | Outdoor Lighting Controls | 1.0494 | 2.4883 | 93.5356 | 0 | 0 | 562.52 | Residential | Energy Star Personal Computer | 0.32477 | 0.71958 | -39.4905 | 0.018954 | 0.0040635 | 119.5512 | Residential | Green Roof | 0.035264 | 1.4588 | -93789.2326 | 0.33897 | 0.37453 | 969.6678
[10 empty] | Commercial/Industrial | Retail | New | Outdoor Lighting Controls | 1.0494 | 2.4883 | 93.5356 | 0 | 0 | 562.52 | Residential | Energy Star Personal Computer | 0.32477 | 0.71958 | -39.4905 | 0.018954 | 0.0040635 | 119.5512 | Residential | Green Roof | 0.027122 | 1.4331 | -78574.3529 | 0.16419 | 0.32466 | 630.5517
[10 empty] | Commercial/Industrial | Schools K-12 | New | Outdoor Lighting Controls | 1.0494 | 2.4883 | 93.5356 | 0 | 0 | 562.52 | Residential | Energy Star Personal Computer | 0.32477 | 0.71958 | -39.4905 | 0.018954 | 0.0040635 | 119.5512 | Residential | Green Roof | 0.038497 | 1.4266 | -81804.92 | 0.22553 | 0.51935 | 948.5385
[10 empty] | Commercial/Industrial | Warehouse | New | Outdoor Lighting Controls | 1.0494 | 2.4883 | 93.5356 | 0 | 0 | 562.52 | Residential | Energy Star Refrigerator | 0.46181 | 0.83724 | -72.6242 | 0.013935 | 0.0046429 | 133.5 | Residential | Green Roof | 0.035264 | 1.4588 | -93789.2326 | 0.33897 | 0.37453 | 969.6678
[10 empty] | Commercial/Industrial | Hospitals | New | Premium T8 - Fixture Replacement | 1.0469 | 1.7615 | 16.2045 | 0.0075271 | 0.0069818 | 71.8291 | Residential | Energy Star Refrigerator | 0.46181 | 0.83724 | -72.6242 | 0.013935 | 0.0046429 | 133.5 | Residential | Green Roof | 0.027122 | 1.4331 | -78574.3529 | 0.16419 | 0.32466 | 630.5517
[10 empty] | Commercial/Industrial | Hospitals | Turnover | Premium T8 - Fixture Replacement | 1.0469 | 1.7615 | 16.2045 | 0.0075271 | 0.0069818 | 71.8291 | Residential | Energy Star Refrigerator | 0.46181 | 0.83724 | -72.6242 | 0.013935 | 0.0046429 | 133.5 | Residential | Green Roof | 0.038497 | 1.4266 | -81804.92 | 0.22553 | 0.51935 | 948.5385
[10 empty] | Commercial/Industrial | Hospitals | Existing | Programmable Thermostat | 1.0499 | 1.9937 | 20155.8019 | 6.3351 | 1.8716 | 75790.8694 | Residential | Energy Star Refrigerator | 0.46181 | 0.83724 | -72.6242 | 0.013935 | 0.0046429 | 133.5 | Residential | Ground Source Heat Pump | 0.13844 | 1.4237 | -46263.9809 | 0.39241 | 1.2172 | 2068.1269
[10 empty] | Commercial/Industrial | Hospitals | New | Programmable Thermostat | 1.0499 | 1.9937 | 20155.8019 | 6.3351 | 1.8716 | 75790.8694 | Residential | Energy Star Refrigerator | 0.46181 | 0.83724 | -72.6242 | 0.013935 | 0.0046429 | 133.5 | Residential | Ground Source Heat Pump | 0.14643 | 1.4237 | -43273.5534 | 0.39241 | 1.2172 | 2068.1269
[10 empty] | Commercial/Industrial | Assembly | Existing | PSC to ECM Evaporator Fan Motor (Walk-In, Refrigerator) | 1.13 | 1.8901 | 156.1242 | 0.04552 | 0.00417 | 327.0516 | Residential | Energy Star Refrigerator | 0.46181 | 0.83724 | -72.6242 | 0.013935 | 0.0046429 | 133.5 | Residential | Ground Source Heat Pump | 0.13844 | 1.4237 | -46263.9809 | 0.39241 | 1.2172 | 2068.1269
[10 empty] | Commercial/Industrial | College and University | Existing | PSC to ECM Evaporator Fan Motor (Walk-In, Refrigerator) | 1.1394 | 1.9707 | 146.1297 | 0.042404 | 0.035519 | 327.0516 | Residential | Energy Star TV | 0.073525 | 0.8528 | -305.6416 | 0.0076643 | 0.0045849 | 38.325 | Residential | Ground Source Heat Pump | 0.13844 | 1.4237 | -46263.9809 | 0.39241 | 1.2172 | 2068.1269
[10 empty] | Commercial/Industrial | Grocery | Existing | PSC to ECM Evaporator Fan Motor (Walk-In, Refrigerator) | 1.13 | 1.8901 | 156.1242 | 0.04552 | 0.00417 | 327.0516 | Residential | Energy Star TV | 0.073525 | 0.8528 | -305.6416 | 0.0076643 | 0.0045849 | 38.325 | Residential | Ground Source Heat Pump | 0.14643 | 1.4237 | -43273.5534 | 0.39241 | 1.2172 | 2068.1269
[10 empty] | Commercial/Industrial | Healthcare | Existing | PSC to ECM Evaporator Fan Motor (Walk-In, Refrigerator) | 1.1394 | 1.9707 | 146.1297 | 0.042404 | 0.035519 | 327.0516 | Residential | Energy Star TV | 0.073525 | 0.8528 | -305.6416 | 0.0076643 | 0.0045849 | 38.325 | Residential | Ground Source Heat Pump | 0.13844 | 1.4237 | -46263.9809 | 0.39241 | 1.2172 | 2068.1269
[10 empty] | Commercial/Industrial | Hospitals | Existing | PSC to ECM Evaporator Fan Motor (Walk-In, Refrigerator) | 1.1394 | 1.9707 | 146.1297 | 0.042404 | 0.035519 | 327.0516 | Residential | Energy Star TV | 0.073525 | 0.8528 | -305.6416 | 0.0076643 | 0.0045849 | 38.325 | Residential | Heat Pump Clothes Dryer | 0.10127 | 0.89956 | -2640.9984 | 0.033979 | 0.019735 | 216.0685
[10 empty] | Commercial/Industrial | Institutional | Existing | PSC to ECM Evaporator Fan Motor (Walk-In, Refrigerator) | 1.13 | 1.8901 | 156.1242 | 0.04552 | 0.00417 | 327.0516 | Residential | Energy Star TV | 0.073525 | 0.8528 | -305.6416 | 0.0076643 | 0.0045849 | 38.325 | Residential | Heat Pump Clothes Dryer | 0.10127 | 0.89956 | -2640.9984 | 0.033979 | 0.019735 | 216.0685
[10 empty] | Commercial/Industrial | Lodging/Hospitality | Existing | PSC to ECM Evaporator Fan Motor (Walk-In, Refrigerator) | 1.1394 | 1.9707 | 146.1297 | 0.042404 | 0.035519 | 327.0516 | Residential | Energy Star TV | 0.073525 | 0.8528 | -305.6416 | 0.0076643 | 0.0045849 | 38.325 | Residential | Heat Pump Clothes Dryer | 0.10127 | 0.89956 | -2640.9984 | 0.033979 | 0.019735 | 216.0685
[10 empty] | Commercial/Industrial | Miscellaneous | Existing | PSC to ECM Evaporator Fan Motor (Walk-In, Refrigerator) | 1.13 | 1.8901 | 156.1242 | 0.04552 | 0.00417 | 327.0516 | Residential | Energy Star Windows | 0.37325 | 0.92165 | -465.9798 | 0 | 0.039997 | 197.5438 | Residential | Heat Pump Clothes Dryer | 0.10127 | 0.89956 | -2640.9984 | 0.033979 | 0.019735 | 216.0685
[10 empty] | Commercial/Industrial | Offices | Existing | PSC to ECM Evaporator Fan Motor (Walk-In, Refrigerator) | 1.13 | 1.8901 | 156.1242 | 0.04552 | 0.00417 | 327.0516 | Residential | Energy Star Windows | 0.37325 | 0.92165 | -465.9798 | 0 | 0.039997 | 197.5438 | Residential | Heat Pump Clothes Dryer | 0.10127 | 0.89956 | -2640.9984 | 0.033979 | 0.019735 | 216.0685
[10 empty] | Commercial/Industrial | Restaurants | Existing | PSC to ECM Evaporator Fan Motor (Walk-In, Refrigerator) | 1.1394 | 1.9707 | 146.1297 | 0.042404 | 0.035519 | 327.0516 | Residential | Energy Star Windows | 0.37325 | 0.92165 | -465.9798 | 0 | 0.039997 | 197.5438 | Residential | Heat Pump Clothes Dryer | 0.10127 | 0.89956 | -2640.9984 | 0.033979 | 0.019735 | 216.0685
[10 empty] | Commercial/Industrial | Retail | Existing | PSC to ECM Evaporator Fan Motor (Walk-In, Refrigerator) | 1.13 | 1.8901 | 156.1242 | 0.04552 | 0.00417 | 327.0516 | Residential | Exterior Lighting Controls | 0.24204 | 0.5948 | -77.8311 | 0 | 0 | 56.94 | Residential | Heat Pump Tune Up | 0.093135 | 0.8474 | -288.7308 | 0.11566 | 0.12779 | 330.8595
[10 empty] | Commercial/Industrial | Schools K-12 | Existing | PSC to ECM Evaporator Fan Motor (Walk-In, Refrigerator) | 1.1394 | 1.9707 | 146.1297 | 0.042404 | 0.035519 | 327.0516 | Residential | Exterior Lighting Controls | 0.24204 | 0.5948 | -77.8311 | 0 | 0 | 56.94 | Residential | Heat Pump Tune Up | 0.065776 | 0.92033 | -307.4261 | 0.056024 | 0.11078 | 215.15
[10 empty] | Commercial/Industrial | Warehouse | Existing | PSC to ECM Evaporator Fan Motor (Walk-In, Refrigerator) | 1.13 | 1.8901 | 156.1242 | 0.04552 | 0.00417 | 327.0516 | Residential | Exterior Lighting Controls | 0.24204 | 0.5948 | -77.8311 | 0 | 0 | 56.94 | Residential | Heat Pump Tune Up | 0.10093 | 0.93879 | -289.8957 | 0.076952 | 0.17721 | 323.65
[10 empty] | Commercial/Industrial | Assembly | New | PSC to ECM Evaporator Fan Motor (Walk-In, Refrigerator) | 1.13 | 1.8901 | 156.1242 | 0.04552 | 0.00417 | 327.0516 | Residential | Exterior Lighting Controls | 0.24204 | 0.5948 | -77.8311 | 0 | 0 | 56.94 | Residential | Heat Pump Tune Up | 0 | #DIV/0! | -342.1881 | 0 | 0 | 0
[10 empty] | Commercial/Industrial | College and University | New | PSC to ECM Evaporator Fan Motor (Walk-In, Refrigerator) | 1.1394 | 1.9707 | 146.1297 | 0.042404 | 0.035519 | 327.0516 | Residential | Exterior Lighting Controls | 0.24204 | 0.5948 | -77.8311 | 0 | 0 | 56.94 | Residential | Heat Pump Tune Up | 0 | #DIV/0! | -342.1881 | 0 | 0 | 0
[10 empty] | Commercial/Industrial | Grocery | New | PSC to ECM Evaporator Fan Motor (Walk-In, Refrigerator) | 1.13 | 1.8901 | 156.1242 | 0.04552 | 0.00417 | 327.0516 | Residential | Exterior Lighting Controls | 0.24204 | 0.5948 | -77.8311 | 0 | 0 | 56.94 | Residential | Heat Pump Tune Up | 0 | #DIV/0! | -342.1881 | 0 | 0 | 0
[10 empty] | Commercial/Industrial | Healthcare | New | PSC to ECM Evaporator Fan Motor (Walk-In, Refrigerator) | 1.1394 | 1.9707 | 146.1297 | 0.042404 | 0.035519 | 327.0516 | Residential | Faucet Aerator | 5.9148 | 0.82491 | 107.8895 | 0.0051787 | 0.011148 | 57.4956 | Residential | Heat Pump Water Heater | 0.45431 | 0.83712 | -739.3553 | 0.09812 | 0.36651 | 1459.2984
[10 empty] | Commercial/Industrial | Hospitals | New | PSC to ECM Evaporator Fan Motor (Walk-In, Refrigerator) | 1.1394 | 1.9707 | 146.1297 | 0.042404 | 0.035519 | 327.0516 | Residential | Faucet Aerator | 4.6491 | 0.82486 | 82.4079 | 0.0040708 | 0.0087628 | 45.1953 | Residential | Heat Pump Water Heater | 0.35714 | 0.83716 | -1386.1053 | 0.077129 | 0.2881 | 1147.105
[10 empty] | Commercial/Industrial | Institutional | New | PSC to ECM Evaporator Fan Motor (Walk-In, Refrigerator) | 1.13 | 1.8901 | 156.1242 | 0.04552 | 0.00417 | 327.0516 | Residential | Faucet Aerator | 4.6172 | 0.82578 | 81.6615 | 0.0040383 | 0.0086929 | 44.835 | Residential | Heat Pump Water Heater | 0.3543 | 0.83719 | -1405.0497 | 0.076514 | 0.2858 | 1137.9603
[10 empty] | Commercial/Industrial | Lodging/Hospitality | New | PSC to ECM Evaporator Fan Motor (Walk-In, Refrigerator) | 1.1394 | 1.9707 | 146.1297 | 0.042404 | 0.035519 | 327.0516 | Residential | Floor Insulation | 0.012428 | 1.1654 | -6723.478 | 0 | 0.018456 | 30 | Residential | Heat Pump Water Heater | 0.45431 | 0.83712 | -739.3553 | 0.09812 | 0.36651 | 1459.2984
[10 empty] | Commercial/Industrial | Miscellaneous | New | PSC to ECM Evaporator Fan Motor (Walk-In, Refrigerator) | 1.13 | 1.8901 | 156.1242 | 0.04552 | 0.00417 | 327.0516 | Residential | Floor Insulation | 0 | #DIV/0! | -6838.6816 | 0 | 0 | 0 | Residential | Heat Pump Water Heater | 0.35714 | 0.83716 | -1386.1053 | 0.077129 | 0.2881 | 1147.105
[10 empty] | Commercial/Industrial | Offices | New | PSC to ECM Evaporator Fan Motor (Walk-In, Refrigerator) | 1.13 | 1.8901 | 156.1242 | 0.04552 | 0.00417 | 327.0516 | Residential | Floor Insulation | 0.023213 | 1.1676 | -6987.981 | 0 | 0.036297 | 59 | Residential | Heat Pump Water Heater | 0.3543 | 0.83719 | -1405.0497 | 0.076514 | 0.2858 | 1137.9603
[10 empty] | Commercial/Industrial | Restaurants | New | PSC to ECM Evaporator Fan Motor (Walk-In, Refrigerator) | 1.1394 | 1.9707 | 146.1297 | 0.042404 | 0.035519 | 327.0516 | Residential | Floor Insulation | 0 | #DIV/0! | -7214.5481 | 0 | 0 | 0 | Residential | Heat Trap | 0.33895 | 0.82607 | -171.4224 | 0.011535 | 0.02483 | 128.0645
[10 empty] | Commercial/Industrial | Retail | New | PSC to ECM Evaporator Fan Motor (Walk-In, Refrigerator) | 1.13 | 1.8901 | 156.1242 | 0.04552 | 0.00417 | 327.0516 | Residential | Floor Insulation | 0.025159 | 1.1672 | -7952.9368 | 0 | 0.04491 | 73 | Residential | Heat Trap | 0.26604 | 0.82485 | -228.1797 | 0.0090672 | 0.019518 | 100.6672
[10 empty] | Commercial/Industrial | Schools K-12 | New | PSC to ECM Evaporator Fan Motor (Walk-In, Refrigerator) | 1.1394 | 1.9707 | 146.1297 | 0.042404 | 0.035519 | 327.0516 | Residential | Floor Insulation | 0 | #DIV/0! | -8233.2655 | 0 | 0 | 0 | Residential | Heat Trap | 0.26422 | 0.82577 | -229.8422 | 0.0089949 | 0.019362 | 99.8647
[10 empty] | Commercial/Industrial | Warehouse | New | PSC to ECM Evaporator Fan Motor (Walk-In, Refrigerator) | 1.13 | 1.8901 | 156.1242 | 0.04552 | 0.00417 | 327.0516 | Residential | Green Roof | 0.027122 | 1.4331 | -78574.3529 | 0.16419 | 0.32466 | 630.5517 | Residential | Heat Trap | 0.33895 | 0.82607 | -171.4224 | 0.011535 | 0.02483 | 128.0645
[10 empty] | Commercial/Industrial | College and University | Existing | Retro-Commissioning | 1.1154 | 1.0056 | 42759.188 | 48.8723 | 0.56148 | 115907.03 | Residential | Green Roof | 0.027122 | 1.4331 | -78574.3529 | 0.16419 | 0.32466 | 630.5517 | Residential | Heat Trap | 0.26604 | 0.82485 | -228.1797 | 0.0090672 | 0.019518 | 100.6672
[10 empty] | Commercial/Industrial | Schools K-12 | Existing | Retro-Commissioning | 1.0618 | 0.81881 | 37717.0183 | 13.2856 | 41.1906 | 79468.03 | Residential | Green Roof | 0.038497 | 1.4266 | -81804.92 | 0.22553 | 0.51935 | 948.5385 | Residential | Heat Trap | 0.26422 | 0.82577 | -229.8422 | 0.0089949 | 0.019362 | 99.8647
[10 empty] | Commercial/Industrial | College and University | New | Retro-Commissioning | 1.1154 | 1.0056 | 42759.188 | 48.8723 | 0.56148 | 115907.03 | Residential | Green Roof | 0.038497 | 1.4266 | -81804.92 | 0.22553 | 0.51935 | 948.5385 | Residential | High Efficiency Convection Oven | 0.059544 | 1.0406 | -2230.4609 | 0.020919 | 0.0068781 | 84.3
[10 empty] | Commercial/Industrial | Schools K-12 | New | Retro-Commissioning | 1.0618 | 0.81881 | 37717.0183 | 13.2856 | 41.1906 | 79468.03 | Residential | Green Roof | 0.035264 | 1.4588 | -93789.2326 | 0.33897 | 0.37453 | 969.6678 | Residential | High Efficiency Convection Oven | 0.059544 | 1.0406 | -2230.4609 | 0.020919 | 0.0068781 | 84.3
[10 empty] | Commercial/Industrial | Healthcare | Existing | Smart Strip Plug Outlet | 1.1712 | 1.395 | 17.7137 | 0.014866 | 0.010332 | 99.9794 | Residential | Green Roof | 0.035264 | 1.4588 | -93789.2326 | 0.33897 | 0.37453 | 969.6678 | Residential | High Efficiency Convection Oven | 0.059544 | 1.0406 | -2230.4609 | 0.020919 | 0.0068781 | 84.3
[10 empty] | Commercial/Industrial | Institutional | Existing | Smart Strip Plug Outlet | 1.0539 | 1.375 | 13.6716 | 0.013571 | 0 | 91.2687 | Residential | Ground Source Heat Pump | 0.14643 | 1.4237 | -43273.5534 | 0.39241 | 1.2172 | 2068.1269 | Residential | High Efficiency Convection Oven | 0.059544 | 1.0406 | -2230.4609 | 0.020919 | 0.0068781 | 84.3
[10 empty] | Commercial/Industrial | Schools K-12 | Existing | Smart Strip Plug Outlet | 1.1792 | 1.3942 | 18.056 | 0.014976 | 0.010408 | 100.717 | Residential | Ground Source Heat Pump | 0.14643 | 1.4237 | -43273.5534 | 0.39241 | 1.2172 | 2068.1269 | Residential | High Efficiency Convection Oven | 0.059544 | 1.0406 | -2230.4609 | 0.020919 | 0.0068781 | 84.3
[10 empty] | Commercial/Industrial | Healthcare | New | Smart Strip Plug Outlet | 1.1712 | 1.395 | 17.7137 | 0.014866 | 0.010332 | 99.9794 | Residential | Ground Source Heat Pump | 0.13844 | 1.4237 | -46263.9809 | 0.39241 | 1.2172 | 2068.1269 | Residential | High Efficiency Convection Oven | 0.059544 | 1.0406 | -2230.4609 | 0.020919 | 0.0068781 | 84.3
[10 empty] | Commercial/Industrial | Institutional | New | Smart Strip Plug Outlet | 1.0539 | 1.375 | 13.6716 | 0.013571 | 0 | 91.2687 | Residential | Ground Source Heat Pump | 0.13844 | 1.4237 | -46263.9809 | 0.39241 | 1.2172 | 2068.1269 | Residential | High Efficiency Induction Cooktop | 0.85919 | 0.97417 | 259.032 | 0.12662 | 0.03038 | 533.952
[10 empty] | Commercial/Industrial | Schools K-12 | New | Smart Strip Plug Outlet | 1.1792 | 1.3942 | 18.056 | 0.014976 | 0.010408 | 100.717 | Residential | Ground Source Heat Pump | 0.13844 | 1.4237 | -46263.9809 | 0.39241 | 1.2172 | 2068.1269 | Residential | High Efficiency Induction Cooktop | 0.85919 | 0.97417 | 259.032 | 0.12662 | 0.03038 | 533.952
[10 empty] | Commercial/Industrial | Miscellaneous | Existing | Smart Thermostat | 1.2228 | 2.4549 | 85391.5212 | 2.644 | -36.5889 | 222677.233 | Residential | Ground Source Heat Pump | 0.13844 | 1.4237 | -46263.9809 | 0.39241 | 1.2172 | 2068.1269 | Residential | High Efficiency Induction Cooktop | 0.85919 | 0.97417 | 259.032 | 0.12662 | 0.03038 | 533.952
[10 empty] | Commercial/Industrial | Retail | Existing | Smart Thermostat | 1.0985 | 1.2556 | 3192.5287 | 1.9523 | -0.0037047 | 5268.1844 | Residential | Heat Pump Clothes Dryer | 0.10127 | 0.89956 | -2640.9984 | 0.033979 | 0.019735 | 216.0685 | Residential | High Efficiency Induction Cooktop | 0.85919 | 0.97417 | 259.032 | 0.12662 | 0.03038 | 533.952
[10 empty] | Commercial/Industrial | Miscellaneous | New | Smart Thermostat | 1.2228 | 2.4549 | 85391.5212 | 2.644 | -36.5889 | 222677.233 | Residential | Heat Pump Clothes Dryer | 0.10127 | 0.89956 | -2640.9984 | 0.033979 | 0.019735 | 216.0685 | Residential | High Efficiency Induction Cooktop | 0.85919 | 0.97417 | 259.032 | 0.12662 | 0.03038 | 533.952
[10 empty] | Commercial/Industrial | Retail | New | Smart Thermostat | 1.0985 | 1.2556 | 3192.5287 | 1.9523 | -0.0037047 | 5268.1844 | Residential | Heat Pump Clothes Dryer | 0.10127 | 0.89956 | -2640.9984 | 0.033979 | 0.019735 | 216.0685 | Residential | High Efficiency Induction Cooktop | 0.85919 | 0.97417 | 259.032 | 0.12662 | 0.03038 | 533.952
[10 empty] | Commercial/Industrial | Hospitals | New | Solar Water Heater | 1.1505 | 2.2317 | 88147.6504 | 15.5509 | 2.1833 | 208061.6998 | Residential | Heat Pump Clothes Dryer | 0.10127 | 0.89956 | -2640.9984 | 0.033979 | 0.019735 | 216.0685 | Residential | Home Energy Management System | 0.51826 | 0.87344 | -205.8568 | 0.10672 | 0.057972 | 697.3117
[10 empty] | Commercial/Industrial | Miscellaneous | New | Solar Water Heater | 1.2836 | 2.2317 | 176040.4065 | 23.1336 | 3.2478 | 309513.2724 | Residential | Heat Pump Clothes Dryer | 0.10127 | 0.89956 | -2640.9984 | 0.033979 | 0.019735 | 216.0685 | Residential | Home Energy Management System | 0.37339 | 0.87337 | -651.3674 | 0.076897 | 0.04177 | 502.428
[10 empty] | Commercial/Industrial | Offices | New | Solar Water Heater | 1.1885 | 2.2317 | 20137.1103 | 3.213 | 0.45109 | 42987.9545 | Residential | Heat Pump Clothes Dryer | 0.10127 | 0.89956 | -2640.9984 | 0.033979 | 0.019735 | 216.0685 | Residential | Home Energy Management System | 0.57578 | 0.87367 | -29.3984 | 0.11854 | 0.064389 | 774.5016
[10 empty] | Commercial/Industrial | Hospitals | Turnover | Solar Water Heater | 1.1505 | 2.2317 | 88147.6504 | 15.5509 | 2.1833 | 208061.6998 | Residential | Heat Pump Tune Up | 0.093135 | 0.8474 | -288.7308 | 0.11566 | 0.12779 | 330.8595 | Residential | Home Energy Management System | 0.51972 | 0.8759 | -205.8568 | 0.10627 | 0.067088 | 697.3117
[10 empty] | Commercial/Industrial | Miscellaneous | Turnover | Solar Water Heater | 1.2836 | 2.2317 | 176040.4065 | 23.1336 | 3.2478 | 309513.2724 | Residential | Heat Pump Tune Up | 0.10093 | 0.93879 | -289.8957 | 0.076952 | 0.17721 | 323.65 | Residential | Home Energy Management System | 0.37458 | 0.87615 | -651.3674 | 0.076568 | 0.048338 | 502.428
[10 empty] | Commercial/Industrial | Offices | Turnover | Solar Water Heater | 1.1885 | 2.2317 | 20137.1103 | 3.213 | 0.45109 | 42987.9545 | Residential | Heat Pump Tune Up | 0.065776 | 0.92033 | -307.4261 | 0.056024 | 0.11078 | 215.15 | Residential | Home Energy Management System | 0.57727 | 0.87592 | -29.3984 | 0.11803 | 0.074515 | 774.5016
[10 empty] | Commercial/Industrial | Restaurants | New | Variable Refrigerant Flow (VRF) HVAC Systems | 1.1388 | 1.5228 | 2919.8709 | 1.4649 | 1.4806 | 4814.0178 | Residential | Heat Pump Tune Up | 0 | #DIV/0! | -342.1881 | 0 | 0 | 0 | Residential | HVAC ECM Motor | 0.099642 | 1.1193 | -926.7509 | 0.0082352 | 0.016593 | 48.0178
[10 empty] | Commercial/Industrial | Restaurants | Turnover | Variable Refrigerant Flow (VRF) HVAC Systems | 1.1388 | 1.5228 | 2919.8709 | 1.4649 | 1.4806 | 4814.0178 | Residential | Heat Pump Tune Up | 0 | #DIV/0! | -342.1881 | 0 | 0 | 0 | Residential | HVAC ECM Motor | 0.099642 | 1.1193 | -926.7509 | 0.0082352 | 0.016593 | 48.0178
[10 empty] | Commercial/Industrial | Miscellaneous | Existing | Water Cooled Refrigeration Heat Recovery | 1.2449 | 2.3696 | 23976.5819 | 0 | 2.3284 | 34829.6652 | Residential | Heat Pump Tune Up | 0 | #DIV/0! | -342.1881 | 0 | 0 | 0 | Residential | HVAC ECM Motor | 0.099642 | 1.1193 | -926.7509 | 0.0082352 | 0.016593 | 48.0178
[10 empty] | Commercial/Industrial | Miscellaneous | New | Water Cooled Refrigeration Heat Recovery | 1.2449 | 2.3696 | 23976.5819 | 0 | 2.3284 | 34829.6652 | Residential | Heat Pump Water Heater | 0.45431 | 0.83712 | -739.3553 | 0.09812 | 0.36651 | 1459.2984 | Residential | HVAC ECM Motor | 0.099642 | 1.1193 | -926.7509 | 0.0082352 | 0.016593 | 48.0178
[10 empty] | Commercial/Industrial | Chemicals and Plastics | Any | Process Heat Improved Controls | 1.0259 | 1.8016 | 1167.8401 | 0.46655 | 0.45505 | 3388.8584 | Residential | Heat Pump Water Heater | 0.45431 | 0.83712 | -739.3553 | 0.09812 | 0.36651 | 1459.2984 | Residential | HVAC ECM Motor | 0.099642 | 1.1193 | -926.7509 | 0.0082352 | 0.016593 | 48.0178
[10 empty] | Commercial/Industrial | Electrical and Electronic Equip. | Any | Process Heat System Optimization | 1.0537 | 1.2059 | 263.2002 | 0.7013 | 0.68401 | 5093.973 | Residential | Heat Pump Water Heater | 0.35714 | 0.83716 | -1386.1053 | 0.077129 | 0.2881 | 1147.105 | Residential | HVAC ECM Motor | 0.099642 | 1.1193 | -926.7509 | 0.0082352 | 0.016593 | 48.0178
[10 empty] | Commercial/Industrial | Metal Products and Machinery | Any | Process Other Systems Optimization | 1.2137 | 1.4498 | 34167.8031 | 15.3071 | 14.9297 | 111185.4178 | Residential | Heat Pump Water Heater | 0.35714 | 0.83716 | -1386.1053 | 0.077129 | 0.2881 | 1147.105 | Residential | Instantaneous Hot Water System | 0.034548 | 0.902 | -8365.9477 | -0.0032502 | 0.03864 | 140.2982
[10 empty] | Commercial/Industrial | Primary Resources Industries | Any | Process Other Systems Optimization | 1.1168 | 1.4498 | 4121.5566 | 2.1563 | 2.1031 | 15662.4021 | Residential | Heat Pump Water Heater | 0.3543 | 0.83719 | -1405.0497 | 0.076514 | 0.2858 | 1137.9603 | Residential | Instantaneous Hot Water System | 0.027177 | 0.90267 | -8481.2072 | -0.0025549 | 0.030373 | 110.2837
[10 empty] | Commercial/Industrial | Metal Products and Machinery | Any | Process Refrig Controls | 1.0568 | 1.8016 | 169.9162 | 0.059063 | 0.057607 | 429.013 | Residential | Heat Pump Water Heater | 0.3543 | 0.83719 | -1405.0497 | 0.076514 | 0.2858 | 1137.9603 | Residential | Instantaneous Hot Water System | 0.02697 | 0.90298 | -8484.5833 | -0.0025345 | 0.030131 | 109.4045
[10 empty] | Commercial/Industrial | 0-15,000 kWh | Any | Smart thermostats - Utility Installation | 0.89589 | #DIV/0! | -828.8734 | 0.31693 | 0.091626 | 0 | Residential | Heat Trap | 0.33895 | 0.82607 | -171.4224 | 0.011535 | 0.02483 | 128.0645 | Residential | Instantaneous Hot Water System | 0.034548 | 0.902 | -8365.9477 | -0.0032502 | 0.03864 | 140.2982
[20 empty] | Residential | Heat Trap | 0.33895 | 0.82607 | -171.4224 | 0.011535 | 0.02483 | 128.0645 | Residential | Instantaneous Hot Water System | 0.027177 | 0.90267 | -8481.2072 | -0.0025549 | 0.030373 | 110.2837
[20 empty] | Residential | Heat Trap | 0.26604 | 0.82485 | -228.1797 | 0.0090672 | 0.019518 | 100.6672 | Residential | Instantaneous Hot Water System | 0.02697 | 0.90298 | -8484.5833 | -0.0025345 | 0.030131 | 109.4045
[20 empty] | Residential | Heat Trap | 0.26604 | 0.82485 | -228.1797 | 0.0090672 | 0.019518 | 100.6672 | Residential | Interior Lighting Controls | 0.1341 | 0.79139 | -178.8901 | 0.0049193 | 0.0037144 | 36.2714
[20 empty] | Residential | Heat Trap | 0.26422 | 0.82577 | -229.8422 | 0.0089949 | 0.019362 | 99.8647 | Residential | Interior Lighting Controls | 0.1341 | 0.79139 | -178.8901 | 0.0049193 | 0.0037144 | 36.2714
[20 empty] | Residential | Heat Trap | 0.26422 | 0.82577 | -229.8422 | 0.0089949 | 0.019362 | 99.8647 | Residential | Interior Lighting Controls | 0.1341 | 0.79139 | -178.8901 | 0.0049193 | 0.0037144 | 36.2714
[20 empty] | Residential | High Efficiency Convection Oven | 0.059544 | 1.0406 | -2230.4609 | 0.020919 | 0.0068781 | 84.3 | Residential | Interior Lighting Controls | 0.1341 | 0.79139 | -178.8901 | 0.0049193 | 0.0037144 | 36.2714
[20 empty] | Residential | High Efficiency Convection Oven | 0.059544 | 1.0406 | -2230.4609 | 0.020919 | 0.0068781 | 84.3 | Residential | Interior Lighting Controls | 0.1341 | 0.79139 | -178.8901 | 0.0049193 | 0.0037144 | 36.2714
[20 empty] | Residential | High Efficiency Convection Oven | 0.059544 | 1.0406 | -2230.4609 | 0.020919 | 0.0068781 | 84.3 | Residential | Interior Lighting Controls | 0.1341 | 0.79139 | -178.8901 | 0.0049193 | 0.0037144 | 36.2714
[20 empty] | Residential | High Efficiency Convection Oven | 0.059544 | 1.0406 | -2230.4609 | 0.020919 | 0.0068781 | 84.3 | Residential | LED - 9W Flood | 0.98882 | 0.74711 | 11.2682 | 0.00097708 | 0.0010259 | 11.1081
[20 empty] | Residential | High Efficiency Convection Oven | 0.059544 | 1.0406 | -2230.4609 | 0.020919 | 0.0068781 | 84.3 | Residential | LED - 9W Flood | 0.98882 | 0.74711 | 11.2682 | 0.00097708 | 0.0010259 | 11.1081
[20 empty] | Residential | High Efficiency Convection Oven | 0.059544 | 1.0406 | -2230.4609 | 0.020919 | 0.0068781 | 84.3 | Residential | LED - 9W Flood | 0.98882 | 0.74711 | 11.2682 | 0.00097708 | 0.0010259 | 11.1081
[20 empty] | Residential | High Efficiency Induction Cooktop | 0.85919 | 0.97417 | 259.032 | 0.12662 | 0.03038 | 533.952 | Residential | LED - 9W Flood | 0.98882 | 0.74711 | 11.2682 | 0.00097708 | 0.0010259 | 11.1081
[20 empty] | Residential | High Efficiency Induction Cooktop | 0.85919 | 0.97417 | 259.032 | 0.12662 | 0.03038 | 533.952 | Residential | LED - 9W Flood | 0.98882 | 0.74711 | 11.2682 | 0.00097708 | 0.0010259 | 11.1081
[20 empty] | Residential | High Efficiency Induction Cooktop | 0.85919 | 0.97417 | 259.032 | 0.12662 | 0.03038 | 533.952 | Residential | LED - 9W Flood | 0.98882 | 0.74711 | 11.2682 | 0.00097708 | 0.0010259 | 11.1081
[20 empty] | Residential | High Efficiency Induction Cooktop | 0.85919 | 0.97417 | 259.032 | 0.12662 | 0.03038 | 533.952 | Residential | Programmable Thermostat | 0.4498 | 1.6887 | -394.2841 | 0.078623 | 0 | 113.8157
[20 empty] | Residential | High Efficiency Induction Cooktop | 0.85919 | 0.97417 | 259.032 | 0.12662 | 0.03038 | 533.952 | Residential | Programmable Thermostat | 0.29251 | 1.6888 | -485.2775 | 0.051127 | 0 | 74.0116
[20 empty] | Residential | High Efficiency Induction Cooktop | 0.85919 | 0.97417 | 259.032 | 0.12662 | 0.03038 | 533.952 | Residential | Programmable Thermostat | 0.44013 | 1.6892 | -399.9537 | 0.07691 | 0 | 111.3356
[20 empty] | Residential | Home Energy Management System | 0.57578 | 0.87367 | -29.3984 | 0.11854 | 0.064389 | 774.5016 | Residential | Radiant Barrier | 0.52555 | 1.5212 | -2337.5943 | 0.22755 | 0.31839 | 661.719
[20 empty] | Residential | Home Energy Management System | 0.57727 | 0.87592 | -29.3984 | 0.11803 | 0.074515 | 774.5016 | Residential | Radiant Barrier | 0.41825 | 1.5212 | -2401.9407 | 0.14797 | 0.20704 | 430.3
[20 empty] | Residential | Home Energy Management System | 0.51826 | 0.87344 | -205.8568 | 0.10672 | 0.057972 | 697.3117 | Residential | Radiant Barrier | 0.61014 | 1.5211 | -1569.4315 | 0.22259 | 0.31145 | 647.3
[20 empty] | Residential | Home Energy Management System | 0.51972 | 0.8759 | -205.8568 | 0.10627 | 0.067088 | 697.3117 | Residential | Radiant Barrier | 0.52555 | 1.5212 | -2337.5943 | 0.22755 | 0.31839 | 661.719
[20 empty] | Residential | Home Energy Management System | 0.37339 | 0.87337 | -651.3674 | 0.076897 | 0.04177 | 502.428 | Residential | Radiant Barrier | 0.41825 | 1.5212 | -2401.9407 | 0.14797 | 0.20704 | 430.3
[20 empty] | Residential | Home Energy Management System | 0.37458 | 0.87615 | -651.3674 | 0.076568 | 0.048338 | 502.428 | Residential | Radiant Barrier | 0.61014 | 1.5211 | -1569.4315 | 0.22259 | 0.31145 | 647.3
[20 empty] | Residential | HVAC ECM Motor | 0.099642 | 1.1193 | -926.7509 | 0.0082352 | 0.016593 | 48.0178 | Residential | Sealed crawlspace | 0.013827 | 1.1459 | -20199.7713 | 0.016469 | 0.10118 | 162.06
[20 empty] | Residential | HVAC ECM Motor | 0.099642 | 1.1193 | -926.7509 | 0.0082352 | 0.016593 | 48.0178 | Residential | Sealed crawlspace | 0.0068375 | 1.1453 | -16933.7242 | 0.0067683 | 0.041583 | 66.6
[20 empty] | Residential | HVAC ECM Motor | 0.099642 | 1.1193 | -926.7509 | 0.0082352 | 0.016593 | 48.0178 | Residential | Sealed crawlspace | 0.012746 | 1.1452 | -17725.6259 | 0.013311 | 0.081779 | 130.98
[20 empty] | Residential | HVAC ECM Motor | 0.099642 | 1.1193 | -926.7509 | 0.0082352 | 0.016593 | 48.0178 | Residential | Sealed crawlspace | 0 | #DIV/0! | -20570.2457 | 0 | 0 | 0
[20 empty] | Residential | HVAC ECM Motor | 0.099642 | 1.1193 | -926.7509 | 0.0082352 | 0.016593 | 48.0178 | Residential | Sealed crawlspace | 0 | #DIV/0! | -17085.974 | 0 | 0 | 0
[20 empty] | Residential | HVAC ECM Motor | 0.099642 | 1.1193 | -926.7509 | 0.0082352 | 0.016593 | 48.0178 | Residential | Sealed crawlspace | 0 | #DIV/0! | -18025.0504 | 0 | 0 | 0
[20 empty] | Residential | Instantaneous Hot Water System | 0.034548 | 0.902 | -8365.9477 | -0.0032502 | 0.03864 | 140.2982 | Residential | Smart Power Strip | 0.60753 | 0.69463 | 9.5486 | 0.0059262 | 0.0046242 | 53.801
[20 empty] | Residential | Instantaneous Hot Water System | 0.034548 | 0.902 | -8365.9477 | -0.0032502 | 0.03864 | 140.2982 | Residential | Smart Power Strip | 0.60753 | 0.69463 | 9.5486 | 0.0059262 | 0.0046242 | 53.801
[20 empty] | Residential | Instantaneous Hot Water System | 0.027177 | 0.90267 | -8481.2072 | -0.0025549 | 0.030373 | 110.2837 | Residential | Smart Power Strip | 0.60753 | 0.69463 | 9.5486 | 0.0059262 | 0.0046242 | 53.801
[20 empty] | Residential | Instantaneous Hot Water System | 0.027177 | 0.90267 | -8481.2072 | -0.0025549 | 0.030373 | 110.2837 | Residential | Smart Power Strip | 0.60753 | 0.69463 | 9.5486 | 0.0059262 | 0.0046242 | 53.801
[20 empty] | Residential | Instantaneous Hot Water System | 0.02697 | 0.90298 | -8484.5833 | -0.0025345 | 0.030131 | 109.4045 | Residential | Smart Power Strip | 0.60753 | 0.69463 | 9.5486 | 0.0059262 | 0.0046242 | 53.801
[20 empty] | Residential | Instantaneous Hot Water System | 0.02697 | 0.90298 | -8484.5833 | -0.0025345 | 0.030131 | 109.4045 | Residential | Smart Power Strip | 0.60753 | 0.69463 | 9.5486 | 0.0059262 | 0.0046242 | 53.801
[20 empty] | Residential | Interior Lighting Controls | 0.1341 | 0.79139 | -178.8901 | 0.0049193 | 0.0037144 | 36.2714 | Residential | Smart Thermostat | 0.66802 | 1.6886 | -419.6879 | 0.18285 | 0 | 264.6876
[20 empty] | Residential | Interior Lighting Controls | 0.1341 | 0.79139 | -178.8901 | 0.0049193 | 0.0037144 | 36.2714 | Residential | Smart Thermostat | 0.4346 | 1.6894 | -631.3004 | 0.1189 | 0 | 172.12
[20 empty] | Residential | Interior Lighting Controls | 0.1341 | 0.79139 | -178.8901 | 0.0049193 | 0.0037144 | 36.2714 | Residential | Smart Thermostat | 0.65364 | 1.6891 | -432.8728 | 0.17886 | 0 | 258.92
[20 empty] | Residential | Interior Lighting Controls | 0.1341 | 0.79139 | -178.8901 | 0.0049193 | 0.0037144 | 36.2714 | Residential | Smart Thermostat | 1.0772 | 2.0175 | -100.2514 | 0.15516 | 0 | 172.12
[20 empty] | Residential | Interior Lighting Controls | 0.1341 | 0.79139 | -178.8901 | 0.0049193 | 0.0037144 | 36.2714 | Residential | Solar Attic Fan | 0.25618 | 1.2314 | -1463.9396 | 0.077312 | 0 | 224.8224
[20 empty] | Residential | Interior Lighting Controls | 0.1341 | 0.79139 | -178.8901 | 0.0049193 | 0.0037144 | 36.2714 | Residential | Solar Attic Fan | 0.12406 | 1.2311 | -1817.9555 | 0.037449 | 0 | 108.9
[20 empty] | Residential | LED - 9W Flood | 0.98882 | 0.74711 | 11.2682 | 0.00097708 | 0.0010259 | 11.1081 | Residential | Solar Attic Fan | 0.17045 | 1.2315 | -1693.7227 | 0.051438 | 0 | 149.58
[20 empty] | Residential | LED - 9W Flood | 0.98882 | 0.74711 | 11.2682 | 0.00097708 | 0.0010259 | 11.1081 | Residential | Solar Attic Fan | 0.25618 | 1.2314 | -1463.9396 | 0.077312 | 0 | 224.8224
[20 empty] | Residential | LED - 9W Flood | 0.98882 | 0.74711 | 11.2682 | 0.00097708 | 0.0010259 | 11.1081 | Residential | Solar Attic Fan | 0.12406 | 1.2311 | -1817.9555 | 0.037449 | 0 | 108.9
[20 empty] | Residential | LED - 9W Flood | 0.98882 | 0.74711 | 11.2682 | 0.00097708 | 0.0010259 | 11.1081 | Residential | Solar Attic Fan | 0.17045 | 1.2315 | -1693.7227 | 0.051438 | 0 | 149.58
[20 empty] | Residential | LED - 9W Flood | 0.98882 | 0.74711 | 11.2682 | 0.00097708 | 0.0010259 | 11.1081 | Residential | Solar Powered Pool Pumps | 0.51731 | 1.4306 | -3925.7416 | 1.1866 | 0 | 2183.33
[20 empty] | Residential | LED - 9W Flood | 0.98882 | 0.74711 | 11.2682 | 0.00097708 | 0.0010259 | 11.1081 | Residential | Solar Powered Pool Pumps | 0.51731 | 1.4306 | -3925.7416 | 1.1866 | 0 | 2183.33
[20 empty] | Residential | LED - 9W Flood (Exterior) | 3.7663 | 0.5948 | 98.3511 | 0 | 0 | 53.144 | Residential | Solar Powered Pool Pumps | 0.51731 | 1.4306 | -3925.7416 | 1.1866 | 0 | 2183.33
[20 empty] | Residential | LED - 9W Flood (Exterior) | 3.7663 | 0.5948 | 98.3511 | 0 | 0 | 53.144 | Residential | Solar Powered Pool Pumps | 0.51731 | 1.4306 | -3925.7416 | 1.1866 | 0 | 2183.33
[20 empty] | Residential | LED - 9W Flood (Exterior) | 3.7663 | 0.5948 | 98.3511 | 0 | 0 | 53.144 | Residential | Solar Powered Pool Pumps | 0.51731 | 1.4306 | -3925.7416 | 1.1866 | 0 | 2183.33
[20 empty] | Residential | LED - 9W Flood (Exterior) | 3.7663 | 0.5948 | 98.3511 | 0 | 0 | 53.144 | Residential | Solar Powered Pool Pumps | 0.51731 | 1.4306 | -3925.7416 | 1.1866 | 0 | 2183.33
[20 empty] | Residential | LED - 9W Flood (Exterior) | 3.7663 | 0.5948 | 98.3511 | 0 | 0 | 53.144 | Residential | Solar Water Heater | 0.11234 | 0.79826 | -19843.162 | 0.13377 | 0.01878 | 1789.7485
[20 empty] | Residential | LED - 9W Flood (Exterior) | 3.7663 | 0.5948 | 98.3511 | 0 | 0 | 53.144 | Residential | Solar Water Heater | 0.088311 | 0.79834 | -21012.4649 | 0.10515 | 0.014763 | 1406.8606
[20 empty] | Residential | Low Flow Showerhead | 10.187 | 0.80675 | 459.7832 | 0.023651 | 0.050912 | 262.5868 | Residential | Solar Water Heater | 0.08761 | 0.79836 | -21046.7158 | 0.10431 | 0.014645 | 1395.6451
[20 empty] | Residential | Low Flow Showerhead | 8.0119 | 0.80718 | 355.8191 | 0.018592 | 0.04002 | 206.4106 | Residential | Solar Water Heater | 0.11234 | 0.79826 | -19843.162 | 0.13377 | 0.01878 | 1789.7485
[20 empty] | Residential | Low Flow Showerhead | 7.9459 | 0.80696 | 352.7738 | 0.018443 | 0.039701 | 204.7651 | Residential | Solar Water Heater | 0.088311 | 0.79834 | -21012.4649 | 0.10515 | 0.014763 | 1406.8606
[20 empty] | Residential | Low Flow Showerhead | 10.187 | 0.80675 | 459.7832 | 0.023651 | 0.050912 | 262.5868 | Residential | Solar Water Heater | 0.08761 | 0.79836 | -21046.7158 | 0.10431 | 0.014645 | 1395.6451
[20 empty] | Residential | Low Flow Showerhead | 8.0119 | 0.80718 | 355.8191 | 0.018592 | 0.04002 | 206.4106 | Residential | Spray Foam Insulation(Base R12) | 0.24708 | 1.394 | -13894.1847 | 0.31324 | 0.57605 | 1250
[20 empty] | Residential | Low Flow Showerhead | 7.9459 | 0.80696 | 352.7738 | 0.018443 | 0.039701 | 204.7651 | Residential | Spray Foam Insulation(Base R12) | 0.19848 | 1.394 | -12451.1452 | 0.209 | 0.38434 | 834
[20 empty] | Residential | Low Wattage T8 Fixture | 5.175 | 0.6742 | 17.739 | 0 | 1.191e-09 | 6.3475 | Residential | Spray Foam Insulation(Base R12) | 0.23358 | 1.3938 | -12441.4884 | 0.2595 | 0.47723 | 1035.55
[20 empty] | Residential | Low Wattage T8 Fixture | 5.175 | 0.6742 | 17.739 | 0 | 1.191e-09 | 6.3475 | Residential | Spray Foam Insulation(Base R12) | 0.24708 | 1.394 | -13894.1847 | 0.31324 | 0.57605 | 1250
[20 empty] | Residential | Low Wattage T8 Fixture | 5.175 | 0.6742 | 17.739 | 0 | 1.191e-09 | 6.3475 | Residential | Spray Foam Insulation(Base R12) | 0.19848 | 1.394 | -12451.1452 | 0.209 | 0.38434 | 834
[20 empty] | Residential | Low Wattage T8 Fixture | 5.175 | 0.6742 | 17.739 | 0 | 1.191e-09 | 6.3475 | Residential | Spray Foam Insulation(Base R12) | 0.23358 | 1.3938 | -12441.4884 | 0.2595 | 0.47723 | 1035.55
[20 empty] | Residential | Low Wattage T8 Fixture | 5.175 | 0.6742 | 17.739 | 0 | 1.191e-09 | 6.3475 | Residential | Spray Foam Insulation(Base R19) | 0.19043 | 1.5261 | -15543.2436 | 0.3025 | 0.4306 | 880
[20 empty] | Residential | Low Wattage T8 Fixture | 5.175 | 0.6742 | 17.739 | 0 | 1.191e-09 | 6.3475 | Residential | Spray Foam Insulation(Base R19) | 0.15713 | 1.5263 | -13480.6928 | 0.20728 | 0.29506 | 603
[20 empty] | Residential | Programmable Thermostat | 0.4498 | 1.6887 | -394.2841 | 0.078623 | 0 | 113.8157 | Residential | Spray Foam Insulation(Base R19) | 0.1967 | 1.5262 | -13507.3153 | 0.27376 | 0.3897 | 796.41
[20 empty] | Residential | Programmable Thermostat | 0.44013 | 1.6892 | -399.9537 | 0.07691 | 0 | 111.3356 | Residential | Spray Foam Insulation(Base R19) | 0.19043 | 1.5261 | -15543.2436 | 0.3025 | 0.4306 | 880
[20 empty] | Residential | Programmable Thermostat | 0.29251 | 1.6888 | -485.2775 | 0.051127 | 0 | 74.0116 | Residential | Spray Foam Insulation(Base R19) | 0.15713 | 1.5263 | -13480.6928 | 0.20728 | 0.29506 | 603
[20 empty] | Residential | Radiant Barrier | 0.61014 | 1.5211 | -1569.4315 | 0.22259 | 0.31145 | 647.3 | Residential | Spray Foam Insulation(Base R19) | 0.1967 | 1.5262 | -13507.3153 | 0.27376 | 0.3897 | 796.41
[20 empty] | Residential | Radiant Barrier | 0.61014 | 1.5211 | -1569.4315 | 0.22259 | 0.31145 | 647.3 | Residential | Spray Foam Insulation(Base R2) | 0.74528 | 1.5081 | -3932.9776 | 1.1778 | 1.6459 | 3485
[20 empty] | Residential | Radiant Barrier | 0.52555 | 1.5212 | -2337.5943 | 0.22755 | 0.31839 | 661.719 | Residential | Spray Foam Insulation(Base R2) | 0.55509 | 1.5081 | -6559.1023 | 0.72865 | 1.0182 | 2156
[20 empty] | Residential | Radiant Barrier | 0.52555 | 1.5212 | -2337.5943 | 0.22755 | 0.31839 | 661.719 | Residential | Spray Foam Insulation(Base R2) | 0.59649 | 1.5081 | -6163.6549 | 0.82602 | 1.1543 | 2444.11
[20 empty] | Residential | Radiant Barrier | 0.41825 | 1.5212 | -2401.9407 | 0.14797 | 0.20704 | 430.3 | Residential | Spray Foam Insulation(Base R2) | 0.74528 | 1.5081 | -3932.9776 | 1.1778 | 1.6459 | 3485
[20 empty] | Residential | Radiant Barrier | 0.41825 | 1.5212 | -2401.9407 | 0.14797 | 0.20704 | 430.3 | Residential | Spray Foam Insulation(Base R2) | 0.55509 | 1.5081 | -6559.1023 | 0.72865 | 1.0182 | 2156
[20 empty] | Residential | Removal of 2nd Refrigerator-Freezer | 2.3205 | 0.67807 | 731.5251 | 0.10987 | 0.036607 | 1052.5805 | Residential | Spray Foam Insulation(Base R2) | 0.59649 | 1.5081 | -6163.6549 | 0.82602 | 1.1543 | 2444.11
[20 empty] | Residential | Removal of 2nd Refrigerator-Freezer | 2.3205 | 0.67807 | 731.5251 | 0.10987 | 0.036607 | 1052.5805 | Residential | Spray Foam Insulation(Base R30) | 0.13423 | 1.5317 | -16710.9556 | 0.21168 | 0.30941 | 618
[20 empty] | Residential | Removal of 2nd Refrigerator-Freezer | 2.3205 | 0.67807 | 731.5251 | 0.10987 | 0.036607 | 1052.5805 | Residential | Spray Foam Insulation(Base R30) | 0.11217 | 1.5316 | -14256.1961 | 0.14694 | 0.21479 | 429
[20 empty] | Residential | Removal of 2nd Refrigerator-Freezer | 2.3205 | 0.67807 | 731.5251 | 0.10987 | 0.036607 | 1052.5805 | Residential | Spray Foam Insulation(Base R30) | 0.15751 | 1.5318 | -14224.8342 | 0.21764 | 0.31813 | 635.42
[20 empty] | Residential | Removal of 2nd Refrigerator-Freezer | 2.3205 | 0.67807 | 731.5251 | 0.10987 | 0.036607 | 1052.5805 | Residential | Spray Foam Insulation(Base R30) | 0.16271 | 1.5317 | -13304.378 | 0.21168 | 0.30941 | 618
[20 empty] | Residential | Removal of 2nd Refrigerator-Freezer | 2.3205 | 0.67807 | 731.5251 | 0.10987 | 0.036607 | 1052.5805 | Residential | Spray Foam Insulation(Base R30) | 0.11294 | 1.5316 | -14146.7351 | 0.14694 | 0.21479 | 429
[20 empty] | Residential | Sealed crawlspace | 0.0068375 | 1.1453 | -16933.7242 | 0.0067683 | 0.041583 | 66.6 | Residential | Spray Foam Insulation(Base R30) | 0.1673 | 1.5318 | -13226.7385 | 0.21764 | 0.31813 | 635.42
[20 empty] | Residential | Sealed crawlspace | 0 | #DIV/0! | -17085.974 | 0 | 0 | 0 | Residential | Storm Door | 0.35976 | 1.3699 | -708.792 | 0.019659 | 0.068006 | 117.0852
[20 empty] | Residential | Sealed crawlspace | 0.012746 | 1.1452 | -17725.6259 | 0.013311 | 0.081779 | 130.98 | Residential | Storm Door | 0.35976 | 1.3699 | -708.792 | 0.019659 | 0.068006 | 117.0852
[20 empty] | Residential | Sealed crawlspace | 0 | #DIV/0! | -18025.0504 | 0 | 0 | 0 | Residential | Storm Door | 0.35976 | 1.3699 | -708.792 | 0.019659 | 0.068006 | 117.0852
[20 empty] | Residential | Sealed crawlspace | 0.013827 | 1.1459 | -20199.7713 | 0.016469 | 0.10118 | 162.06 | Residential | Storm Door | 0.23845 | 1.3705 | -884.9127 | 0.013024 | 0.045054 | 77.5689
[20 empty] | Residential | Sealed crawlspace | 0 | #DIV/0! | -20570.2457 | 0 | 0 | 0 | Residential | Storm Door | 0.23845 | 1.3705 | -884.9127 | 0.013024 | 0.045054 | 77.5689
[20 empty] | Residential | Smart Power Strip | 0.60753 | 0.69463 | 9.5486 | 0.0059262 | 0.0046242 | 53.801 | Residential | Storm Door | 0.23845 | 1.3705 | -884.9127 | 0.013024 | 0.045054 | 77.5689
[20 empty] | Residential | Smart Power Strip | 0.60753 | 0.69463 | 9.5486 | 0.0059262 | 0.0046242 | 53.801 | Residential | Thermostatic Shower Restriction Valve | 0.84927 | 0.82446 | 58.8158 | 0.0074274 | 0.015988 | 82.4616
[20 empty] | Residential | Smart Power Strip | 0.60753 | 0.69463 | 9.5486 | 0.0059262 | 0.0046242 | 53.801 | Residential | Thermostatic Shower Restriction Valve | 0.66921 | 0.82648 | 22.2694 | 0.0058384 | 0.012568 | 64.8203
[20 empty] | Residential | Smart Power Strip | 0.60753 | 0.69463 | 9.5486 | 0.0059262 | 0.0046242 | 53.801 | Residential | Thermostatic Shower Restriction Valve | 0.6617 | 0.82376 | 21.1989 | 0.0057919 | 0.012468 | 64.3035
[20 empty] | Residential | Smart Power Strip | 0.60753 | 0.69463 | 9.5486 | 0.0059262 | 0.0046242 | 53.801 | Residential | Thermostatic Shower Restriction Valve | 0.84927 | 0.82446 | 58.8158 | 0.0074274 | 0.015988 | 82.4616
[20 empty] | Residential | Smart Power Strip | 0.60753 | 0.69463 | 9.5486 | 0.0059262 | 0.0046242 | 53.801 | Residential | Thermostatic Shower Restriction Valve | 0.66921 | 0.82648 | 22.2694 | 0.0058384 | 0.012568 | 64.8203
[20 empty] | Residential | Smart Thermostat | 1.0772 | 2.0175 | -100.2514 | 0.15516 | 0 | 172.12 | Residential | Thermostatic Shower Restriction Valve | 0.6617 | 0.82376 | 21.1989 | 0.0057919 | 0.012468 | 64.3035
[20 empty] | Residential | Smart Thermostat | 0.66802 | 1.6886 | -419.6879 | 0.18285 | 0 | 264.6876 | Residential | Variable Refrigerant Flow (VRF) HVAC Systems | 0.25125 | 0.78328 | -4858.7868 | 0.093523 | 0.19093 | 1708.5902
[20 empty] | Residential | Smart Thermostat | 0.65364 | 1.6891 | -432.8728 | 0.17886 | 0 | 258.92 | Residential | Variable Refrigerant Flow (VRF) HVAC Systems | 0.21536 | 0.78328 | -4289.2611 | 0.062348 | 0.12728 | 1139.0602
[20 empty] | Residential | Smart Thermostat | 0.4346 | 1.6894 | -631.3004 | 0.1189 | 0 | 172.12 | Residential | Variable Refrigerant Flow (VRF) HVAC Systems | 0.25125 | 0.78328 | -4858.7868 | 0.093523 | 0.19093 | 1708.5902
[20 empty] | Residential | Solar Attic Fan | 0.25618 | 1.2314 | -1463.9396 | 0.077312 | 0 | 224.8224 | Residential | Variable Refrigerant Flow (VRF) HVAC Systems | 0.19794 | 0.78328 | -7404.4108 | 0.093523 | 0.19093 | 1708.5902
[20 empty] | Residential | Solar Attic Fan | 0.25618 | 1.2314 | -1463.9396 | 0.077312 | 0 | 224.8224 | Residential | Variable Refrigerant Flow (VRF) HVAC Systems | 0.15996 | 0.78328 | -6834.8851 | 0.062348 | 0.12728 | 1139.0602
[20 empty] | Residential | Solar Attic Fan | 0.17045 | 1.2315 | -1693.7227 | 0.051438 | 0 | 149.58 | Residential | Variable Refrigerant Flow (VRF) HVAC Systems | 0.19794 | 0.78328 | -7404.4108 | 0.093523 | 0.19093 | 1708.5902
[20 empty] | Residential | Solar Attic Fan | 0.17045 | 1.2315 | -1693.7227 | 0.051438 | 0 | 149.58 | Residential | Wall Insulation | 0.61089 | 1.4028 | -2094.1568 | 0.15001 | 0.77472 | 1113
[20 empty] | Residential | Solar Attic Fan | 0.12406 | 1.2311 | -1817.9555 | 0.037449 | 0 | 108.9 | Residential | Wall Insulation | 0.32644 | 1.3891 | -2849.8643 | 0.034571 | 0.29831 | 391
[20 empty] | Residential | Solar Attic Fan | 0.12406 | 1.2311 | -1817.9555 | 0.037449 | 0 | 108.9 | Residential | Wall Insulation | 0.70246 | 1.3975 | -888.5462 | 0.10063 | 0.61978 | 859
[20 empty] | Residential | Solar Powered Pool Pumps | 0.51731 | 1.4306 | -3925.7416 | 1.1866 | 0 | 2183.33 | Residential | Wall Insulation | 0 | #DIV/0! | -7054.7042 | 0 | 0 | 0
[20 empty] | Residential | Solar Powered Pool Pumps | 0.51731 | 1.4306 | -3925.7416 | 1.1866 | 0 | 2183.33 | Residential | Wall Insulation | 0 | #DIV/0! | -4592.5184 | 0 | 0 | 0
[20 empty] | Residential | Solar Powered Pool Pumps | 0.51731 | 1.4306 | -3925.7416 | 1.1866 | 0 | 2183.33 | Residential | Wall Insulation | 0 | #DIV/0! | -4717.0369 | 0 | 0 | 0
[20 empty] | Residential | Solar Powered Pool Pumps | 0.51731 | 1.4306 | -3925.7416 | 1.1866 | 0 | 2183.33 | Residential | Water Heater Blanket | 0.30971 | 0.7737 | -263.3428 | 0.023774 | 0.051176 | 263.9459
[20 empty] | Residential | Solar Powered Pool Pumps | 0.51731 | 1.4306 | -3925.7416 | 1.1866 | 0 | 2183.33 | Residential | Water Heater Blanket | 0.30971 | 0.7737 | -263.3428 | 0.023774 | 0.051176 | 263.9459
[20 empty] | Residential | Solar Powered Pool Pumps | 0.51731 | 1.4306 | -3925.7416 | 1.1866 | 0 | 2183.33 | Residential | Water Heater Blanket | 0.30971 | 0.7737 | -263.3428 | 0.023774 | 0.051176 | 263.9459
[20 empty] | Residential | Solar Water Heater | 0.11234 | 0.79826 | -19843.162 | 0.13377 | 0.01878 | 1789.7485 | Residential | Water Heater Blanket | 0.29615 | 0.77336 | -279.1651 | 0.022742 | 0.048955 | 252.4943
[20 empty] | Residential | Solar Water Heater | 0.11234 | 0.79826 | -19843.162 | 0.13377 | 0.01878 | 1789.7485 | Residential | Water Heater Blanket | 0.29615 | 0.77336 | -279.1651 | 0.022742 | 0.048955 | 252.4943
[20 empty] | Residential | Solar Water Heater | 0.088311 | 0.79834 | -21012.4649 | 0.10515 | 0.014763 | 1406.8606 | Residential | Water Heater Blanket | 0.29615 | 0.77336 | -279.1651 | 0.022742 | 0.048955 | 252.4943
[20 empty] | Residential | Solar Water Heater | 0.088311 | 0.79834 | -21012.4649 | 0.10515 | 0.014763 | 1406.8606 | Residential | Water Heater Timeclock | 0.094994 | 0.55374 | -402.6606 | 0 | 0 | 96.55
[20 empty] | Residential | Solar Water Heater | 0.08761 | 0.79836 | -21046.7158 | 0.10431 | 0.014645 | 1395.6451 | Residential | Water Heater Timeclock | 0.081367 | 0.55374 | -421.7967 | 0 | 0 | 82.7
[20 empty] | Residential | Solar Water Heater | 0.08761 | 0.79836 | -21046.7158 | 0.10431 | 0.014645 | 1395.6451 | Residential | Water Heater Timeclock | 0.12048 | 0.55374 | -366.8754 | 0 | 0 | 122.45
[20 empty] | Residential | Spray Foam Insulation(Base R12) | 0.23358 | 1.3938 | -12441.4884 | 0.2595 | 0.47723 | 1035.55 | Residential | Water Heater Timeclock | 0.094994 | 0.55374 | -402.6606 | 0 | 0 | 96.55
[20 empty] | Residential | Spray Foam Insulation(Base R12) | 0.23358 | 1.3938 | -12441.4884 | 0.2595 | 0.47723 | 1035.55 | Residential | Water Heater Timeclock | 0.081367 | 0.55374 | -421.7967 | 0 | 0 | 82.7
[20 empty] | Residential | Spray Foam Insulation(Base R12) | 0.19848 | 1.394 | -12451.1452 | 0.209 | 0.38434 | 834 | Residential | Water Heater Timeclock | 0.12048 | 0.55374 | -366.8754 | 0 | 0 | 122.45
[20 empty] | Residential | Spray Foam Insulation(Base R12) | 0.19848 | 1.394 | -12451.1452 | 0.209 | 0.38434 | 834 | Residential | Window Sun Protection | 0.085377 | 2.7316 | -3922.1887 | 0.13817 | -0.063238 | 91.8622
[20 empty] | Residential | Spray Foam Insulation(Base R12) | 0.24708 | 1.394 | -13894.1847 | 0.31324 | 0.57605 | 1250 | Residential | Window Sun Protection | 0.11981 | 2.729 | -2281.3432 | 0.11514 | -0.052699 | 76.5518
[20 empty] | Residential | Spray Foam Insulation(Base R12) | 0.24708 | 1.394 | -13894.1847 | 0.31324 | 0.57605 | 1250 | Residential | Window Sun Protection | 0.090852 | 2.729 | -2447.1637 | 0.092115 | -0.042159 | 61.2414
[20 empty] | Residential | Spray Foam Insulation(Base R19) | 0.15713 | 1.5263 | -13480.6928 | 0.20728 | 0.29506 | 603 | Residential | Window Sun Protection | 0.085377 | 2.7316 | -3922.1887 | 0.13817 | -0.063238 | 91.8622
[20 empty] | Residential | Spray Foam Insulation(Base R19) | 0.15713 | 1.5263 | -13480.6928 | 0.20728 | 0.29506 | 603 | Residential | Window Sun Protection | 0.11981 | 2.729 | -2281.3432 | 0.11514 | -0.052699 | 76.5518
[20 empty] | Residential | Spray Foam Insulation(Base R19) | 0.1967 | 1.5262 | -13507.3153 | 0.27376 | 0.3897 | 796.41 | Residential | Window Sun Protection | 0.090852 | 2.729 | -2447.1637 | 0.092115 | -0.042159 | 61.2414
[20 empty] | Residential | Spray Foam Insulation(Base R19) | 0.1967 | 1.5262 | -13507.3153 | 0.27376 | 0.3897 | 796.41 | Commercial/Industrial | 10HP Open Drip-Proof(ODP) Motor | 0.14503 | 1.5073 | -1745.7476 | 0.030596 | 0.0075551 | 223.1921
[20 empty] | Residential | Spray Foam Insulation(Base R19) | 0.19043 | 1.5261 | -15543.2436 | 0.3025 | 0.4306 | 880 | Commercial/Industrial | 10HP Open Drip-Proof(ODP) Motor | 0.14503 | 1.5073 | -1745.7476 | 0.030596 | 0.0075551 | 223.1921
[20 empty] | Residential | Spray Foam Insulation(Base R19) | 0.19043 | 1.5261 | -15543.2436 | 0.3025 | 0.4306 | 880 | Commercial/Industrial | 10HP Open Drip-Proof(ODP) Motor | 0.14503 | 1.5073 | -1745.7476 | 0.030596 | 0.0075551 | 223.1921
[20 empty] | Residential | Spray Foam Insulation(Base R2) | 0.74528 | 1.5081 | -3932.9776 | 1.1778 | 1.6459 | 3485 | Commercial/Industrial | 10HP Open Drip-Proof(ODP) Motor | 0.14503 | 1.5073 | -1745.7476 | 0.030596 | 0.0075551 | 223.1921
[20 empty] | Residential | Spray Foam Insulation(Base R2) | 0.74528 | 1.5081 | -3932.9776 | 1.1778 | 1.6459 | 3485 | Commercial/Industrial | 10HP Open Drip-Proof(ODP) Motor | 0.14503 | 1.5073 | -1745.7476 | 0.030596 | 0.0075551 | 223.1921
[20 empty] | Residential | Spray Foam Insulation(Base R2) | 0.59649 | 1.5081 | -6163.6549 | 0.82602 | 1.1543 | 2444.11 | Commercial/Industrial | 10HP Open Drip-Proof(ODP) Motor | 0.14503 | 1.5073 | -1745.7476 | 0.030596 | 0.0075551 | 223.1921
[20 empty] | Residential | Spray Foam Insulation(Base R2) | 0.59649 | 1.5081 | -6163.6549 | 0.82602 | 1.1543 | 2444.11 | Commercial/Industrial | 10HP Open Drip-Proof(ODP) Motor | 0.14503 | 1.5073 | -1745.7476 | 0.030596 | 0.0075551 | 223.1921
[20 empty] | Residential | Spray Foam Insulation(Base R2) | 0.55509 | 1.5081 | -6559.1023 | 0.72865 | 1.0182 | 2156 | Commercial/Industrial | 10HP Open Drip-Proof(ODP) Motor | 0.14503 | 1.5073 | -1745.7476 | 0.030596 | 0.0075551 | 223.1921
[20 empty] | Residential | Spray Foam Insulation(Base R2) | 0.55509 | 1.5081 | -6559.1023 | 0.72865 | 1.0182 | 2156 | Commercial/Industrial | 10HP Open Drip-Proof(ODP) Motor | 0.14503 | 1.5073 | -1745.7476 | 0.030596 | 0.0075551 | 223.1921
[20 empty] | Residential | Spray Foam Insulation(Base R30) | 0.1673 | 1.5318 | -13226.7385 | 0.21764 | 0.31813 | 635.42 | Commercial/Industrial | 10HP Open Drip-Proof(ODP) Motor | 0.14503 | 1.5073 | -1745.7476 | 0.030596 | 0.0075551 | 223.1921
[20 empty] | Residential | Spray Foam Insulation(Base R30) | 0.16271 | 1.5317 | -13304.378 | 0.21168 | 0.30941 | 618 | Commercial/Industrial | 10HP Open Drip-Proof(ODP) Motor | 0.14503 | 1.5073 | -1745.7476 | 0.030596 | 0.0075551 | 223.1921
[20 empty] | Residential | Spray Foam Insulation(Base R30) | 0.11294 | 1.5316 | -14146.7351 | 0.14694 | 0.21479 | 429 | Commercial/Industrial | 10HP Open Drip-Proof(ODP) Motor | 0.14503 | 1.5073 | -1745.7476 | 0.030596 | 0.0075551 | 223.1921
[20 empty] | Residential | Spray Foam Insulation(Base R30) | 0.15751 | 1.5318 | -14224.8342 | 0.21764 | 0.31813 | 635.42 | Commercial/Industrial | 10HP Open Drip-Proof(ODP) Motor | 0.14503 | 1.5073 | -1745.7476 | 0.030596 | 0.0075551 | 223.1921
[20 empty] | Residential | Spray Foam Insulation(Base R30) | 0.11217 | 1.5316 | -14256.1961 | 0.14694 | 0.21479 | 429 | Commercial/Industrial | 10HP Open Drip-Proof(ODP) Motor | 0.14503 | 1.5073 | -1745.7476 | 0.030596 | 0.0075551 | 223.1921
[20 empty] | Residential | Spray Foam Insulation(Base R30) | 0.13423 | 1.5317 | -16710.9556 | 0.21168 | 0.30941 | 618 | Commercial/Industrial | 10HP Open Drip-Proof(ODP) Motor | 0.14643 | 1.5623 | -1751.0668 | 0.028938 | 0.024239 | 223.1921
[20 empty] | Residential | Storm Door | 0.35976 | 1.3699 | -708.792 | 0.019659 | 0.068006 | 117.0852 | Commercial/Industrial | 10HP Open Drip-Proof(ODP) Motor | 0.14643 | 1.5623 | -1751.0668 | 0.028938 | 0.024239 | 223.1921
[20 empty] | Residential | Storm Door | 0.35976 | 1.3699 | -708.792 | 0.019659 | 0.068006 | 117.0852 | Commercial/Industrial | 10HP Open Drip-Proof(ODP) Motor | 0.14643 | 1.5623 | -1751.0668 | 0.028938 | 0.024239 | 223.1921
[20 empty] | Residential | Storm Door | 0.35976 | 1.3699 | -708.792 | 0.019659 | 0.068006 | 117.0852 | Commercial/Industrial | 10HP Open Drip-Proof(ODP) Motor | 0.14643 | 1.5623 | -1751.0668 | 0.028938 | 0.024239 | 223.1921
[20 empty] | Residential | Storm Door | 0.23845 | 1.3705 | -884.9127 | 0.013024 | 0.045054 | 77.5689 | Commercial/Industrial | 10HP Open Drip-Proof(ODP) Motor | 0.14643 | 1.5623 | -1751.0668 | 0.028938 | 0.024239 | 223.1921
[20 empty] | Residential | Storm Door | 0.23845 | 1.3705 | -884.9127 | 0.013024 | 0.045054 | 77.5689 | Commercial/Industrial | 10HP Open Drip-Proof(ODP) Motor | 0.14643 | 1.5623 | -1751.0668 | 0.028938 | 0.024239 | 223.1921
[20 empty] | Residential | Storm Door | 0.23845 | 1.3705 | -884.9127 | 0.013024 | 0.045054 | 77.5689 | Commercial/Industrial | 10HP Open Drip-Proof(ODP) Motor | 0.14643 | 1.5623 | -1751.0668 | 0.028938 | 0.024239 | 223.1921
[20 empty] | Residential | Thermostatic Shower Restriction Valve | 0.84927 | 0.82446 | 58.8158 | 0.0074274 | 0.015988 | 82.4616 | Commercial/Industrial | 10HP Open Drip-Proof(ODP) Motor | 0.14643 | 1.5623 | -1751.0668 | 0.028938 | 0.024239 | 223.1921
[20 empty] | Residential | Thermostatic Shower Restriction Valve | 0.84927 | 0.82446 | 58.8158 | 0.0074274 | 0.015988 | 82.4616 | Commercial/Industrial | 10HP Open Drip-Proof(ODP) Motor | 0.14643 | 1.5623 | -1751.0668 | 0.028938 | 0.024239 | 223.1921
[20 empty] | Residential | Thermostatic Shower Restriction Valve | 0.66921 | 0.82648 | 22.2694 | 0.0058384 | 0.012568 | 64.8203 | Commercial/Industrial | 10HP Open Drip-Proof(ODP) Motor | 0.14643 | 1.5623 | -1751.0668 | 0.028938 | 0.024239 | 223.1921
[20 empty] | Residential | Thermostatic Shower Restriction Valve | 0.66921 | 0.82648 | 22.2694 | 0.0058384 | 0.012568 | 64.8203 | Commercial/Industrial | 10HP Open Drip-Proof(ODP) Motor | 0.14643 | 1.5623 | -1751.0668 | 0.028938 | 0.024239 | 223.1921
[20 empty] | Residential | Thermostatic Shower Restriction Valve | 0.6617 | 0.82376 | 21.1989 | 0.0057919 | 0.012468 | 64.3035 | Commercial/Industrial | 10HP Open Drip-Proof(ODP) Motor | 0.14643 | 1.5623 | -1751.0668 | 0.028938 | 0.024239 | 223.1921
[20 empty] | Residential | Thermostatic Shower Restriction Valve | 0.6617 | 0.82376 | 21.1989 | 0.0057919 | 0.012468 | 64.3035 | Commercial/Industrial | Air Curtains | 0.0054313 | 1.3278 | -10249.0559 | 0.010513 | 0.0088056 | 81.081
[20 empty] | Residential | Variable Refrigerant Flow (VRF) HVAC Systems | 0.21536 | 0.78328 | -4289.2611 | 0.062348 | 0.12728 | 1139.0602 | Commercial/Industrial | Air Curtains | 0.0054313 | 1.3278 | -10249.0559 | 0.010513 | 0.0088056 | 81.081
[20 empty] | Residential | Variable Refrigerant Flow (VRF) HVAC Systems | 0.25125 | 0.78328 | -4858.7868 | 0.093523 | 0.19093 | 1708.5902 | Commercial/Industrial | Air Curtains | 0.0054313 | 1.3278 | -10249.0559 | 0.010513 | 0.0088056 | 81.081
[20 empty] | Residential | Variable Refrigerant Flow (VRF) HVAC Systems | 0.25125 | 0.78328 | -4858.7868 | 0.093523 | 0.19093 | 1708.5902 | Commercial/Industrial | Air Curtains | 0.0054313 | 1.3278 | -10249.0559 | 0.010513 | 0.0088056 | 81.081
[20 empty] | Residential | Variable Refrigerant Flow (VRF) HVAC Systems | 0.15996 | 0.78328 | -6834.8851 | 0.062348 | 0.12728 | 1139.0602 | Commercial/Industrial | Air Curtains | 0.0054313 | 1.3278 | -10249.0559 | 0.010513 | 0.0088056 | 81.081
[20 empty] | Residential | Variable Refrigerant Flow (VRF) HVAC Systems | 0.19794 | 0.78328 | -7404.4108 | 0.093523 | 0.19093 | 1708.5902 | Commercial/Industrial | Air Curtains | 0.0054313 | 1.3278 | -10249.0559 | 0.010513 | 0.0088056 | 81.081
[20 empty] | Residential | Variable Refrigerant Flow (VRF) HVAC Systems | 0.19794 | 0.78328 | -7404.4108 | 0.093523 | 0.19093 | 1708.5902 | Commercial/Industrial | Air Curtains | 0.0054313 | 1.3278 | -10249.0559 | 0.010513 | 0.0088056 | 81.081
[20 empty] | Residential | Wall Insulation | 0.70246 | 1.3975 | -888.5462 | 0.10063 | 0.61978 | 859 | Commercial/Industrial | Air Curtains | 0.0054313 | 1.3278 | -10249.0559 | 0.010513 | 0.0088056 | 81.081
[20 empty] | Residential | Wall Insulation | 0.61089 | 1.4028 | -2094.1568 | 0.15001 | 0.77472 | 1113 | Commercial/Industrial | Air Curtains | 0.0054313 | 1.3278 | -10249.0559 | 0.010513 | 0.0088056 | 81.081
[20 empty] | Residential | Wall Insulation | 0.32644 | 1.3891 | -2849.8643 | 0.034571 | 0.29831 | 391 | Commercial/Industrial | Air Curtains | 0.0054313 | 1.3278 | -10249.0559 | 0.010513 | 0.0088056 | 81.081
[20 empty] | Residential | Wall Insulation | 0 | #DIV/0! | -4592.5184 | 0 | 0 | 0 | Commercial/Industrial | Air Curtains | 0.0054313 | 1.3278 | -10249.0559 | 0.010513 | 0.0088056 | 81.081
[20 empty] | Residential | Wall Insulation | 0 | #DIV/0! | -4717.0369 | 0 | 0 | 0 | Commercial/Industrial | Air Curtains | 0.0054313 | 1.3278 | -10249.0559 | 0.010513 | 0.0088056 | 81.081
[20 empty] | Residential | Wall Insulation | 0 | #DIV/0! | -7054.7042 | 0 | 0 | 0 | Commercial/Industrial | Air Curtains | 0.0054703 | 1.2696 | -10246.8034 | 0.011723 | 0.0032285 | 81.081
[20 empty] | Residential | Water Heater Blanket | 0.30971 | 0.7737 | -263.3428 | 0.023774 | 0.051176 | 263.9459 | Commercial/Industrial | Air Curtains | 0.0054703 | 1.2696 | -10246.8034 | 0.011723 | 0.0032285 | 81.081
[20 empty] | Residential | Water Heater Blanket | 0.30971 | 0.7737 | -263.3428 | 0.023774 | 0.051176 | 263.9459 | Commercial/Industrial | Air Curtains | 0.0054703 | 1.2696 | -10246.8034 | 0.011723 | 0.0032285 | 81.081
[20 empty] | Residential | Water Heater Blanket | 0.30971 | 0.7737 | -263.3428 | 0.023774 | 0.051176 | 263.9459 | Commercial/Industrial | Air Curtains | 0.0054703 | 1.2696 | -10246.8034 | 0.011723 | 0.0032285 | 81.081
[20 empty] | Residential | Water Heater Blanket | 0.29615 | 0.77336 | -279.1651 | 0.022742 | 0.048955 | 252.4943 | Commercial/Industrial | Air Curtains | 0.0054703 | 1.2696 | -10246.8034 | 0.011723 | 0.0032285 | 81.081
[20 empty] | Residential | Water Heater Blanket | 0.29615 | 0.77336 | -279.1651 | 0.022742 | 0.048955 | 252.4943 | Commercial/Industrial | Air Curtains | 0.0054703 | 1.2696 | -10246.8034 | 0.011723 | 0.0032285 | 81.081
[20 empty] | Residential | Water Heater Blanket | 0.29615 | 0.77336 | -279.1651 | 0.022742 | 0.048955 | 252.4943 | Commercial/Industrial | Air Curtains | 0.0054703 | 1.2696 | -10246.8034 | 0.011723 | 0.0032285 | 81.081
[20 empty] | Residential | Water Heater Thermostat Setback | 1.7834 | 0.71619 | 15.7923 | 0.003295 | 0.0070929 | 36.5826 | Commercial/Industrial | Air Curtains | 0.0054703 | 1.2696 | -10246.8034 | 0.011723 | 0.0032285 | 81.081
[20 empty] | Residential | Water Heater Thermostat Setback | 1.7834 | 0.71619 | 15.7923 | 0.003295 | 0.0070929 | 36.5826 | Commercial/Industrial | Air Curtains | 0.0054703 | 1.2696 | -10246.8034 | 0.011723 | 0.0032285 | 81.081
[20 empty] | Residential | Water Heater Thermostat Setback | 1.7834 | 0.71619 | 15.7923 | 0.003295 | 0.0070929 | 36.5826 | Commercial/Industrial | Air Curtains | 0.0054703 | 1.2696 | -10246.8034 | 0.011723 | 0.0032285 | 81.081
[20 empty] | Residential | Water Heater Thermostat Setback | 1.7834 | 0.71619 | 15.7923 | 0.003295 | 0.0070929 | 36.5826 | Commercial/Industrial | Air Curtains | 0.0054703 | 1.2696 | -10246.8034 | 0.011723 | 0.0032285 | 81.081
[20 empty] | Residential | Water Heater Thermostat Setback | 1.7834 | 0.71619 | 15.7923 | 0.003295 | 0.0070929 | 36.5826 | Commercial/Industrial | Air Curtains | 0.0054703 | 1.2696 | -10246.8034 | 0.011723 | 0.0032285 | 81.081
[20 empty] | Residential | Water Heater Thermostat Setback | 1.7834 | 0.71619 | 15.7923 | 0.003295 | 0.0070929 | 36.5826 | Commercial/Industrial | Air Curtains | 0.0054703 | 1.2696 | -10246.8034 | 0.011723 | 0.0032285 | 81.081
[20 empty] | Residential | Water Heater Timeclock | 0.12048 | 0.55374 | -366.8754 | 0 | 0 | 122.45 | Commercial/Industrial | Air Curtains | 0.0054703 | 1.2696 | -10246.8034 | 0.011723 | 0.0032285 | 81.081
[20 empty] | Residential | Water Heater Timeclock | 0.12048 | 0.55374 | -366.8754 | 0 | 0 | 122.45 | Commercial/Industrial | Airside Economizer | 8.6525 | 0.93949 | 110687.44 | -11.7391 | 13.202 | 98666.9364
[20 empty] | Residential | Water Heater Timeclock | 0.094994 | 0.55374 | -402.6606 | 0 | 0 | 96.55 | Commercial/Industrial | Airside Economizer | 8.6525 | 0.93949 | 110687.44 | -11.7391 | 13.202 | 98666.9364
[20 empty] | Residential | Water Heater Timeclock | 0.094994 | 0.55374 | -402.6606 | 0 | 0 | 96.55 | Commercial/Industrial | Airside Economizer | 8.6525 | 0.93949 | 15097.1957 | -1.6012 | 1.8007 | 13457.661
[20 empty] | Residential | Water Heater Timeclock | 0.081367 | 0.55374 | -421.7967 | 0 | 0 | 82.7 | Commercial/Industrial | Airside Economizer | 8.6525 | 0.93949 | 15097.1957 | -1.6012 | 1.8007 | 13457.661
[20 empty] | Residential | Water Heater Timeclock | 0.081367 | 0.55374 | -421.7967 | 0 | 0 | 82.7 | Commercial/Industrial | Airside Economizer | 5.9003 | 1.2115 | 1833.2223 | -0.46324 | 2.0439e-05 | 2253.2313
[20 empty] | Residential | Window Sun Protection | 0.11981 | 2.729 | -2281.3432 | 0.11514 | -0.052699 | 76.5518 | Commercial/Industrial | Airside Economizer | 5.9003 | 1.2115 | 1833.2223 | -0.46324 | 2.0439e-05 | 2253.2313
[20 empty] | Residential | Window Sun Protection | 0.11981 | 2.729 | -2281.3432 | 0.11514 | -0.052699 | 76.5518 | Commercial/Industrial | Airside Economizer | 5.8996 | 1.2113 | 7506.9158 | -1.8969 | 8.3695e-05 | 9226.8228
[20 empty] | Residential | Window Sun Protection | 0.090852 | 2.729 | -2447.1637 | 0.092115 | -0.042159 | 61.2414 | Commercial/Industrial | Airside Economizer | 5.8996 | 1.2113 | 7506.9158 | -1.8969 | 8.3695e-05 | 9226.8228
[20 empty] | Residential | Window Sun Protection | 0.090852 | 2.729 | -2447.1637 | 0.092115 | -0.042159 | 61.2414 | Commercial/Industrial | Airside Economizer | 5.8996 | 1.2113 | 8905.9793 | -2.2505 | 9.9293e-05 | 10946.4253
[20 empty] | Residential | Window Sun Protection | 0.085377 | 2.7316 | -3922.1887 | 0.13817 | -0.063238 | 91.8622 | Commercial/Industrial | Airside Economizer | 5.8996 | 1.2113 | 8905.9793 | -2.2505 | 9.9293e-05 | 10946.4253
[20 empty] | Residential | Window Sun Protection | 0.085377 | 2.7316 | -3922.1887 | 0.13817 | -0.063238 | 91.8622 | Commercial/Industrial | Airside Economizer | 5.8995 | 1.2113 | 84906.7925 | -21.4554 | 0.00094663 | 104359.7599
[20 empty] | Commercial/Industrial | 10HP Open Drip-Proof(ODP) Motor | 0.14643 | 1.5623 | -1751.0668 | 0.028938 | 0.024239 | 223.1921 | Commercial/Industrial | Airside Economizer | 5.8995 | 1.2113 | 84906.7925 | -21.4554 | 0.00094663 | 104359.7599
[20 empty] | Commercial/Industrial | 10HP Open Drip-Proof(ODP) Motor | 0.14643 | 1.5623 | -1751.0668 | 0.028938 | 0.024239 | 223.1921 | Commercial/Industrial | Airside Economizer | 5.8994 | 1.2113 | 7704.0634 | -1.9468 | 8.5893e-05 | 9469.1388
[20 empty] | Commercial/Industrial | 10HP Open Drip-Proof(ODP) Motor | 0.14643 | 1.5623 | -1751.0668 | 0.028938 | 0.024239 | 223.1921 | Commercial/Industrial | Airside Economizer | 5.8994 | 1.2113 | 7704.0634 | -1.9468 | 8.5893e-05 | 9469.1388
[20 empty] | Commercial/Industrial | 10HP Open Drip-Proof(ODP) Motor | 0.14643 | 1.5623 | -1751.0668 | 0.028938 | 0.024239 | 223.1921 | Commercial/Industrial | Airside Economizer | 5.8993 | 1.2113 | 6346.8154 | -1.6038 | 7.0761e-05 | 7800.9322
[20 empty] | Commercial/Industrial | 10HP Open Drip-Proof(ODP) Motor | 0.14643 | 1.5623 | -1751.0668 | 0.028938 | 0.024239 | 223.1921 | Commercial/Industrial | Airside Economizer | 5.8993 | 1.2113 | 6346.8154 | -1.6038 | 7.0761e-05 | 7800.9322
[20 empty] | Commercial/Industrial | 10HP Open Drip-Proof(ODP) Motor | 0.14643 | 1.5623 | -1751.0668 | 0.028938 | 0.024239 | 223.1921 | Commercial/Industrial | Airside Economizer | 5.8981 | 1.211 | 745.7399 | -0.18844 | 8.3143e-06 | 916.5961
[20 empty] | Commercial/Industrial | 10HP Open Drip-Proof(ODP) Motor | 0.14643 | 1.5623 | -1751.0668 | 0.028938 | 0.024239 | 223.1921 | Commercial/Industrial | Airside Economizer | 5.8981 | 1.211 | 745.7399 | -0.18844 | 8.3143e-06 | 916.5961
[20 empty] | Commercial/Industrial | 10HP Open Drip-Proof(ODP) Motor | 0.14643 | 1.5623 | -1751.0668 | 0.028938 | 0.024239 | 223.1921 | Commercial/Industrial | Airside Economizer | 5.6687 | 1.114 | 7444.8229 | -2.0055 | 0.060432 | 8979.6145
[20 empty] | Commercial/Industrial | 10HP Open Drip-Proof(ODP) Motor | 0.14643 | 1.5623 | -1751.0668 | 0.028938 | 0.024239 | 223.1921 | Commercial/Industrial | Airside Economizer | 5.6687 | 1.114 | 7444.8229 | -2.0055 | 0.060432 | 8979.6145
[20 empty] | Commercial/Industrial | 10HP Open Drip-Proof(ODP) Motor | 0.14643 | 1.5623 | -1751.0668 | 0.028938 | 0.024239 | 223.1921 | Commercial/Industrial | Airside Economizer | 5.6686 | 1.114 | 2046.9861 | -0.55142 | 0.016616 | 2468.9837
[20 empty] | Commercial/Industrial | 10HP Open Drip-Proof(ODP) Motor | 0.14643 | 1.5623 | -1751.0668 | 0.028938 | 0.024239 | 223.1921 | Commercial/Industrial | Airside Economizer | 5.6686 | 1.114 | 2046.9861 | -0.55142 | 0.016616 | 2468.9837
[20 empty] | Commercial/Industrial | 10HP Open Drip-Proof(ODP) Motor | 0.14643 | 1.5623 | -1751.0668 | 0.028938 | 0.024239 | 223.1921 | Commercial/Industrial | Airside Economizer | 5.6685 | 1.114 | 4497.6558 | -1.2116 | 0.036509 | 5424.8726
[20 empty] | Commercial/Industrial | 10HP Open Drip-Proof(ODP) Motor | 0.14503 | 1.5073 | -1745.7476 | 0.030596 | 0.0075551 | 223.1921 | Commercial/Industrial | Airside Economizer | 5.6685 | 1.114 | 4497.6558 | -1.2116 | 0.036509 | 5424.8726
[20 empty] | Commercial/Industrial | 10HP Open Drip-Proof(ODP) Motor | 0.14503 | 1.5073 | -1745.7476 | 0.030596 | 0.0075551 | 223.1921 | Commercial/Industrial | Airside Economizer | 5.6681 | 1.1139 | 4686.5849 | -1.2625 | 0.038043 | 5652.7504
[20 empty] | Commercial/Industrial | 10HP Open Drip-Proof(ODP) Motor | 0.14503 | 1.5073 | -1745.7476 | 0.030596 | 0.0075551 | 223.1921 | Commercial/Industrial | Airside Economizer | 5.6681 | 1.1139 | 4686.5849 | -1.2625 | 0.038043 | 5652.7504
[20 empty] | Commercial/Industrial | 10HP Open Drip-Proof(ODP) Motor | 0.14503 | 1.5073 | -1745.7476 | 0.030596 | 0.0075551 | 223.1921 | Commercial/Industrial | Anti-Sweat Controls | 1.4422 | 1.3279 | 468.247 | 0.13259 | 0.11106 | 1022.6336
[20 empty] | Commercial/Industrial | 10HP Open Drip-Proof(ODP) Motor | 0.14503 | 1.5073 | -1745.7476 | 0.030596 | 0.0075551 | 223.1921 | Commercial/Industrial | Anti-Sweat Controls | 1.4422 | 1.3279 | 468.247 | 0.13259 | 0.11106 | 1022.6336
[20 empty] | Commercial/Industrial | 10HP Open Drip-Proof(ODP) Motor | 0.14503 | 1.5073 | -1745.7476 | 0.030596 | 0.0075551 | 223.1921 | Commercial/Industrial | Anti-Sweat Controls | 1.4422 | 1.3279 | 468.247 | 0.13259 | 0.11106 | 1022.6336
[20 empty] | Commercial/Industrial | 10HP Open Drip-Proof(ODP) Motor | 0.14503 | 1.5073 | -1745.7476 | 0.030596 | 0.0075551 | 223.1921 | Commercial/Industrial | Anti-Sweat Controls | 1.4422 | 1.3279 | 468.247 | 0.13259 | 0.11106 | 1022.6336
[20 empty] | Commercial/Industrial | 10HP Open Drip-Proof(ODP) Motor | 0.14503 | 1.5073 | -1745.7476 | 0.030596 | 0.0075551 | 223.1921 | Commercial/Industrial | Anti-Sweat Controls | 1.4422 | 1.3279 | 468.247 | 0.13259 | 0.11106 | 1022.6336
[20 empty] | Commercial/Industrial | 10HP Open Drip-Proof(ODP) Motor | 0.14503 | 1.5073 | -1745.7476 | 0.030596 | 0.0075551 | 223.1921 | Commercial/Industrial | Anti-Sweat Controls | 1.4422 | 1.3279 | 468.247 | 0.13259 | 0.11106 | 1022.6336
[20 empty] | Commercial/Industrial | 10HP Open Drip-Proof(ODP) Motor | 0.14503 | 1.5073 | -1745.7476 | 0.030596 | 0.0075551 | 223.1921 | Commercial/Industrial | Anti-Sweat Controls | 1.4422 | 1.3279 | 468.247 | 0.13259 | 0.11106 | 1022.6336
[20 empty] | Commercial/Industrial | 10HP Open Drip-Proof(ODP) Motor | 0.14503 | 1.5073 | -1745.7476 | 0.030596 | 0.0075551 | 223.1921 | Commercial/Industrial | Anti-Sweat Controls | 1.4422 | 1.3279 | 468.247 | 0.13259 | 0.11106 | 1022.6336
[20 empty] | Commercial/Industrial | 10HP Open Drip-Proof(ODP) Motor | 0.14503 | 1.5073 | -1745.7476 | 0.030596 | 0.0075551 | 223.1921 | Commercial/Industrial | Anti-Sweat Controls | 1.4422 | 1.3279 | 468.247 | 0.13259 | 0.11106 | 1022.6336
[20 empty] | Commercial/Industrial | 10HP Open Drip-Proof(ODP) Motor | 0.14503 | 1.5073 | -1745.7476 | 0.030596 | 0.0075551 | 223.1921 | Commercial/Industrial | Anti-Sweat Controls | 1.4422 | 1.3279 | 468.247 | 0.13259 | 0.11106 | 1022.6336
[20 empty] | Commercial/Industrial | 10HP Open Drip-Proof(ODP) Motor | 0.14503 | 1.5073 | -1745.7476 | 0.030596 | 0.0075551 | 223.1921 | Commercial/Industrial | Anti-Sweat Controls | 1.4422 | 1.3279 | 468.247 | 0.13259 | 0.11106 | 1022.6336
[20 empty] | Commercial/Industrial | Air Curtains | 0.0054313 | 1.3278 | -10249.0559 | 0.010513 | 0.0088056 | 81.081 | Commercial/Industrial | Anti-Sweat Controls | 1.4422 | 1.3279 | 468.247 | 0.13259 | 0.11106 | 1022.6336
[20 empty] | Commercial/Industrial | Air Curtains | 0.0054313 | 1.3278 | -10249.0559 | 0.010513 | 0.0088056 | 81.081 | Commercial/Industrial | Automatic Door Closer for Walk-in Coolers and Freezers | 0.059887 | 1.3231 | -413.1324 | 0.0050673 | 0.0042445 | 39.0829
[20 empty] | Commercial/Industrial | Air Curtains | 0.0054313 | 1.3278 | -10249.0559 | 0.010513 | 0.0088056 | 81.081 | Commercial/Industrial | Automatic Door Closer for Walk-in Coolers and Freezers | 0.059887 | 1.3231 | -413.1324 | 0.0050673 | 0.0042445 | 39.0829
[20 empty] | Commercial/Industrial | Air Curtains | 0.0054313 | 1.3278 | -10249.0559 | 0.010513 | 0.0088056 | 81.081 | Commercial/Industrial | Automatic Door Closer for Walk-in Coolers and Freezers | 0.059887 | 1.3231 | -413.1324 | 0.0050673 | 0.0042445 | 39.0829
[20 empty] | Commercial/Industrial | Air Curtains | 0.0054313 | 1.3278 | -10249.0559 | 0.010513 | 0.0088056 | 81.081 | Commercial/Industrial | Automatic Door Closer for Walk-in Coolers and Freezers | 0.059887 | 1.3231 | -413.1324 | 0.0050673 | 0.0042445 | 39.0829
[20 empty] | Commercial/Industrial | Air Curtains | 0.0054313 | 1.3278 | -10249.0559 | 0.010513 | 0.0088056 | 81.081 | Commercial/Industrial | Automatic Door Closer for Walk-in Coolers and Freezers | 0.059887 | 1.3231 | -413.1324 | 0.0050673 | 0.0042445 | 39.0829
[20 empty] | Commercial/Industrial | Air Curtains | 0.0054313 | 1.3278 | -10249.0559 | 0.010513 | 0.0088056 | 81.081 | Commercial/Industrial | Automatic Door Closer for Walk-in Coolers and Freezers | 0.059887 | 1.3231 | -413.1324 | 0.0050673 | 0.0042445 | 39.0829
[20 empty] | Commercial/Industrial | Air Curtains | 0.0054313 | 1.3278 | -10249.0559 | 0.010513 | 0.0088056 | 81.081 | Commercial/Industrial | Automatic Door Closer for Walk-in Coolers and Freezers | 0.059887 | 1.3231 | -413.1324 | 0.0050673 | 0.0042445 | 39.0829
[20 empty] | Commercial/Industrial | Air Curtains | 0.0054313 | 1.3278 | -10249.0559 | 0.010513 | 0.0088056 | 81.081 | Commercial/Industrial | Automatic Door Closer for Walk-in Coolers and Freezers | 0.059887 | 1.3231 | -413.1324 | 0.0050673 | 0.0042445 | 39.0829
[20 empty] | Commercial/Industrial | Air Curtains | 0.0054313 | 1.3278 | -10249.0559 | 0.010513 | 0.0088056 | 81.081 | Commercial/Industrial | Automatic Door Closer for Walk-in Coolers and Freezers | 0.059887 | 1.3231 | -413.1324 | 0.0050673 | 0.0042445 | 39.0829
[20 empty] | Commercial/Industrial | Air Curtains | 0.0054313 | 1.3278 | -10249.0559 | 0.010513 | 0.0088056 | 81.081 | Commercial/Industrial | Automatic Door Closer for Walk-in Coolers and Freezers | 0.059887 | 1.3231 | -413.1324 | 0.0050673 | 0.0042445 | 39.0829
[20 empty] | Commercial/Industrial | Air Curtains | 0.0054313 | 1.3278 | -10249.0559 | 0.010513 | 0.0088056 | 81.081 | Commercial/Industrial | Automatic Door Closer for Walk-in Coolers and Freezers | 0.059887 | 1.3231 | -413.1324 | 0.0050673 | 0.0042445 | 39.0829
[20 empty] | Commercial/Industrial | Air Curtains | 0.0054703 | 1.2696 | -10246.8034 | 0.011723 | 0.0032285 | 81.081 | Commercial/Industrial | Automatic Door Closer for Walk-in Coolers and Freezers | 0.059887 | 1.3231 | -413.1324 | 0.0050673 | 0.0042445 | 39.0829
[20 empty] | Commercial/Industrial | Air Curtains | 0.0054703 | 1.2696 | -10246.8034 | 0.011723 | 0.0032285 | 81.081 | Commercial/Industrial | Automatic Door Closer for Walk-in Coolers and Freezers | 0.060003 | 1.2831 | -412.4567 | 0.0054303 | 0.0012106 | 39.0829
[20 empty] | Commercial/Industrial | Air Curtains | 0.0054703 | 1.2696 | -10246.8034 | 0.011723 | 0.0032285 | 81.081 | Commercial/Industrial | Automatic Door Closer for Walk-in Coolers and Freezers | 0.060003 | 1.2831 | -412.4567 | 0.0054303 | 0.0012106 | 39.0829
[20 empty] | Commercial/Industrial | Air Curtains | 0.0054703 | 1.2696 | -10246.8034 | 0.011723 | 0.0032285 | 81.081 | Commercial/Industrial | Automatic Door Closer for Walk-in Coolers and Freezers | 0.060003 | 1.2831 | -412.4567 | 0.0054303 | 0.0012106 | 39.0829
[20 empty] | Commercial/Industrial | Air Curtains | 0.0054703 | 1.2696 | -10246.8034 | 0.011723 | 0.0032285 | 81.081 | Commercial/Industrial | Automatic Door Closer for Walk-in Coolers and Freezers | 0.060003 | 1.2831 | -412.4567 | 0.0054303 | 0.0012106 | 39.0829
[20 empty] | Commercial/Industrial | Air Curtains | 0.0054703 | 1.2696 | -10246.8034 | 0.011723 | 0.0032285 | 81.081 | Commercial/Industrial | Automatic Door Closer for Walk-in Coolers and Freezers | 0.060003 | 1.2831 | -412.4567 | 0.0054303 | 0.0012106 | 39.0829
[20 empty] | Commercial/Industrial | Air Curtains | 0.0054703 | 1.2696 | -10246.8034 | 0.011723 | 0.0032285 | 81.081 | Commercial/Industrial | Automatic Door Closer for Walk-in Coolers and Freezers | 0.060003 | 1.2831 | -412.4567 | 0.0054303 | 0.0012106 | 39.0829
[20 empty] | Commercial/Industrial | Air Curtains | 0.0054703 | 1.2696 | -10246.8034 | 0.011723 | 0.0032285 | 81.081 | Commercial/Industrial | Automatic Door Closer for Walk-in Coolers and Freezers | 0.060003 | 1.2831 | -412.4567 | 0.0054303 | 0.0012106 | 39.0829
[20 empty] | Commercial/Industrial | Air Curtains | 0.0054703 | 1.2696 | -10246.8034 | 0.011723 | 0.0032285 | 81.081 | Commercial/Industrial | Automatic Door Closer for Walk-in Coolers and Freezers | 0.060003 | 1.2831 | -412.4567 | 0.0054303 | 0.0012106 | 39.0829
[20 empty] | Commercial/Industrial | Air Curtains | 0.0054703 | 1.2696 | -10246.8034 | 0.011723 | 0.0032285 | 81.081 | Commercial/Industrial | Automatic Door Closer for Walk-in Coolers and Freezers | 0.060003 | 1.2831 | -412.4567 | 0.0054303 | 0.0012106 | 39.0829
[20 empty] | Commercial/Industrial | Air Curtains | 0.0054703 | 1.2696 | -10246.8034 | 0.011723 | 0.0032285 | 81.081 | Commercial/Industrial | Automatic Door Closer for Walk-in Coolers and Freezers | 0.060003 | 1.2831 | -412.4567 | 0.0054303 | 0.0012106 | 39.0829
[20 empty] | Commercial/Industrial | Air Curtains | 0.0054703 | 1.2696 | -10246.8034 | 0.011723 | 0.0032285 | 81.081 | Commercial/Industrial | Automatic Door Closer for Walk-in Coolers and Freezers | 0.060003 | 1.2831 | -412.4567 | 0.0054303 | 0.0012106 | 39.0829
[20 empty] | Commercial/Industrial | Air Curtains | 0.0054703 | 1.2696 | -10246.8034 | 0.011723 | 0.0032285 | 81.081 | Commercial/Industrial | Automatic Door Closer for Walk-in Coolers and Freezers | 0.060003 | 1.2831 | -412.4567 | 0.0054303 | 0.0012106 | 39.0829
[20 empty] | Commercial/Industrial | Air Curtains | 0.0054703 | 1.2696 | -10246.8034 | 0.011723 | 0.0032285 | 81.081 | Commercial/Industrial | Automatic Door Closer for Walk-in Coolers and Freezers | 0.060003 | 1.2831 | -412.4567 | 0.0054303 | 0.0012106 | 39.0829
[20 empty] | Commercial/Industrial | Airside Economizer | 5.9003 | 1.2115 | 1833.2223 | -0.46324 | 2.0439e-05 | 2253.2313 | Commercial/Industrial | Automatic Door Closer for Walk-in Coolers and Freezers | 0.060003 | 1.2831 | -412.4567 | 0.0054303 | 0.0012106 | 39.0829
[20 empty] | Commercial/Industrial | Airside Economizer | 5.6685 | 1.114 | 4497.6558 | -1.2116 | 0.036509 | 5424.8726 | Commercial/Industrial | Bi-Level Lighting Control (Exterior) | 0.69563 | 1.8689 | -69.1245 | 0 | 0 | 1357.8
[20 empty] | Commercial/Industrial | Airside Economizer | 5.8994 | 1.2113 | 7704.0634 | -1.9468 | 8.5893e-05 | 9469.1388 | Commercial/Industrial | Bi-Level Lighting Control (Exterior) | 0.69563 | 1.8689 | -69.1245 | 0 | 0 | 1357.8
[20 empty] | Commercial/Industrial | Airside Economizer | 5.8996 | 1.2113 | 8905.9793 | -2.2505 | 9.9293e-05 | 10946.4253 | Commercial/Industrial | Bi-Level Lighting Control (Exterior) | 0.69563 | 1.8689 | -69.1245 | 0 | 0 | 1357.8
[20 empty] | Commercial/Industrial | Airside Economizer | 5.6687 | 1.114 | 7444.8229 | -2.0055 | 0.060432 | 8979.6145 | Commercial/Industrial | Bi-Level Lighting Control (Exterior) | 0.69563 | 1.8689 | -69.1245 | 0 | 0 | 1357.8
[20 empty] | Commercial/Industrial | Airside Economizer | 5.8995 | 1.2113 | 84906.7925 | -21.4554 | 0.00094663 | 104359.7599 | Commercial/Industrial | Bi-Level Lighting Control (Exterior) | 0.69563 | 1.8689 | -69.1245 | 0 | 0 | 1357.8
[20 empty] | Commercial/Industrial | Airside Economizer | 5.8993 | 1.2113 | 6346.8154 | -1.6038 | 7.0761e-05 | 7800.9322 | Commercial/Industrial | Bi-Level Lighting Control (Exterior) | 0.69563 | 1.8689 | -69.1245 | 0 | 0 | 1357.8
[20 empty] | Commercial/Industrial | Airside Economizer | 5.6681 | 1.1139 | 4686.5849 | -1.2625 | 0.038043 | 5652.7504 | Commercial/Industrial | Bi-Level Lighting Control (Exterior) | 0.69563 | 1.8689 | -69.1245 | 0 | 0 | 1357.8
[20 empty] | Commercial/Industrial | Airside Economizer | 5.6686 | 1.114 | 2046.9861 | -0.55142 | 0.016616 | 2468.9837 | Commercial/Industrial | Bi-Level Lighting Control (Exterior) | 0.69563 | 1.8689 | -69.1245 | 0 | 0 | 1357.8
[20 empty] | Commercial/Industrial | Airside Economizer | 5.8996 | 1.2113 | 7506.9158 | -1.8969 | 8.3695e-05 | 9226.8228 | Commercial/Industrial | Bi-Level Lighting Control (Exterior) | 0.69563 | 1.8689 | -69.1245 | 0 | 0 | 1357.8
[20 empty] | Commercial/Industrial | Airside Economizer | 5.8981 | 1.211 | 745.7399 | -0.18844 | 8.3143e-06 | 916.5961 | Commercial/Industrial | Bi-Level Lighting Control (Exterior) | 0.69563 | 1.8689 | -69.1245 | 0 | 0 | 1357.8
[20 empty] | Commercial/Industrial | Airside Economizer | 5.9003 | 1.2115 | 1833.2223 | -0.46324 | 2.0439e-05 | 2253.2313 | Commercial/Industrial | Bi-Level Lighting Control (Exterior) | 0.69563 | 1.8689 | -69.1245 | 0 | 0 | 1357.8
[20 empty] | Commercial/Industrial | Airside Economizer | 5.6685 | 1.114 | 4497.6558 | -1.2116 | 0.036509 | 5424.8726 | Commercial/Industrial | Bi-Level Lighting Control (Exterior) | 0.69563 | 1.8689 | -69.1245 | 0 | 0 | 1357.8
[20 empty] | Commercial/Industrial | Airside Economizer | 5.8994 | 1.2113 | 7704.0634 | -1.9468 | 8.5893e-05 | 9469.1388 | Commercial/Industrial | Bi-Level Lighting Control (Exterior) | 0.69563 | 1.8689 | -69.1245 | 0 | 0 | 1357.8
[20 empty] | Commercial/Industrial | Airside Economizer | 5.8996 | 1.2113 | 8905.9793 | -2.2505 | 9.9293e-05 | 10946.4253 | Commercial/Industrial | Bi-Level Lighting Control (Exterior) | 0.69563 | 1.8689 | -69.1245 | 0 | 0 | 1357.8
[20 empty] | Commercial/Industrial | Airside Economizer | 5.6687 | 1.114 | 7444.8229 | -2.0055 | 0.060432 | 8979.6145 | Commercial/Industrial | Bi-Level Lighting Control (Exterior) | 0.69563 | 1.8689 | -69.1245 | 0 | 0 | 1357.8
[20 empty] | Commercial/Industrial | Airside Economizer | 5.8995 | 1.2113 | 84906.7925 | -21.4554 | 0.00094663 | 104359.7599 | Commercial/Industrial | Bi-Level Lighting Control (Exterior) | 0.69563 | 1.8689 | -69.1245 | 0 | 0 | 1357.8
[20 empty] | Commercial/Industrial | Airside Economizer | 5.8993 | 1.2113 | 6346.8154 | -1.6038 | 7.0761e-05 | 7800.9322 | Commercial/Industrial | Bi-Level Lighting Control (Exterior) | 0.69563 | 1.8689 | -69.1245 | 0 | 0 | 1357.8
[20 empty] | Commercial/Industrial | Airside Economizer | 5.6681 | 1.1139 | 4686.5849 | -1.2625 | 0.038043 | 5652.7504 | Commercial/Industrial | Bi-Level Lighting Control (Exterior) | 0.69563 | 1.8689 | -69.1245 | 0 | 0 | 1357.8
[20 empty] | Commercial/Industrial | Airside Economizer | 5.6686 | 1.114 | 2046.9861 | -0.55142 | 0.016616 | 2468.9837 | Commercial/Industrial | Bi-Level Lighting Control (Exterior) | 0.69563 | 1.8689 | -69.1245 | 0 | 0 | 1357.8
[20 empty] | Commercial/Industrial | Airside Economizer | 5.8996 | 1.2113 | 7506.9158 | -1.8969 | 8.3695e-05 | 9226.8228 | Commercial/Industrial | Bi-Level Lighting Control (Exterior) | 0.69563 | 1.8689 | -69.1245 | 0 | 0 | 1357.8
[20 empty] | Commercial/Industrial | Airside Economizer | 5.8981 | 1.211 | 745.7399 | -0.18844 | 8.3143e-06 | 916.5961 | Commercial/Industrial | Bi-Level Lighting Control (Exterior) | 0.69563 | 1.8689 | -69.1245 | 0 | 0 | 1357.8
[20 empty] | Commercial/Industrial | Airside Economizer | 8.6525 | 0.93949 | 110687.44 | -11.7391 | 13.202 | 98666.9364 | Commercial/Industrial | Bi-Level Lighting Control (Exterior) | 0.69563 | 1.8689 | -69.1245 | 0 | 0 | 1357.8
[20 empty] | Commercial/Industrial | Airside Economizer | 8.6525 | 0.93949 | 110687.44 | -11.7391 | 13.202 | 98666.9364 | Commercial/Industrial | Bi-Level Lighting Control (Exterior) | 0.69563 | 1.8689 | -69.1245 | 0 | 0 | 1357.8
[20 empty] | Commercial/Industrial | Airside Economizer | 8.6525 | 0.93949 | 15097.1957 | -1.6012 | 1.8007 | 13457.661 | Commercial/Industrial | Bi-Level Lighting Control (Exterior) | 0.69563 | 1.8689 | -69.1245 | 0 | 0 | 1357.8
[20 empty] | Commercial/Industrial | Airside Economizer | 8.6525 | 0.93949 | 15097.1957 | -1.6012 | 1.8007 | 13457.661 | Commercial/Industrial | Bi-Level Lighting Control (Exterior) | 0.69563 | 1.8689 | -69.1245 | 0 | 0 | 1357.8
[20 empty] | Commercial/Industrial | Automatic Door Closer for Walk-in Coolers and Freezers | 0.059887 | 1.3231 | -413.1324 | 0.0050673 | 0.0042445 | 39.0829 | Commercial/Industrial | Bi-Level Lighting Control (Exterior) | 0.69563 | 1.8689 | -69.1245 | 0 | 0 | 1357.8
[20 empty] | Commercial/Industrial | Automatic Door Closer for Walk-in Coolers and Freezers | 0.059887 | 1.3231 | -413.1324 | 0.0050673 | 0.0042445 | 39.0829 | Commercial/Industrial | Bi-Level Lighting Control (Interior) | 0.17686 | 1.8026 | -811.2196 | 0.0010138 | 0 | 368.745
[20 empty] | Commercial/Industrial | Automatic Door Closer for Walk-in Coolers and Freezers | 0.059887 | 1.3231 | -413.1324 | 0.0050673 | 0.0042445 | 39.0829 | Commercial/Industrial | Bi-Level Lighting Control (Interior) | 0.17686 | 1.8026 | -811.2196 | 0.0010138 | 0 | 368.745
[20 empty] | Commercial/Industrial | Automatic Door Closer for Walk-in Coolers and Freezers | 0.059887 | 1.3231 | -413.1324 | 0.0050673 | 0.0042445 | 39.0829 | Commercial/Industrial | Bi-Level Lighting Control (Interior) | 0.21366 | 1.8013 | -757.201 | 0.0012256 | 0 | 445.78
[20 empty] | Commercial/Industrial | Automatic Door Closer for Walk-in Coolers and Freezers | 0.059887 | 1.3231 | -413.1324 | 0.0050673 | 0.0042445 | 39.0829 | Commercial/Industrial | Bi-Level Lighting Control (Interior) | 0.21366 | 1.8013 | -757.201 | 0.0012256 | 0 | 445.78
[20 empty] | Commercial/Industrial | Automatic Door Closer for Walk-in Coolers and Freezers | 0.059887 | 1.3231 | -413.1324 | 0.0050673 | 0.0042445 | 39.0829 | Commercial/Industrial | Bi-Level Lighting Control (Interior) | 0.24181 | 1.8024 | -716.225 | 0.0013863 | 0 | 504.215
[20 empty] | Commercial/Industrial | Automatic Door Closer for Walk-in Coolers and Freezers | 0.059887 | 1.3231 | -413.1324 | 0.0050673 | 0.0042445 | 39.0829 | Commercial/Industrial | Bi-Level Lighting Control (Interior) | 0.24181 | 1.8024 | -716.225 | 0.0013863 | 0 | 504.215
[20 empty] | Commercial/Industrial | Automatic Door Closer for Walk-in Coolers and Freezers | 0.059887 | 1.3231 | -413.1324 | 0.0050673 | 0.0042445 | 39.0829 | Commercial/Industrial | Bi-Level Lighting Control (Interior) | 0.24522 | 1.8023 | -711.2253 | 0.0014059 | 0 | 511.345
[20 empty] | Commercial/Industrial | Automatic Door Closer for Walk-in Coolers and Freezers | 0.059887 | 1.3231 | -413.1324 | 0.0050673 | 0.0042445 | 39.0829 | Commercial/Industrial | Bi-Level Lighting Control (Interior) | 0.24522 | 1.8023 | -711.2253 | 0.0014059 | 0 | 511.345
[20 empty] | Commercial/Industrial | Automatic Door Closer for Walk-in Coolers and Freezers | 0.059887 | 1.3231 | -413.1324 | 0.0050673 | 0.0042445 | 39.0829 | Commercial/Industrial | Bi-Level Lighting Control (Interior) | 0.25515 | 1.734 | -695.6182 | 0.006428 | 0 | 520.335
[20 empty] | Commercial/Industrial | Automatic Door Closer for Walk-in Coolers and Freezers | 0.059887 | 1.3231 | -413.1324 | 0.0050673 | 0.0042445 | 39.0829 | Commercial/Industrial | Bi-Level Lighting Control (Interior) | 0.25515 | 1.734 | -695.6182 | 0.006428 | 0 | 520.335
[20 empty] | Commercial/Industrial | Automatic Door Closer for Walk-in Coolers and Freezers | 0.059887 | 1.3231 | -413.1324 | 0.0050673 | 0.0042445 | 39.0829 | Commercial/Industrial | Bi-Level Lighting Control (Interior) | 0.28409 | 1.8014 | -654.1634 | 0.0016296 | 0 | 592.72
[20 empty] | Commercial/Industrial | Automatic Door Closer for Walk-in Coolers and Freezers | 0.060003 | 1.2831 | -412.4567 | 0.0054303 | 0.0012106 | 39.0829 | Commercial/Industrial | Bi-Level Lighting Control (Interior) | 0.28409 | 1.8014 | -654.1634 | 0.0016296 | 0 | 592.72
[20 empty] | Commercial/Industrial | Automatic Door Closer for Walk-in Coolers and Freezers | 0.060003 | 1.2831 | -412.4567 | 0.0054303 | 0.0012106 | 39.0829 | Commercial/Industrial | Bi-Level Lighting Control (Interior) | 0.28555 | 1.7353 | -651.3683 | 0.0071882 | 0 | 581.87
[20 empty] | Commercial/Industrial | Automatic Door Closer for Walk-in Coolers and Freezers | 0.060003 | 1.2831 | -412.4567 | 0.0054303 | 0.0012106 | 39.0829 | Commercial/Industrial | Bi-Level Lighting Control (Interior) | 0.28555 | 1.7353 | -651.3683 | 0.0071882 | 0 | 581.87
[20 empty] | Commercial/Industrial | Automatic Door Closer for Walk-in Coolers and Freezers | 0.060003 | 1.2831 | -412.4567 | 0.0054303 | 0.0012106 | 39.0829 | Commercial/Industrial | Bi-Level Lighting Control (Interior) | 0.32757 | 1.8019 | -590.6888 | 0.0018785 | 0 | 683.24
[20 empty] | Commercial/Industrial | Automatic Door Closer for Walk-in Coolers and Freezers | 0.060003 | 1.2831 | -412.4567 | 0.0054303 | 0.0012106 | 39.0829 | Commercial/Industrial | Bi-Level Lighting Control (Interior) | 0.32757 | 1.8019 | -590.6888 | 0.0018785 | 0 | 683.24
[20 empty] | Commercial/Industrial | Automatic Door Closer for Walk-in Coolers and Freezers | 0.060003 | 1.2831 | -412.4567 | 0.0054303 | 0.0012106 | 39.0829 | Commercial/Industrial | Bi-Level Lighting Control (Interior) | 0.32757 | 1.8019 | -590.6888 | 0.0018785 | 0 | 683.24
[20 empty] | Commercial/Industrial | Automatic Door Closer for Walk-in Coolers and Freezers | 0.060003 | 1.2831 | -412.4567 | 0.0054303 | 0.0012106 | 39.0829 | Commercial/Industrial | Bi-Level Lighting Control (Interior) | 0.32757 | 1.8019 | -590.6888 | 0.0018785 | 0 | 683.24
[20 empty] | Commercial/Industrial | Automatic Door Closer for Walk-in Coolers and Freezers | 0.060003 | 1.2831 | -412.4567 | 0.0054303 | 0.0012106 | 39.0829 | Commercial/Industrial | Bi-Level Lighting Control (Interior) | 0.37371 | 1.8022 | -523.3014 | 0.0021427 | 0 | 779.34
[20 empty] | Commercial/Industrial | Automatic Door Closer for Walk-in Coolers and Freezers | 0.060003 | 1.2831 | -412.4567 | 0.0054303 | 0.0012106 | 39.0829 | Commercial/Industrial | Bi-Level Lighting Control (Interior) | 0.37371 | 1.8022 | -523.3014 | 0.0021427 | 0 | 779.34
[20 empty] | Commercial/Industrial | Automatic Door Closer for Walk-in Coolers and Freezers | 0.060003 | 1.2831 | -412.4567 | 0.0054303 | 0.0012106 | 39.0829 | Commercial/Industrial | Bi-Level Lighting Control (Interior) | 0.37898 | 1.7348 | -514.2717 | 0.0095434 | 0 | 772.52
[20 empty] | Commercial/Industrial | Automatic Door Closer for Walk-in Coolers and Freezers | 0.060003 | 1.2831 | -412.4567 | 0.0054303 | 0.0012106 | 39.0829 | Commercial/Industrial | Bi-Level Lighting Control (Interior) | 0.37898 | 1.7348 | -514.2717 | 0.0095434 | 0 | 772.52
[20 empty] | Commercial/Industrial | Automatic Door Closer for Walk-in Coolers and Freezers | 0.060003 | 1.2831 | -412.4567 | 0.0054303 | 0.0012106 | 39.0829 | Commercial/Industrial | Bi-Level Lighting Control (Interior) | 0.42158 | 1.7348 | -451.8537 | 0.010616 | 0 | 859.32
[20 empty] | Commercial/Industrial | Automatic Door Closer for Walk-in Coolers and Freezers | 0.060003 | 1.2831 | -412.4567 | 0.0054303 | 0.0012106 | 39.0829 | Commercial/Industrial | Bi-Level Lighting Control (Interior) | 0.42158 | 1.7348 | -451.8537 | 0.010616 | 0 | 859.32
[20 empty] | Commercial/Industrial | Automatic Door Closer for Walk-in Coolers and Freezers | 0.060003 | 1.2831 | -412.4567 | 0.0054303 | 0.0012106 | 39.0829 | Commercial/Industrial | Bi-Level Lighting Control (Interior) | 0.50554 | 1.8021 | -330.4864 | 0.0028987 | 0 | 1054.31
[20 empty] | Commercial/Industrial | Bi-Level Lighting Control (Exterior) | 0.69563 | 1.8689 | -69.1245 | 0 | 0 | 1357.8 | Commercial/Industrial | Bi-Level Lighting Control (Interior) | 0.50554 | 1.8021 | -330.4864 | 0.0028987 | 0 | 1054.31
[20 empty] | Commercial/Industrial | Bi-Level Lighting Control (Exterior) | 0.69563 | 1.8689 | -69.1245 | 0 | 0 | 1357.8 | Commercial/Industrial | Ceiling Insulation(R12 to R38) | 0.27209 | 1.2544 | -0.9184 | 2.4371e-05 | 4.3484e-05 | 0.21477
[20 empty] | Commercial/Industrial | Bi-Level Lighting Control (Exterior) | 0.69563 | 1.8689 | -69.1245 | 0 | 0 | 1357.8 | Commercial/Industrial | Ceiling Insulation(R12 to R38) | 0.27633 | 1.2544 | -0.90885 | 2.4751e-05 | 4.4161e-05 | 0.21811
[20 empty] | Commercial/Industrial | Bi-Level Lighting Control (Exterior) | 0.69563 | 1.8689 | -69.1245 | 0 | 0 | 1357.8 | Commercial/Industrial | Ceiling Insulation(R12 to R38) | 0.29453 | 0.7964 | -0.68424 | 4.2975e-06 | 9.6876e-05 | 0.21477
[20 empty] | Commercial/Industrial | Bi-Level Lighting Control (Exterior) | 0.69563 | 1.8689 | -69.1245 | 0 | 0 | 1357.8 | Commercial/Industrial | Ceiling Insulation(R12 to R38) | 0.29453 | 0.7964 | -0.68424 | 4.2975e-06 | 9.6876e-05 | 0.21477
[20 empty] | Commercial/Industrial | Bi-Level Lighting Control (Exterior) | 0.69563 | 1.8689 | -69.1245 | 0 | 0 | 1357.8 | Commercial/Industrial | Ceiling Insulation(R12 to R38) | 0.29453 | 0.7964 | -0.68424 | 4.2975e-06 | 9.6876e-05 | 0.21477
[20 empty] | Commercial/Industrial | Bi-Level Lighting Control (Exterior) | 0.69563 | 1.8689 | -69.1245 | 0 | 0 | 1357.8 | Commercial/Industrial | Ceiling Insulation(R12 to R38) | 0.29453 | 0.7964 | -0.68424 | 4.2975e-06 | 9.6876e-05 | 0.21477
[20 empty] | Commercial/Industrial | Bi-Level Lighting Control (Exterior) | 0.69563 | 1.8689 | -69.1245 | 0 | 0 | 1357.8 | Commercial/Industrial | Ceiling Insulation(R12 to R38) | 0.29453 | 0.7964 | -0.68424 | 4.2975e-06 | 9.6876e-05 | 0.21477
[20 empty] | Commercial/Industrial | Bi-Level Lighting Control (Exterior) | 0.69563 | 1.8689 | -69.1245 | 0 | 0 | 1357.8 | Commercial/Industrial | Ceiling Insulation(R12 to R38) | 0.29453 | 0.7964 | -0.68424 | 4.2975e-06 | 9.6876e-05 | 0.21477
[20 empty] | Commercial/Industrial | Bi-Level Lighting Control (Exterior) | 0.69563 | 1.8689 | -69.1245 | 0 | 0 | 1357.8 | Commercial/Industrial | Ceiling Insulation(R12 to R38) | 0.29913 | 0.7964 | -0.67104 | 4.3645e-06 | 9.8386e-05 | 0.21811
[20 empty] | Commercial/Industrial | Bi-Level Lighting Control (Exterior) | 0.69563 | 1.8689 | -69.1245 | 0 | 0 | 1357.8 | Commercial/Industrial | Ceiling Insulation(R12 to R38) | 0.29913 | 0.7964 | -0.67104 | 4.3645e-06 | 9.8386e-05 | 0.21811
[20 empty] | Commercial/Industrial | Bi-Level Lighting Control (Exterior) | 0.69563 | 1.8689 | -69.1245 | 0 | 0 | 1357.8 | Commercial/Industrial | Ceiling Insulation(R12 to R38) | 0.29913 | 0.7964 | -0.67104 | 4.3645e-06 | 9.8386e-05 | 0.21811
[20 empty] | Commercial/Industrial | Bi-Level Lighting Control (Exterior) | 0.69563 | 1.8689 | -69.1245 | 0 | 0 | 1357.8 | Commercial/Industrial | Ceiling Insulation(R12 to R38) | 0.29913 | 0.7964 | -0.67104 | 4.3645e-06 | 9.8386e-05 | 0.21811
[20 empty] | Commercial/Industrial | Bi-Level Lighting Control (Exterior) | 0.69563 | 1.8689 | -69.1245 | 0 | 0 | 1357.8 | Commercial/Industrial | Ceiling Insulation(R12 to R38) | 0.29913 | 0.7964 | -0.67104 | 4.3645e-06 | 9.8386e-05 | 0.21811
[20 empty] | Commercial/Industrial | Bi-Level Lighting Control (Exterior) | 0.69563 | 1.8689 | -69.1245 | 0 | 0 | 1357.8 | Commercial/Industrial | Ceiling Insulation(R12 to R38) | 0.29913 | 0.7964 | -0.67104 | 4.3645e-06 | 9.8386e-05 | 0.21811
[20 empty] | Commercial/Industrial | Bi-Level Lighting Control (Exterior) | 0.69563 | 1.8689 | -69.1245 | 0 | 0 | 1357.8 | Commercial/Industrial | Ceiling Insulation(R12 to R38) | 0.31494 | 0.83 | -0.66953 | 4.3827e-05 | 0.00010023 | 0.21477
[20 empty] | Commercial/Industrial | Bi-Level Lighting Control (Exterior) | 0.69563 | 1.8689 | -69.1245 | 0 | 0 | 1357.8 | Commercial/Industrial | Ceiling Insulation(R12 to R38) | 0.31494 | 0.83 | -0.66953 | 4.3827e-05 | 0.00010023 | 0.21477
[20 empty] | Commercial/Industrial | Bi-Level Lighting Control (Exterior) | 0.69563 | 1.8689 | -69.1245 | 0 | 0 | 1357.8 | Commercial/Industrial | Ceiling Insulation(R12 to R38) | 0.31494 | 0.83 | -0.66953 | 4.3827e-05 | 0.00010023 | 0.21477
[20 empty] | Commercial/Industrial | Bi-Level Lighting Control (Exterior) | 0.69563 | 1.8689 | -69.1245 | 0 | 0 | 1357.8 | Commercial/Industrial | Ceiling Insulation(R12 to R38) | 0.31985 | 0.83 | -0.65609 | 4.4511e-05 | 0.00010179 | 0.21811
[20 empty] | Commercial/Industrial | Bi-Level Lighting Control (Exterior) | 0.69563 | 1.8689 | -69.1245 | 0 | 0 | 1357.8 | Commercial/Industrial | Ceiling Insulation(R12 to R38) | 0.31985 | 0.83 | -0.65609 | 4.4511e-05 | 0.00010179 | 0.21811
[20 empty] | Commercial/Industrial | Bi-Level Lighting Control (Exterior) | 0.69563 | 1.8689 | -69.1245 | 0 | 0 | 1357.8 | Commercial/Industrial | Ceiling Insulation(R12 to R38) | 0.31985 | 0.83 | -0.65609 | 4.4511e-05 | 0.00010179 | 0.21811
[20 empty] | Commercial/Industrial | Bi-Level Lighting Control (Exterior) | 0.69563 | 1.8689 | -69.1245 | 0 | 0 | 1357.8 | Commercial/Industrial | Ceiling Insulation(R12 to R38) | 0.32523 | 0.9379 | -0.71956 | 8.8823e-05 | 5.232e-05 | 0.21477
[20 empty] | Commercial/Industrial | Bi-Level Lighting Control (Exterior) | 0.69563 | 1.8689 | -69.1245 | 0 | 0 | 1357.8 | Commercial/Industrial | Ceiling Insulation(R12 to R38) | 0.32523 | 0.9379 | -0.71956 | 8.8823e-05 | 5.232e-05 | 0.21477
[20 empty] | Commercial/Industrial | Bi-Level Lighting Control (Exterior) | 0.69563 | 1.8689 | -69.1245 | 0 | 0 | 1357.8 | Commercial/Industrial | Ceiling Insulation(R12 to R38) | 0.32523 | 0.9379 | -0.71956 | 8.8823e-05 | 5.232e-05 | 0.21477
[20 empty] | Commercial/Industrial | Bi-Level Lighting Control (Exterior) | 0.69563 | 1.8689 | -69.1245 | 0 | 0 | 1357.8 | Commercial/Industrial | Ceiling Insulation(R12 to R38) | 0.3303 | 0.9379 | -0.70691 | 9.0208e-05 | 5.3135e-05 | 0.21811
[20 empty] | Commercial/Industrial | Bi-Level Lighting Control (Exterior) | 0.69563 | 1.8689 | -69.1245 | 0 | 0 | 1357.8 | Commercial/Industrial | Ceiling Insulation(R12 to R38) | 0.3303 | 0.9379 | -0.70691 | 9.0208e-05 | 5.3135e-05 | 0.21811
[20 empty] | Commercial/Industrial | Bi-Level Lighting Control (Interior) | 0.17686 | 1.8026 | -811.2196 | 0.0010138 | 0 | 368.745 | Commercial/Industrial | Ceiling Insulation(R12 to R38) | 0.3303 | 0.9379 | -0.70691 | 9.0208e-05 | 5.3135e-05 | 0.21811
[20 empty] | Commercial/Industrial | Bi-Level Lighting Control (Interior) | 0.17686 | 1.8026 | -811.2196 | 0.0010138 | 0 | 368.745 | Commercial/Industrial | Ceiling Insulation(R19 to R38) | 0.14654 | 1.2544 | -1.0293 | 1.1248e-05 | 2.0069e-05 | 0.099123
[20 empty] | Commercial/Industrial | Bi-Level Lighting Control (Interior) | 0.21366 | 1.8013 | -757.201 | 0.0012256 | 0 | 445.78 | Commercial/Industrial | Ceiling Insulation(R19 to R38) | 0.14883 | 1.2544 | -1.0249 | 1.1424e-05 | 2.0382e-05 | 0.10067
[20 empty] | Commercial/Industrial | Bi-Level Lighting Control (Interior) | 0.21366 | 1.8013 | -757.201 | 0.0012256 | 0 | 445.78 | Commercial/Industrial | Ceiling Insulation(R19 to R38) | 0.15863 | 0.7964 | -0.92125 | 1.9835e-06 | 4.4712e-05 | 0.099123
[20 empty] | Commercial/Industrial | Bi-Level Lighting Control (Interior) | 0.24181 | 1.8024 | -716.225 | 0.0013863 | 0 | 504.215 | Commercial/Industrial | Ceiling Insulation(R19 to R38) | 0.15863 | 0.7964 | -0.92125 | 1.9835e-06 | 4.4712e-05 | 0.099123
[20 empty] | Commercial/Industrial | Bi-Level Lighting Control (Interior) | 0.24181 | 1.8024 | -716.225 | 0.0013863 | 0 | 504.215 | Commercial/Industrial | Ceiling Insulation(R19 to R38) | 0.15863 | 0.7964 | -0.92125 | 1.9835e-06 | 4.4712e-05 | 0.099123
[20 empty] | Commercial/Industrial | Bi-Level Lighting Control (Interior) | 0.24522 | 1.8023 | -711.2253 | 0.0014059 | 0 | 511.345 | Commercial/Industrial | Ceiling Insulation(R19 to R38) | 0.15863 | 0.7964 | -0.92125 | 1.9835e-06 | 4.4712e-05 | 0.099123
[20 empty] | Commercial/Industrial | Bi-Level Lighting Control (Interior) | 0.24522 | 1.8023 | -711.2253 | 0.0014059 | 0 | 511.345 | Commercial/Industrial | Ceiling Insulation(R19 to R38) | 0.15863 | 0.7964 | -0.92125 | 1.9835e-06 | 4.4712e-05 | 0.099123
[20 empty] | Commercial/Industrial | Bi-Level Lighting Control (Interior) | 0.25515 | 1.734 | -695.6182 | 0.006428 | 0 | 520.335 | Commercial/Industrial | Ceiling Insulation(R19 to R38) | 0.15863 | 0.7964 | -0.92125 | 1.9835e-06 | 4.4712e-05 | 0.099123
[20 empty] | Commercial/Industrial | Bi-Level Lighting Control (Interior) | 0.25515 | 1.734 | -695.6182 | 0.006428 | 0 | 520.335 | Commercial/Industrial | Ceiling Insulation(R19 to R38) | 0.16111 | 0.7964 | -0.91516 | 2.0144e-06 | 4.5409e-05 | 0.10067
[20 empty] | Commercial/Industrial | Bi-Level Lighting Control (Interior) | 0.28409 | 1.8014 | -654.1634 | 0.0016296 | 0 | 592.72 | Commercial/Industrial | Ceiling Insulation(R19 to R38) | 0.16111 | 0.7964 | -0.91516 | 2.0144e-06 | 4.5409e-05 | 0.10067
[20 empty] | Commercial/Industrial | Bi-Level Lighting Control (Interior) | 0.28409 | 1.8014 | -654.1634 | 0.0016296 | 0 | 592.72 | Commercial/Industrial | Ceiling Insulation(R19 to R38) | 0.16111 | 0.7964 | -0.91516 | 2.0144e-06 | 4.5409e-05 | 0.10067
[20 empty] | Commercial/Industrial | Bi-Level Lighting Control (Interior) | 0.28555 | 1.7353 | -651.3683 | 0.0071882 | 0 | 581.87 | Commercial/Industrial | Ceiling Insulation(R19 to R38) | 0.16111 | 0.7964 | -0.91516 | 2.0144e-06 | 4.5409e-05 | 0.10067
[20 empty] | Commercial/Industrial | Bi-Level Lighting Control (Interior) | 0.28555 | 1.7353 | -651.3683 | 0.0071882 | 0 | 581.87 | Commercial/Industrial | Ceiling Insulation(R19 to R38) | 0.16111 | 0.7964 | -0.91516 | 2.0144e-06 | 4.5409e-05 | 0.10067
[20 empty] | Commercial/Industrial | Bi-Level Lighting Control (Interior) | 0.32757 | 1.8019 | -590.6888 | 0.0018785 | 0 | 683.24 | Commercial/Industrial | Ceiling Insulation(R19 to R38) | 0.16111 | 0.7964 | -0.91516 | 2.0144e-06 | 4.5409e-05 | 0.10067
[20 empty] | Commercial/Industrial | Bi-Level Lighting Control (Interior) | 0.32757 | 1.8019 | -590.6888 | 0.0018785 | 0 | 683.24 | Commercial/Industrial | Ceiling Insulation(R19 to R38) | 0.16962 | 0.83 | -0.91446 | 2.0228e-05 | 4.6261e-05 | 0.099123
[20 empty] | Commercial/Industrial | Bi-Level Lighting Control (Interior) | 0.32757 | 1.8019 | -590.6888 | 0.0018785 | 0 | 683.24 | Commercial/Industrial | Ceiling Insulation(R19 to R38) | 0.16962 | 0.83 | -0.91446 | 2.0228e-05 | 4.6261e-05 | 0.099123
[20 empty] | Commercial/Industrial | Bi-Level Lighting Control (Interior) | 0.32757 | 1.8019 | -590.6888 | 0.0018785 | 0 | 683.24 | Commercial/Industrial | Ceiling Insulation(R19 to R38) | 0.16962 | 0.83 | -0.91446 | 2.0228e-05 | 4.6261e-05 | 0.099123
[20 empty] | Commercial/Industrial | Bi-Level Lighting Control (Interior) | 0.37371 | 1.8022 | -523.3014 | 0.0021427 | 0 | 779.34 | Commercial/Industrial | Ceiling Insulation(R19 to R38) | 0.17227 | 0.83 | -0.90826 | 2.0543e-05 | 4.6982e-05 | 0.10067
[20 empty] | Commercial/Industrial | Bi-Level Lighting Control (Interior) | 0.37371 | 1.8022 | -523.3014 | 0.0021427 | 0 | 779.34 | Commercial/Industrial | Ceiling Insulation(R19 to R38) | 0.17227 | 0.83 | -0.90826 | 2.0543e-05 | 4.6982e-05 | 0.10067
[20 empty] | Commercial/Industrial | Bi-Level Lighting Control (Interior) | 0.37898 | 1.7348 | -514.2717 | 0.0095434 | 0 | 772.52 | Commercial/Industrial | Ceiling Insulation(R19 to R38) | 0.17227 | 0.83 | -0.90826 | 2.0543e-05 | 4.6982e-05 | 0.10067
[20 empty] | Commercial/Industrial | Bi-Level Lighting Control (Interior) | 0.37898 | 1.7348 | -514.2717 | 0.0095434 | 0 | 772.52 | Commercial/Industrial | Ceiling Insulation(R19 to R38) | 0.17517 | 0.9379 | -0.93755 | 4.0995e-05 | 2.4148e-05 | 0.099123
[20 empty] | Commercial/Industrial | Bi-Level Lighting Control (Interior) | 0.42158 | 1.7348 | -451.8537 | 0.010616 | 0 | 859.32 | Commercial/Industrial | Ceiling Insulation(R19 to R38) | 0.17517 | 0.9379 | -0.93755 | 4.0995e-05 | 2.4148e-05 | 0.099123
[20 empty] | Commercial/Industrial | Bi-Level Lighting Control (Interior) | 0.42158 | 1.7348 | -451.8537 | 0.010616 | 0 | 859.32 | Commercial/Industrial | Ceiling Insulation(R19 to R38) | 0.17517 | 0.9379 | -0.93755 | 4.0995e-05 | 2.4148e-05 | 0.099123
[20 empty] | Commercial/Industrial | Bi-Level Lighting Control (Interior) | 0.50554 | 1.8021 | -330.4864 | 0.0028987 | 0 | 1054.31 | Commercial/Industrial | Ceiling Insulation(R19 to R38) | 0.1779 | 0.9379 | -0.93171 | 4.1634e-05 | 2.4524e-05 | 0.10067
[20 empty] | Commercial/Industrial | Bi-Level Lighting Control (Interior) | 0.50554 | 1.8021 | -330.4864 | 0.0028987 | 0 | 1054.31 | Commercial/Industrial | Ceiling Insulation(R19 to R38) | 0.1779 | 0.9379 | -0.93171 | 4.1634e-05 | 2.4524e-05 | 0.10067
[20 empty] | Commercial/Industrial | Ceiling Insulation(R12 to R38) | 0.27209 | 1.2544 | -0.9184 | 2.4371e-05 | 4.3484e-05 | 0.21477 | Commercial/Industrial | Ceiling Insulation(R19 to R38) | 0.1779 | 0.9379 | -0.93171 | 4.1634e-05 | 2.4524e-05 | 0.10067
[20 empty] | Commercial/Industrial | Ceiling Insulation(R12 to R38) | 0.27633 | 1.2544 | -0.90885 | 2.4751e-05 | 4.4161e-05 | 0.21811 | Commercial/Industrial | Ceiling Insulation(R30 to R38) | 0.051316 | 1.2544 | -0.92381 | 2.9995e-06 | 5.3518e-06 | 0.026433
[20 empty] | Commercial/Industrial | Ceiling Insulation(R12 to R38) | 0.32523 | 0.9379 | -0.71956 | 8.8823e-05 | 5.232e-05 | 0.21477 | Commercial/Industrial | Ceiling Insulation(R30 to R38) | 0.052116 | 1.2544 | -0.92263 | 3.0463e-06 | 5.4353e-06 | 0.026845
[20 empty] | Commercial/Industrial | Ceiling Insulation(R12 to R38) | 0.32523 | 0.9379 | -0.71956 | 8.8823e-05 | 5.232e-05 | 0.21477 | Commercial/Industrial | Ceiling Insulation(R30 to R38) | 0.05555 | 0.7964 | -0.89499 | 5.2893e-07 | 1.1923e-05 | 0.026433
[20 empty] | Commercial/Industrial | Ceiling Insulation(R12 to R38) | 0.32523 | 0.9379 | -0.71956 | 8.8823e-05 | 5.232e-05 | 0.21477 | Commercial/Industrial | Ceiling Insulation(R30 to R38) | 0.05555 | 0.7964 | -0.89499 | 5.2893e-07 | 1.1923e-05 | 0.026433
[20 empty] | Commercial/Industrial | Ceiling Insulation(R12 to R38) | 0.3303 | 0.9379 | -0.70691 | 9.0208e-05 | 5.3135e-05 | 0.21811 | Commercial/Industrial | Ceiling Insulation(R30 to R38) | 0.05555 | 0.7964 | -0.89499 | 5.2893e-07 | 1.1923e-05 | 0.026433
[20 empty] | Commercial/Industrial | Ceiling Insulation(R12 to R38) | 0.3303 | 0.9379 | -0.70691 | 9.0208e-05 | 5.3135e-05 | 0.21811 | Commercial/Industrial | Ceiling Insulation(R30 to R38) | 0.05555 | 0.7964 | -0.89499 | 5.2893e-07 | 1.1923e-05 | 0.026433
[20 empty] | Commercial/Industrial | Ceiling Insulation(R12 to R38) | 0.3303 | 0.9379 | -0.70691 | 9.0208e-05 | 5.3135e-05 | 0.21811 | Commercial/Industrial | Ceiling Insulation(R30 to R38) | 0.05555 | 0.7964 | -0.89499 | 5.2893e-07 | 1.1923e-05 | 0.026433
[20 empty] | Commercial/Industrial | Ceiling Insulation(R12 to R38) | 0.29453 | 0.7964 | -0.68424 | 4.2975e-06 | 9.6876e-05 | 0.21477 | Commercial/Industrial | Ceiling Insulation(R30 to R38) | 0.05555 | 0.7964 | -0.89499 | 5.2893e-07 | 1.1923e-05 | 0.026433
[20 empty] | Commercial/Industrial | Ceiling Insulation(R12 to R38) | 0.29453 | 0.7964 | -0.68424 | 4.2975e-06 | 9.6876e-05 | 0.21477 | Commercial/Industrial | Ceiling Insulation(R30 to R38) | 0.056416 | 0.7964 | -0.89336 | 5.3717e-07 | 1.2109e-05 | 0.026845
[20 empty] | Commercial/Industrial | Ceiling Insulation(R12 to R38) | 0.29453 | 0.7964 | -0.68424 | 4.2975e-06 | 9.6876e-05 | 0.21477 | Commercial/Industrial | Ceiling Insulation(R30 to R38) | 0.056416 | 0.7964 | -0.89336 | 5.3717e-07 | 1.2109e-05 | 0.026845
[20 empty] | Commercial/Industrial | Ceiling Insulation(R12 to R38) | 0.29453 | 0.7964 | -0.68424 | 4.2975e-06 | 9.6876e-05 | 0.21477 | Commercial/Industrial | Ceiling Insulation(R30 to R38) | 0.056416 | 0.7964 | -0.89336 | 5.3717e-07 | 1.2109e-05 | 0.026845
[20 empty] | Commercial/Industrial | Ceiling Insulation(R12 to R38) | 0.29453 | 0.7964 | -0.68424 | 4.2975e-06 | 9.6876e-05 | 0.21477 | Commercial/Industrial | Ceiling Insulation(R30 to R38) | 0.056416 | 0.7964 | -0.89336 | 5.3717e-07 | 1.2109e-05 | 0.026845
[20 empty] | Commercial/Industrial | Ceiling Insulation(R12 to R38) | 0.29453 | 0.7964 | -0.68424 | 4.2975e-06 | 9.6876e-05 | 0.21477 | Commercial/Industrial | Ceiling Insulation(R30 to R38) | 0.056416 | 0.7964 | -0.89336 | 5.3717e-07 | 1.2109e-05 | 0.026845
[20 empty] | Commercial/Industrial | Ceiling Insulation(R12 to R38) | 0.29913 | 0.7964 | -0.67104 | 4.3645e-06 | 9.8386e-05 | 0.21811 | Commercial/Industrial | Ceiling Insulation(R30 to R38) | 0.056416 | 0.7964 | -0.89336 | 5.3717e-07 | 1.2109e-05 | 0.026845
[20 empty] | Commercial/Industrial | Ceiling Insulation(R12 to R38) | 0.29913 | 0.7964 | -0.67104 | 4.3645e-06 | 9.8386e-05 | 0.21811 | Commercial/Industrial | Ceiling Insulation(R30 to R38) | 0.059398 | 0.83 | -0.89318 | 5.3941e-06 | 1.2336e-05 | 0.026433
[20 empty] | Commercial/Industrial | Ceiling Insulation(R12 to R38) | 0.29913 | 0.7964 | -0.67104 | 4.3645e-06 | 9.8386e-05 | 0.21811 | Commercial/Industrial | Ceiling Insulation(R30 to R38) | 0.059398 | 0.83 | -0.89318 | 5.3941e-06 | 1.2336e-05 | 0.026433
[20 empty] | Commercial/Industrial | Ceiling Insulation(R12 to R38) | 0.29913 | 0.7964 | -0.67104 | 4.3645e-06 | 9.8386e-05 | 0.21811 | Commercial/Industrial | Ceiling Insulation(R30 to R38) | 0.059398 | 0.83 | -0.89318 | 5.3941e-06 | 1.2336e-05 | 0.026433
[20 empty] | Commercial/Industrial | Ceiling Insulation(R12 to R38) | 0.29913 | 0.7964 | -0.67104 | 4.3645e-06 | 9.8386e-05 | 0.21811 | Commercial/Industrial | Ceiling Insulation(R30 to R38) | 0.060324 | 0.83 | -0.89152 | 5.4782e-06 | 1.2529e-05 | 0.026845
[20 empty] | Commercial/Industrial | Ceiling Insulation(R12 to R38) | 0.29913 | 0.7964 | -0.67104 | 4.3645e-06 | 9.8386e-05 | 0.21811 | Commercial/Industrial | Ceiling Insulation(R30 to R38) | 0.060324 | 0.83 | -0.89152 | 5.4782e-06 | 1.2529e-05 | 0.026845
[20 empty] | Commercial/Industrial | Ceiling Insulation(R12 to R38) | 0.31494 | 0.83 | -0.66953 | 4.3827e-05 | 0.00010023 | 0.21477 | Commercial/Industrial | Ceiling Insulation(R30 to R38) | 0.060324 | 0.83 | -0.89152 | 5.4782e-06 | 1.2529e-05 | 0.026845
[20 empty] | Commercial/Industrial | Ceiling Insulation(R12 to R38) | 0.31494 | 0.83 | -0.66953 | 4.3827e-05 | 0.00010023 | 0.21477 | Commercial/Industrial | Ceiling Insulation(R30 to R38) | 0.06134 | 0.9379 | -0.89933 | 1.0932e-05 | 6.4393e-06 | 0.026433
[20 empty] | Commercial/Industrial | Ceiling Insulation(R12 to R38) | 0.31494 | 0.83 | -0.66953 | 4.3827e-05 | 0.00010023 | 0.21477 | Commercial/Industrial | Ceiling Insulation(R30 to R38) | 0.06134 | 0.9379 | -0.89933 | 1.0932e-05 | 6.4393e-06 | 0.026433
[20 empty] | Commercial/Industrial | Ceiling Insulation(R12 to R38) | 0.31985 | 0.83 | -0.65609 | 4.4511e-05 | 0.00010179 | 0.21811 | Commercial/Industrial | Ceiling Insulation(R30 to R38) | 0.06134 | 0.9379 | -0.89933 | 1.0932e-05 | 6.4393e-06 | 0.026433
[20 empty] | Commercial/Industrial | Ceiling Insulation(R12 to R38) | 0.31985 | 0.83 | -0.65609 | 4.4511e-05 | 0.00010179 | 0.21811 | Commercial/Industrial | Ceiling Insulation(R30 to R38) | 0.062296 | 0.9379 | -0.89778 | 1.1102e-05 | 6.5397e-06 | 0.026845
[20 empty] | Commercial/Industrial | Ceiling Insulation(R12 to R38) | 0.31985 | 0.83 | -0.65609 | 4.4511e-05 | 0.00010179 | 0.21811 | Commercial/Industrial | Ceiling Insulation(R30 to R38) | 0.062296 | 0.9379 | -0.89778 | 1.1102e-05 | 6.5397e-06 | 0.026845
[20 empty] | Commercial/Industrial | Ceiling Insulation(R19 to R38) | 0.14654 | 1.2544 | -1.0293 | 1.1248e-05 | 2.0069e-05 | 0.099123 | Commercial/Industrial | Ceiling Insulation(R30 to R38) | 0.062296 | 0.9379 | -0.89778 | 1.1102e-05 | 6.5397e-06 | 0.026845
[20 empty] | Commercial/Industrial | Ceiling Insulation(R19 to R38) | 0.14883 | 1.2544 | -1.0249 | 1.1424e-05 | 2.0382e-05 | 0.10067 | Commercial/Industrial | CFL - 15W Flood | 9.105 | 1.8228 | 128.6044 | 0 | 0 | 200.9
[20 empty] | Commercial/Industrial | Ceiling Insulation(R19 to R38) | 0.17517 | 0.9379 | -0.93755 | 4.0995e-05 | 2.4148e-05 | 0.099123 | Commercial/Industrial | CFL - 15W Flood | 9.105 | 1.8228 | 128.6044 | 0 | 0 | 200.9
[20 empty] | Commercial/Industrial | Ceiling Insulation(R19 to R38) | 0.17517 | 0.9379 | -0.93755 | 4.0995e-05 | 2.4148e-05 | 0.099123 | Commercial/Industrial | CFL - 15W Flood | 9.105 | 1.8228 | 128.6044 | 0 | 0 | 200.9
[20 empty] | Commercial/Industrial | Ceiling Insulation(R19 to R38) | 0.17517 | 0.9379 | -0.93755 | 4.0995e-05 | 2.4148e-05 | 0.099123 | Commercial/Industrial | CFL - 15W Flood | 9.105 | 1.8228 | 128.6044 | 0 | 0 | 200.9
[20 empty] | Commercial/Industrial | Ceiling Insulation(R19 to R38) | 0.1779 | 0.9379 | -0.93171 | 4.1634e-05 | 2.4524e-05 | 0.10067 | Commercial/Industrial | CFL - 15W Flood | 9.105 | 1.8228 | 128.6044 | 0 | 0 | 200.9
[20 empty] | Commercial/Industrial | Ceiling Insulation(R19 to R38) | 0.1779 | 0.9379 | -0.93171 | 4.1634e-05 | 2.4524e-05 | 0.10067 | Commercial/Industrial | CFL - 15W Flood | 9.105 | 1.8228 | 128.6044 | 0 | 0 | 200.9
[20 empty] | Commercial/Industrial | Ceiling Insulation(R19 to R38) | 0.1779 | 0.9379 | -0.93171 | 4.1634e-05 | 2.4524e-05 | 0.10067 | Commercial/Industrial | CFL - 15W Flood | 9.105 | 1.8228 | 128.6044 | 0 | 0 | 200.9
[20 empty] | Commercial/Industrial | Ceiling Insulation(R19 to R38) | 0.15863 | 0.7964 | -0.92125 | 1.9835e-06 | 4.4712e-05 | 0.099123 | Commercial/Industrial | CFL - 15W Flood | 9.105 | 1.8228 | 128.6044 | 0 | 0 | 200.9
[20 empty] | Commercial/Industrial | Ceiling Insulation(R19 to R38) | 0.15863 | 0.7964 | -0.92125 | 1.9835e-06 | 4.4712e-05 | 0.099123 | Commercial/Industrial | CFL - 15W Flood | 9.105 | 1.8228 | 128.6044 | 0 | 0 | 200.9
[20 empty] | Commercial/Industrial | Ceiling Insulation(R19 to R38) | 0.15863 | 0.7964 | -0.92125 | 1.9835e-06 | 4.4712e-05 | 0.099123 | Commercial/Industrial | CFL - 15W Flood | 9.105 | 1.8228 | 128.6044 | 0 | 0 | 200.9
[20 empty] | Commercial/Industrial | Ceiling Insulation(R19 to R38) | 0.15863 | 0.7964 | -0.92125 | 1.9835e-06 | 4.4712e-05 | 0.099123 | Commercial/Industrial | CFL - 15W Flood | 9.105 | 1.8228 | 128.6044 | 0 | 0 | 200.9
[20 empty] | Commercial/Industrial | Ceiling Insulation(R19 to R38) | 0.15863 | 0.7964 | -0.92125 | 1.9835e-06 | 4.4712e-05 | 0.099123 | Commercial/Industrial | CFL - 15W Flood | 9.105 | 1.8228 | 128.6044 | 0 | 0 | 200.9
[20 empty] | Commercial/Industrial | Ceiling Insulation(R19 to R38) | 0.15863 | 0.7964 | -0.92125 | 1.9835e-06 | 4.4712e-05 | 0.099123 | Commercial/Industrial | CFL - 15W Flood | 9.105 | 1.8228 | 128.6044 | 0 | 0 | 200.9
[20 empty] | Commercial/Industrial | Ceiling Insulation(R19 to R38) | 0.16111 | 0.7964 | -0.91516 | 2.0144e-06 | 4.5409e-05 | 0.10067 | Commercial/Industrial | CFL - 15W Flood | 9.105 | 1.8228 | 128.6044 | 0 | 0 | 200.9
[20 empty] | Commercial/Industrial | Ceiling Insulation(R19 to R38) | 0.16111 | 0.7964 | -0.91516 | 2.0144e-06 | 4.5409e-05 | 0.10067 | Commercial/Industrial | CFL - 15W Flood | 9.105 | 1.8228 | 128.6044 | 0 | 0 | 200.9
[20 empty] | Commercial/Industrial | Ceiling Insulation(R19 to R38) | 0.16111 | 0.7964 | -0.91516 | 2.0144e-06 | 4.5409e-05 | 0.10067 | Commercial/Industrial | CFL - 15W Flood | 9.105 | 1.8228 | 128.6044 | 0 | 0 | 200.9
[20 empty] | Commercial/Industrial | Ceiling Insulation(R19 to R38) | 0.16111 | 0.7964 | -0.91516 | 2.0144e-06 | 4.5409e-05 | 0.10067 | Commercial/Industrial | CFL - 15W Flood | 9.105 | 1.8228 | 128.6044 | 0 | 0 | 200.9
[20 empty] | Commercial/Industrial | Ceiling Insulation(R19 to R38) | 0.16111 | 0.7964 | -0.91516 | 2.0144e-06 | 4.5409e-05 | 0.10067 | Commercial/Industrial | CFL - 15W Flood | 9.105 | 1.8228 | 128.6044 | 0 | 0 | 200.9
[20 empty] | Commercial/Industrial | Ceiling Insulation(R19 to R38) | 0.16111 | 0.7964 | -0.91516 | 2.0144e-06 | 4.5409e-05 | 0.10067 | Commercial/Industrial | CFL - 15W Flood | 9.105 | 1.8228 | 128.6044 | 0 | 0 | 200.9
[20 empty] | Commercial/Industrial | Ceiling Insulation(R19 to R38) | 0.16962 | 0.83 | -0.91446 | 2.0228e-05 | 4.6261e-05 | 0.099123 | Commercial/Industrial | CFL - 15W Flood | 9.105 | 1.8228 | 128.6044 | 0 | 0 | 200.9
[20 empty] | Commercial/Industrial | Ceiling Insulation(R19 to R38) | 0.16962 | 0.83 | -0.91446 | 2.0228e-05 | 4.6261e-05 | 0.099123 | Commercial/Industrial | CFL - 15W Flood | 9.105 | 1.8228 | 128.6044 | 0 | 0 | 200.9
[20 empty] | Commercial/Industrial | Ceiling Insulation(R19 to R38) | 0.16962 | 0.83 | -0.91446 | 2.0228e-05 | 4.6261e-05 | 0.099123 | Commercial/Industrial | CFL - 15W Flood | 9.105 | 1.8228 | 128.6044 | 0 | 0 | 200.9
[20 empty] | Commercial/Industrial | Ceiling Insulation(R19 to R38) | 0.17227 | 0.83 | -0.90826 | 2.0543e-05 | 4.6982e-05 | 0.10067 | Commercial/Industrial | CFL - 15W Flood | 9.105 | 1.8228 | 128.6044 | 0 | 0 | 200.9
[20 empty] | Commercial/Industrial | Ceiling Insulation(R19 to R38) | 0.17227 | 0.83 | -0.90826 | 2.0543e-05 | 4.6982e-05 | 0.10067 | Commercial/Industrial | CFL - 15W Flood | 9.105 | 1.8228 | 128.6044 | 0 | 0 | 200.9
[20 empty] | Commercial/Industrial | Ceiling Insulation(R19 to R38) | 0.17227 | 0.83 | -0.90826 | 2.0543e-05 | 4.6982e-05 | 0.10067 | Commercial/Industrial | CFL - 15W Flood | 9.105 | 1.8228 | 128.6044 | 0 | 0 | 200.9
[20 empty] | Commercial/Industrial | Ceiling Insulation(R30 to R38) | 0.051316 | 1.2544 | -0.92381 | 2.9995e-06 | 5.3518e-06 | 0.026433 | Commercial/Industrial | CFL - 15W Flood | 9.105 | 1.8228 | 128.6044 | 0 | 0 | 200.9
[20 empty] | Commercial/Industrial | Ceiling Insulation(R30 to R38) | 0.052116 | 1.2544 | -0.92263 | 3.0463e-06 | 5.4353e-06 | 0.026845 | Commercial/Industrial | CFL-23W | 12.8057 | 1.1052 | 41.9767 | 0.0093469 | 2.5304e-06 | 38.808
[20 empty] | Commercial/Industrial | Ceiling Insulation(R30 to R38) | 0.06134 | 0.9379 | -0.89933 | 1.0932e-05 | 6.4393e-06 | 0.026433 | Commercial/Industrial | CFL-23W | 12.8057 | 1.1052 | 41.9767 | 0.0093469 | 2.5304e-06 | 38.808
[20 empty] | Commercial/Industrial | Ceiling Insulation(R30 to R38) | 0.06134 | 0.9379 | -0.89933 | 1.0932e-05 | 6.4393e-06 | 0.026433 | Commercial/Industrial | CFL-23W | 12.7893 | 1.397 | 39.7158 | 0.0048396 | 0.0047395 | 47.614
[20 empty] | Commercial/Industrial | Ceiling Insulation(R30 to R38) | 0.06134 | 0.9379 | -0.89933 | 1.0932e-05 | 6.4393e-06 | 0.026433 | Commercial/Industrial | CFL-23W | 12.7893 | 1.397 | 39.7158 | 0.0048396 | 0.0047395 | 47.614
[20 empty] | Commercial/Industrial | Ceiling Insulation(R30 to R38) | 0.062296 | 0.9379 | -0.89778 | 1.1102e-05 | 6.5397e-06 | 0.026845 | Commercial/Industrial | CFL-23W | 11.7808 | 1.1237 | 37.783 | 0.0084448 | 0.0019525 | 35.196
[20 empty] | Commercial/Industrial | Ceiling Insulation(R30 to R38) | 0.062296 | 0.9379 | -0.89778 | 1.1102e-05 | 6.5397e-06 | 0.026845 | Commercial/Industrial | CFL-23W | 11.7808 | 1.1237 | 37.783 | 0.0084448 | 0.0019525 | 35.196
[20 empty] | Commercial/Industrial | Ceiling Insulation(R30 to R38) | 0.062296 | 0.9379 | -0.89778 | 1.1102e-05 | 6.5397e-06 | 0.026845 | Commercial/Industrial | CFL-23W | 11.5653 | 1.1102 | 37.4904 | 0.0084028 | 2.2748e-06 | 34.888
[20 empty] | Commercial/Industrial | Ceiling Insulation(R30 to R38) | 0.05555 | 0.7964 | -0.89499 | 5.2893e-07 | 1.1923e-05 | 0.026433 | Commercial/Industrial | CFL-23W | 11.5653 | 1.1102 | 37.4904 | 0.0084028 | 2.2748e-06 | 34.888
[20 empty] | Commercial/Industrial | Ceiling Insulation(R30 to R38) | 0.05555 | 0.7964 | -0.89499 | 5.2893e-07 | 1.1923e-05 | 0.026433 | Commercial/Industrial | CFL-23W | 10.324 | 1.1232 | 32.8234 | 0.0074035 | 0.0017117 | 30.856
[20 empty] | Commercial/Industrial | Ceiling Insulation(R30 to R38) | 0.05555 | 0.7964 | -0.89499 | 5.2893e-07 | 1.1923e-05 | 0.026433 | Commercial/Industrial | CFL-23W | 10.324 | 1.1232 | 32.8234 | 0.0074035 | 0.0017117 | 30.856
[20 empty] | Commercial/Industrial | Ceiling Insulation(R30 to R38) | 0.05555 | 0.7964 | -0.89499 | 5.2893e-07 | 1.1923e-05 | 0.026433 | Commercial/Industrial | CFL-23W | 8.9342 | 1.1205 | 28.1517 | 0.0064226 | 0.001485 | 26.768
[20 empty] | Commercial/Industrial | Ceiling Insulation(R30 to R38) | 0.05555 | 0.7964 | -0.89499 | 5.2893e-07 | 1.1923e-05 | 0.026433 | Commercial/Industrial | CFL-23W | 8.9342 | 1.1205 | 28.1517 | 0.0064226 | 0.001485 | 26.768
[20 empty] | Commercial/Industrial | Ceiling Insulation(R30 to R38) | 0.05555 | 0.7964 | -0.89499 | 5.2893e-07 | 1.1923e-05 | 0.026433 | Commercial/Industrial | CFL-23W | 8.6784 | 1.1061 | 27.6365 | 0.006329 | 1.7134e-06 | 26.278
[20 empty] | Commercial/Industrial | Ceiling Insulation(R30 to R38) | 0.056416 | 0.7964 | -0.89336 | 5.3717e-07 | 1.2109e-05 | 0.026845 | Commercial/Industrial | CFL-23W | 8.6784 | 1.1061 | 27.6365 | 0.006329 | 1.7134e-06 | 26.278
[20 empty] | Commercial/Industrial | Ceiling Insulation(R30 to R38) | 0.056416 | 0.7964 | -0.89336 | 5.3717e-07 | 1.2109e-05 | 0.026845 | Commercial/Industrial | CFL-23W | 8.2508 | 1.3907 | 24.8796 | 0.0031363 | 0.0030714 | 30.856
[20 empty] | Commercial/Industrial | Ceiling Insulation(R30 to R38) | 0.056416 | 0.7964 | -0.89336 | 5.3717e-07 | 1.2109e-05 | 0.026845 | Commercial/Industrial | CFL-23W | 8.2508 | 1.3907 | 24.8796 | 0.0031363 | 0.0030714 | 30.856
[20 empty] | Commercial/Industrial | Ceiling Insulation(R30 to R38) | 0.056416 | 0.7964 | -0.89336 | 5.3717e-07 | 1.2109e-05 | 0.026845 | Commercial/Industrial | CFL-23W | 7.7552 | 1.1274 | 23.9521 | 0.0055408 | 0.0012811 | 23.093
[20 empty] | Commercial/Industrial | Ceiling Insulation(R30 to R38) | 0.056416 | 0.7964 | -0.89336 | 5.3717e-07 | 1.2109e-05 | 0.026845 | Commercial/Industrial | CFL-23W | 7.7552 | 1.1274 | 23.9521 | 0.0055408 | 0.0012811 | 23.093
[20 empty] | Commercial/Industrial | Ceiling Insulation(R30 to R38) | 0.056416 | 0.7964 | -0.89336 | 5.3717e-07 | 1.2109e-05 | 0.026845 | Commercial/Industrial | CFL-23W | 7.7402 | 1.1032 | 24.456 | 0.0056597 | 1.5322e-06 | 23.499
[20 empty] | Commercial/Industrial | Ceiling Insulation(R30 to R38) | 0.059398 | 0.83 | -0.89318 | 5.3941e-06 | 1.2336e-05 | 0.026433 | Commercial/Industrial | CFL-23W | 7.7402 | 1.1032 | 24.456 | 0.0056597 | 1.5322e-06 | 23.499
[20 empty] | Commercial/Industrial | Ceiling Insulation(R30 to R38) | 0.059398 | 0.83 | -0.89318 | 5.3941e-06 | 1.2336e-05 | 0.026433 | Commercial/Industrial | CFL-23W | 7.6696 | 1.1307 | 23.5841 | 0.0054636 | 0.0012632 | 22.771
[20 empty] | Commercial/Industrial | Ceiling Insulation(R30 to R38) | 0.059398 | 0.83 | -0.89318 | 5.3941e-06 | 1.2336e-05 | 0.026433 | Commercial/Industrial | CFL-23W | 7.6696 | 1.1307 | 23.5841 | 0.0054636 | 0.0012632 | 22.771
[20 empty] | Commercial/Industrial | Ceiling Insulation(R30 to R38) | 0.060324 | 0.83 | -0.89152 | 5.4782e-06 | 1.2529e-05 | 0.026845 | Commercial/Industrial | CFL-23W | 6.7661 | 1.1283 | 20.5683 | 0.0048304 | 0.0011168 | 20.132
[20 empty] | Commercial/Industrial | Ceiling Insulation(R30 to R38) | 0.060324 | 0.83 | -0.89152 | 5.4782e-06 | 1.2529e-05 | 0.026845 | Commercial/Industrial | CFL-23W | 6.7661 | 1.1283 | 20.5683 | 0.0048304 | 0.0011168 | 20.132
[20 empty] | Commercial/Industrial | Ceiling Insulation(R30 to R38) | 0.060324 | 0.83 | -0.89152 | 5.4782e-06 | 1.2529e-05 | 0.026845 | Commercial/Industrial | CFL-23W | 5.5382 | 1.1164 | 16.5926 | 0.0039956 | 0.00092383 | 16.653
[20 empty] | Commercial/Industrial | CFL - 15W Flood | 9.105 | 1.8228 | 128.6044 | 0 | 0 | 200.9 | Commercial/Industrial | CFL-23W | 5.5382 | 1.1164 | 16.5926 | 0.0039956 | 0.00092383 | 16.653
[20 empty] | Commercial/Industrial | CFL - 15W Flood | 9.105 | 1.8228 | 128.6044 | 0 | 0 | 200.9 | Commercial/Industrial | Chilled Water Controls Optimization | 0 | #DIV/0! | -309.752 | 0 | 0 | 0
[20 empty] | Commercial/Industrial | CFL - 15W Flood | 9.105 | 1.8228 | 128.6044 | 0 | 0 | 200.9 | Commercial/Industrial | Chilled Water Controls Optimization | 0 | #DIV/0! | -309.752 | 0 | 0 | 0
[20 empty] | Commercial/Industrial | CFL - 15W Flood | 9.105 | 1.8228 | 128.6044 | 0 | 0 | 200.9 | Commercial/Industrial | Chilled Water Controls Optimization | 76.8465 | 1.2077 | 31362.1504 | 5.2206 | 2.4895 | 22207.3793
[20 empty] | Commercial/Industrial | CFL - 15W Flood | 9.105 | 1.8228 | 128.6044 | 0 | 0 | 200.9 | Commercial/Industrial | Chilled Water Controls Optimization | 76.8465 | 1.2077 | 31362.1504 | 5.2206 | 2.4895 | 22207.3793
[20 empty] | Commercial/Industrial | CFL - 15W Flood | 9.105 | 1.8228 | 128.6044 | 0 | 0 | 200.9 | Commercial/Industrial | Chilled Water Controls Optimization | 44.2361 | 1.0281 | 18624.9982 | 4.2225 | 0.0042083 | 10408.106
[20 empty] | Commercial/Industrial | CFL - 15W Flood | 9.105 | 1.8228 | 128.6044 | 0 | 0 | 200.9 | Commercial/Industrial | Chilled Water Controls Optimization | 44.2361 | 1.0281 | 18624.9982 | 4.2225 | 0.0042083 | 10408.106
[20 empty] | Commercial/Industrial | CFL - 15W Flood | 9.105 | 1.8228 | 128.6044 | 0 | 0 | 200.9 | Commercial/Industrial | Chilled Water Controls Optimization | 27.7465 | 1.2078 | 11125.6015 | 1.8849 | 0.89883 | 8018.1238
[20 empty] | Commercial/Industrial | CFL - 15W Flood | 9.105 | 1.8228 | 128.6044 | 0 | 0 | 200.9 | Commercial/Industrial | Chilled Water Controls Optimization | 27.7465 | 1.2078 | 11125.6015 | 1.8849 | 0.89883 | 8018.1238
[20 empty] | Commercial/Industrial | CFL - 15W Flood | 9.105 | 1.8228 | 128.6044 | 0 | 0 | 200.9 | Commercial/Industrial | Chilled Water Controls Optimization | 17.2527 | 1.0281 | 7075.1042 | 1.6468 | 0.0016413 | 4059.3282
[20 empty] | Commercial/Industrial | CFL - 15W Flood | 9.105 | 1.8228 | 128.6044 | 0 | 0 | 200.9 | Commercial/Industrial | Chilled Water Controls Optimization | 17.2527 | 1.0281 | 7075.1042 | 1.6468 | 0.0016413 | 4059.3282
[20 empty] | Commercial/Industrial | CFL - 15W Flood | 9.105 | 1.8228 | 128.6044 | 0 | 0 | 200.9 | Commercial/Industrial | Chilled Water Controls Optimization | 16.252 | 1.0281 | 6646.7723 | 1.5513 | 0.0015461 | 3823.8816
[20 empty] | Commercial/Industrial | CFL - 15W Flood | 9.105 | 1.8228 | 128.6044 | 0 | 0 | 200.9 | Commercial/Industrial | Chilled Water Controls Optimization | 16.252 | 1.0281 | 6646.7723 | 1.5513 | 0.0015461 | 3823.8816
[20 empty] | Commercial/Industrial | CFL - 15W Flood | 9.105 | 1.8228 | 128.6044 | 0 | 0 | 200.9 | Commercial/Industrial | Chilled Water Controls Optimization | 14.0305 | 1.0281 | 5695.8339 | 1.3393 | 0.0013348 | 3301.1671
[20 empty] | Commercial/Industrial | CFL - 15W Flood | 9.105 | 1.8228 | 128.6044 | 0 | 0 | 200.9 | Commercial/Industrial | Chilled Water Controls Optimization | 14.0305 | 1.0281 | 5695.8339 | 1.3393 | 0.0013348 | 3301.1671
[20 empty] | Commercial/Industrial | CFL - 15W Flood | 9.105 | 1.8228 | 128.6044 | 0 | 0 | 200.9 | Commercial/Industrial | Chilled Water Controls Optimization | 13.6974 | 1.028 | 5553.528 | 1.3075 | 0.0013031 | 3222.944
[20 empty] | Commercial/Industrial | CFL - 15W Flood | 9.105 | 1.8228 | 128.6044 | 0 | 0 | 200.9 | Commercial/Industrial | Chilled Water Controls Optimization | 13.6974 | 1.028 | 5553.528 | 1.3075 | 0.0013031 | 3222.944
[20 empty] | Commercial/Industrial | CFL - 15W Flood | 9.105 | 1.8228 | 128.6044 | 0 | 0 | 200.9 | Commercial/Industrial | Chilled Water Controls Optimization | 12.6253 | 1.0281 | 5094.296 | 1.2051 | 0.0012011 | 2970.5121
[20 empty] | Commercial/Industrial | CFL - 15W Flood | 9.105 | 1.8228 | 128.6044 | 0 | 0 | 200.9 | Commercial/Industrial | Chilled Water Controls Optimization | 12.6253 | 1.0281 | 5094.296 | 1.2051 | 0.0012011 | 2970.5121
[20 empty] | Commercial/Industrial | CFL - 15W Flood | 9.105 | 1.8228 | 128.6044 | 0 | 0 | 200.9 | Commercial/Industrial | Chilled Water Controls Optimization | 10.6467 | 1.0281 | 4247.3807 | 1.0162 | 0.0010128 | 2504.9773
[20 empty] | Commercial/Industrial | CFL - 15W Flood | 9.105 | 1.8228 | 128.6044 | 0 | 0 | 200.9 | Commercial/Industrial | Chilled Water Controls Optimization | 10.6467 | 1.0281 | 4247.3807 | 1.0162 | 0.0010128 | 2504.9773
[20 empty] | Commercial/Industrial | CFL - 15W Flood | 9.105 | 1.8228 | 128.6044 | 0 | 0 | 200.9 | Commercial/Industrial | Chilled Water Controls Optimization | 9.6852 | 1.0281 | 3835.9576 | 0.9245 | 0.00092139 | 2278.8251
[20 empty] | Commercial/Industrial | CFL - 15W Flood | 9.105 | 1.8228 | 128.6044 | 0 | 0 | 200.9 | Commercial/Industrial | Chilled Water Controls Optimization | 9.6852 | 1.0281 | 3835.9576 | 0.9245 | 0.00092139 | 2278.8251
[20 empty] | Commercial/Industrial | CFL - 15W Flood | 9.105 | 1.8228 | 128.6044 | 0 | 0 | 200.9 | Commercial/Industrial | Chilled Water Controls Optimization | 5.7509 | 1.0281 | 2151.8667 | 0.54895 | 0.0005471 | 1353.1094
[20 empty] | Commercial/Industrial | CFL - 15W Flood | 9.105 | 1.8228 | 128.6044 | 0 | 0 | 200.9 | Commercial/Industrial | Chilled Water Controls Optimization | 5.7509 | 1.0281 | 2151.8667 | 0.54895 | 0.0005471 | 1353.1094
[20 empty] | Commercial/Industrial | CFL - 15W Flood | 9.105 | 1.8228 | 128.6044 | 0 | 0 | 200.9 | Commercial/Industrial | Chilled Water Controls Optimization | 3.7416 | 1.0281 | 1291.7874 | 0.35715 | 0.00035595 | 880.3386
[20 empty] | Commercial/Industrial | CFL-23W | 8.9342 | 1.1205 | 28.1517 | 0.0064226 | 0.001485 | 26.768 | Commercial/Industrial | Chilled Water Controls Optimization | 3.7416 | 1.0281 | 1291.7874 | 0.35715 | 0.00035595 | 880.3386
[20 empty] | Commercial/Industrial | CFL-23W | 8.9342 | 1.1205 | 28.1517 | 0.0064226 | 0.001485 | 26.768 | Commercial/Industrial | CO Sensors for Parking Garage Exhaust | 3.3105 | 1.895 | 5445.5559 | 0.20046 | 0.20046 | 4980.032
[20 empty] | Commercial/Industrial | CFL-23W | 8.6784 | 1.1061 | 27.6365 | 0.006329 | 1.7134e-06 | 26.278 | Commercial/Industrial | CO Sensors for Parking Garage Exhaust | 3.3105 | 1.895 | 5445.5559 | 0.20046 | 0.20046 | 4980.032
[20 empty] | Commercial/Industrial | CFL-23W | 6.7661 | 1.1283 | 20.5683 | 0.0048304 | 0.0011168 | 20.132 | Commercial/Industrial | CO Sensors for Parking Garage Exhaust | 3.3105 | 1.895 | 5445.5559 | 0.20046 | 0.20046 | 4980.032
[20 empty] | Commercial/Industrial | CFL-23W | 8.2508 | 1.3907 | 24.8796 | 0.0031363 | 0.0030714 | 30.856 | Commercial/Industrial | CO Sensors for Parking Garage Exhaust | 3.3105 | 1.895 | 5445.5559 | 0.20046 | 0.20046 | 4980.032
[20 empty] | Commercial/Industrial | CFL-23W | 7.7552 | 1.1274 | 23.9521 | 0.0055408 | 0.0012811 | 23.093 | Commercial/Industrial | CO Sensors for Parking Garage Exhaust | 3.3105 | 1.895 | 5445.5559 | 0.20046 | 0.20046 | 4980.032
[20 empty] | Commercial/Industrial | CFL-23W | 7.6696 | 1.1307 | 23.5841 | 0.0054636 | 0.0012632 | 22.771 | Commercial/Industrial | CO Sensors for Parking Garage Exhaust | 3.3105 | 1.895 | 5445.5559 | 0.20046 | 0.20046 | 4980.032
[20 empty] | Commercial/Industrial | CFL-23W | 7.7402 | 1.1032 | 24.456 | 0.0056597 | 1.5322e-06 | 23.499 | Commercial/Industrial | CO Sensors for Parking Garage Exhaust | 3.3105 | 1.895 | 5445.5559 | 0.20046 | 0.20046 | 4980.032
[20 empty] | Commercial/Industrial | CFL-23W | 5.5382 | 1.1164 | 16.5926 | 0.0039956 | 0.00092383 | 16.653 | Commercial/Industrial | CO Sensors for Parking Garage Exhaust | 3.3105 | 1.895 | 5445.5559 | 0.20046 | 0.20046 | 4980.032
[20 empty] | Commercial/Industrial | CFL-23W | 6.7661 | 1.1283 | 20.5683 | 0.0048304 | 0.0011168 | 20.132 | Commercial/Industrial | CO Sensors for Parking Garage Exhaust | 3.3105 | 1.895 | 5445.5559 | 0.20046 | 0.20046 | 4980.032
[20 empty] | Commercial/Industrial | CFL-23W | 8.2508 | 1.3907 | 24.8796 | 0.0031363 | 0.0030714 | 30.856 | Commercial/Industrial | CO Sensors for Parking Garage Exhaust | 3.3105 | 1.895 | 5445.5559 | 0.20046 | 0.20046 | 4980.032
[20 empty] | Commercial/Industrial | CFL-23W | 7.7552 | 1.1274 | 23.9521 | 0.0055408 | 0.0012811 | 23.093 | Commercial/Industrial | CO Sensors for Parking Garage Exhaust | 3.3105 | 1.895 | 5445.5559 | 0.20046 | 0.20046 | 4980.032
[20 empty] | Commercial/Industrial | CFL-23W | 7.6696 | 1.1307 | 23.5841 | 0.0054636 | 0.0012632 | 22.771 | Commercial/Industrial | CO Sensors for Parking Garage Exhaust | 3.3105 | 1.895 | 5445.5559 | 0.20046 | 0.20046 | 4980.032
[20 empty] | Commercial/Industrial | CFL-23W | 7.7402 | 1.1032 | 24.456 | 0.0056597 | 1.5322e-06 | 23.499 | Commercial/Industrial | CO Sensors for Parking Garage Exhaust | 3.3105 | 1.895 | 5445.5559 | 0.20046 | 0.20046 | 4980.032
[20 empty] | Commercial/Industrial | CFL-23W | 5.5382 | 1.1164 | 16.5926 | 0.0039956 | 0.00092383 | 16.653 | Commercial/Industrial | CO Sensors for Parking Garage Exhaust | 3.3105 | 1.895 | 5445.5559 | 0.20046 | 0.20046 | 4980.032
[20 empty] | Commercial/Industrial | CFL-23W | 8.6784 | 1.1061 | 27.6365 | 0.006329 | 1.7134e-06 | 26.278 | Commercial/Industrial | CO Sensors for Parking Garage Exhaust | 3.3105 | 1.895 | 5445.5559 | 0.20046 | 0.20046 | 4980.032
[20 empty] | Commercial/Industrial | CFL-23W | 12.8057 | 1.1052 | 41.9767 | 0.0093469 | 2.5304e-06 | 38.808 | Commercial/Industrial | CO Sensors for Parking Garage Exhaust | 3.3105 | 1.895 | 5445.5559 | 0.20046 | 0.20046 | 4980.032
[20 empty] | Commercial/Industrial | CFL-23W | 12.8057 | 1.1052 | 41.9767 | 0.0093469 | 2.5304e-06 | 38.808 | Commercial/Industrial | CO Sensors for Parking Garage Exhaust | 3.3105 | 1.895 | 5445.5559 | 0.20046 | 0.20046 | 4980.032
[20 empty] | Commercial/Industrial | CFL-23W | 12.7893 | 1.397 | 39.7158 | 0.0048396 | 0.0047395 | 47.614 | Commercial/Industrial | CO Sensors for Parking Garage Exhaust | 3.3105 | 1.895 | 5445.5559 | 0.20046 | 0.20046 | 4980.032
[20 empty] | Commercial/Industrial | CFL-23W | 12.7893 | 1.397 | 39.7158 | 0.0048396 | 0.0047395 | 47.614 | Commercial/Industrial | CO Sensors for Parking Garage Exhaust | 3.3105 | 1.895 | 5445.5559 | 0.20046 | 0.20046 | 4980.032
[20 empty] | Commercial/Industrial | CFL-23W | 11.7808 | 1.1237 | 37.783 | 0.0084448 | 0.0019525 | 35.196 | Commercial/Industrial | CO Sensors for Parking Garage Exhaust | 3.3105 | 1.895 | 5445.5559 | 0.20046 | 0.20046 | 4980.032
[20 empty] | Commercial/Industrial | CFL-23W | 11.7808 | 1.1237 | 37.783 | 0.0084448 | 0.0019525 | 35.196 | Commercial/Industrial | CO Sensors for Parking Garage Exhaust | 3.3105 | 1.895 | 5445.5559 | 0.20046 | 0.20046 | 4980.032
[20 empty] | Commercial/Industrial | CFL-23W | 11.5653 | 1.1102 | 37.4904 | 0.0084028 | 2.2748e-06 | 34.888 | Commercial/Industrial | CO Sensors for Parking Garage Exhaust | 3.3105 | 1.895 | 5445.5559 | 0.20046 | 0.20046 | 4980.032
[20 empty] | Commercial/Industrial | CFL-23W | 11.5653 | 1.1102 | 37.4904 | 0.0084028 | 2.2748e-06 | 34.888 | Commercial/Industrial | CO Sensors for Parking Garage Exhaust | 3.3105 | 1.895 | 5445.5559 | 0.20046 | 0.20046 | 4980.032
[20 empty] | Commercial/Industrial | CFL-23W | 10.324 | 1.1232 | 32.8234 | 0.0074035 | 0.0017117 | 30.856 | Commercial/Industrial | CO Sensors for Parking Garage Exhaust | 3.3105 | 1.895 | 5445.5559 | 0.20046 | 0.20046 | 4980.032
[20 empty] | Commercial/Industrial | CFL-23W | 10.324 | 1.1232 | 32.8234 | 0.0074035 | 0.0017117 | 30.856 | Commercial/Industrial | CO Sensors for Parking Garage Exhaust | 3.3105 | 1.895 | 5445.5559 | 0.20046 | 0.20046 | 4980.032
[20 empty] | Commercial/Industrial | Chilled Water Controls Optimization | 0 | #DIV/0! | -309.752 | 0 | 0 | 0 | Commercial/Industrial | CO Sensors for Parking Garage Exhaust | 3.3105 | 1.895 | 5445.5559 | 0.20046 | 0.20046 | 4980.032
[20 empty] | Commercial/Industrial | Chilled Water Controls Optimization | 0 | #DIV/0! | -309.752 | 0 | 0 | 0 | Commercial/Industrial | Cool Roof | 0.045845 | 1.3159 | -4.2615 | 2.2935e-05 | 0 | 0.17775
[20 empty] | Commercial/Industrial | Chilled Water Controls Optimization | 76.8465 | 1.2077 | 31362.1504 | 5.2206 | 2.4895 | 22207.3793 | Commercial/Industrial | Cool Roof | 0.045845 | 1.3159 | -4.2615 | 2.2935e-05 | 0 | 0.17775
[20 empty] | Commercial/Industrial | Chilled Water Controls Optimization | 76.8465 | 1.2077 | 31362.1504 | 5.2206 | 2.4895 | 22207.3793 | Commercial/Industrial | Cool Roof | 0.045958 | 1.3159 | -4.2607 | 2.2991e-05 | 0 | 0.17819
[20 empty] | Commercial/Industrial | Chilled Water Controls Optimization | 44.2361 | 1.0281 | 18624.9982 | 4.2225 | 0.0042083 | 10408.106 | Commercial/Industrial | Cool Roof | 0.045958 | 1.3159 | -4.2607 | 2.2991e-05 | 0 | 0.17819
[20 empty] | Commercial/Industrial | Chilled Water Controls Optimization | 44.2361 | 1.0281 | 18624.9982 | 4.2225 | 0.0042083 | 10408.106 | Commercial/Industrial | Cool Roof | 0.057872 | 0.80655 | -4.0928 | 7.5512e-05 | 0 | 0.17775
[20 empty] | Commercial/Industrial | Chilled Water Controls Optimization | 27.7465 | 1.2078 | 11125.6015 | 1.8849 | 0.89883 | 8018.1238 | Commercial/Industrial | Cool Roof | 0.057872 | 0.80655 | -4.0928 | 7.5512e-05 | 0 | 0.17775
[20 empty] | Commercial/Industrial | Chilled Water Controls Optimization | 27.7465 | 1.2078 | 11125.6015 | 1.8849 | 0.89883 | 8018.1238 | Commercial/Industrial | Cool Roof | 0.057872 | 0.80655 | -4.0928 | 7.5512e-05 | 0 | 0.17775
[20 empty] | Commercial/Industrial | Chilled Water Controls Optimization | 17.2527 | 1.0281 | 7075.1042 | 1.6468 | 0.0016413 | 4059.3282 | Commercial/Industrial | Cool Roof | 0.057872 | 0.80655 | -4.0928 | 7.5512e-05 | 0 | 0.17775
[20 empty] | Commercial/Industrial | Chilled Water Controls Optimization | 17.2527 | 1.0281 | 7075.1042 | 1.6468 | 0.0016413 | 4059.3282 | Commercial/Industrial | Cool Roof | 0.057872 | 0.80655 | -4.0928 | 7.5512e-05 | 0 | 0.17775
[20 empty] | Commercial/Industrial | Chilled Water Controls Optimization | 16.252 | 1.0281 | 6646.7723 | 1.5513 | 0.0015461 | 3823.8816 | Commercial/Industrial | Cool Roof | 0.057872 | 0.80655 | -4.0928 | 7.5512e-05 | 0 | 0.17775
[20 empty] | Commercial/Industrial | Chilled Water Controls Optimization | 16.252 | 1.0281 | 6646.7723 | 1.5513 | 0.0015461 | 3823.8816 | Commercial/Industrial | Cool Roof | 0.057872 | 0.80655 | -4.0928 | 7.5512e-05 | 0 | 0.17775
[20 empty] | Commercial/Industrial | Chilled Water Controls Optimization | 14.0305 | 1.0281 | 5695.8339 | 1.3393 | 0.0013348 | 3301.1671 | Commercial/Industrial | Cool Roof | 0.057872 | 0.80655 | -4.0928 | 7.5512e-05 | 0 | 0.17775
[20 empty] | Commercial/Industrial | Chilled Water Controls Optimization | 14.0305 | 1.0281 | 5695.8339 | 1.3393 | 0.0013348 | 3301.1671 | Commercial/Industrial | Cool Roof | 0.057872 | 0.80655 | -4.0928 | 7.5512e-05 | 0 | 0.17775
[20 empty] | Commercial/Industrial | Chilled Water Controls Optimization | 13.6974 | 1.028 | 5553.528 | 1.3075 | 0.0013031 | 3222.944 | Commercial/Industrial | Cool Roof | 0.057872 | 0.80655 | -4.0928 | 7.5512e-05 | 0 | 0.17775
[20 empty] | Commercial/Industrial | Chilled Water Controls Optimization | 13.6974 | 1.028 | 5553.528 | 1.3075 | 0.0013031 | 3222.944 | Commercial/Industrial | Cool Roof | 0.058014 | 0.80655 | -4.0917 | 7.5697e-05 | 0 | 0.17819
[20 empty] | Commercial/Industrial | Chilled Water Controls Optimization | 12.6253 | 1.0281 | 5094.296 | 1.2051 | 0.0012011 | 2970.5121 | Commercial/Industrial | Cool Roof | 0.058014 | 0.80655 | -4.0917 | 7.5697e-05 | 0 | 0.17819
[20 empty] | Commercial/Industrial | Chilled Water Controls Optimization | 12.6253 | 1.0281 | 5094.296 | 1.2051 | 0.0012011 | 2970.5121 | Commercial/Industrial | Cool Roof | 0.058014 | 0.80655 | -4.0917 | 7.5697e-05 | 0 | 0.17819
[20 empty] | Commercial/Industrial | Chilled Water Controls Optimization | 10.6467 | 1.0281 | 4247.3807 | 1.0162 | 0.0010128 | 2504.9773 | Commercial/Industrial | Cool Roof | 0.058014 | 0.80655 | -4.0917 | 7.5697e-05 | 0 | 0.17819
[20 empty] | Commercial/Industrial | Chilled Water Controls Optimization | 10.6467 | 1.0281 | 4247.3807 | 1.0162 | 0.0010128 | 2504.9773 | Commercial/Industrial | Cool Roof | 0.058014 | 0.80655 | -4.0917 | 7.5697e-05 | 0 | 0.17819
[20 empty] | Commercial/Industrial | Chilled Water Controls Optimization | 9.6852 | 1.0281 | 3835.9576 | 0.9245 | 0.00092139 | 2278.8251 | Commercial/Industrial | Cool Roof | 0.058014 | 0.80655 | -4.0917 | 7.5697e-05 | 0 | 0.17819
[20 empty] | Commercial/Industrial | Chilled Water Controls Optimization | 9.6852 | 1.0281 | 3835.9576 | 0.9245 | 0.00092139 | 2278.8251 | Commercial/Industrial | Cool Roof | 0.058014 | 0.80655 | -4.0917 | 7.5697e-05 | 0 | 0.17819
[20 empty] | Commercial/Industrial | Cool Roof | 0.045845 | 1.3159 | -4.2615 | 2.2935e-05 | 0 | 0.17775 | Commercial/Industrial | Cool Roof | 0.058014 | 0.80655 | -4.0917 | 7.5697e-05 | 0 | 0.17819
[20 empty] | Commercial/Industrial | Cool Roof | 0.045845 | 1.3159 | -4.2615 | 2.2935e-05 | 0 | 0.17775 | Commercial/Industrial | Cool Roof | 0.058014 | 0.80655 | -4.0917 | 7.5697e-05 | 0 | 0.17819
[20 empty] | Commercial/Industrial | Cool Roof | 0.045958 | 1.3159 | -4.2607 | 2.2991e-05 | 0 | 0.17819 | Commercial/Industrial | Cool Roof | 0.058014 | 0.80655 | -4.0917 | 7.5697e-05 | 0 | 0.17819
[20 empty] | Commercial/Industrial | Cool Roof | 0.045958 | 1.3159 | -4.2607 | 2.2991e-05 | 0 | 0.17819 | Commercial/Industrial | Cool Roof | 0.06351 | 0.71313 | -4.0138 | 0.00010016 | 0 | 0.17775
[20 empty] | Commercial/Industrial | Cool Roof | 0.057872 | 0.80655 | -4.0928 | 7.5512e-05 | 0 | 0.17775 | Commercial/Industrial | Cool Roof | 0.063666 | 0.71313 | -4.0124 | 0.00010041 | 0 | 0.17819
[20 empty] | Commercial/Industrial | Cool Roof | 0.057872 | 0.80655 | -4.0928 | 7.5512e-05 | 0 | 0.17775 | Commercial/Industrial | Dedicated Outdoor Air System on VRF unit | 0.13555 | 1.3001 | -2400.8815 | 0.062019 | 0.062685 | 203.814
[20 empty] | Commercial/Industrial | Cool Roof | 0.057872 | 0.80655 | -4.0928 | 7.5512e-05 | 0 | 0.17775 | Commercial/Industrial | Dedicated Outdoor Air System on VRF unit | 0.13555 | 1.3001 | -2400.8815 | 0.062019 | 0.062685 | 203.814
[20 empty] | Commercial/Industrial | Cool Roof | 0.057872 | 0.80655 | -4.0928 | 7.5512e-05 | 0 | 0.17775 | Commercial/Industrial | Dedicated Outdoor Air System on VRF unit | 0.29428 | 1.2995 | -1851.4366 | 0.1347 | 0.13614 | 442.6603
[20 empty] | Commercial/Industrial | Cool Roof | 0.057872 | 0.80655 | -4.0928 | 7.5512e-05 | 0 | 0.17775 | Commercial/Industrial | Dedicated Outdoor Air System on VRF unit | 0.29428 | 1.2995 | -1851.4366 | 0.1347 | 0.13614 | 442.6603
[20 empty] | Commercial/Industrial | Cool Roof | 0.057872 | 0.80655 | -4.0928 | 7.5512e-05 | 0 | 0.17775 | Commercial/Industrial | Dedicated Outdoor Air System on VRF unit | 0.29694 | 1.2994 | -1842.1619 | 0.13592 | 0.13738 | 446.692
[20 empty] | Commercial/Industrial | Cool Roof | 0.057872 | 0.80655 | -4.0928 | 7.5512e-05 | 0 | 0.17775 | Commercial/Industrial | Dedicated Outdoor Air System on VRF unit | 0.29694 | 1.2994 | -1842.1619 | 0.13592 | 0.13738 | 446.692
[20 empty] | Commercial/Industrial | Cool Roof | 0.057872 | 0.80655 | -4.0928 | 7.5512e-05 | 0 | 0.17775 | Commercial/Industrial | Dedicated Outdoor Air System on VRF unit | 0.31815 | 1.2989 | -1768.3291 | 0.14569 | 0.14726 | 478.7875
[20 empty] | Commercial/Industrial | Cool Roof | 0.057872 | 0.80655 | -4.0928 | 7.5512e-05 | 0 | 0.17775 | Commercial/Industrial | Dedicated Outdoor Air System on VRF unit | 0.31815 | 1.2989 | -1768.3291 | 0.14569 | 0.14726 | 478.7875
[20 empty] | Commercial/Industrial | Cool Roof | 0.057872 | 0.80655 | -4.0928 | 7.5512e-05 | 0 | 0.17775 | Commercial/Industrial | Dedicated Outdoor Air System on VRF unit | 0.4993 | 1.3944 | -1106.1895 | 0.1876 | 0.13783 | 884.2265
[20 empty] | Commercial/Industrial | Cool Roof | 0.058014 | 0.80655 | -4.0917 | 7.5697e-05 | 0 | 0.17819 | Commercial/Industrial | Dedicated Outdoor Air System on VRF unit | 0.4993 | 1.3944 | -1106.1895 | 0.1876 | 0.13783 | 884.2265
[20 empty] | Commercial/Industrial | Cool Roof | 0.058014 | 0.80655 | -4.0917 | 7.5697e-05 | 0 | 0.17819 | Commercial/Industrial | Dedicated Outdoor Air System on VRF unit | 0.53189 | 1.2994 | -1029.1073 | 0.24347 | 0.24609 | 800.1307
[20 empty] | Commercial/Industrial | Cool Roof | 0.058014 | 0.80655 | -4.0917 | 7.5697e-05 | 0 | 0.17819 | Commercial/Industrial | Dedicated Outdoor Air System on VRF unit | 0.53189 | 1.2994 | -1029.1073 | 0.24347 | 0.24609 | 800.1307
[20 empty] | Commercial/Industrial | Cool Roof | 0.058014 | 0.80655 | -4.0917 | 7.5697e-05 | 0 | 0.17819 | Commercial/Industrial | Dedicated Outdoor Air System on VRF unit | 0.5873 | 1.2995 | -837.3942 | 0.26883 | 0.27172 | 883.4693
[20 empty] | Commercial/Industrial | Cool Roof | 0.058014 | 0.80655 | -4.0917 | 7.5697e-05 | 0 | 0.17819 | Commercial/Industrial | Dedicated Outdoor Air System on VRF unit | 0.5873 | 1.2995 | -837.3942 | 0.26883 | 0.27172 | 883.4693
[20 empty] | Commercial/Industrial | Cool Roof | 0.058014 | 0.80655 | -4.0917 | 7.5697e-05 | 0 | 0.17819 | Commercial/Industrial | Dedicated Outdoor Air System on VRF unit | 0.60856 | 1.2992 | -763.3658 | 0.27862 | 0.28162 | 915.6498
[20 empty] | Commercial/Industrial | Cool Roof | 0.058014 | 0.80655 | -4.0917 | 7.5697e-05 | 0 | 0.17819 | Commercial/Industrial | Dedicated Outdoor Air System on VRF unit | 0.60856 | 1.2992 | -763.3658 | 0.27862 | 0.28162 | 915.6498
[20 empty] | Commercial/Industrial | Cool Roof | 0.058014 | 0.80655 | -4.0917 | 7.5697e-05 | 0 | 0.17819 | Commercial/Industrial | Dedicated Outdoor Air System on VRF unit | 0.69726 | 1.2992 | -456.4652 | 0.31922 | 0.32265 | 1049.061
[20 empty] | Commercial/Industrial | Cool Roof | 0.058014 | 0.80655 | -4.0917 | 7.5697e-05 | 0 | 0.17819 | Commercial/Industrial | Dedicated Outdoor Air System on VRF unit | 0.69726 | 1.2992 | -456.4652 | 0.31922 | 0.32265 | 1049.061
[20 empty] | Commercial/Industrial | Cool Roof | 0.058014 | 0.80655 | -4.0917 | 7.5697e-05 | 0 | 0.17819 | Commercial/Industrial | Dedicated Outdoor Air System on VRF unit | 0.7357 | 1.3943 | -271.0825 | 0.27644 | 0.2031 | 1302.9413
[20 empty] | Commercial/Industrial | Cool Roof | 0.06351 | 0.71313 | -4.0138 | 0.00010016 | 0 | 0.17775 | Commercial/Industrial | Dedicated Outdoor Air System on VRF unit | 0.7357 | 1.3943 | -271.0825 | 0.27644 | 0.2031 | 1302.9413
[20 empty] | Commercial/Industrial | Cool Roof | 0.063666 | 0.71313 | -4.0124 | 0.00010041 | 0 | 0.17819 | Commercial/Industrial | Dedicated Outdoor Air System on VRF unit | 0.90504 | 1.2992 | 262.863 | 0.41437 | 0.41882 | 1361.7563
[20 empty] | Commercial/Industrial | Dedicated Outdoor Air System on VRF unit | 0.13555 | 1.3001 | -2400.8815 | 0.062019 | 0.062685 | 203.814 | Commercial/Industrial | Dedicated Outdoor Air System on VRF unit | 0.90504 | 1.2992 | 262.863 | 0.41437 | 0.41882 | 1361.7563
[20 empty] | Commercial/Industrial | Dedicated Outdoor Air System on VRF unit | 0.13555 | 1.3001 | -2400.8815 | 0.062019 | 0.062685 | 203.814 | Commercial/Industrial | Demand Controlled Ventilation | 1.9179 | 0.70327 | 22311.8164 | 1.4402 | 8.1082 | 13832.6709
[20 empty] | Commercial/Industrial | Dedicated Outdoor Air System on VRF unit | 0.29428 | 1.2995 | -1851.4366 | 0.1347 | 0.13614 | 442.6603 | Commercial/Industrial | Demand Controlled Ventilation | 1.9179 | 0.70327 | 22311.8164 | 1.4402 | 8.1082 | 13832.6709
[20 empty] | Commercial/Industrial | Dedicated Outdoor Air System on VRF unit | 0.29428 | 1.2995 | -1851.4366 | 0.1347 | 0.13614 | 442.6603 | Commercial/Industrial | Demand Controlled Ventilation | 2.0094 | 0.70328 | 11893.455 | 0.75445 | 4.2476 | 7246.3338
[20 empty] | Commercial/Industrial | Dedicated Outdoor Air System on VRF unit | 0.29694 | 1.2994 | -1842.1619 | 0.13592 | 0.13738 | 446.692 | Commercial/Industrial | Demand Controlled Ventilation | 2.0094 | 0.70328 | 11893.455 | 0.75445 | 4.2476 | 7246.3338
[20 empty] | Commercial/Industrial | Dedicated Outdoor Air System on VRF unit | 0.29694 | 1.2994 | -1842.1619 | 0.13592 | 0.13738 | 446.692 | Commercial/Industrial | Demand Controlled Ventilation | 2.1142 | 0.70327 | 25475.792 | 1.5876 | 8.938 | 15248.3191
[20 empty] | Commercial/Industrial | Dedicated Outdoor Air System on VRF unit | 0.31815 | 1.2989 | -1768.3291 | 0.14569 | 0.14726 | 478.7875 | Commercial/Industrial | Demand Controlled Ventilation | 2.1142 | 0.70327 | 25475.792 | 1.5876 | 8.938 | 15248.3191
[20 empty] | Commercial/Industrial | Dedicated Outdoor Air System on VRF unit | 0.31815 | 1.2989 | -1768.3291 | 0.14569 | 0.14726 | 478.7875 | Commercial/Industrial | Demand Controlled Ventilation | 2.5167 | 0.70327 | 15982.1419 | 0.94492 | 5.3199 | 9075.7228
[20 empty] | Commercial/Industrial | Dedicated Outdoor Air System on VRF unit | 0.4993 | 1.3944 | -1106.1895 | 0.1876 | 0.13783 | 884.2265 | Commercial/Industrial | Demand Controlled Ventilation | 2.5167 | 0.70327 | 15982.1419 | 0.94492 | 5.3199 | 9075.7228
[20 empty] | Commercial/Industrial | Dedicated Outdoor Air System on VRF unit | 0.4993 | 1.3944 | -1106.1895 | 0.1876 | 0.13783 | 884.2265 | Commercial/Industrial | Demand Controlled Ventilation | 2.5804 | 0.70326 | 16495.8026 | 0.96884 | 5.4546 | 9305.5485
[20 empty] | Commercial/Industrial | Dedicated Outdoor Air System on VRF unit | 0.53189 | 1.2994 | -1029.1073 | 0.24347 | 0.24609 | 800.1307 | Commercial/Industrial | Demand Controlled Ventilation | 2.5804 | 0.70326 | 16495.8026 | 0.96884 | 5.4546 | 9305.5485
[20 empty] | Commercial/Industrial | Dedicated Outdoor Air System on VRF unit | 0.53189 | 1.2994 | -1029.1073 | 0.24347 | 0.24609 | 800.1307 | Commercial/Industrial | Demand Controlled Ventilation | 2.5829 | 0.70328 | 49546.4088 | 2.9093 | 16.3792 | 27943.0441
[20 empty] | Commercial/Industrial | Dedicated Outdoor Air System on VRF unit | 0.5873 | 1.2995 | -837.3942 | 0.26883 | 0.27172 | 883.4693 | Commercial/Industrial | Demand Controlled Ventilation | 2.5829 | 0.70328 | 49546.4088 | 2.9093 | 16.3792 | 27943.0441
[20 empty] | Commercial/Industrial | Dedicated Outdoor Air System on VRF unit | 0.5873 | 1.2995 | -837.3942 | 0.26883 | 0.27172 | 883.4693 | Commercial/Industrial | Demand Controlled Ventilation | 2.6563 | 0.70327 | 34214.5398 | 1.9947 | 11.2299 | 19158.2709
[20 empty] | Commercial/Industrial | Dedicated Outdoor Air System on VRF unit | 0.60856 | 1.2992 | -763.3658 | 0.27862 | 0.28162 | 915.6498 | Commercial/Industrial | Demand Controlled Ventilation | 2.6563 | 0.70327 | 34214.5398 | 1.9947 | 11.2299 | 19158.2709
[20 empty] | Commercial/Industrial | Dedicated Outdoor Air System on VRF unit | 0.60856 | 1.2992 | -763.3658 | 0.27862 | 0.28162 | 915.6498 | Commercial/Industrial | Demand Controlled Ventilation | 3.7462 | 0.70328 | 181243.9473 | 9.8459 | 55.4323 | 94567.6036
[20 empty] | Commercial/Industrial | Dedicated Outdoor Air System on VRF unit | 0.69726 | 1.2992 | -456.4652 | 0.31922 | 0.32265 | 1049.061 | Commercial/Industrial | Demand Controlled Ventilation | 3.7462 | 0.70328 | 181243.9473 | 9.8459 | 55.4323 | 94567.6036
[20 empty] | Commercial/Industrial | Dedicated Outdoor Air System on VRF unit | 0.69726 | 1.2992 | -456.4652 | 0.31922 | 0.32265 | 1049.061 | Commercial/Industrial | Demand Controlled Ventilation | 0.52775 | 0.70327 | -48.4789 | 0.19815 | 1.1156 | 1903.19
[20 empty] | Commercial/Industrial | Dedicated Outdoor Air System on VRF unit | 0.7357 | 1.3943 | -271.0825 | 0.27644 | 0.2031 | 1302.9413 | Commercial/Industrial | Demand Controlled Ventilation | 0.52775 | 0.70327 | -48.4789 | 0.19815 | 1.1156 | 1903.19
[20 empty] | Commercial/Industrial | Dedicated Outdoor Air System on VRF unit | 0.7357 | 1.3943 | -271.0825 | 0.27644 | 0.2031 | 1302.9413 | Commercial/Industrial | Demand Controlled Ventilation | 0.5893 | 0.70323 | 447.8696 | 0.22127 | 1.2458 | 2125.2697
[20 empty] | Commercial/Industrial | Dedicated Outdoor Air System on VRF unit | 0.90504 | 1.2992 | 262.863 | 0.41437 | 0.41882 | 1361.7563 | Commercial/Industrial | Demand Controlled Ventilation | 0.5893 | 0.70323 | 447.8696 | 0.22127 | 1.2458 | 2125.2697
[20 empty] | Commercial/Industrial | Dedicated Outdoor Air System on VRF unit | 0.90504 | 1.2992 | 262.863 | 0.41437 | 0.41882 | 1361.7563 | Commercial/Industrial | Demand Controlled Ventilation | 0.6354 | 0.7033 | 818.953 | 0.23856 | 1.3431 | 2291.3025
[20 empty] | Commercial/Industrial | Demand Controlled Ventilation | 0.52775 | 0.70327 | -48.4789 | 0.19815 | 1.1156 | 1903.19 | Commercial/Industrial | Demand Controlled Ventilation | 0.6354 | 0.7033 | 818.953 | 0.23856 | 1.3431 | 2291.3025
[20 empty] | Commercial/Industrial | Demand Controlled Ventilation | 0.52775 | 0.70327 | -48.4789 | 0.19815 | 1.1156 | 1903.19 | Commercial/Industrial | Demand Defrost | 0.18366 | 1.3355 | -1436.6514 | 0.054904 | 0.0050296 | 394.47
[20 empty] | Commercial/Industrial | Demand Controlled Ventilation | 0.6354 | 0.7033 | 818.953 | 0.23856 | 1.3431 | 2291.3025 | Commercial/Industrial | Demand Defrost | 0.18366 | 1.3355 | -1436.6514 | 0.054904 | 0.0050296 | 394.47
[20 empty] | Commercial/Industrial | Demand Controlled Ventilation | 0.6354 | 0.7033 | 818.953 | 0.23856 | 1.3431 | 2291.3025 | Commercial/Industrial | Demand Defrost | 0.18366 | 1.3355 | -1436.6514 | 0.054904 | 0.0050296 | 394.47
[20 empty] | Commercial/Industrial | Demand Controlled Ventilation | 0.5893 | 0.70323 | 447.8696 | 0.22127 | 1.2458 | 2125.2697 | Commercial/Industrial | Demand Defrost | 0.18366 | 1.3355 | -1436.6514 | 0.054904 | 0.0050296 | 394.47
[20 empty] | Commercial/Industrial | Demand Controlled Ventilation | 0.5893 | 0.70323 | 447.8696 | 0.22127 | 1.2458 | 2125.2697 | Commercial/Industrial | Demand Defrost | 0.18366 | 1.3355 | -1436.6514 | 0.054904 | 0.0050296 | 394.47
[20 empty] | Commercial/Industrial | Demand Defrost | 0.18597 | 1.3984 | -1445.31 | 0.051145 | 0.04284 | 394.47 | Commercial/Industrial | Demand Defrost | 0.18366 | 1.3355 | -1436.6514 | 0.054904 | 0.0050296 | 394.47
[20 empty] | Commercial/Industrial | Demand Defrost | 0.18597 | 1.3984 | -1445.31 | 0.051145 | 0.04284 | 394.47 | Commercial/Industrial | Demand Defrost | 0.18366 | 1.3355 | -1436.6514 | 0.054904 | 0.0050296 | 394.47
[20 empty] | Commercial/Industrial | Demand Defrost | 0.18597 | 1.3984 | -1445.31 | 0.051145 | 0.04284 | 394.47 | Commercial/Industrial | Demand Defrost | 0.18366 | 1.3355 | -1436.6514 | 0.054904 | 0.0050296 | 394.47
[20 empty] | Commercial/Industrial | Demand Defrost | 0.18597 | 1.3984 | -1445.31 | 0.051145 | 0.04284 | 394.47 | Commercial/Industrial | Demand Defrost | 0.18366 | 1.3355 | -1436.6514 | 0.054904 | 0.0050296 | 394.47
[20 empty] | Commercial/Industrial | Demand Defrost | 0.18597 | 1.3984 | -1445.31 | 0.051145 | 0.04284 | 394.47 | Commercial/Industrial | Demand Defrost | 0.18366 | 1.3355 | -1436.6514 | 0.054904 | 0.0050296 | 394.47
[20 empty] | Commercial/Industrial | Demand Defrost | 0.18597 | 1.3984 | -1445.31 | 0.051145 | 0.04284 | 394.47 | Commercial/Industrial | Demand Defrost | 0.18366 | 1.3355 | -1436.6514 | 0.054904 | 0.0050296 | 394.47
[20 empty] | Commercial/Industrial | Demand Defrost | 0.18597 | 1.3984 | -1445.31 | 0.051145 | 0.04284 | 394.47 | Commercial/Industrial | Demand Defrost | 0.18366 | 1.3355 | -1436.6514 | 0.054904 | 0.0050296 | 394.47
[20 empty] | Commercial/Industrial | Demand Defrost | 0.18597 | 1.3984 | -1445.31 | 0.051145 | 0.04284 | 394.47 | Commercial/Industrial | Demand Defrost | 0.18366 | 1.3355 | -1436.6514 | 0.054904 | 0.0050296 | 394.47
[20 empty] | Commercial/Industrial | Demand Defrost | 0.18597 | 1.3984 | -1445.31 | 0.051145 | 0.04284 | 394.47 | Commercial/Industrial | Demand Defrost | 0.18366 | 1.3355 | -1436.6514 | 0.054904 | 0.0050296 | 394.47
[20 empty] | Commercial/Industrial | Demand Defrost | 0.18597 | 1.3984 | -1445.31 | 0.051145 | 0.04284 | 394.47 | Commercial/Industrial | Demand Defrost | 0.18597 | 1.3984 | -1445.31 | 0.051145 | 0.04284 | 394.47
[20 empty] | Commercial/Industrial | Demand Defrost | 0.18597 | 1.3984 | -1445.31 | 0.051145 | 0.04284 | 394.47 | Commercial/Industrial | Demand Defrost | 0.18597 | 1.3984 | -1445.31 | 0.051145 | 0.04284 | 394.47
[20 empty] | Commercial/Industrial | Demand Defrost | 0.18597 | 1.3984 | -1445.31 | 0.051145 | 0.04284 | 394.47 | Commercial/Industrial | Demand Defrost | 0.18597 | 1.3984 | -1445.31 | 0.051145 | 0.04284 | 394.47
[20 empty] | Commercial/Industrial | Demand Defrost | 0.18366 | 1.3355 | -1436.6514 | 0.054904 | 0.0050296 | 394.47 | Commercial/Industrial | Demand Defrost | 0.18597 | 1.3984 | -1445.31 | 0.051145 | 0.04284 | 394.47
[20 empty] | Commercial/Industrial | Demand Defrost | 0.18366 | 1.3355 | -1436.6514 | 0.054904 | 0.0050296 | 394.47 | Commercial/Industrial | Demand Defrost | 0.18597 | 1.3984 | -1445.31 | 0.051145 | 0.04284 | 394.47
[20 empty] | Commercial/Industrial | Demand Defrost | 0.18366 | 1.3355 | -1436.6514 | 0.054904 | 0.0050296 | 394.47 | Commercial/Industrial | Demand Defrost | 0.18597 | 1.3984 | -1445.31 | 0.051145 | 0.04284 | 394.47
[20 empty] | Commercial/Industrial | Demand Defrost | 0.18366 | 1.3355 | -1436.6514 | 0.054904 | 0.0050296 | 394.47 | Commercial/Industrial | Demand Defrost | 0.18597 | 1.3984 | -1445.31 | 0.051145 | 0.04284 | 394.47
[20 empty] | Commercial/Industrial | Demand Defrost | 0.18366 | 1.3355 | -1436.6514 | 0.054904 | 0.0050296 | 394.47 | Commercial/Industrial | Demand Defrost | 0.18597 | 1.3984 | -1445.31 | 0.051145 | 0.04284 | 394.47
[20 empty] | Commercial/Industrial | Demand Defrost | 0.18366 | 1.3355 | -1436.6514 | 0.054904 | 0.0050296 | 394.47 | Commercial/Industrial | Demand Defrost | 0.18597 | 1.3984 | -1445.31 | 0.051145 | 0.04284 | 394.47
[20 empty] | Commercial/Industrial | Demand Defrost | 0.18366 | 1.3355 | -1436.6514 | 0.054904 | 0.0050296 | 394.47 | Commercial/Industrial | Demand Defrost | 0.18597 | 1.3984 | -1445.31 | 0.051145 | 0.04284 | 394.47
[20 empty] | Commercial/Industrial | Demand Defrost | 0.18366 | 1.3355 | -1436.6514 | 0.054904 | 0.0050296 | 394.47 | Commercial/Industrial | Demand Defrost | 0.18597 | 1.3984 | -1445.31 | 0.051145 | 0.04284 | 394.47
[20 empty] | Commercial/Industrial | Demand Defrost | 0.18366 | 1.3355 | -1436.6514 | 0.054904 | 0.0050296 | 394.47 | Commercial/Industrial | Demand Defrost | 0.18597 | 1.3984 | -1445.31 | 0.051145 | 0.04284 | 394.47
[20 empty] | Commercial/Industrial | Demand Defrost | 0.18366 | 1.3355 | -1436.6514 | 0.054904 | 0.0050296 | 394.47 | Commercial/Industrial | Destratification Fans | 0.0055164 | 0.98971 | -19322.1192 | 0 | 0.027093 | 133.8104
[20 empty] | Commercial/Industrial | Demand Defrost | 0.18366 | 1.3355 | -1436.6514 | 0.054904 | 0.0050296 | 394.47 | Commercial/Industrial | Destratification Fans | 0.0055164 | 0.98971 | -19322.1192 | 0 | 0.027093 | 133.8104
[20 empty] | Commercial/Industrial | Demand Defrost | 0.18366 | 1.3355 | -1436.6514 | 0.054904 | 0.0050296 | 394.47 | Commercial/Industrial | Destratification Fans | 0.010914 | 0.98869 | -19144.862 | 0 | 0.053656 | 265.0099
[20 empty] | Commercial/Industrial | Demand Defrost | 0.18366 | 1.3355 | -1436.6514 | 0.054904 | 0.0050296 | 394.47 | Commercial/Industrial | Destratification Fans | 0.010914 | 0.98869 | -19144.862 | 0 | 0.053656 | 265.0099
[20 empty] | Commercial/Industrial | Demand Defrost | 0.18366 | 1.3355 | -1436.6514 | 0.054904 | 0.0050296 | 394.47 | Commercial/Industrial | Destratification Fans | 0.016468 | 0.98892 | -18962.7846 | 0 | 0.080943 | 399.777
[20 empty] | Commercial/Industrial | Destratification Fans | 0.0055164 | 0.98971 | -19322.1192 | 0 | 0.027093 | 133.8104 | Commercial/Industrial | Destratification Fans | 0.016468 | 0.98892 | -18962.7846 | 0 | 0.080943 | 399.777
[20 empty] | Commercial/Industrial | Destratification Fans | 0.0055164 | 0.98971 | -19322.1192 | 0 | 0.027093 | 133.8104 | Commercial/Industrial | Destratification Fans | 0.018071 | 0.98904 | -18910.2573 | 0 | 0.088814 | 438.6558
[20 empty] | Commercial/Industrial | Destratification Fans | 0.010914 | 0.98869 | -19144.862 | 0 | 0.053656 | 265.0099 | Commercial/Industrial | Destratification Fans | 0.018071 | 0.98904 | -18910.2573 | 0 | 0.088814 | 438.6558
[20 empty] | Commercial/Industrial | Destratification Fans | 0.010914 | 0.98869 | -19144.862 | 0 | 0.053656 | 265.0099 | Commercial/Industrial | Destratification Fans | 0.019851 | 0.98867 | -18851.6541 | 0 | 0.097597 | 482.0318
[20 empty] | Commercial/Industrial | Destratification Fans | 0.016468 | 0.98892 | -18962.7846 | 0 | 0.080943 | 399.777 | Commercial/Industrial | Destratification Fans | 0.019851 | 0.98867 | -18851.6541 | 0 | 0.097597 | 482.0318
[20 empty] | Commercial/Industrial | Destratification Fans | 0.016468 | 0.98892 | -18962.7846 | 0 | 0.080943 | 399.777 | Commercial/Industrial | Destratification Fans | 0.025177 | 0.9893 | -18677.4537 | 0 | 0.1237 | 610.9687
[20 empty] | Commercial/Industrial | Destratification Fans | 0.018071 | 0.98904 | -18910.2573 | 0 | 0.088814 | 438.6558 | Commercial/Industrial | Destratification Fans | 0.025177 | 0.9893 | -18677.4537 | 0 | 0.1237 | 610.9687
[20 empty] | Commercial/Industrial | Destratification Fans | 0.018071 | 0.98904 | -18910.2573 | 0 | 0.088814 | 438.6558 | Commercial/Industrial | Destratification Fans | 0.030305 | 0.98891 | -18508.9141 | 0 | 0.14896 | 735.7157
[20 empty] | Commercial/Industrial | Destratification Fans | 0.019851 | 0.98867 | -18851.6541 | 0 | 0.097597 | 482.0318 | Commercial/Industrial | Destratification Fans | 0.030305 | 0.98891 | -18508.9141 | 0 | 0.14896 | 735.7157
[20 empty] | Commercial/Industrial | Destratification Fans | 0.019851 | 0.98867 | -18851.6541 | 0 | 0.097597 | 482.0318 | Commercial/Industrial | Destratification Fans | 0.043559 | 0.98881 | -18074.0684 | 0 | 0.21413 | 1057.5728
[20 empty] | Commercial/Industrial | Destratification Fans | 0.025177 | 0.9893 | -18677.4537 | 0 | 0.1237 | 610.9687 | Commercial/Industrial | Destratification Fans | 0.043559 | 0.98881 | -18074.0684 | 0 | 0.21413 | 1057.5728
[20 empty] | Commercial/Industrial | Destratification Fans | 0.025177 | 0.9893 | -18677.4537 | 0 | 0.1237 | 610.9687 | Commercial/Industrial | Destratification Fans | 0.049666 | 0.98899 | -17874.0372 | 0 | 0.2441 | 1205.6288
[20 empty] | Commercial/Industrial | Destratification Fans | 0.030305 | 0.98891 | -18508.9141 | 0 | 0.14896 | 735.7157 | Commercial/Industrial | Destratification Fans | 0.049666 | 0.98899 | -17874.0372 | 0 | 0.2441 | 1205.6288
[20 empty] | Commercial/Industrial | Destratification Fans | 0.030305 | 0.98891 | -18508.9141 | 0 | 0.14896 | 735.7157 | Commercial/Industrial | Destratification Fans | 0.052127 | 0.98882 | -17793.0538 | 0 | 0.25624 | 1265.5698
[20 empty] | Commercial/Industrial | Destratification Fans | 0.043559 | 0.98881 | -18074.0684 | 0 | 0.21413 | 1057.5728 | Commercial/Industrial | Destratification Fans | 0.052127 | 0.98882 | -17793.0538 | 0 | 0.25624 | 1265.5698
[20 empty] | Commercial/Industrial | Destratification Fans | 0.043559 | 0.98881 | -18074.0684 | 0 | 0.21413 | 1057.5728 | Commercial/Industrial | Destratification Fans | 0.05514 | 0.9891 | -17694.7066 | 0 | 0.27098 | 1338.3629
[20 empty] | Commercial/Industrial | Destratification Fans | 0.049666 | 0.98899 | -17874.0372 | 0 | 0.2441 | 1205.6288 | Commercial/Industrial | Destratification Fans | 0.05514 | 0.9891 | -17694.7066 | 0 | 0.27098 | 1338.3629
[20 empty] | Commercial/Industrial | Destratification Fans | 0.049666 | 0.98899 | -17874.0372 | 0 | 0.2441 | 1205.6288 | Commercial/Industrial | Destratification Fans | 0.09807 | 0.98896 | -16286.4801 | 0 | 0.48202 | 2380.6816
[20 empty] | Commercial/Industrial | Destratification Fans | 0.052127 | 0.98882 | -17793.0538 | 0 | 0.25624 | 1265.5698 | Commercial/Industrial | Destratification Fans | 0.09807 | 0.98896 | -16286.4801 | 0 | 0.48202 | 2380.6816
[20 empty] | Commercial/Industrial | Destratification Fans | 0.052127 | 0.98882 | -17793.0538 | 0 | 0.25624 | 1265.5698 | Commercial/Industrial | Destratification Fans | 0.16484 | 0.98897 | -14096.5454 | 0 | 0.8102 | 4001.5926
[20 empty] | Commercial/Industrial | Destratification Fans | 0.05514 | 0.9891 | -17694.7066 | 0 | 0.27098 | 1338.3629 | Commercial/Industrial | Destratification Fans | 0.16484 | 0.98897 | -14096.5454 | 0 | 0.8102 | 4001.5926
[20 empty] | Commercial/Industrial | Destratification Fans | 0.05514 | 0.9891 | -17694.7066 | 0 | 0.27098 | 1338.3629 | Commercial/Industrial | Drain Water Heat Recovery | 0.026475 | 1.3319 | -21055.1815 | 0.083286 | 0.039605 | 344.0811
[20 empty] | Commercial/Industrial | Destratification Fans | 0.09807 | 0.98896 | -16286.4801 | 0 | 0.48202 | 2380.6816 | Commercial/Industrial | Drain Water Heat Recovery | 0.027667 | 1.3314 | -21022.5612 | 0.087064 | 0.041402 | 359.6865
[20 empty] | Commercial/Industrial | Destratification Fans | 0.09807 | 0.98896 | -16286.4801 | 0 | 0.48202 | 2380.6816 | Commercial/Industrial | Drain Water Heat Recovery | 0.063554 | 1.3322 | -20048.2872 | 0.19988 | 0.095051 | 825.7765
[20 empty] | Commercial/Industrial | Destratification Fans | 0.16484 | 0.98897 | -14096.5454 | 0 | 0.8102 | 4001.5926 | Commercial/Industrial | Drain Water Heat Recovery | 0.066428 | 1.332 | -19970.0003 | 0.20895 | 0.099362 | 863.2288
[20 empty] | Commercial/Industrial | Destratification Fans | 0.16484 | 0.98897 | -14096.5454 | 0 | 0.8102 | 4001.5926 | Commercial/Industrial | Drain Water Heat Recovery | 0.084738 | 1.3322 | -19472.9101 | 0.26651 | 0.12673 | 1101.0354
[20 empty] | Commercial/Industrial | Drain Water Heat Recovery | 0.20335 | 1.332 | -406269.9483 | 15.9906 | 7.6041 | 66062.1214 | Commercial/Industrial | Drain Water Heat Recovery | 0.088571 | 1.332 | -19368.5275 | 0.2786 | 0.13248 | 1150.9717
[20 empty] | Commercial/Industrial | Drain Water Heat Recovery | 0.21257 | 1.332 | -400006.9933 | 16.7159 | 7.9489 | 69058.3017 | Commercial/Industrial | Drain Water Heat Recovery | 0.09966 | 0.86256 | -36226.1528 | 0.16636 | 1.1554 | 2752.5884
[20 empty] | Commercial/Industrial | Drain Water Heat Recovery | 0.19064 | 1.332 | -331920.4846 | 11.993 | 5.703 | 49546.591 | Commercial/Industrial | Drain Water Heat Recovery | 0.10418 | 0.86257 | -35894.0399 | 0.17391 | 1.2078 | 2877.4292
[20 empty] | Commercial/Industrial | Drain Water Heat Recovery | 0.19928 | 1.332 | -327223.2684 | 12.5369 | 5.9617 | 51793.7263 | Commercial/Industrial | Drain Water Heat Recovery | 0.1184 | 0.86259 | -52274.2321 | 0.29646 | 2.059 | 4905.1125
[20 empty] | Commercial/Industrial | Drain Water Heat Recovery | 0.14867 | 1.2063 | -258641.258 | 3.4011 | 7.5489 | 33306.3195 | Commercial/Industrial | Drain Water Heat Recovery | 0.11959 | 0.86253 | -17380.8079 | 0.099818 | 0.69326 | 1651.553
[20 empty] | Commercial/Industrial | Drain Water Heat Recovery | 0.15541 | 1.2063 | -255558.32 | 3.5554 | 7.8913 | 34816.8938 | Commercial/Industrial | Drain Water Heat Recovery | 0.12377 | 0.86257 | -51682.4069 | 0.30991 | 2.1524 | 5127.5789
[20 empty] | Commercial/Industrial | Drain Water Heat Recovery | 0.12716 | 1.2063 | -178981.5709 | 1.9395 | 4.3047 | 18992.8599 | Commercial/Industrial | Drain Water Heat Recovery | 0.12502 | 0.86257 | -17181.5402 | 0.10435 | 0.7247 | 1726.4575
[20 empty] | Commercial/Industrial | Drain Water Heat Recovery | 0.13293 | 1.2063 | -177223.5319 | 2.0275 | 4.5 | 19854.2617 | Commercial/Industrial | Drain Water Heat Recovery | 0.12708 | 1.3319 | -18322.1557 | 0.39977 | 0.1901 | 1651.553
[20 empty] | Commercial/Industrial | Drain Water Heat Recovery | 0.1184 | 0.86259 | -52274.2321 | 0.29646 | 2.059 | 4905.1125 | Commercial/Industrial | Drain Water Heat Recovery | 0.12716 | 1.2063 | -178981.5709 | 1.9395 | 4.3047 | 18992.8599
[20 empty] | Commercial/Industrial | Drain Water Heat Recovery | 0.12377 | 0.86257 | -51682.4069 | 0.30991 | 2.1524 | 5127.5789 | Commercial/Industrial | Drain Water Heat Recovery | 0.13286 | 1.332 | -18165.5819 | 0.4179 | 0.19872 | 1726.4575
[20 empty] | Commercial/Industrial | Drain Water Heat Recovery | 0.17651 | 1.332 | -50938.827 | 1.6657 | 0.79209 | 6881.471 | Commercial/Industrial | Drain Water Heat Recovery | 0.13293 | 1.2063 | -177223.5319 | 2.0275 | 4.5 | 19854.2617
[20 empty] | Commercial/Industrial | Drain Water Heat Recovery | 0.18452 | 1.332 | -50286.4359 | 1.7412 | 0.82801 | 7193.5731 | Commercial/Industrial | Drain Water Heat Recovery | 0.14867 | 1.2063 | -258641.258 | 3.4011 | 7.5489 | 33306.3195
[20 empty] | Commercial/Industrial | Drain Water Heat Recovery | 0.19135 | 0.8626 | -44233.9243 | 0.47913 | 3.3276 | 7927.4546 | Commercial/Industrial | Drain Water Heat Recovery | 0.15541 | 1.2063 | -255558.32 | 3.5554 | 7.8913 | 34816.8938
[20 empty] | Commercial/Industrial | Drain Water Heat Recovery | 0.20003 | 0.86258 | -43277.4391 | 0.50086 | 3.4786 | 8286.9962 | Commercial/Industrial | Drain Water Heat Recovery | 0.17651 | 1.332 | -50938.827 | 1.6657 | 0.79209 | 6881.471
[20 empty] | Commercial/Industrial | Drain Water Heat Recovery | 0.09966 | 0.86256 | -36226.1528 | 0.16636 | 1.1554 | 2752.5884 | Commercial/Industrial | Drain Water Heat Recovery | 0.18452 | 1.332 | -50286.4359 | 1.7412 | 0.82801 | 7193.5731
[20 empty] | Commercial/Industrial | Drain Water Heat Recovery | 0.10418 | 0.86257 | -35894.0399 | 0.17391 | 1.2078 | 2877.4292 | Commercial/Industrial | Drain Water Heat Recovery | 0.19064 | 1.332 | -331920.4846 | 11.993 | 5.703 | 49546.591
[20 empty] | Commercial/Industrial | Drain Water Heat Recovery | 0.026475 | 1.3319 | -21055.1815 | 0.083286 | 0.039605 | 344.0811 | Commercial/Industrial | Drain Water Heat Recovery | 0.19135 | 0.8626 | -44233.9243 | 0.47913 | 3.3276 | 7927.4546
[20 empty] | Commercial/Industrial | Drain Water Heat Recovery | 0.027667 | 1.3314 | -21022.5612 | 0.087064 | 0.041402 | 359.6865 | Commercial/Industrial | Drain Water Heat Recovery | 0.19928 | 1.332 | -327223.2684 | 12.5369 | 5.9617 | 51793.7263
[20 empty] | Commercial/Industrial | Drain Water Heat Recovery | 0.063554 | 1.3322 | -20048.2872 | 0.19988 | 0.095051 | 825.7765 | Commercial/Industrial | Drain Water Heat Recovery | 0.20003 | 0.86258 | -43277.4391 | 0.50086 | 3.4786 | 8286.9962
[20 empty] | Commercial/Industrial | Drain Water Heat Recovery | 0.066428 | 1.332 | -19970.0003 | 0.20895 | 0.099362 | 863.2288 | Commercial/Industrial | Drain Water Heat Recovery | 0.20335 | 1.332 | -406269.9483 | 15.9906 | 7.6041 | 66062.1214
[20 empty] | Commercial/Industrial | Drain Water Heat Recovery | 0.084738 | 1.3322 | -19472.9101 | 0.26651 | 0.12673 | 1101.0354 | Commercial/Industrial | Drain Water Heat Recovery | 0.21257 | 1.332 | -400006.9933 | 16.7159 | 7.9489 | 69058.3017
[20 empty] | Commercial/Industrial | Drain Water Heat Recovery | 0.088571 | 1.332 | -19368.5275 | 0.2786 | 0.13248 | 1150.9717 | Commercial/Industrial | Duct Insulation | 0.022792 | 0.94564 | -42822.8874 | 0.10867 | 0.23354 | 400.0066
[20 empty] | Commercial/Industrial | Drain Water Heat Recovery | 0.12708 | 1.3319 | -18322.1557 | 0.39977 | 0.1901 | 1651.553 | Commercial/Industrial | Duct Insulation | 0.022792 | 0.94564 | -42822.8874 | 0.10867 | 0.23354 | 400.0066
[20 empty] | Commercial/Industrial | Drain Water Heat Recovery | 0.13286 | 1.332 | -18165.5819 | 0.4179 | 0.19872 | 1726.4575 | Commercial/Industrial | Duct Insulation | 0.046718 | 0.94572 | -49518.4292 | 0.26713 | 0.57411 | 983.3201
[20 empty] | Commercial/Industrial | Drain Water Heat Recovery | 0.11959 | 0.86253 | -17380.8079 | 0.099818 | 0.69326 | 1651.553 | Commercial/Industrial | Duct Insulation | 0.046718 | 0.94572 | -49518.4292 | 0.26713 | 0.57411 | 983.3201
[20 empty] | Commercial/Industrial | Drain Water Heat Recovery | 0.12502 | 0.86257 | -17181.5402 | 0.10435 | 0.7247 | 1726.4575 | Commercial/Industrial | Duct Insulation | 0.070797 | 0.94568 | -128787.0689 | 1.0939 | 2.351 | 4026.6263
[20 empty] | Commercial/Industrial | Duct Insulation | 0.1444 | 0.9457 | -629165.574 | 12.3725 | 26.5904 | 45543.0611 | Commercial/Industrial | Duct Insulation | 0.070797 | 0.94568 | -128787.0689 | 1.0939 | 2.351 | 4026.6263
[20 empty] | Commercial/Industrial | Duct Insulation | 0.1444 | 0.9457 | -629165.574 | 12.3725 | 26.5904 | 45543.0611 | Commercial/Industrial | Duct Insulation | 0.070799 | 0.94571 | -187840.6854 | 1.5955 | 3.429 | 5872.9828
[20 empty] | Commercial/Industrial | Duct Insulation | 0.188 | 0.9457 | -420358.346 | 11.6976 | 25.1399 | 43058.6877 | Commercial/Industrial | Duct Insulation | 0.070799 | 0.94571 | -187840.6854 | 1.5955 | 3.429 | 5872.9828
[20 empty] | Commercial/Industrial | Duct Insulation | 0.188 | 0.9457 | -420358.346 | 11.6976 | 25.1399 | 43058.6877 | Commercial/Industrial | Duct Insulation | 0.086194 | 0.9458 | -27605.0698 | 0.29271 | 0.62909 | 1077.4754
[20 empty] | Commercial/Industrial | Duct Insulation | 0.070799 | 0.94571 | -187840.6854 | 1.5955 | 3.429 | 5872.9828 | Commercial/Industrial | Duct Insulation | 0.086194 | 0.9458 | -27605.0698 | 0.29271 | 0.62909 | 1077.4754
[20 empty] | Commercial/Industrial | Duct Insulation | 0.070799 | 0.94571 | -187840.6854 | 1.5955 | 3.429 | 5872.9828 | Commercial/Industrial | Duct Insulation | 0.10611 | 0.94572 | -78851.738 | 1.0646 | 2.288 | 3918.7435
[20 empty] | Commercial/Industrial | Duct Insulation | 0.070797 | 0.94568 | -128787.0689 | 1.0939 | 2.351 | 4026.6263 | Commercial/Industrial | Duct Insulation | 0.10611 | 0.94572 | -78851.738 | 1.0646 | 2.288 | 3918.7435
[20 empty] | Commercial/Industrial | Duct Insulation | 0.070797 | 0.94568 | -128787.0689 | 1.0939 | 2.351 | 4026.6263 | Commercial/Industrial | Duct Insulation | 0.1444 | 0.9457 | -629165.574 | 12.3725 | 26.5904 | 45543.0611
[20 empty] | Commercial/Industrial | Duct Insulation | 0.10611 | 0.94572 | -78851.738 | 1.0646 | 2.288 | 3918.7435 | Commercial/Industrial | Duct Insulation | 0.1444 | 0.9457 | -629165.574 | 12.3725 | 26.5904 | 45543.0611
[20 empty] | Commercial/Industrial | Duct Insulation | 0.10611 | 0.94572 | -78851.738 | 1.0646 | 2.288 | 3918.7435 | Commercial/Industrial | Duct Insulation | 0.188 | 0.9457 | -420358.346 | 11.6976 | 25.1399 | 43058.6877
[20 empty] | Commercial/Industrial | Duct Insulation | 0.046718 | 0.94572 | -49518.4292 | 0.26713 | 0.57411 | 983.3201 | Commercial/Industrial | Duct Insulation | 0.188 | 0.9457 | -420358.346 | 11.6976 | 25.1399 | 43058.6877
[20 empty] | Commercial/Industrial | Duct Insulation | 0.046718 | 0.94572 | -49518.4292 | 0.26713 | 0.57411 | 983.3201 | Commercial/Industrial | Duct Insulation | 0.188 | 0.94572 | -40342.1011 | 1.1226 | 2.4127 | 4132.3741
[20 empty] | Commercial/Industrial | Duct Insulation | 0.022792 | 0.94564 | -42822.8874 | 0.10867 | 0.23354 | 400.0066 | Commercial/Industrial | Duct Insulation | 0.188 | 0.94572 | -40342.1011 | 1.1226 | 2.4127 | 4132.3741
[20 empty] | Commercial/Industrial | Duct Insulation | 0.022792 | 0.94564 | -42822.8874 | 0.10867 | 0.23354 | 400.0066 | Commercial/Industrial | Duct Insulation | 0.19398 | 0.94572 | -31826.1256 | 0.92485 | 1.9876 | 3404.3613
[20 empty] | Commercial/Industrial | Duct Insulation | 0.188 | 0.94572 | -40342.1011 | 1.1226 | 2.4127 | 4132.3741 | Commercial/Industrial | Duct Insulation | 0.19398 | 0.94572 | -31826.1256 | 0.92485 | 1.9876 | 3404.3613
[20 empty] | Commercial/Industrial | Duct Insulation | 0.188 | 0.94572 | -40342.1011 | 1.1226 | 2.4127 | 4132.3741 | Commercial/Industrial | Duct Insulation | 0.21196 | 0.9457 | -39386.4436 | 1.2978 | 2.7891 | 4777.0684
[20 empty] | Commercial/Industrial | Duct Insulation | 0.21196 | 0.9457 | -39386.4436 | 1.2978 | 2.7891 | 4777.0684 | Commercial/Industrial | Duct Insulation | 0.21196 | 0.9457 | -39386.4436 | 1.2978 | 2.7891 | 4777.0684
[20 empty] | Commercial/Industrial | Duct Insulation | 0.21196 | 0.9457 | -39386.4436 | 1.2978 | 2.7891 | 4777.0684 | Commercial/Industrial | Duct Insulation | 0.44452 | 0.94568 | -4972.8241 | 0.67017 | 1.4403 | 2466.8853
[20 empty] | Commercial/Industrial | Duct Insulation | 0.19398 | 0.94572 | -31826.1256 | 0.92485 | 1.9876 | 3404.3613 | Commercial/Industrial | Duct Insulation | 0.44452 | 0.94568 | -4972.8241 | 0.67017 | 1.4403 | 2466.8853
[20 empty] | Commercial/Industrial | Duct Insulation | 0.19398 | 0.94572 | -31826.1256 | 0.92485 | 1.9876 | 3404.3613 | Commercial/Industrial | Duct Insulation | 0.45995 | 0.94572 | -4322.1141 | 0.64315 | 1.3822 | 2367.4384
[20 empty] | Commercial/Industrial | Duct Insulation | 0.086194 | 0.9458 | -27605.0698 | 0.29271 | 0.62909 | 1077.4754 | Commercial/Industrial | Duct Insulation | 0.45995 | 0.94572 | -4322.1141 | 0.64315 | 1.3822 | 2367.4384
[20 empty] | Commercial/Industrial | Duct Insulation | 0.086194 | 0.9458 | -27605.0698 | 0.29271 | 0.62909 | 1077.4754 | Commercial/Industrial | Duct Sealing Repair | 23.3304 | 0.8099 | 55123.2394 | 2.7367 | 9.6926 | 13890.361
[20 empty] | Commercial/Industrial | Duct Insulation | 0.44452 | 0.94568 | -4972.8241 | 0.67017 | 1.4403 | 2466.8853 | Commercial/Industrial | Duct Sealing Repair | 23.3304 | 0.8099 | 55123.2394 | 2.7367 | 9.6926 | 13890.361
[20 empty] | Commercial/Industrial | Duct Insulation | 0.44452 | 0.94568 | -4972.8241 | 0.67017 | 1.4403 | 2466.8853 | Commercial/Industrial | Duct Sealing Repair | 22.5487 | 0.80989 | 57385.0646 | 2.8517 | 10.0998 | 14473.841
[20 empty] | Commercial/Industrial | Duct Insulation | 0.45995 | 0.94572 | -4322.1141 | 0.64315 | 1.3822 | 2367.4384 | Commercial/Industrial | Duct Sealing Repair | 22.5487 | 0.80989 | 57385.0646 | 2.8517 | 10.0998 | 14473.841
[20 empty] | Commercial/Industrial | Duct Insulation | 0.45995 | 0.94572 | -4322.1141 | 0.64315 | 1.3822 | 2367.4384 | Commercial/Industrial | Duct Sealing Repair | 10.7517 | 0.8099 | 107719.715 | 5.5222 | 19.558 | 28028.271
[20 empty] | Commercial/Industrial | Duct Sealing Repair | 23.3304 | 0.8099 | 55123.2394 | 2.7367 | 9.6926 | 13890.361 | Commercial/Industrial | Duct Sealing Repair | 10.7517 | 0.8099 | 107719.715 | 5.5222 | 19.558 | 28028.271
[20 empty] | Commercial/Industrial | Duct Sealing Repair | 23.3304 | 0.8099 | 55123.2394 | 2.7367 | 9.6926 | 13890.361 | Commercial/Industrial | Duct Sealing Repair | 9.8396 | 0.8099 | 76336.0946 | 3.9354 | 13.9379 | 19974.2506
[20 empty] | Commercial/Industrial | Duct Sealing Repair | 22.5487 | 0.80989 | 57385.0646 | 2.8517 | 10.0998 | 14473.841 | Commercial/Industrial | Duct Sealing Repair | 9.8396 | 0.8099 | 76336.0946 | 3.9354 | 13.9379 | 19974.2506
[20 empty] | Commercial/Industrial | Duct Sealing Repair | 22.5487 | 0.80989 | 57385.0646 | 2.8517 | 10.0998 | 14473.841 | Commercial/Industrial | Duct Sealing Repair | 9.5362 | 0.8099 | 92464.6573 | 4.7769 | 16.9185 | 24245.6858
[20 empty] | Commercial/Industrial | Duct Sealing Repair | 10.7517 | 0.8099 | 107719.715 | 5.5222 | 19.558 | 28028.271 | Commercial/Industrial | Duct Sealing Repair | 9.5362 | 0.8099 | 92464.6573 | 4.7769 | 16.9185 | 24245.6858
[20 empty] | Commercial/Industrial | Duct Sealing Repair | 10.7517 | 0.8099 | 107719.715 | 5.5222 | 19.558 | 28028.271 | Commercial/Industrial | Duct Sealing Repair | 9.5362 | 0.80989 | 963467.1803 | 49.7747 | 176.288 | 252636.2315
[20 empty] | Commercial/Industrial | Duct Sealing Repair | 9.8396 | 0.8099 | 76336.0946 | 3.9354 | 13.9379 | 19974.2506 | Commercial/Industrial | Duct Sealing Repair | 9.5362 | 0.80989 | 963467.1803 | 49.7747 | 176.288 | 252636.2315
[20 empty] | Commercial/Industrial | Duct Sealing Repair | 9.8396 | 0.8099 | 76336.0946 | 3.9354 | 13.9379 | 19974.2506 | Commercial/Industrial | Duct Sealing Repair | 7.3249 | 0.80989 | 997937.4365 | 52.6466 | 186.4593 | 267212.6796
[20 empty] | Commercial/Industrial | Duct Sealing Repair | 9.5362 | 0.8099 | 92464.6573 | 4.7769 | 16.9185 | 24245.6858 | Commercial/Industrial | Duct Sealing Repair | 7.3249 | 0.80989 | 997937.4365 | 52.6466 | 186.4593 | 267212.6796
[20 empty] | Commercial/Industrial | Duct Sealing Repair | 9.5362 | 0.8099 | 92464.6573 | 4.7769 | 16.9185 | 24245.6858 | Commercial/Industrial | Duct Sealing Repair | 5.3825 | 0.8099 | 83039.0452 | 4.53 | 16.0439 | 22992.2611
[20 empty] | Commercial/Industrial | Duct Sealing Repair | 9.5362 | 0.80989 | 963467.1803 | 49.7747 | 176.288 | 252636.2315 | Commercial/Industrial | Duct Sealing Repair | 5.3825 | 0.8099 | 83039.0452 | 4.53 | 16.0439 | 22992.2611
[20 empty] | Commercial/Industrial | Duct Sealing Repair | 9.5362 | 0.80989 | 963467.1803 | 49.7747 | 176.288 | 252636.2315 | Commercial/Industrial | Duct Sealing Repair | 4.3717 | 0.80989 | 22153.9835 | 1.2455 | 4.4113 | 6321.8213
[20 empty] | Commercial/Industrial | ECM Motors on Furnaces | 0.32399 | 2.1667 | -487.3269 | 0 | 0 | 255.5731 | Commercial/Industrial | Duct Sealing Repair | 4.3717 | 0.80989 | 22153.9835 | 1.2455 | 4.4113 | 6321.8213
[20 empty] | Commercial/Industrial | ECM Motors on Furnaces | 0.32399 | 2.1667 | -487.3269 | 0 | 0 | 255.5731 | Commercial/Industrial | Duct Sealing Repair | 3.5913 | 0.8099 | 116477.5879 | 6.789 | 24.0448 | 34458.2784
[20 empty] | Commercial/Industrial | ECM Motors on Furnaces | 0.32399 | 2.1667 | -487.3269 | 0 | 0 | 255.5731 | Commercial/Industrial | Duct Sealing Repair | 3.5913 | 0.8099 | 116477.5879 | 6.789 | 24.0448 | 34458.2784
[20 empty] | Commercial/Industrial | ECM Motors on Furnaces | 0.32399 | 2.1667 | -487.3269 | 0 | 0 | 255.5731 | Commercial/Industrial | Duct Sealing Repair | 3.5912 | 0.80989 | 79859.2015 | 4.6547 | 16.4855 | 23625.2368
[20 empty] | Commercial/Industrial | ECM Motors on Furnaces | 0.34277 | 2.1667 | -467.8596 | 0 | 0 | 270.389 | Commercial/Industrial | Duct Sealing Repair | 3.5912 | 0.80989 | 79859.2015 | 4.6547 | 16.4855 | 23625.2368
[20 empty] | Commercial/Industrial | ECM Motors on Furnaces | 0.34277 | 2.1667 | -467.8596 | 0 | 0 | 270.389 | Commercial/Industrial | ECM Motors on Furnaces | 0.32399 | 2.1667 | -487.3269 | 0 | 0 | 255.5731
[20 empty] | Commercial/Industrial | ECM Motors on Furnaces | 0.51181 | 2.1667 | -292.6542 | 0 | 0 | 403.7315 | Commercial/Industrial | ECM Motors on Furnaces | 0.32399 | 2.1667 | -487.3269 | 0 | 0 | 255.5731
[20 empty] | Commercial/Industrial | ECM Motors on Furnaces | 0.51181 | 2.1667 | -292.6542 | 0 | 0 | 403.7315 | Commercial/Industrial | ECM Motors on Furnaces | 0.32399 | 2.1667 | -487.3269 | 0 | 0 | 255.5731
[20 empty] | Commercial/Industrial | ECM Motors on Furnaces | 0.58693 | 2.1667 | -214.7851 | 0 | 0 | 462.9948 | Commercial/Industrial | ECM Motors on Furnaces | 0.32399 | 2.1667 | -487.3269 | 0 | 0 | 255.5731
[20 empty] | Commercial/Industrial | ECM Motors on Furnaces | 0.58693 | 2.1667 | -214.7851 | 0 | 0 | 462.9948 | Commercial/Industrial | ECM Motors on Furnaces | 0.34277 | 2.1667 | -467.8596 | 0 | 0 | 270.389
[20 empty] | Commercial/Industrial | ECM Motors on Furnaces | 0.68847 | 1.3673 | -1.7033 | 0 | 0.055813 | 488.9225 | Commercial/Industrial | ECM Motors on Furnaces | 0.34277 | 2.1667 | -467.8596 | 0 | 0 | 270.389
[20 empty] | Commercial/Industrial | ECM Motors on Furnaces | 0.68847 | 1.3673 | -1.7033 | 0 | 0.055813 | 488.9225 | Commercial/Industrial | ECM Motors on Furnaces | 0.51181 | 2.1667 | -292.6542 | 0 | 0 | 403.7315
[20 empty] | Commercial/Industrial | ECM Motors on Furnaces | 0.92031 | 2.1667 | 130.7589 | 0 | 0 | 725.9759 | Commercial/Industrial | ECM Motors on Furnaces | 0.51181 | 2.1667 | -292.6542 | 0 | 0 | 403.7315
[20 empty] | Commercial/Industrial | ECM Motors on Furnaces | 0.92031 | 2.1667 | 130.7589 | 0 | 0 | 725.9759 | Commercial/Industrial | ECM Motors on Furnaces | 0.58693 | 2.1667 | -214.7851 | 0 | 0 | 462.9948
[20 empty] | Commercial/Industrial | ECM Motors on Furnaces | 0.67367 | 1.2334 | 11.8117 | 0 | 0.070648 | 462.9948 | Commercial/Industrial | ECM Motors on Furnaces | 0.58693 | 2.1667 | -214.7851 | 0 | 0 | 462.9948
[20 empty] | Commercial/Industrial | ECM Motors on Furnaces | 0.67367 | 1.2334 | 11.8117 | 0 | 0.070648 | 462.9948 | Commercial/Industrial | ECM Motors on Furnaces | 0.67367 | 1.2334 | 11.8117 | 0 | 0.070648 | 462.9948
[20 empty] | Commercial/Industrial | Efficient Battery Charger | 0.97089 | 0.88613 | 505.6471 | 0.60888 | 0 | 1111.206 | Commercial/Industrial | ECM Motors on Furnaces | 0.67367 | 1.2334 | 11.8117 | 0 | 0.070648 | 462.9948
[20 empty] | Commercial/Industrial | Efficient Battery Charger | 0.97089 | 0.88613 | 505.6471 | 0.60888 | 0 | 1111.206 | Commercial/Industrial | ECM Motors on Furnaces | 0.68847 | 1.3673 | -1.7033 | 0 | 0.055813 | 488.9225
[20 empty] | Commercial/Industrial | Efficient Battery Charger | 0.97089 | 0.88613 | 505.6471 | 0.60888 | 0 | 1111.206 | Commercial/Industrial | ECM Motors on Furnaces | 0.68847 | 1.3673 | -1.7033 | 0 | 0.055813 | 488.9225
[20 empty] | Commercial/Industrial | Efficient Battery Charger | 0.97089 | 0.88613 | 505.6471 | 0.60888 | 0 | 1111.206 | Commercial/Industrial | ECM Motors on Furnaces | 0.92031 | 2.1667 | 130.7589 | 0 | 0 | 725.9759
[20 empty] | Commercial/Industrial | Efficient Battery Charger | 0.97089 | 0.88613 | 505.6471 | 0.60888 | 0 | 1111.206 | Commercial/Industrial | ECM Motors on Furnaces | 0.92031 | 2.1667 | 130.7589 | 0 | 0 | 725.9759
[20 empty] | Commercial/Industrial | Efficient Battery Charger | 0.97089 | 0.88613 | 505.6471 | 0.60888 | 0 | 1111.206 | Commercial/Industrial | Efficient Battery Charger | 0.97089 | 0.88613 | 505.6471 | 0.60888 | 0 | 1111.206
[20 empty] | Commercial/Industrial | Efficient Battery Charger | 0.97089 | 0.88613 | 505.6471 | 0.60888 | 0 | 1111.206 | Commercial/Industrial | Efficient Battery Charger | 0.97089 | 0.88613 | 505.6471 | 0.60888 | 0 | 1111.206
[20 empty] | Commercial/Industrial | Efficient Battery Charger | 0.97089 | 0.88613 | 505.6471 | 0.60888 | 0 | 1111.206 | Commercial/Industrial | Efficient Battery Charger | 0.97089 | 0.88613 | 505.6471 | 0.60888 | 0 | 1111.206
[20 empty] | Commercial/Industrial | Efficient Battery Charger | 0.97089 | 0.88613 | 505.6471 | 0.60888 | 0 | 1111.206 | Commercial/Industrial | Efficient Battery Charger | 0.97089 | 0.88613 | 505.6471 | 0.60888 | 0 | 1111.206
[20 empty] | Commercial/Industrial | Efficient Battery Charger | 0.97089 | 0.88613 | 505.6471 | 0.60888 | 0 | 1111.206 | Commercial/Industrial | Efficient Battery Charger | 0.97089 | 0.88613 | 505.6471 | 0.60888 | 0 | 1111.206
[20 empty] | Commercial/Industrial | Efficient Battery Charger | 0.97089 | 0.88613 | 505.6471 | 0.60888 | 0 | 1111.206 | Commercial/Industrial | Efficient Battery Charger | 0.97089 | 0.88613 | 505.6471 | 0.60888 | 0 | 1111.206
[20 empty] | Commercial/Industrial | Efficient Battery Charger | 0.97089 | 0.88613 | 505.6471 | 0.60888 | 0 | 1111.206 | Commercial/Industrial | Efficient Battery Charger | 0.97089 | 0.88613 | 505.6471 | 0.60888 | 0 | 1111.206
[20 empty] | Commercial/Industrial | Efficient Battery Charger | 0.97089 | 0.88613 | 505.6471 | 0.60888 | 0 | 1111.206 | Commercial/Industrial | Efficient Battery Charger | 0.97089 | 0.88613 | 505.6471 | 0.60888 | 0 | 1111.206
[20 empty] | Commercial/Industrial | Efficient Battery Charger | 0.97089 | 0.88613 | 505.6471 | 0.60888 | 0 | 1111.206 | Commercial/Industrial | Efficient Battery Charger | 0.97089 | 0.88613 | 505.6471 | 0.60888 | 0 | 1111.206
[20 empty] | Commercial/Industrial | Efficient Battery Charger | 0.97089 | 0.88613 | 505.6471 | 0.60888 | 0 | 1111.206 | Commercial/Industrial | Efficient Battery Charger | 0.97089 | 0.88613 | 505.6471 | 0.60888 | 0 | 1111.206
[20 empty] | Commercial/Industrial | Efficient Battery Charger | 0.97089 | 0.88613 | 505.6471 | 0.60888 | 0 | 1111.206 | Commercial/Industrial | Efficient Battery Charger | 0.97089 | 0.88613 | 505.6471 | 0.60888 | 0 | 1111.206
[20 empty] | Commercial/Industrial | Efficient Battery Charger | 0.97089 | 0.88613 | 505.6471 | 0.60888 | 0 | 1111.206 | Commercial/Industrial | Efficient Battery Charger | 0.97089 | 0.88613 | 505.6471 | 0.60888 | 0 | 1111.206
[20 empty] | Commercial/Industrial | Efficient Battery Charger | 0.97089 | 0.88613 | 505.6471 | 0.60888 | 0 | 1111.206 | Commercial/Industrial | Efficient Battery Charger | 0.97089 | 0.88613 | 505.6471 | 0.60888 | 0 | 1111.206
[20 empty] | Commercial/Industrial | Efficient Battery Charger | 0.97089 | 0.88613 | 505.6471 | 0.60888 | 0 | 1111.206 | Commercial/Industrial | Efficient Battery Charger | 0.97089 | 0.88613 | 505.6471 | 0.60888 | 0 | 1111.206
[20 empty] | Commercial/Industrial | Efficient Battery Charger | 0.97089 | 0.88613 | 505.6471 | 0.60888 | 0 | 1111.206 | Commercial/Industrial | Efficient Battery Charger | 0.97089 | 0.88613 | 505.6471 | 0.60888 | 0 | 1111.206
[20 empty] | Commercial/Industrial | Efficient Battery Charger | 0.97089 | 0.88613 | 505.6471 | 0.60888 | 0 | 1111.206 | Commercial/Industrial | Efficient Battery Charger | 0.97089 | 0.88613 | 505.6471 | 0.60888 | 0 | 1111.206
[20 empty] | Commercial/Industrial | Efficient Battery Charger | 0.97089 | 0.88613 | 505.6471 | 0.60888 | 0 | 1111.206 | Commercial/Industrial | Efficient Battery Charger | 0.97089 | 0.88613 | 505.6471 | 0.60888 | 0 | 1111.206
[20 empty] | Commercial/Industrial | Efficient Battery Charger | 0.97089 | 0.88613 | 505.6471 | 0.60888 | 0 | 1111.206 | Commercial/Industrial | Efficient Battery Charger | 0.97089 | 0.88613 | 505.6471 | 0.60888 | 0 | 1111.206
[20 empty] | Commercial/Industrial | Efficient Battery Charger | 0.97089 | 0.88613 | 505.6471 | 0.60888 | 0 | 1111.206 | Commercial/Industrial | Efficient Battery Charger | 0.97089 | 0.88613 | 505.6471 | 0.60888 | 0 | 1111.206
[20 empty] | Commercial/Industrial | Efficient Battery Charger | 0.97089 | 0.88613 | 505.6471 | 0.60888 | 0 | 1111.206 | Commercial/Industrial | Efficient Battery Charger | 0.97089 | 0.88613 | 505.6471 | 0.60888 | 0 | 1111.206
[20 empty] | Commercial/Industrial | Efficient Battery Charger | 0.97089 | 0.88613 | 505.6471 | 0.60888 | 0 | 1111.206 | Commercial/Industrial | Efficient Battery Charger | 0.97089 | 0.88613 | 505.6471 | 0.60888 | 0 | 1111.206
[20 empty] | Commercial/Industrial | Efficient Motor Belts | 0.07518 | 1.3989 | -1025.0345 | 0.012292 | 0.010296 | 94.8071 | Commercial/Industrial | Efficient Battery Charger | 0.97089 | 0.88613 | 505.6471 | 0.60888 | 0 | 1111.206
[20 empty] | Commercial/Industrial | Efficient Motor Belts | 0.07518 | 1.3989 | -1025.0345 | 0.012292 | 0.010296 | 94.8071 | Commercial/Industrial | Efficient Battery Charger | 0.97089 | 0.88613 | 505.6471 | 0.60888 | 0 | 1111.206
[20 empty] | Commercial/Industrial | Efficient Motor Belts | 0.07518 | 1.3989 | -1025.0345 | 0.012292 | 0.010296 | 94.8071 | Commercial/Industrial | Efficient Battery Charger | 0.97089 | 0.88613 | 505.6471 | 0.60888 | 0 | 1111.206
[20 empty] | Commercial/Industrial | Efficient Motor Belts | 0.07518 | 1.3989 | -1025.0345 | 0.012292 | 0.010296 | 94.8071 | Commercial/Industrial | Efficient Battery Charger | 0.97089 | 0.88613 | 505.6471 | 0.60888 | 0 | 1111.206
[20 empty] | Commercial/Industrial | Efficient Motor Belts | 0.07518 | 1.3989 | -1025.0345 | 0.012292 | 0.010296 | 94.8071 | Commercial/Industrial | Efficient Battery Charger | 0.97089 | 0.88613 | 505.6471 | 0.60888 | 0 | 1111.206
[20 empty] | Commercial/Industrial | Efficient Motor Belts | 0.07518 | 1.3989 | -1025.0345 | 0.012292 | 0.010296 | 94.8071 | Commercial/Industrial | Efficient Motor Belts | 0.074343 | 1.3476 | -1023.4116 | 0.012997 | 0.0032092 | 94.8071
[20 empty] | Commercial/Industrial | Efficient Motor Belts | 0.07518 | 1.3989 | -1025.0345 | 0.012292 | 0.010296 | 94.8071 | Commercial/Industrial | Efficient Motor Belts | 0.074343 | 1.3476 | -1023.4116 | 0.012997 | 0.0032092 | 94.8071
[20 empty] | Commercial/Industrial | Efficient Motor Belts | 0.07518 | 1.3989 | -1025.0345 | 0.012292 | 0.010296 | 94.8071 | Commercial/Industrial | Efficient Motor Belts | 0.074343 | 1.3476 | -1023.4116 | 0.012997 | 0.0032092 | 94.8071
[20 empty] | Commercial/Industrial | Efficient Motor Belts | 0.07518 | 1.3989 | -1025.0345 | 0.012292 | 0.010296 | 94.8071 | Commercial/Industrial | Efficient Motor Belts | 0.074343 | 1.3476 | -1023.4116 | 0.012997 | 0.0032092 | 94.8071
[20 empty] | Commercial/Industrial | Efficient Motor Belts | 0.07518 | 1.3989 | -1025.0345 | 0.012292 | 0.010296 | 94.8071 | Commercial/Industrial | Efficient Motor Belts | 0.074343 | 1.3476 | -1023.4116 | 0.012997 | 0.0032092 | 94.8071
[20 empty] | Commercial/Industrial | Efficient Motor Belts | 0.07518 | 1.3989 | -1025.0345 | 0.012292 | 0.010296 | 94.8071 | Commercial/Industrial | Efficient Motor Belts | 0.074343 | 1.3476 | -1023.4116 | 0.012997 | 0.0032092 | 94.8071
[20 empty] | Commercial/Industrial | Efficient Motor Belts | 0.07518 | 1.3989 | -1025.0345 | 0.012292 | 0.010296 | 94.8071 | Commercial/Industrial | Efficient Motor Belts | 0.074343 | 1.3476 | -1023.4116 | 0.012997 | 0.0032092 | 94.8071
[20 empty] | Commercial/Industrial | Efficient Motor Belts | 0.074343 | 1.3476 | -1023.4116 | 0.012997 | 0.0032092 | 94.8071 | Commercial/Industrial | Efficient Motor Belts | 0.074343 | 1.3476 | -1023.4116 | 0.012997 | 0.0032092 | 94.8071
[20 empty] | Commercial/Industrial | Efficient Motor Belts | 0.074343 | 1.3476 | -1023.4116 | 0.012997 | 0.0032092 | 94.8071 | Commercial/Industrial | Efficient Motor Belts | 0.074343 | 1.3476 | -1023.4116 | 0.012997 | 0.0032092 | 94.8071
[20 empty] | Commercial/Industrial | Efficient Motor Belts | 0.074343 | 1.3476 | -1023.4116 | 0.012997 | 0.0032092 | 94.8071 | Commercial/Industrial | Efficient Motor Belts | 0.074343 | 1.3476 | -1023.4116 | 0.012997 | 0.0032092 | 94.8071
[20 empty] | Commercial/Industrial | Efficient Motor Belts | 0.074343 | 1.3476 | -1023.4116 | 0.012997 | 0.0032092 | 94.8071 | Commercial/Industrial | Efficient Motor Belts | 0.074343 | 1.3476 | -1023.4116 | 0.012997 | 0.0032092 | 94.8071
[20 empty] | Commercial/Industrial | Efficient Motor Belts | 0.074343 | 1.3476 | -1023.4116 | 0.012997 | 0.0032092 | 94.8071 | Commercial/Industrial | Efficient Motor Belts | 0.074343 | 1.3476 | -1023.4116 | 0.012997 | 0.0032092 | 94.8071
[20 empty] | Commercial/Industrial | Efficient Motor Belts | 0.074343 | 1.3476 | -1023.4116 | 0.012997 | 0.0032092 | 94.8071 | Commercial/Industrial | Efficient Motor Belts | 0.074343 | 1.3476 | -1023.4116 | 0.012997 | 0.0032092 | 94.8071
[20 empty] | Commercial/Industrial | Efficient Motor Belts | 0.074343 | 1.3476 | -1023.4116 | 0.012997 | 0.0032092 | 94.8071 | Commercial/Industrial | Efficient Motor Belts | 0.074343 | 1.3476 | -1023.4116 | 0.012997 | 0.0032092 | 94.8071
[20 empty] | Commercial/Industrial | Efficient Motor Belts | 0.074343 | 1.3476 | -1023.4116 | 0.012997 | 0.0032092 | 94.8071 | Commercial/Industrial | Efficient Motor Belts | 0.07518 | 1.3989 | -1025.0345 | 0.012292 | 0.010296 | 94.8071
[20 empty] | Commercial/Industrial | Efficient Motor Belts | 0.074343 | 1.3476 | -1023.4116 | 0.012997 | 0.0032092 | 94.8071 | Commercial/Industrial | Efficient Motor Belts | 0.07518 | 1.3989 | -1025.0345 | 0.012292 | 0.010296 | 94.8071
[20 empty] | Commercial/Industrial | Efficient Motor Belts | 0.074343 | 1.3476 | -1023.4116 | 0.012997 | 0.0032092 | 94.8071 | Commercial/Industrial | Efficient Motor Belts | 0.07518 | 1.3989 | -1025.0345 | 0.012292 | 0.010296 | 94.8071
[20 empty] | Commercial/Industrial | Efficient Motor Belts | 0.074343 | 1.3476 | -1023.4116 | 0.012997 | 0.0032092 | 94.8071 | Commercial/Industrial | Efficient Motor Belts | 0.07518 | 1.3989 | -1025.0345 | 0.012292 | 0.010296 | 94.8071
[20 empty] | Commercial/Industrial | Efficient Motor Belts | 0.074343 | 1.3476 | -1023.4116 | 0.012997 | 0.0032092 | 94.8071 | Commercial/Industrial | Efficient Motor Belts | 0.07518 | 1.3989 | -1025.0345 | 0.012292 | 0.010296 | 94.8071
[20 empty] | Commercial/Industrial | Efficient Motor Belts | 0.074343 | 1.3476 | -1023.4116 | 0.012997 | 0.0032092 | 94.8071 | Commercial/Industrial | Efficient Motor Belts | 0.07518 | 1.3989 | -1025.0345 | 0.012292 | 0.010296 | 94.8071
[20 empty] | Commercial/Industrial | Efficient Motor Belts | 0.074343 | 1.3476 | -1023.4116 | 0.012997 | 0.0032092 | 94.8071 | Commercial/Industrial | Efficient Motor Belts | 0.07518 | 1.3989 | -1025.0345 | 0.012292 | 0.010296 | 94.8071
[20 empty] | Commercial/Industrial | Energy Recovery Ventilation System (ERV) | 0.22636 | 0.96325 | -3643896.1238 | 335.8429 | 286.3496 | 186626.5586 | Commercial/Industrial | Efficient Motor Belts | 0.07518 | 1.3989 | -1025.0345 | 0.012292 | 0.010296 | 94.8071
[20 empty] | Commercial/Industrial | Energy Recovery Ventilation System (ERV) | 0.22636 | 0.96325 | -3643896.1238 | 335.8429 | 286.3496 | 186626.5586 | Commercial/Industrial | Efficient Motor Belts | 0.07518 | 1.3989 | -1025.0345 | 0.012292 | 0.010296 | 94.8071
[20 empty] | Commercial/Industrial | Energy Recovery Ventilation System (ERV) | 0.29459 | 0.96325 | -2357580.6913 | 317.5226 | 270.7292 | 176446.0823 | Commercial/Industrial | Efficient Motor Belts | 0.07518 | 1.3989 | -1025.0345 | 0.012292 | 0.010296 | 94.8071
[20 empty] | Commercial/Industrial | Energy Recovery Ventilation System (ERV) | 0.29459 | 0.96325 | -2357580.6913 | 317.5226 | 270.7292 | 176446.0823 | Commercial/Industrial | Efficient Motor Belts | 0.07518 | 1.3989 | -1025.0345 | 0.012292 | 0.010296 | 94.8071
[20 empty] | Commercial/Industrial | Energy Recovery Ventilation System (ERV) | 0.11435 | 0.96325 | -1130928.351 | 44.638 | 38.0597 | 24805.1607 | Commercial/Industrial | Efficient Motor Belts | 0.07518 | 1.3989 | -1025.0345 | 0.012292 | 0.010296 | 94.8071
[20 empty] | Commercial/Industrial | Energy Recovery Ventilation System (ERV) | 0.11435 | 0.96325 | -1130928.351 | 44.638 | 38.0597 | 24805.1607 | Commercial/Industrial | Energy Recovery Ventilation System (ERV) | 0.035717 | 0.96323 | -264821.6662 | 2.9497 | 2.515 | 1639.1488
[20 empty] | Commercial/Industrial | Energy Recovery Ventilation System (ERV) | 0.11435 | 0.96325 | -775385.5196 | 30.6046 | 26.0944 | 17006.8797 | Commercial/Industrial | Energy Recovery Ventilation System (ERV) | 0.035717 | 0.96323 | -264821.6662 | 2.9497 | 2.515 | 1639.1488
[20 empty] | Commercial/Industrial | Energy Recovery Ventilation System (ERV) | 0.11435 | 0.96325 | -775385.5196 | 30.6046 | 26.0944 | 17006.8797 | Commercial/Industrial | Energy Recovery Ventilation System (ERV) | 0.11435 | 0.96325 | -1130928.351 | 44.638 | 38.0597 | 24805.1607
[20 empty] | Commercial/Industrial | Energy Recovery Ventilation System (ERV) | 0.16628 | 0.96325 | -467951.9381 | 28.8975 | 24.6389 | 16058.2446 | Commercial/Industrial | Energy Recovery Ventilation System (ERV) | 0.11435 | 0.96325 | -1130928.351 | 44.638 | 38.0597 | 24805.1607
[20 empty] | Commercial/Industrial | Energy Recovery Ventilation System (ERV) | 0.16628 | 0.96325 | -467951.9381 | 28.8975 | 24.6389 | 16058.2446 | Commercial/Industrial | Energy Recovery Ventilation System (ERV) | 0.11435 | 0.96325 | -775385.5196 | 30.6046 | 26.0944 | 17006.8797
[20 empty] | Commercial/Industrial | Energy Recovery Ventilation System (ERV) | 0.1344 | 0.96324 | -279140.1623 | 13.3127 | 11.3508 | 7397.8089 | Commercial/Industrial | Energy Recovery Ventilation System (ERV) | 0.11435 | 0.96325 | -775385.5196 | 30.6046 | 26.0944 | 17006.8797
[20 empty] | Commercial/Industrial | Energy Recovery Ventilation System (ERV) | 0.1344 | 0.96324 | -279140.1623 | 13.3127 | 11.3508 | 7397.8089 | Commercial/Industrial | Energy Recovery Ventilation System (ERV) | 0.1344 | 0.96324 | -279140.1623 | 13.3127 | 11.3508 | 7397.8089
[20 empty] | Commercial/Industrial | Energy Recovery Ventilation System (ERV) | 0.035717 | 0.96323 | -264821.6662 | 2.9497 | 2.515 | 1639.1488 | Commercial/Industrial | Energy Recovery Ventilation System (ERV) | 0.1344 | 0.96324 | -279140.1623 | 13.3127 | 11.3508 | 7397.8089
[20 empty] | Commercial/Industrial | Energy Recovery Ventilation System (ERV) | 0.035717 | 0.96323 | -264821.6662 | 2.9497 | 2.515 | 1639.1488 | Commercial/Industrial | Energy Recovery Ventilation System (ERV) | 0.16628 | 0.96325 | -467951.9381 | 28.8975 | 24.6389 | 16058.2446
[20 empty] | Commercial/Industrial | Energy Recovery Ventilation System (ERV) | 0.29459 | 0.96325 | -226258.7611 | 30.4729 | 25.9821 | 16933.6609 | Commercial/Industrial | Energy Recovery Ventilation System (ERV) | 0.16628 | 0.96325 | -467951.9381 | 28.8975 | 24.6389 | 16058.2446
[20 empty] | Commercial/Industrial | Energy Recovery Ventilation System (ERV) | 0.29459 | 0.96325 | -226258.7611 | 30.4729 | 25.9821 | 16933.6609 | Commercial/Industrial | Energy Recovery Ventilation System (ERV) | 0.16965 | 0.96325 | -157630.7112 | 9.9809 | 8.51 | 5546.325
[20 empty] | Commercial/Industrial | Energy Recovery Ventilation System (ERV) | 0.33214 | 0.96325 | -216307.3638 | 35.227 | 30.0356 | 19575.4923 | Commercial/Industrial | Energy Recovery Ventilation System (ERV) | 0.16965 | 0.96325 | -157630.7112 | 9.9809 | 8.51 | 5546.325
[20 empty] | Commercial/Industrial | Energy Recovery Ventilation System (ERV) | 0.33214 | 0.96325 | -216307.3638 | 35.227 | 30.0356 | 19575.4923 | Commercial/Industrial | Energy Recovery Ventilation System (ERV) | 0.18724 | 0.96325 | -215562.4657 | 15.4644 | 13.1854 | 8593.5069
[20 empty] | Commercial/Industrial | Energy Recovery Ventilation System (ERV) | 0.18724 | 0.96325 | -215562.4657 | 15.4644 | 13.1854 | 8593.5069 | Commercial/Industrial | Energy Recovery Ventilation System (ERV) | 0.18724 | 0.96325 | -215562.4657 | 15.4644 | 13.1854 | 8593.5069
[20 empty] | Commercial/Industrial | Energy Recovery Ventilation System (ERV) | 0.18724 | 0.96325 | -215562.4657 | 15.4644 | 13.1854 | 8593.5069 | Commercial/Industrial | Energy Recovery Ventilation System (ERV) | 0.22636 | 0.96325 | -3643896.1238 | 335.8429 | 286.3496 | 186626.5586
[20 empty] | Commercial/Industrial | Energy Recovery Ventilation System (ERV) | 0.16965 | 0.96325 | -157630.7112 | 9.9809 | 8.51 | 5546.325 | Commercial/Industrial | Energy Recovery Ventilation System (ERV) | 0.22636 | 0.96325 | -3643896.1238 | 335.8429 | 286.3496 | 186626.5586
[20 empty] | Commercial/Industrial | Energy Recovery Ventilation System (ERV) | 0.16965 | 0.96325 | -157630.7112 | 9.9809 | 8.51 | 5546.325 | Commercial/Industrial | Energy Recovery Ventilation System (ERV) | 0.29459 | 0.96325 | -226258.7611 | 30.4729 | 25.9821 | 16933.6609
[20 empty] | Commercial/Industrial | Energy Recovery Ventilation System (ERV) | 0.72072 | 0.96325 | -12339.6274 | 17.4579 | 14.8851 | 9701.2996 | Commercial/Industrial | Energy Recovery Ventilation System (ERV) | 0.29459 | 0.96325 | -226258.7611 | 30.4729 | 25.9821 | 16933.6609
[20 empty] | Commercial/Industrial | Energy Recovery Ventilation System (ERV) | 0.72072 | 0.96325 | -12339.6274 | 17.4579 | 14.8851 | 9701.2996 | Commercial/Industrial | Energy Recovery Ventilation System (ERV) | 0.29459 | 0.96325 | -2357580.6913 | 317.5226 | 270.7292 | 176446.0823
[20 empty] | Commercial/Industrial | Energy Recovery Ventilation System (ERV) | 0.76424 | 0.96325 | -8828.9591 | 19.9582 | 17.017 | 11090.6962 | Commercial/Industrial | Energy Recovery Ventilation System (ERV) | 0.29459 | 0.96325 | -2357580.6913 | 317.5226 | 270.7292 | 176446.0823
[20 empty] | Commercial/Industrial | Energy Recovery Ventilation System (ERV) | 0.76424 | 0.96325 | -8828.9591 | 19.9582 | 17.017 | 11090.6962 | Commercial/Industrial | Energy Recovery Ventilation System (ERV) | 0.33214 | 0.96325 | -216307.3638 | 35.227 | 30.0356 | 19575.4923
[20 empty] | Commercial/Industrial | ENERGY STAR certified buildings program | 0.62807 | 1.2196 | -96715.8847 | 38.6582 | 0.44413 | 91682.9859 | Commercial/Industrial | Energy Recovery Ventilation System (ERV) | 0.33214 | 0.96325 | -216307.3638 | 35.227 | 30.0356 | 19575.4923
[20 empty] | Commercial/Industrial | ENERGY STAR certified buildings program | 0.62807 | 1.2196 | -96715.8847 | 38.6582 | 0.44413 | 91682.9859 | Commercial/Industrial | Energy Recovery Ventilation System (ERV) | 0.72072 | 0.96325 | -12339.6274 | 17.4579 | 14.8851 | 9701.2996
[20 empty] | Commercial/Industrial | ENERGY STAR certified buildings program | 0.18399 | 0.94923 | -67980.9705 | 1.044 | 3.2367 | 6244.4932 | Commercial/Industrial | Energy Recovery Ventilation System (ERV) | 0.72072 | 0.96325 | -12339.6274 | 17.4579 | 14.8851 | 9701.2996
[20 empty] | Commercial/Industrial | ENERGY STAR certified buildings program | 0.18399 | 0.94923 | -67980.9705 | 1.044 | 3.2367 | 6244.4932 | Commercial/Industrial | Energy Recovery Ventilation System (ERV) | 0.76424 | 0.96325 | -8828.9591 | 19.9582 | 17.017 | 11090.6962
[20 empty] | Commercial/Industrial | ENERGY STAR certified buildings program | 0.57149 | 0.94924 | -39658.1222 | 10.509 | 32.582 | 62859.5605 | Commercial/Industrial | Energy Recovery Ventilation System (ERV) | 0.76424 | 0.96325 | -8828.9591 | 19.9582 | 17.017 | 11090.6962
[20 empty] | Commercial/Industrial | ENERGY STAR certified buildings program | 0.57149 | 0.94924 | -39658.1222 | 10.509 | 32.582 | 62859.5605 | Commercial/Industrial | ENERGY STAR certified buildings program | 4.3308 | 0.98908 | 141899.0172 | 11.4107 | 22.1093 | 36958.0211
[20 empty] | Commercial/Industrial | ENERGY STAR certified buildings program | 0.44987 | 0.94923 | -35661.9912 | 3.0616 | 9.492 | 18312.7076 | Commercial/Industrial | ENERGY STAR certified buildings program | 4.3308 | 0.98908 | 141899.0172 | 11.4107 | 22.1093 | 36958.0211
[20 empty] | Commercial/Industrial | ENERGY STAR certified buildings program | 0.44987 | 0.94923 | -35661.9912 | 3.0616 | 9.492 | 18312.7076 | Commercial/Industrial | ENERGY STAR certified buildings program | 4.1858 | 0.98907 | 146859.1113 | 11.89 | 23.038 | 38510.4852
[20 empty] | Commercial/Industrial | ENERGY STAR certified buildings program | 0.99915 | 0.98908 | 81975.9027 | 18.8877 | 36.5968 | 61175.4055 | Commercial/Industrial | ENERGY STAR certified buildings program | 4.1858 | 0.98907 | 146859.1113 | 11.89 | 23.038 | 38510.4852
[20 empty] | Commercial/Industrial | ENERGY STAR certified buildings program | 0.99915 | 0.98908 | 81975.9027 | 18.8877 | 36.5968 | 61175.4055 | Commercial/Industrial | ENERGY STAR certified buildings program | 0.18399 | 0.94923 | -67980.9705 | 1.044 | 3.2367 | 6244.4932
[20 empty] | Commercial/Industrial | ENERGY STAR certified buildings program | 0.81153 | 0.98907 | 9904.9197 | 5.1933 | 10.0625 | 16820.441 | Commercial/Industrial | ENERGY STAR certified buildings program | 0.18399 | 0.94923 | -67980.9705 | 1.044 | 3.2367 | 6244.4932
[20 empty] | Commercial/Industrial | ENERGY STAR certified buildings program | 0.81153 | 0.98907 | 9904.9197 | 5.1933 | 10.0625 | 16820.441 | Commercial/Industrial | ENERGY STAR certified buildings program | 0.44987 | 0.94923 | -35661.9912 | 3.0616 | 9.492 | 18312.7076
[20 empty] | Commercial/Industrial | ENERGY STAR Commercial Clothes Washer | 0.29261 | 1.7894 | -941.7704 | 0 | 0 | 1060.1591 | Commercial/Industrial | ENERGY STAR certified buildings program | 0.44987 | 0.94923 | -35661.9912 | 3.0616 | 9.492 | 18312.7076
[20 empty] | Commercial/Industrial | ENERGY STAR Commercial Clothes Washer | 0.29261 | 1.7894 | -941.7704 | 0 | 0 | 1060.1591 | Commercial/Industrial | ENERGY STAR certified buildings program | 0.57149 | 0.94924 | -39658.1222 | 10.509 | 32.582 | 62859.5605
[20 empty] | Commercial/Industrial | ENERGY STAR Commercial Clothes Washer | 0.29261 | 1.7894 | -941.7704 | 0 | 0 | 1060.1591 | Commercial/Industrial | ENERGY STAR certified buildings program | 0.57149 | 0.94924 | -39658.1222 | 10.509 | 32.582 | 62859.5605
[20 empty] | Commercial/Industrial | ENERGY STAR Commercial Clothes Washer | 0.29261 | 1.7894 | -941.7704 | 0 | 0 | 1060.1591 | Commercial/Industrial | ENERGY STAR certified buildings program | 0.62807 | 1.2196 | -96715.8847 | 38.6582 | 0.44413 | 91682.9859
[20 empty] | Commercial/Industrial | ENERGY STAR Commercial Clothes Washer | 0.29261 | 1.7894 | -941.7704 | 0 | 0 | 1060.1591 | Commercial/Industrial | ENERGY STAR certified buildings program | 0.62807 | 1.2196 | -96715.8847 | 38.6582 | 0.44413 | 91682.9859
[20 empty] | Commercial/Industrial | ENERGY STAR Commercial Clothes Washer | 0.29261 | 1.7894 | -941.7704 | 0 | 0 | 1060.1591 | Commercial/Industrial | ENERGY STAR certified buildings program | 0.81153 | 0.98907 | 9904.9197 | 5.1933 | 10.0625 | 16820.441
[20 empty] | Commercial/Industrial | ENERGY STAR Commercial Clothes Washer | 0.29261 | 1.7894 | -941.7704 | 0 | 0 | 1060.1591 | Commercial/Industrial | ENERGY STAR certified buildings program | 0.81153 | 0.98907 | 9904.9197 | 5.1933 | 10.0625 | 16820.441
[20 empty] | Commercial/Industrial | ENERGY STAR Commercial Clothes Washer | 0.29261 | 1.7894 | -941.7704 | 0 | 0 | 1060.1591 | Commercial/Industrial | ENERGY STAR certified buildings program | 0.99915 | 0.98908 | 81975.9027 | 18.8877 | 36.5968 | 61175.4055
[20 empty] | Commercial/Industrial | ENERGY STAR Commercial Clothes Washer | 0.29261 | 1.7894 | -941.7704 | 0 | 0 | 1060.1591 | Commercial/Industrial | ENERGY STAR certified buildings program | 0.99915 | 0.98908 | 81975.9027 | 18.8877 | 36.5968 | 61175.4055
[20 empty] | Commercial/Industrial | ENERGY STAR Commercial Clothes Washer | 0.29261 | 1.7894 | -941.7704 | 0 | 0 | 1060.1591 | Commercial/Industrial | ENERGY STAR Commercial Clothes Washer | 0.29261 | 1.7894 | -941.7704 | 0 | 0 | 1060.1591
[20 empty] | Commercial/Industrial | ENERGY STAR Commercial Clothes Washer | 0.36059 | 1.3928 | -791.328 | 0.092846 | 0.067168 | 1060.1591 | Commercial/Industrial | ENERGY STAR Commercial Clothes Washer | 0.29261 | 1.7894 | -941.7704 | 0 | 0 | 1060.1591
[20 empty] | Commercial/Industrial | ENERGY STAR Commercial Clothes Washer | 0.36059 | 1.3928 | -791.328 | 0.092846 | 0.067168 | 1060.1591 | Commercial/Industrial | ENERGY STAR Commercial Clothes Washer | 0.29261 | 1.7894 | -941.7704 | 0 | 0 | 1060.1591
[20 empty] | Commercial/Industrial | ENERGY STAR Commercial Clothes Washer | 0.36059 | 1.3928 | -791.328 | 0.092846 | 0.067168 | 1060.1591 | Commercial/Industrial | ENERGY STAR Commercial Clothes Washer | 0.29261 | 1.7894 | -941.7704 | 0 | 0 | 1060.1591
[20 empty] | Commercial/Industrial | ENERGY STAR Commercial Clothes Washer | 0.36059 | 1.3928 | -791.328 | 0.092846 | 0.067168 | 1060.1591 | Commercial/Industrial | ENERGY STAR Commercial Clothes Washer | 0.29261 | 1.7894 | -941.7704 | 0 | 0 | 1060.1591
[20 empty] | Commercial/Industrial | ENERGY STAR Commercial Clothes Washer | 0.36059 | 1.3928 | -791.328 | 0.092846 | 0.067168 | 1060.1591 | Commercial/Industrial | ENERGY STAR Commercial Clothes Washer | 0.29261 | 1.7894 | -941.7704 | 0 | 0 | 1060.1591
[20 empty] | Commercial/Industrial | ENERGY STAR Commercial Clothes Washer | 0.36059 | 1.3928 | -791.328 | 0.092846 | 0.067168 | 1060.1591 | Commercial/Industrial | ENERGY STAR Commercial Clothes Washer | 0.29261 | 1.7894 | -941.7704 | 0 | 0 | 1060.1591
[20 empty] | Commercial/Industrial | ENERGY STAR Commercial Clothes Washer | 0.36059 | 1.3928 | -791.328 | 0.092846 | 0.067168 | 1060.1591 | Commercial/Industrial | ENERGY STAR Commercial Clothes Washer | 0.29261 | 1.7894 | -941.7704 | 0 | 0 | 1060.1591
[20 empty] | Commercial/Industrial | ENERGY STAR Commercial Clothes Washer | 0.36059 | 1.3928 | -791.328 | 0.092846 | 0.067168 | 1060.1591 | Commercial/Industrial | ENERGY STAR Commercial Clothes Washer | 0.29261 | 1.7894 | -941.7704 | 0 | 0 | 1060.1591
[20 empty] | Commercial/Industrial | ENERGY STAR Commercial Clothes Washer | 0.37954 | 1.3043 | -740.6892 | 0.10782 | 0.1241 | 1060.1591 | Commercial/Industrial | ENERGY STAR Commercial Clothes Washer | 0.29261 | 1.7894 | -941.7704 | 0 | 0 | 1060.1591
[20 empty] | Commercial/Industrial | ENERGY STAR Commercial Clothes Washer | 0.37954 | 1.3043 | -740.6892 | 0.10782 | 0.1241 | 1060.1591 | Commercial/Industrial | ENERGY STAR Commercial Clothes Washer | 0.36059 | 1.3928 | -791.328 | 0.092846 | 0.067168 | 1060.1591
[20 empty] | Commercial/Industrial | ENERGY STAR Commercial Clothes Washer | 0.37954 | 1.3043 | -740.6892 | 0.10782 | 0.1241 | 1060.1591 | Commercial/Industrial | ENERGY STAR Commercial Clothes Washer | 0.36059 | 1.3928 | -791.328 | 0.092846 | 0.067168 | 1060.1591
[20 empty] | Commercial/Industrial | ENERGY STAR Commercial Clothes Washer | 0.37954 | 1.3043 | -740.6892 | 0.10782 | 0.1241 | 1060.1591 | Commercial/Industrial | ENERGY STAR Commercial Clothes Washer | 0.36059 | 1.3928 | -791.328 | 0.092846 | 0.067168 | 1060.1591
[20 empty] | Commercial/Industrial | ENERGY STAR Commercial Clothes Washer | 0.37954 | 1.3043 | -740.6892 | 0.10782 | 0.1241 | 1060.1591 | Commercial/Industrial | ENERGY STAR Commercial Clothes Washer | 0.36059 | 1.3928 | -791.328 | 0.092846 | 0.067168 | 1060.1591
[20 empty] | Commercial/Industrial | ENERGY STAR Commercial Clothes Washer | 0.37954 | 1.3043 | -740.6892 | 0.10782 | 0.1241 | 1060.1591 | Commercial/Industrial | ENERGY STAR Commercial Clothes Washer | 0.36059 | 1.3928 | -791.328 | 0.092846 | 0.067168 | 1060.1591
[20 empty] | Commercial/Industrial | ENERGY STAR Commercial Clothes Washer | 0.37954 | 1.3043 | -740.6892 | 0.10782 | 0.1241 | 1060.1591 | Commercial/Industrial | ENERGY STAR Commercial Clothes Washer | 0.36059 | 1.3928 | -791.328 | 0.092846 | 0.067168 | 1060.1591
[20 empty] | Commercial/Industrial | ENERGY STAR Commercial Clothes Washer | 0.37954 | 1.3043 | -740.6892 | 0.10782 | 0.1241 | 1060.1591 | Commercial/Industrial | ENERGY STAR Commercial Clothes Washer | 0.36059 | 1.3928 | -791.328 | 0.092846 | 0.067168 | 1060.1591
[20 empty] | Commercial/Industrial | Energy Star Commercial Dishwasher | 10.7817 | 1.706 | 26838.0381 | 1.3584 | -0.00014452 | 18720.0898 | Commercial/Industrial | ENERGY STAR Commercial Clothes Washer | 0.36059 | 1.3928 | -791.328 | 0.092846 | 0.067168 | 1060.1591
[20 empty] | Commercial/Industrial | Energy Star Commercial Dishwasher | 10.7817 | 1.706 | 26838.0381 | 1.3584 | -0.00014452 | 18720.0898 | Commercial/Industrial | ENERGY STAR Commercial Clothes Washer | 0.37954 | 1.3043 | -740.6892 | 0.10782 | 0.1241 | 1060.1591
[20 empty] | Commercial/Industrial | Energy Star Commercial Dishwasher | 10.7817 | 1.706 | 26838.0381 | 1.3584 | -0.00014452 | 18720.0898 | Commercial/Industrial | ENERGY STAR Commercial Clothes Washer | 0.37954 | 1.3043 | -740.6892 | 0.10782 | 0.1241 | 1060.1591
[20 empty] | Commercial/Industrial | Energy Star Commercial Dishwasher | 10.7817 | 1.706 | 26838.0381 | 1.3584 | -0.00014452 | 18720.0898 | Commercial/Industrial | ENERGY STAR Commercial Clothes Washer | 0.37954 | 1.3043 | -740.6892 | 0.10782 | 0.1241 | 1060.1591
[20 empty] | Commercial/Industrial | Energy Star Commercial Dishwasher | 10.7817 | 1.706 | 26838.0381 | 1.3584 | -0.00014452 | 18720.0898 | Commercial/Industrial | ENERGY STAR Commercial Clothes Washer | 0.37954 | 1.3043 | -740.6892 | 0.10782 | 0.1241 | 1060.1591
[20 empty] | Commercial/Industrial | Energy Star Commercial Dishwasher | 10.7817 | 1.706 | 26838.0381 | 1.3584 | -0.00014452 | 18720.0898 | Commercial/Industrial | ENERGY STAR Commercial Clothes Washer | 0.37954 | 1.3043 | -740.6892 | 0.10782 | 0.1241 | 1060.1591
[20 empty] | Commercial/Industrial | Energy Star Commercial Dishwasher | 10.7817 | 1.706 | 26838.0381 | 1.3584 | -0.00014452 | 18720.0898 | Commercial/Industrial | ENERGY STAR Commercial Clothes Washer | 0.37954 | 1.3043 | -740.6892 | 0.10782 | 0.1241 | 1060.1591
[20 empty] | Commercial/Industrial | Energy Star Commercial Dishwasher | 10.7817 | 1.706 | 26838.0381 | 1.3584 | -0.00014452 | 18720.0898 | Commercial/Industrial | ENERGY STAR Commercial Clothes Washer | 0.37954 | 1.3043 | -740.6892 | 0.10782 | 0.1241 | 1060.1591
[20 empty] | Commercial/Industrial | Energy Star Commercial Dishwasher | 10.7817 | 1.706 | 26838.0381 | 1.3584 | -0.00014452 | 18720.0898 | Commercial/Industrial | ENERGY STAR Commercial Clothes Washer | 0.37954 | 1.3043 | -740.6892 | 0.10782 | 0.1241 | 1060.1591
[20 empty] | Commercial/Industrial | Energy Star Commercial Dishwasher | 10.7817 | 1.706 | 26838.0381 | 1.3584 | -0.00014452 | 18720.0898 | Commercial/Industrial | Energy Star Commercial Dishwasher | 10.7817 | 1.706 | 26838.0381 | 1.3584 | -0.00014452 | 18720.0898
[20 empty] | Commercial/Industrial | Energy Star Commercial Dishwasher | 10.7817 | 1.706 | 26838.0381 | 1.3584 | -0.00014452 | 18720.0898 | Commercial/Industrial | Energy Star Commercial Dishwasher | 10.7817 | 1.706 | 26838.0381 | 1.3584 | -0.00014452 | 18720.0898
[20 empty] | Commercial/Industrial | Energy Star Commercial Dishwasher | 10.7817 | 1.706 | 26838.0381 | 1.3584 | -0.00014452 | 18720.0898 | Commercial/Industrial | Energy Star Commercial Dishwasher | 10.7817 | 1.706 | 26838.0381 | 1.3584 | -0.00014452 | 18720.0898
[20 empty] | Commercial/Industrial | Energy Star Commercial Dishwasher | 10.7817 | 1.706 | 26838.0381 | 1.3584 | -0.00014452 | 18720.0898 | Commercial/Industrial | Energy Star Commercial Dishwasher | 10.7817 | 1.706 | 26838.0381 | 1.3584 | -0.00014452 | 18720.0898
[20 empty] | Commercial/Industrial | Energy Star Commercial Dishwasher | 10.7817 | 1.706 | 26838.0381 | 1.3584 | -0.00014452 | 18720.0898 | Commercial/Industrial | Energy Star Commercial Dishwasher | 10.7817 | 1.706 | 26838.0381 | 1.3584 | -0.00014452 | 18720.0898
[20 empty] | Commercial/Industrial | Energy Star Commercial Dishwasher | 10.7817 | 1.706 | 26838.0381 | 1.3584 | -0.00014452 | 18720.0898 | Commercial/Industrial | Energy Star Commercial Dishwasher | 10.7817 | 1.706 | 26838.0381 | 1.3584 | -0.00014452 | 18720.0898
[20 empty] | Commercial/Industrial | Energy Star Commercial Dishwasher | 10.7817 | 1.706 | 26838.0381 | 1.3584 | -0.00014452 | 18720.0898 | Commercial/Industrial | Energy Star Commercial Dishwasher | 10.7817 | 1.706 | 26838.0381 | 1.3584 | -0.00014452 | 18720.0898
[20 empty] | Commercial/Industrial | Energy Star Commercial Dishwasher | 10.7817 | 1.706 | 26838.0381 | 1.3584 | -0.00014452 | 18720.0898 | Commercial/Industrial | Energy Star Commercial Dishwasher | 10.7817 | 1.706 | 26838.0381 | 1.3584 | -0.00014452 | 18720.0898
[20 empty] | Commercial/Industrial | Energy Star Commercial Dishwasher | 10.7817 | 1.706 | 26838.0381 | 1.3584 | -0.00014452 | 18720.0898 | Commercial/Industrial | Energy Star Commercial Dishwasher | 10.7817 | 1.706 | 26838.0381 | 1.3584 | -0.00014452 | 18720.0898
[20 empty] | Commercial/Industrial | Energy Star Commercial Dishwasher | 10.7817 | 1.706 | 26838.0381 | 1.3584 | -0.00014452 | 18720.0898 | Commercial/Industrial | Energy Star Commercial Dishwasher | 10.7817 | 1.706 | 26838.0381 | 1.3584 | -0.00014452 | 18720.0898
[20 empty] | Commercial/Industrial | Energy Star Commercial Dishwasher | 10.7817 | 1.706 | 26838.0381 | 1.3584 | -0.00014452 | 18720.0898 | Commercial/Industrial | Energy Star Commercial Dishwasher | 10.7817 | 1.706 | 26838.0381 | 1.3584 | -0.00014452 | 18720.0898
[20 empty] | Commercial/Industrial | Energy Star Commercial Dishwasher | 10.7817 | 1.706 | 26838.0381 | 1.3584 | -0.00014452 | 18720.0898 | Commercial/Industrial | Energy Star Commercial Dishwasher | 10.7817 | 1.706 | 26838.0381 | 1.3584 | -0.00014452 | 18720.0898
[20 empty] | Commercial/Industrial | Energy Star Commercial Dishwasher | 10.7817 | 1.706 | 26838.0381 | 1.3584 | -0.00014452 | 18720.0898 | Commercial/Industrial | Energy Star Commercial Dishwasher | 10.7817 | 1.706 | 26838.0381 | 1.3584 | -0.00014452 | 18720.0898
[20 empty] | Commercial/Industrial | Energy Star Commercial Dishwasher | 10.7817 | 1.706 | 26838.0381 | 1.3584 | -0.00014452 | 18720.0898 | Commercial/Industrial | Energy Star Commercial Dishwasher | 10.7817 | 1.706 | 26838.0381 | 1.3584 | -0.00014452 | 18720.0898
[20 empty] | Commercial/Industrial | Energy Star Commercial Dishwasher | 10.7817 | 1.706 | 26838.0381 | 1.3584 | -0.00014452 | 18720.0898 | Commercial/Industrial | Energy Star Commercial Dishwasher | 10.7817 | 1.706 | 26838.0381 | 1.3584 | -0.00014452 | 18720.0898
[20 empty] | Commercial/Industrial | Energy Star Commercial Dishwasher | 10.7817 | 1.706 | 26838.0381 | 1.3584 | -0.00014452 | 18720.0898 | Commercial/Industrial | Energy Star Commercial Dishwasher | 10.7817 | 1.706 | 26838.0381 | 1.3584 | -0.00014452 | 18720.0898
[20 empty] | Commercial/Industrial | Energy Star Commercial Dishwasher | 10.7817 | 1.706 | 26838.0381 | 1.3584 | -0.00014452 | 18720.0898 | Commercial/Industrial | Energy Star Commercial Dishwasher | 10.7817 | 1.706 | 26838.0381 | 1.3584 | -0.00014452 | 18720.0898
[20 empty] | Commercial/Industrial | Energy Star Commercial Glass Door Freezer | 10.3223 | 1.4013 | 5926.9893 | 0.64112 | 0.22051 | 4389.9823 | Commercial/Industrial | Energy Star Commercial Dishwasher | 10.7817 | 1.706 | 26838.0381 | 1.3584 | -0.00014452 | 18720.0898
[20 empty] | Commercial/Industrial | Energy Star Commercial Glass Door Freezer | 10.3223 | 1.4013 | 5926.9893 | 0.64112 | 0.22051 | 4389.9823 | Commercial/Industrial | Energy Star Commercial Dishwasher | 10.7817 | 1.706 | 26838.0381 | 1.3584 | -0.00014452 | 18720.0898
[20 empty] | Commercial/Industrial | Energy Star Commercial Glass Door Freezer | 10.3223 | 1.4013 | 5926.9893 | 0.64112 | 0.22051 | 4389.9823 | Commercial/Industrial | Energy Star Commercial Dishwasher | 10.7817 | 1.706 | 26838.0381 | 1.3584 | -0.00014452 | 18720.0898
[20 empty] | Commercial/Industrial | Energy Star Commercial Glass Door Freezer | 10.3223 | 1.4013 | 5926.9893 | 0.64112 | 0.22051 | 4389.9823 | Commercial/Industrial | Energy Star Commercial Dishwasher | 10.7817 | 1.706 | 26838.0381 | 1.3584 | -0.00014452 | 18720.0898
[20 empty] | Commercial/Industrial | Energy Star Commercial Glass Door Freezer | 10.3223 | 1.4013 | 5926.9893 | 0.64112 | 0.22051 | 4389.9823 | Commercial/Industrial | Energy Star Commercial Dishwasher | 10.7817 | 1.706 | 26838.0381 | 1.3584 | -0.00014452 | 18720.0898
[20 empty] | Commercial/Industrial | Energy Star Commercial Glass Door Freezer | 10.3223 | 1.4013 | 5926.9893 | 0.64112 | 0.22051 | 4389.9823 | Commercial/Industrial | Energy Star Commercial Dishwasher | 10.7817 | 1.706 | 26838.0381 | 1.3584 | -0.00014452 | 18720.0898
[20 empty] | Commercial/Industrial | Energy Star Commercial Glass Door Freezer | 10.3223 | 1.4013 | 5926.9893 | 0.64112 | 0.22051 | 4389.9823 | Commercial/Industrial | Energy Star Commercial Dishwasher | 10.7817 | 1.706 | 26838.0381 | 1.3584 | -0.00014452 | 18720.0898
[20 empty] | Commercial/Industrial | Energy Star Commercial Glass Door Freezer | 10.3223 | 1.4013 | 5926.9893 | 0.64112 | 0.22051 | 4389.9823 | Commercial/Industrial | Energy Star Commercial Dishwasher | 10.7817 | 1.706 | 26838.0381 | 1.3584 | -0.00014452 | 18720.0898
[20 empty] | Commercial/Industrial | Energy Star Commercial Glass Door Freezer | 10.3223 | 1.4013 | 5926.9893 | 0.64112 | 0.22051 | 4389.9823 | Commercial/Industrial | Energy Star Commercial Dishwasher | 10.7817 | 1.706 | 26838.0381 | 1.3584 | -0.00014452 | 18720.0898
[20 empty] | Commercial/Industrial | Energy Star Commercial Glass Door Freezer | 10.3223 | 1.4013 | 5926.9893 | 0.64112 | 0.22051 | 4389.9823 | Commercial/Industrial | Energy Star Commercial Glass Door Freezer | 10.3223 | 1.4013 | 5926.9893 | 0.64112 | 0.22051 | 4389.9823
[20 empty] | Commercial/Industrial | Energy Star Commercial Glass Door Freezer | 10.3223 | 1.4013 | 5926.9893 | 0.64112 | 0.22051 | 4389.9823 | Commercial/Industrial | Energy Star Commercial Glass Door Freezer | 10.3223 | 1.4013 | 5926.9893 | 0.64112 | 0.22051 | 4389.9823
[20 empty] | Commercial/Industrial | Energy Star Commercial Glass Door Freezer | 10.3223 | 1.4013 | 5926.9893 | 0.64112 | 0.22051 | 4389.9823 | Commercial/Industrial | Energy Star Commercial Glass Door Freezer | 10.3223 | 1.4013 | 5926.9893 | 0.64112 | 0.22051 | 4389.9823
[20 empty] | Commercial/Industrial | Energy Star Commercial Glass Door Freezer | 10.3223 | 1.4013 | 5926.9893 | 0.64112 | 0.22051 | 4389.9823 | Commercial/Industrial | Energy Star Commercial Glass Door Freezer | 10.3223 | 1.4013 | 5926.9893 | 0.64112 | 0.22051 | 4389.9823
[20 empty] | Commercial/Industrial | Energy Star Commercial Glass Door Freezer | 10.3223 | 1.4013 | 5926.9893 | 0.64112 | 0.22051 | 4389.9823 | Commercial/Industrial | Energy Star Commercial Glass Door Freezer | 10.3223 | 1.4013 | 5926.9893 | 0.64112 | 0.22051 | 4389.9823
[20 empty] | Commercial/Industrial | Energy Star Commercial Glass Door Freezer | 10.2056 | 1.4666 | 5732.9754 | 0.56918 | 0.47676 | 4389.9823 | Commercial/Industrial | Energy Star Commercial Glass Door Freezer | 10.3223 | 1.4013 | 5926.9893 | 0.64112 | 0.22051 | 4389.9823
[20 empty] | Commercial/Industrial | Energy Star Commercial Glass Door Freezer | 10.2056 | 1.4666 | 5732.9754 | 0.56918 | 0.47676 | 4389.9823 | Commercial/Industrial | Energy Star Commercial Glass Door Freezer | 10.3223 | 1.4013 | 5926.9893 | 0.64112 | 0.22051 | 4389.9823
[20 empty] | Commercial/Industrial | Energy Star Commercial Glass Door Freezer | 10.2056 | 1.4666 | 5732.9754 | 0.56918 | 0.47676 | 4389.9823 | Commercial/Industrial | Energy Star Commercial Glass Door Freezer | 10.3223 | 1.4013 | 5926.9893 | 0.64112 | 0.22051 | 4389.9823
[20 empty] | Commercial/Industrial | Energy Star Commercial Glass Door Freezer | 10.2056 | 1.4666 | 5732.9754 | 0.56918 | 0.47676 | 4389.9823 | Commercial/Industrial | Energy Star Commercial Glass Door Freezer | 10.3223 | 1.4013 | 5926.9893 | 0.64112 | 0.22051 | 4389.9823
[20 empty] | Commercial/Industrial | Energy Star Commercial Glass Door Freezer | 10.2056 | 1.4666 | 5732.9754 | 0.56918 | 0.47676 | 4389.9823 | Commercial/Industrial | Energy Star Commercial Glass Door Freezer | 10.3223 | 1.4013 | 5926.9893 | 0.64112 | 0.22051 | 4389.9823
[20 empty] | Commercial/Industrial | Energy Star Commercial Glass Door Freezer | 10.2056 | 1.4666 | 5732.9754 | 0.56918 | 0.47676 | 4389.9823 | Commercial/Industrial | Energy Star Commercial Glass Door Freezer | 10.3223 | 1.4013 | 5926.9893 | 0.64112 | 0.22051 | 4389.9823
[20 empty] | Commercial/Industrial | Energy Star Commercial Glass Door Freezer | 10.2056 | 1.4666 | 5732.9754 | 0.56918 | 0.47676 | 4389.9823 | Commercial/Industrial | Energy Star Commercial Glass Door Freezer | 10.3223 | 1.4013 | 5926.9893 | 0.64112 | 0.22051 | 4389.9823
[20 empty] | Commercial/Industrial | Energy Star Commercial Glass Door Freezer | 10.2056 | 1.4666 | 5732.9754 | 0.56918 | 0.47676 | 4389.9823 | Commercial/Industrial | Energy Star Commercial Glass Door Freezer | 10.3223 | 1.4013 | 5926.9893 | 0.64112 | 0.22051 | 4389.9823
[20 empty] | Commercial/Industrial | Energy Star Commercial Glass Door Freezer | 10.2056 | 1.4666 | 5732.9754 | 0.56918 | 0.47676 | 4389.9823 | Commercial/Industrial | Energy Star Commercial Glass Door Freezer | 10.3223 | 1.4013 | 5926.9893 | 0.64112 | 0.22051 | 4389.9823
[20 empty] | Commercial/Industrial | Energy Star Commercial Glass Door Freezer | 10.2056 | 1.4666 | 5732.9754 | 0.56918 | 0.47676 | 4389.9823 | Commercial/Industrial | Energy Star Commercial Glass Door Freezer | 10.2056 | 1.4666 | 5732.9754 | 0.56918 | 0.47676 | 4389.9823
[20 empty] | Commercial/Industrial | Energy Star Commercial Glass Door Freezer | 10.2056 | 1.4666 | 5732.9754 | 0.56918 | 0.47676 | 4389.9823 | Commercial/Industrial | Energy Star Commercial Glass Door Freezer | 10.2056 | 1.4666 | 5732.9754 | 0.56918 | 0.47676 | 4389.9823
[20 empty] | Commercial/Industrial | Energy Star Commercial Glass Door Freezer | 10.2056 | 1.4666 | 5732.9754 | 0.56918 | 0.47676 | 4389.9823 | Commercial/Industrial | Energy Star Commercial Glass Door Freezer | 10.2056 | 1.4666 | 5732.9754 | 0.56918 | 0.47676 | 4389.9823
[20 empty] | Commercial/Industrial | Energy Star Fryer | 0.16676 | 1.3666 | -4880.6311 | 0.14651 | 0.045305 | 903.8223 | Commercial/Industrial | Energy Star Commercial Glass Door Freezer | 10.2056 | 1.4666 | 5732.9754 | 0.56918 | 0.47676 | 4389.9823
[20 empty] | Commercial/Industrial | Energy Star Fryer | 0.16676 | 1.3666 | -4880.6311 | 0.14651 | 0.045305 | 903.8223 | Commercial/Industrial | Energy Star Commercial Glass Door Freezer | 10.2056 | 1.4666 | 5732.9754 | 0.56918 | 0.47676 | 4389.9823
[20 empty] | Commercial/Industrial | Energy Star Fryer | 0.16676 | 1.3666 | -4880.6311 | 0.14651 | 0.045305 | 903.8223 | Commercial/Industrial | Energy Star Commercial Glass Door Freezer | 10.2056 | 1.4666 | 5732.9754 | 0.56918 | 0.47676 | 4389.9823
[20 empty] | Commercial/Industrial | Energy Star Fryer | 0.16676 | 1.3666 | -4880.6311 | 0.14651 | 0.045305 | 903.8223 | Commercial/Industrial | Energy Star Commercial Glass Door Freezer | 10.2056 | 1.4666 | 5732.9754 | 0.56918 | 0.47676 | 4389.9823
[20 empty] | Commercial/Industrial | Energy Star Fryer | 0.16676 | 1.3666 | -4880.6311 | 0.14651 | 0.045305 | 903.8223 | Commercial/Industrial | Energy Star Commercial Glass Door Freezer | 10.2056 | 1.4666 | 5732.9754 | 0.56918 | 0.47676 | 4389.9823
[20 empty] | Commercial/Industrial | Energy Star Fryer | 0.16676 | 1.3666 | -4880.6311 | 0.14651 | 0.045305 | 903.8223 | Commercial/Industrial | Energy Star Commercial Glass Door Freezer | 10.2056 | 1.4666 | 5732.9754 | 0.56918 | 0.47676 | 4389.9823
[20 empty] | Commercial/Industrial | Energy Star Fryer | 0.16676 | 1.3666 | -4880.6311 | 0.14651 | 0.045305 | 903.8223 | Commercial/Industrial | Energy Star Commercial Glass Door Freezer | 10.2056 | 1.4666 | 5732.9754 | 0.56918 | 0.47676 | 4389.9823
[20 empty] | Commercial/Industrial | Energy Star Fryer | 0.16676 | 1.3666 | -4880.6311 | 0.14651 | 0.045305 | 903.8223 | Commercial/Industrial | Energy Star Commercial Glass Door Freezer | 10.2056 | 1.4666 | 5732.9754 | 0.56918 | 0.47676 | 4389.9823
[20 empty] | Commercial/Industrial | Energy Star Fryer | 0.16676 | 1.3666 | -4880.6311 | 0.14651 | 0.045305 | 903.8223 | Commercial/Industrial | Energy Star Commercial Glass Door Freezer | 10.2056 | 1.4666 | 5732.9754 | 0.56918 | 0.47676 | 4389.9823
[20 empty] | Commercial/Industrial | Energy Star Fryer | 0.16676 | 1.3666 | -4880.6311 | 0.14651 | 0.045305 | 903.8223 | Commercial/Industrial | Energy Star Commercial Glass Door Refrigerator | 2.1719 | 1.4668 | 834.914 | 0.11965 | 0.10023 | 922.8665
[20 empty] | Commercial/Industrial | Energy Star Fryer | 0.16676 | 1.3666 | -4880.6311 | 0.14651 | 0.045305 | 903.8223 | Commercial/Industrial | Energy Star Commercial Glass Door Refrigerator | 2.1719 | 1.4668 | 834.914 | 0.11965 | 0.10023 | 922.8665
[20 empty] | Commercial/Industrial | Energy Star Fryer | 0.16676 | 1.3666 | -4880.6311 | 0.14651 | 0.045305 | 903.8223 | Commercial/Industrial | Energy Star Commercial Glass Door Refrigerator | 2.1719 | 1.4668 | 834.914 | 0.11965 | 0.10023 | 922.8665
[20 empty] | Commercial/Industrial | Energy Star Fryer | 0.16676 | 1.3666 | -4880.6311 | 0.14651 | 0.045305 | 903.8223 | Commercial/Industrial | Energy Star Commercial Glass Door Refrigerator | 2.1719 | 1.4668 | 834.914 | 0.11965 | 0.10023 | 922.8665
[20 empty] | Commercial/Industrial | Energy Star Fryer | 0.16676 | 1.3666 | -4880.6311 | 0.14651 | 0.045305 | 903.8223 | Commercial/Industrial | Energy Star Commercial Glass Door Refrigerator | 2.1719 | 1.4668 | 834.914 | 0.11965 | 0.10023 | 922.8665
[20 empty] | Commercial/Industrial | Energy Star Fryer | 0.16676 | 1.3666 | -4880.6311 | 0.14651 | 0.045305 | 903.8223 | Commercial/Industrial | Energy Star Commercial Glass Door Refrigerator | 2.1719 | 1.4668 | 834.914 | 0.11965 | 0.10023 | 922.8665
[20 empty] | Commercial/Industrial | Energy Star Fryer | 0.16676 | 1.3666 | -4880.6311 | 0.14651 | 0.045305 | 903.8223 | Commercial/Industrial | Energy Star Commercial Glass Door Refrigerator | 2.1719 | 1.4668 | 834.914 | 0.11965 | 0.10023 | 922.8665
[20 empty] | Commercial/Industrial | Energy Star Fryer | 0.16676 | 1.3666 | -4880.6311 | 0.14651 | 0.045305 | 903.8223 | Commercial/Industrial | Energy Star Commercial Glass Door Refrigerator | 2.1719 | 1.4668 | 834.914 | 0.11965 | 0.10023 | 922.8665
[20 empty] | Commercial/Industrial | Energy Star Fryer | 0.16676 | 1.3666 | -4880.6311 | 0.14651 | 0.045305 | 903.8223 | Commercial/Industrial | Energy Star Commercial Glass Door Refrigerator | 2.1719 | 1.4668 | 834.914 | 0.11965 | 0.10023 | 922.8665
[20 empty] | Commercial/Industrial | Energy Star Fryer | 0.16676 | 1.3666 | -4880.6311 | 0.14651 | 0.045305 | 903.8223 | Commercial/Industrial | Energy Star Commercial Glass Door Refrigerator | 2.1719 | 1.4668 | 834.914 | 0.11965 | 0.10023 | 922.8665
[20 empty] | Commercial/Industrial | Energy Star Fryer | 0.16676 | 1.3666 | -4880.6311 | 0.14651 | 0.045305 | 903.8223 | Commercial/Industrial | Energy Star Commercial Glass Door Refrigerator | 2.1719 | 1.4668 | 834.914 | 0.11965 | 0.10023 | 922.8665
[20 empty] | Commercial/Industrial | Energy Star Fryer | 0.16676 | 1.3666 | -4880.6311 | 0.14651 | 0.045305 | 903.8223 | Commercial/Industrial | Energy Star Commercial Glass Door Refrigerator | 2.1719 | 1.4668 | 834.914 | 0.11965 | 0.10023 | 922.8665
[20 empty] | Commercial/Industrial | Energy Star Fryer | 0.16676 | 1.3666 | -4880.6311 | 0.14651 | 0.045305 | 903.8223 | Commercial/Industrial | Energy Star Commercial Solid Door Freezer | 6.0195 | 1.4005 | 3241.216 | 0.37834 | 0.16907 | 2533.0469
[20 empty] | Commercial/Industrial | Energy Star Fryer | 0.16676 | 1.3666 | -4880.6311 | 0.14651 | 0.045305 | 903.8223 | Commercial/Industrial | Energy Star Commercial Solid Door Freezer | 6.0195 | 1.4005 | 3241.216 | 0.37834 | 0.16907 | 2533.0469
[20 empty] | Commercial/Industrial | Energy Star Fryer | 0.16676 | 1.3666 | -4880.6311 | 0.14651 | 0.045305 | 903.8223 | Commercial/Industrial | Energy Star Commercial Solid Door Freezer | 6.0195 | 1.4005 | 3241.216 | 0.37834 | 0.16907 | 2533.0469
[20 empty] | Commercial/Industrial | Energy Star Fryer | 0.16676 | 1.3666 | -4880.6311 | 0.14651 | 0.045305 | 903.8223 | Commercial/Industrial | Energy Star Commercial Solid Door Freezer | 6.0195 | 1.4005 | 3241.216 | 0.37834 | 0.16907 | 2533.0469
[20 empty] | Commercial/Industrial | Energy Star Fryer | 0.16676 | 1.3666 | -4880.6311 | 0.14651 | 0.045305 | 903.8223 | Commercial/Industrial | Energy Star Commercial Solid Door Freezer | 6.0195 | 1.4005 | 3241.216 | 0.37834 | 0.16907 | 2533.0469
[20 empty] | Commercial/Industrial | Energy Star Griddle | #DIV/0! | 1.357 | 2884.7549 | 0.3156 | 0.080771 | 1910 | Commercial/Industrial | Energy Star Commercial Solid Door Freezer | 6.0195 | 1.4005 | 3241.216 | 0.37834 | 0.16907 | 2533.0469
[20 empty] | Commercial/Industrial | Energy Star Griddle | #DIV/0! | 1.357 | 2884.7549 | 0.3156 | 0.080771 | 1910 | Commercial/Industrial | Energy Star Commercial Solid Door Freezer | 6.0195 | 1.4005 | 3241.216 | 0.37834 | 0.16907 | 2533.0469
[20 empty] | Commercial/Industrial | Energy Star Griddle | #DIV/0! | 1.357 | 2884.7549 | 0.3156 | 0.080771 | 1910 | Commercial/Industrial | Energy Star Commercial Solid Door Freezer | 6.0195 | 1.4005 | 3241.216 | 0.37834 | 0.16907 | 2533.0469
[20 empty] | Commercial/Industrial | Energy Star Griddle | #DIV/0! | 1.357 | 2884.7549 | 0.3156 | 0.080771 | 1910 | Commercial/Industrial | Energy Star Commercial Solid Door Freezer | 6.0195 | 1.4005 | 3241.216 | 0.37834 | 0.16907 | 2533.0469
[20 empty] | Commercial/Industrial | Energy Star Griddle | #DIV/0! | 1.357 | 2884.7549 | 0.3156 | 0.080771 | 1910 | Commercial/Industrial | Energy Star Commercial Solid Door Freezer | 6.0195 | 1.4005 | 3241.216 | 0.37834 | 0.16907 | 2533.0469
[20 empty] | Commercial/Industrial | Energy Star Griddle | #DIV/0! | 1.357 | 2884.7549 | 0.3156 | 0.080771 | 1910 | Commercial/Industrial | Energy Star Commercial Solid Door Freezer | 6.0195 | 1.4005 | 3241.216 | 0.37834 | 0.16907 | 2533.0469
[20 empty] | Commercial/Industrial | Energy Star Griddle | #DIV/0! | 1.357 | 2884.7549 | 0.3156 | 0.080771 | 1910 | Commercial/Industrial | Energy Star Commercial Solid Door Freezer | 6.0195 | 1.4005 | 3241.216 | 0.37834 | 0.16907 | 2533.0469
[20 empty] | Commercial/Industrial | Energy Star Griddle | #DIV/0! | 1.357 | 2884.7549 | 0.3156 | 0.080771 | 1910 | Commercial/Industrial | Energy Star Commercial Solid Door Freezer | 6.0195 | 1.4005 | 3241.216 | 0.37834 | 0.16907 | 2533.0469
[20 empty] | Commercial/Industrial | Energy Star Griddle | #DIV/0! | 1.357 | 2884.7549 | 0.3156 | 0.080771 | 1910 | Commercial/Industrial | Energy Star Commercial Solid Door Freezer | 6.0195 | 1.4005 | 3241.216 | 0.37834 | 0.16907 | 2533.0469
[20 empty] | Commercial/Industrial | Energy Star Griddle | #DIV/0! | 1.357 | 2884.7549 | 0.3156 | 0.080771 | 1910 | Commercial/Industrial | Energy Star Commercial Solid Door Freezer | 5.8887 | 1.4666 | 3106.5748 | 0.32842 | 0.27509 | 2533.0469
[20 empty] | Commercial/Industrial | Energy Star Griddle | #DIV/0! | 1.357 | 2884.7549 | 0.3156 | 0.080771 | 1910 | Commercial/Industrial | Energy Star Commercial Solid Door Freezer | 5.8887 | 1.4666 | 3106.5748 | 0.32842 | 0.27509 | 2533.0469
[20 empty] | Commercial/Industrial | Energy Star Griddle | #DIV/0! | 1.357 | 2884.7549 | 0.3156 | 0.080771 | 1910 | Commercial/Industrial | Energy Star Commercial Solid Door Freezer | 5.8887 | 1.4666 | 3106.5748 | 0.32842 | 0.27509 | 2533.0469
[20 empty] | Commercial/Industrial | Energy Star Griddle | #DIV/0! | 1.357 | 2884.7549 | 0.3156 | 0.080771 | 1910 | Commercial/Industrial | Energy Star Commercial Solid Door Freezer | 5.8887 | 1.4666 | 3106.5748 | 0.32842 | 0.27509 | 2533.0469
[20 empty] | Commercial/Industrial | Energy Star Griddle | #DIV/0! | 1.357 | 2884.7549 | 0.3156 | 0.080771 | 1910 | Commercial/Industrial | Energy Star Commercial Solid Door Freezer | 5.8887 | 1.4666 | 3106.5748 | 0.32842 | 0.27509 | 2533.0469
[20 empty] | Commercial/Industrial | Energy Star Griddle | #DIV/0! | 1.357 | 2884.7549 | 0.3156 | 0.080771 | 1910 | Commercial/Industrial | Energy Star Commercial Solid Door Freezer | 5.8887 | 1.4666 | 3106.5748 | 0.32842 | 0.27509 | 2533.0469
[20 empty] | Commercial/Industrial | Energy Star Griddle | #DIV/0! | 1.357 | 2884.7549 | 0.3156 | 0.080771 | 1910 | Commercial/Industrial | Energy Star Commercial Solid Door Freezer | 5.8887 | 1.4666 | 3106.5748 | 0.32842 | 0.27509 | 2533.0469
[20 empty] | Commercial/Industrial | Energy Star Griddle | #DIV/0! | 1.357 | 2884.7549 | 0.3156 | 0.080771 | 1910 | Commercial/Industrial | Energy Star Commercial Solid Door Freezer | 5.8887 | 1.4666 | 3106.5748 | 0.32842 | 0.27509 | 2533.0469
[20 empty] | Commercial/Industrial | Energy Star Griddle | #DIV/0! | 1.357 | 2884.7549 | 0.3156 | 0.080771 | 1910 | Commercial/Industrial | Energy Star Commercial Solid Door Freezer | 5.8887 | 1.4666 | 3106.5748 | 0.32842 | 0.27509 | 2533.0469
[20 empty] | Commercial/Industrial | Energy Star Griddle | #DIV/0! | 1.357 | 2884.7549 | 0.3156 | 0.080771 | 1910 | Commercial/Industrial | Energy Star Commercial Solid Door Freezer | 5.8887 | 1.4666 | 3106.5748 | 0.32842 | 0.27509 | 2533.0469
[20 empty] | Commercial/Industrial | Energy Star Griddle | #DIV/0! | 1.357 | 2884.7549 | 0.3156 | 0.080771 | 1910 | Commercial/Industrial | Energy Star Commercial Solid Door Freezer | 5.8887 | 1.4666 | 3106.5748 | 0.32842 | 0.27509 | 2533.0469
[20 empty] | Commercial/Industrial | Energy Star Griddle | #DIV/0! | 1.357 | 2884.7549 | 0.3156 | 0.080771 | 1910 | Commercial/Industrial | Energy Star Commercial Solid Door Freezer | 5.8887 | 1.4666 | 3106.5748 | 0.32842 | 0.27509 | 2533.0469
[20 empty] | Commercial/Industrial | Energy Star Griddle | #DIV/0! | 1.357 | 2884.7549 | 0.3156 | 0.080771 | 1910 | Commercial/Industrial | Energy Star Fryer | 0.16676 | 1.3666 | -4880.6311 | 0.14651 | 0.045305 | 903.8223
[20 empty] | Commercial/Industrial | Energy Star Griddle | #DIV/0! | 1.357 | 2884.7549 | 0.3156 | 0.080771 | 1910 | Commercial/Industrial | Energy Star Fryer | 0.16676 | 1.3666 | -4880.6311 | 0.14651 | 0.045305 | 903.8223
[20 empty] | Commercial/Industrial | Energy Star Griddle | #DIV/0! | 1.357 | 2884.7549 | 0.3156 | 0.080771 | 1910 | Commercial/Industrial | Energy Star Fryer | 0.16676 | 1.3666 | -4880.6311 | 0.14651 | 0.045305 | 903.8223
[20 empty] | Commercial/Industrial | Energy Star Griddle | #DIV/0! | 1.357 | 2884.7549 | 0.3156 | 0.080771 | 1910 | Commercial/Industrial | Energy Star Fryer | 0.16676 | 1.3666 | -4880.6311 | 0.14651 | 0.045305 | 903.8223
[20 empty] | Commercial/Industrial | Energy Star Griddle | #DIV/0! | 1.357 | 2884.7549 | 0.3156 | 0.080771 | 1910 | Commercial/Industrial | Energy Star Fryer | 0.16676 | 1.3666 | -4880.6311 | 0.14651 | 0.045305 | 903.8223
[20 empty] | Commercial/Industrial | Energy Star Hot Food Holding Cabinet | 0.89754 | 1.3382 | 375.3495 | 0.31862 | 0.15417 | 1730.1 | Commercial/Industrial | Energy Star Fryer | 0.16676 | 1.3666 | -4880.6311 | 0.14651 | 0.045305 | 903.8223
[20 empty] | Commercial/Industrial | Energy Star Hot Food Holding Cabinet | 0.89754 | 1.3382 | 375.3495 | 0.31862 | 0.15417 | 1730.1 | Commercial/Industrial | Energy Star Fryer | 0.16676 | 1.3666 | -4880.6311 | 0.14651 | 0.045305 | 903.8223
[20 empty] | Commercial/Industrial | Energy Star Hot Food Holding Cabinet | 0.89754 | 1.3382 | 375.3495 | 0.31862 | 0.15417 | 1730.1 | Commercial/Industrial | Energy Star Fryer | 0.16676 | 1.3666 | -4880.6311 | 0.14651 | 0.045305 | 903.8223
[20 empty] | Commercial/Industrial | Energy Star Hot Food Holding Cabinet | 0.89754 | 1.3382 | 375.3495 | 0.31862 | 0.15417 | 1730.1 | Commercial/Industrial | Energy Star Fryer | 0.16676 | 1.3666 | -4880.6311 | 0.14651 | 0.045305 | 903.8223
[20 empty] | Commercial/Industrial | Energy Star Hot Food Holding Cabinet | 0.89754 | 1.3382 | 375.3495 | 0.31862 | 0.15417 | 1730.1 | Commercial/Industrial | Energy Star Fryer | 0.16676 | 1.3666 | -4880.6311 | 0.14651 | 0.045305 | 903.8223
[20 empty] | Commercial/Industrial | Energy Star Hot Food Holding Cabinet | 0.89754 | 1.3382 | 375.3495 | 0.31862 | 0.15417 | 1730.1 | Commercial/Industrial | Energy Star Fryer | 0.16676 | 1.3666 | -4880.6311 | 0.14651 | 0.045305 | 903.8223
[20 empty] | Commercial/Industrial | Energy Star Hot Food Holding Cabinet | 0.89754 | 1.3382 | 375.3495 | 0.31862 | 0.15417 | 1730.1 | Commercial/Industrial | Energy Star Fryer | 0.16676 | 1.3666 | -4880.6311 | 0.14651 | 0.045305 | 903.8223
[20 empty] | Commercial/Industrial | Energy Star Hot Food Holding Cabinet | 0.89754 | 1.3382 | 375.3495 | 0.31862 | 0.15417 | 1730.1 | Commercial/Industrial | Energy Star Fryer | 0.16676 | 1.3666 | -4880.6311 | 0.14651 | 0.045305 | 903.8223
[20 empty] | Commercial/Industrial | Energy Star Hot Food Holding Cabinet | 0.89754 | 1.3382 | 375.3495 | 0.31862 | 0.15417 | 1730.1 | Commercial/Industrial | Energy Star Fryer | 0.16676 | 1.3666 | -4880.6311 | 0.14651 | 0.045305 | 903.8223
[20 empty] | Commercial/Industrial | Energy Star Hot Food Holding Cabinet | 0.89754 | 1.3382 | 375.3495 | 0.31862 | 0.15417 | 1730.1 | Commercial/Industrial | Energy Star Fryer | 0.16676 | 1.3666 | -4880.6311 | 0.14651 | 0.045305 | 903.8223
[20 empty] | Commercial/Industrial | Energy Star Hot Food Holding Cabinet | 0.89754 | 1.3382 | 375.3495 | 0.31862 | 0.15417 | 1730.1 | Commercial/Industrial | Energy Star Fryer | 0.16676 | 1.3666 | -4880.6311 | 0.14651 | 0.045305 | 903.8223
[20 empty] | Commercial/Industrial | Energy Star Hot Food Holding Cabinet | 0.89754 | 1.3382 | 375.3495 | 0.31862 | 0.15417 | 1730.1 | Commercial/Industrial | Energy Star Fryer | 0.16676 | 1.3666 | -4880.6311 | 0.14651 | 0.045305 | 903.8223
[20 empty] | Commercial/Industrial | Energy Star Hot Food Holding Cabinet | 0.89754 | 1.3382 | 375.3495 | 0.31862 | 0.15417 | 1730.1 | Commercial/Industrial | Energy Star Fryer | 0.16676 | 1.3666 | -4880.6311 | 0.14651 | 0.045305 | 903.8223
[20 empty] | Commercial/Industrial | Energy Star Hot Food Holding Cabinet | 0.89754 | 1.3382 | 375.3495 | 0.31862 | 0.15417 | 1730.1 | Commercial/Industrial | Energy Star Fryer | 0.16676 | 1.3666 | -4880.6311 | 0.14651 | 0.045305 | 903.8223
[20 empty] | Commercial/Industrial | Energy Star Hot Food Holding Cabinet | 0.89754 | 1.3382 | 375.3495 | 0.31862 | 0.15417 | 1730.1 | Commercial/Industrial | Energy Star Fryer | 0.16676 | 1.3666 | -4880.6311 | 0.14651 | 0.045305 | 903.8223
[20 empty] | Commercial/Industrial | Energy Star Hot Food Holding Cabinet | 0.89754 | 1.3382 | 375.3495 | 0.31862 | 0.15417 | 1730.1 | Commercial/Industrial | Energy Star Fryer | 0.16676 | 1.3666 | -4880.6311 | 0.14651 | 0.045305 | 903.8223
[20 empty] | Commercial/Industrial | Energy Star Hot Food Holding Cabinet | 0.89754 | 1.3382 | 375.3495 | 0.31862 | 0.15417 | 1730.1 | Commercial/Industrial | Energy Star Fryer | 0.16676 | 1.3666 | -4880.6311 | 0.14651 | 0.045305 | 903.8223
[20 empty] | Commercial/Industrial | Energy Star Hot Food Holding Cabinet | 0.89754 | 1.3382 | 375.3495 | 0.31862 | 0.15417 | 1730.1 | Commercial/Industrial | Energy Star Fryer | 0.16676 | 1.3666 | -4880.6311 | 0.14651 | 0.045305 | 903.8223
[20 empty] | Commercial/Industrial | Energy Star Hot Food Holding Cabinet | 0.89754 | 1.3382 | 375.3495 | 0.31862 | 0.15417 | 1730.1 | Commercial/Industrial | Energy Star Fryer | 0.16676 | 1.3666 | -4880.6311 | 0.14651 | 0.045305 | 903.8223
[20 empty] | Commercial/Industrial | Energy Star Hot Food Holding Cabinet | 0.89754 | 1.3382 | 375.3495 | 0.31862 | 0.15417 | 1730.1 | Commercial/Industrial | Energy Star Fryer | 0.16676 | 1.3666 | -4880.6311 | 0.14651 | 0.045305 | 903.8223
[20 empty] | Commercial/Industrial | Energy Star Hot Food Holding Cabinet | 0.89754 | 1.3382 | 375.3495 | 0.31862 | 0.15417 | 1730.1 | Commercial/Industrial | Energy Star Fryer | 0.16676 | 1.3666 | -4880.6311 | 0.14651 | 0.045305 | 903.8223
[20 empty] | Commercial/Industrial | Energy Star Hot Food Holding Cabinet | 0.89754 | 1.3382 | 375.3495 | 0.31862 | 0.15417 | 1730.1 | Commercial/Industrial | Energy Star Griddle | #DIV/0! | 1.357 | 2884.7549 | 0.3156 | 0.080771 | 1910
[20 empty] | Commercial/Industrial | Energy Star Hot Food Holding Cabinet | 0.89754 | 1.3382 | 375.3495 | 0.31862 | 0.15417 | 1730.1 | Commercial/Industrial | Energy Star Griddle | #DIV/0! | 1.357 | 2884.7549 | 0.3156 | 0.080771 | 1910
[20 empty] | Commercial/Industrial | Energy Star Hot Food Holding Cabinet | 0.89754 | 1.3382 | 375.3495 | 0.31862 | 0.15417 | 1730.1 | Commercial/Industrial | Energy Star Griddle | #DIV/0! | 1.357 | 2884.7549 | 0.3156 | 0.080771 | 1910
[20 empty] | Commercial/Industrial | Energy Star Hot Food Holding Cabinet | 0.89754 | 1.3382 | 375.3495 | 0.31862 | 0.15417 | 1730.1 | Commercial/Industrial | Energy Star Griddle | #DIV/0! | 1.357 | 2884.7549 | 0.3156 | 0.080771 | 1910
[20 empty] | Commercial/Industrial | Energy Star Hot Food Holding Cabinet | 0.89754 | 1.3382 | 375.3495 | 0.31862 | 0.15417 | 1730.1 | Commercial/Industrial | Energy Star Griddle | #DIV/0! | 1.357 | 2884.7549 | 0.3156 | 0.080771 | 1910
[20 empty] | Commercial/Industrial | Energy Star Ice Maker | 0.23045 | 1.3283 | -491.1631 | 0.03084 | 0.025832 | 237.861 | Commercial/Industrial | Energy Star Griddle | #DIV/0! | 1.357 | 2884.7549 | 0.3156 | 0.080771 | 1910
[20 empty] | Commercial/Industrial | Energy Star Ice Maker | 0.23045 | 1.3283 | -491.1631 | 0.03084 | 0.025832 | 237.861 | Commercial/Industrial | Energy Star Griddle | #DIV/0! | 1.357 | 2884.7549 | 0.3156 | 0.080771 | 1910
[20 empty] | Commercial/Industrial | Energy Star Ice Maker | 0.23045 | 1.3283 | -491.1631 | 0.03084 | 0.025832 | 237.861 | Commercial/Industrial | Energy Star Griddle | #DIV/0! | 1.357 | 2884.7549 | 0.3156 | 0.080771 | 1910
[20 empty] | Commercial/Industrial | Energy Star Ice Maker | 0.23045 | 1.3283 | -491.1631 | 0.03084 | 0.025832 | 237.861 | Commercial/Industrial | Energy Star Griddle | #DIV/0! | 1.357 | 2884.7549 | 0.3156 | 0.080771 | 1910
[20 empty] | Commercial/Industrial | Energy Star Ice Maker | 0.23045 | 1.3283 | -491.1631 | 0.03084 | 0.025832 | 237.861 | Commercial/Industrial | Energy Star Griddle | #DIV/0! | 1.357 | 2884.7549 | 0.3156 | 0.080771 | 1910
[20 empty] | Commercial/Industrial | Energy Star Ice Maker | 0.23045 | 1.3283 | -491.1631 | 0.03084 | 0.025832 | 237.861 | Commercial/Industrial | Energy Star Griddle | #DIV/0! | 1.357 | 2884.7549 | 0.3156 | 0.080771 | 1910
[20 empty] | Commercial/Industrial | Energy Star Ice Maker | 0.23045 | 1.3283 | -491.1631 | 0.03084 | 0.025832 | 237.861 | Commercial/Industrial | Energy Star Griddle | #DIV/0! | 1.357 | 2884.7549 | 0.3156 | 0.080771 | 1910
[20 empty] | Commercial/Industrial | Energy Star Ice Maker | 0.23045 | 1.3283 | -491.1631 | 0.03084 | 0.025832 | 237.861 | Commercial/Industrial | Energy Star Griddle | #DIV/0! | 1.357 | 2884.7549 | 0.3156 | 0.080771 | 1910
[20 empty] | Commercial/Industrial | Energy Star Ice Maker | 0.23045 | 1.3283 | -491.1631 | 0.03084 | 0.025832 | 237.861 | Commercial/Industrial | Energy Star Griddle | #DIV/0! | 1.357 | 2884.7549 | 0.3156 | 0.080771 | 1910
[20 empty] | Commercial/Industrial | Energy Star Ice Maker | 0.23045 | 1.3283 | -491.1631 | 0.03084 | 0.025832 | 237.861 | Commercial/Industrial | Energy Star Griddle | #DIV/0! | 1.357 | 2884.7549 | 0.3156 | 0.080771 | 1910
[20 empty] | Commercial/Industrial | Energy Star Ice Maker | 0.23045 | 1.3283 | -491.1631 | 0.03084 | 0.025832 | 237.861 | Commercial/Industrial | Energy Star Griddle | #DIV/0! | 1.357 | 2884.7549 | 0.3156 | 0.080771 | 1910
[20 empty] | Commercial/Industrial | Energy Star Ice Maker | 0.23045 | 1.3283 | -491.1631 | 0.03084 | 0.025832 | 237.861 | Commercial/Industrial | Energy Star Griddle | #DIV/0! | 1.357 | 2884.7549 | 0.3156 | 0.080771 | 1910
[20 empty] | Commercial/Industrial | Energy Star Ice Maker | 0.24021 | 1.2697 | -479.9509 | 0.036863 | 0.023275 | 237.861 | Commercial/Industrial | Energy Star Griddle | #DIV/0! | 1.357 | 2884.7549 | 0.3156 | 0.080771 | 1910
[20 empty] | Commercial/Industrial | Energy Star Ice Maker | 0.24021 | 1.2697 | -479.9509 | 0.036863 | 0.023275 | 237.861 | Commercial/Industrial | Energy Star Griddle | #DIV/0! | 1.357 | 2884.7549 | 0.3156 | 0.080771 | 1910
[20 empty] | Commercial/Industrial | Energy Star Ice Maker | 0.24021 | 1.2697 | -479.9509 | 0.036863 | 0.023275 | 237.861 | Commercial/Industrial | Energy Star Griddle | #DIV/0! | 1.357 | 2884.7549 | 0.3156 | 0.080771 | 1910
[20 empty] | Commercial/Industrial | Energy Star Ice Maker | 0.24021 | 1.2697 | -479.9509 | 0.036863 | 0.023275 | 237.861 | Commercial/Industrial | Energy Star Griddle | #DIV/0! | 1.357 | 2884.7549 | 0.3156 | 0.080771 | 1910
[20 empty] | Commercial/Industrial | Energy Star Ice Maker | 0.24021 | 1.2697 | -479.9509 | 0.036863 | 0.023275 | 237.861 | Commercial/Industrial | Energy Star Griddle | #DIV/0! | 1.357 | 2884.7549 | 0.3156 | 0.080771 | 1910
[20 empty] | Commercial/Industrial | Energy Star Ice Maker | 0.24021 | 1.2697 | -479.9509 | 0.036863 | 0.023275 | 237.861 | Commercial/Industrial | Energy Star Griddle | #DIV/0! | 1.357 | 2884.7549 | 0.3156 | 0.080771 | 1910
[20 empty] | Commercial/Industrial | Energy Star Ice Maker | 0.24021 | 1.2697 | -479.9509 | 0.036863 | 0.023275 | 237.861 | Commercial/Industrial | Energy Star Griddle | #DIV/0! | 1.357 | 2884.7549 | 0.3156 | 0.080771 | 1910
[20 empty] | Commercial/Industrial | Energy Star Ice Maker | 0.24021 | 1.2697 | -479.9509 | 0.036863 | 0.023275 | 237.861 | Commercial/Industrial | Energy Star Griddle | #DIV/0! | 1.357 | 2884.7549 | 0.3156 | 0.080771 | 1910
[20 empty] | Commercial/Industrial | Energy Star Ice Maker | 0.24021 | 1.2697 | -479.9509 | 0.036863 | 0.023275 | 237.861 | Commercial/Industrial | Energy Star Griddle | #DIV/0! | 1.357 | 2884.7549 | 0.3156 | 0.080771 | 1910
[20 empty] | Commercial/Industrial | Energy Star Ice Maker | 0.24021 | 1.2697 | -479.9509 | 0.036863 | 0.023275 | 237.861 | Commercial/Industrial | Energy Star Hot Food Holding Cabinet | 0.89754 | 1.3382 | 375.3495 | 0.31862 | 0.15417 | 1730.1
[20 empty] | Commercial/Industrial | Energy Star Ice Maker | 0.24021 | 1.2697 | -479.9509 | 0.036863 | 0.023275 | 237.861 | Commercial/Industrial | Energy Star Hot Food Holding Cabinet | 0.89754 | 1.3382 | 375.3495 | 0.31862 | 0.15417 | 1730.1
[20 empty] | Commercial/Industrial | Energy Star Ice Maker | 0.24021 | 1.2697 | -479.9509 | 0.036863 | 0.023275 | 237.861 | Commercial/Industrial | Energy Star Hot Food Holding Cabinet | 0.89754 | 1.3382 | 375.3495 | 0.31862 | 0.15417 | 1730.1
[20 empty] | Commercial/Industrial | Energy Star Ice Maker | 0.24021 | 1.2697 | -479.9509 | 0.036863 | 0.023275 | 237.861 | Commercial/Industrial | Energy Star Hot Food Holding Cabinet | 0.89754 | 1.3382 | 375.3495 | 0.31862 | 0.15417 | 1730.1
[20 empty] | Commercial/Industrial | Energy Star Ice Maker | 0.24021 | 1.2697 | -479.9509 | 0.036863 | 0.023275 | 237.861 | Commercial/Industrial | Energy Star Hot Food Holding Cabinet | 0.89754 | 1.3382 | 375.3495 | 0.31862 | 0.15417 | 1730.1
[20 empty] | Commercial/Industrial | ENERGY STAR Imaging Equipment | 0.12094 | 1.2355 | -1390.8537 | 0.0578 | 0.038813 | 416.8 | Commercial/Industrial | Energy Star Hot Food Holding Cabinet | 0.89754 | 1.3382 | 375.3495 | 0.31862 | 0.15417 | 1730.1
[20 empty] | Commercial/Industrial | ENERGY STAR Imaging Equipment | 0.12094 | 1.2355 | -1390.8537 | 0.0578 | 0.038813 | 416.8 | Commercial/Industrial | Energy Star Hot Food Holding Cabinet | 0.89754 | 1.3382 | 375.3495 | 0.31862 | 0.15417 | 1730.1
[20 empty] | Commercial/Industrial | ENERGY STAR Imaging Equipment | 0.12094 | 1.2355 | -1390.8537 | 0.0578 | 0.038813 | 416.8 | Commercial/Industrial | Energy Star Hot Food Holding Cabinet | 0.89754 | 1.3382 | 375.3495 | 0.31862 | 0.15417 | 1730.1
[20 empty] | Commercial/Industrial | ENERGY STAR Imaging Equipment | 0.12094 | 1.2355 | -1390.8537 | 0.0578 | 0.038813 | 416.8 | Commercial/Industrial | Energy Star Hot Food Holding Cabinet | 0.89754 | 1.3382 | 375.3495 | 0.31862 | 0.15417 | 1730.1
[20 empty] | Commercial/Industrial | ENERGY STAR Imaging Equipment | 0.12094 | 1.2355 | -1390.8537 | 0.0578 | 0.038813 | 416.8 | Commercial/Industrial | Energy Star Hot Food Holding Cabinet | 0.89754 | 1.3382 | 375.3495 | 0.31862 | 0.15417 | 1730.1
[20 empty] | Commercial/Industrial | ENERGY STAR Imaging Equipment | 0.12094 | 1.2355 | -1390.8537 | 0.0578 | 0.038813 | 416.8 | Commercial/Industrial | Energy Star Hot Food Holding Cabinet | 0.89754 | 1.3382 | 375.3495 | 0.31862 | 0.15417 | 1730.1
[20 empty] | Commercial/Industrial | ENERGY STAR Imaging Equipment | 0.12094 | 1.2355 | -1390.8537 | 0.0578 | 0.038813 | 416.8 | Commercial/Industrial | Energy Star Hot Food Holding Cabinet | 0.89754 | 1.3382 | 375.3495 | 0.31862 | 0.15417 | 1730.1
[20 empty] | Commercial/Industrial | ENERGY STAR Imaging Equipment | 0.12094 | 1.2355 | -1390.8537 | 0.0578 | 0.038813 | 416.8 | Commercial/Industrial | Energy Star Hot Food Holding Cabinet | 0.89754 | 1.3382 | 375.3495 | 0.31862 | 0.15417 | 1730.1
[20 empty] | Commercial/Industrial | ENERGY STAR Imaging Equipment | 0.12094 | 1.2355 | -1390.8537 | 0.0578 | 0.038813 | 416.8 | Commercial/Industrial | Energy Star Hot Food Holding Cabinet | 0.89754 | 1.3382 | 375.3495 | 0.31862 | 0.15417 | 1730.1
[20 empty] | Commercial/Industrial | ENERGY STAR Imaging Equipment | 0.12094 | 1.2355 | -1390.8537 | 0.0578 | 0.038813 | 416.8 | Commercial/Industrial | Energy Star Hot Food Holding Cabinet | 0.89754 | 1.3382 | 375.3495 | 0.31862 | 0.15417 | 1730.1
[20 empty] | Commercial/Industrial | ENERGY STAR Imaging Equipment | 0.12094 | 1.2355 | -1390.8537 | 0.0578 | 0.038813 | 416.8 | Commercial/Industrial | Energy Star Hot Food Holding Cabinet | 0.89754 | 1.3382 | 375.3495 | 0.31862 | 0.15417 | 1730.1
[20 empty] | Commercial/Industrial | ENERGY STAR Imaging Equipment | 0.12094 | 1.2355 | -1390.8537 | 0.0578 | 0.038813 | 416.8 | Commercial/Industrial | Energy Star Hot Food Holding Cabinet | 0.89754 | 1.3382 | 375.3495 | 0.31862 | 0.15417 | 1730.1
[20 empty] | Commercial/Industrial | ENERGY STAR Imaging Equipment | 0.12094 | 1.2355 | -1390.8537 | 0.0578 | 0.038813 | 416.8 | Commercial/Industrial | Energy Star Hot Food Holding Cabinet | 0.89754 | 1.3382 | 375.3495 | 0.31862 | 0.15417 | 1730.1
[20 empty] | Commercial/Industrial | ENERGY STAR Imaging Equipment | 0.12094 | 1.2355 | -1390.8537 | 0.0578 | 0.038813 | 416.8 | Commercial/Industrial | Energy Star Hot Food Holding Cabinet | 0.89754 | 1.3382 | 375.3495 | 0.31862 | 0.15417 | 1730.1
[20 empty] | Commercial/Industrial | ENERGY STAR Imaging Equipment | 0.12094 | 1.2355 | -1390.8537 | 0.0578 | 0.038813 | 416.8 | Commercial/Industrial | Energy Star Hot Food Holding Cabinet | 0.89754 | 1.3382 | 375.3495 | 0.31862 | 0.15417 | 1730.1
[20 empty] | Commercial/Industrial | ENERGY STAR Imaging Equipment | 0.12094 | 1.2355 | -1390.8537 | 0.0578 | 0.038813 | 416.8 | Commercial/Industrial | Energy Star Hot Food Holding Cabinet | 0.89754 | 1.3382 | 375.3495 | 0.31862 | 0.15417 | 1730.1
[20 empty] | Commercial/Industrial | ENERGY STAR Imaging Equipment | 0.12094 | 1.2355 | -1390.8537 | 0.0578 | 0.038813 | 416.8 | Commercial/Industrial | Energy Star Hot Food Holding Cabinet | 0.89754 | 1.3382 | 375.3495 | 0.31862 | 0.15417 | 1730.1
[20 empty] | Commercial/Industrial | ENERGY STAR Imaging Equipment | 0.12094 | 1.2355 | -1390.8537 | 0.0578 | 0.038813 | 416.8 | Commercial/Industrial | Energy Star Hot Food Holding Cabinet | 0.89754 | 1.3382 | 375.3495 | 0.31862 | 0.15417 | 1730.1
[20 empty] | Commercial/Industrial | ENERGY STAR Imaging Equipment | 0.12094 | 1.2355 | -1390.8537 | 0.0578 | 0.038813 | 416.8 | Commercial/Industrial | Energy Star Hot Food Holding Cabinet | 0.89754 | 1.3382 | 375.3495 | 0.31862 | 0.15417 | 1730.1
[20 empty] | Commercial/Industrial | ENERGY STAR Imaging Equipment | 0.12094 | 1.2355 | -1390.8537 | 0.0578 | 0.038813 | 416.8 | Commercial/Industrial | Energy Star Hot Food Holding Cabinet | 0.89754 | 1.3382 | 375.3495 | 0.31862 | 0.15417 | 1730.1
[20 empty] | Commercial/Industrial | ENERGY STAR Imaging Equipment | 0.12094 | 1.2355 | -1390.8537 | 0.0578 | 0.038813 | 416.8 | Commercial/Industrial | Energy Star Hot Food Holding Cabinet | 0.89754 | 1.3382 | 375.3495 | 0.31862 | 0.15417 | 1730.1
[20 empty] | Commercial/Industrial | ENERGY STAR Imaging Equipment | 0.12094 | 1.2355 | -1390.8537 | 0.0578 | 0.038813 | 416.8 | Commercial/Industrial | Energy Star Ice Maker | 0.23045 | 1.3283 | -491.1631 | 0.03084 | 0.025832 | 237.861
[20 empty] | Commercial/Industrial | ENERGY STAR Imaging Equipment | 0.12094 | 1.2355 | -1390.8537 | 0.0578 | 0.038813 | 416.8 | Commercial/Industrial | Energy Star Ice Maker | 0.23045 | 1.3283 | -491.1631 | 0.03084 | 0.025832 | 237.861
[20 empty] | Commercial/Industrial | ENERGY STAR Imaging Equipment | 0.12094 | 1.2355 | -1390.8537 | 0.0578 | 0.038813 | 416.8 | Commercial/Industrial | Energy Star Ice Maker | 0.23045 | 1.3283 | -491.1631 | 0.03084 | 0.025832 | 237.861
[20 empty] | Commercial/Industrial | ENERGY STAR Imaging Equipment | 0.12094 | 1.2355 | -1390.8537 | 0.0578 | 0.038813 | 416.8 | Commercial/Industrial | Energy Star Ice Maker | 0.23045 | 1.3283 | -491.1631 | 0.03084 | 0.025832 | 237.861
[20 empty] | Commercial/Industrial | ENERGY STAR Imaging Equipment | 0.12094 | 1.2355 | -1390.8537 | 0.0578 | 0.038813 | 416.8 | Commercial/Industrial | Energy Star Ice Maker | 0.23045 | 1.3283 | -491.1631 | 0.03084 | 0.025832 | 237.861
[20 empty] | Commercial/Industrial | Energy Star PCs | 0.55937 | 1.1017 | -7.284 | 0.017591 | 0 | 123.5154 | Commercial/Industrial | Energy Star Ice Maker | 0.23045 | 1.3283 | -491.1631 | 0.03084 | 0.025832 | 237.861
[20 empty] | Commercial/Industrial | Energy Star PCs | 0.56504 | 1.1129 | -7.284 | 0.017591 | 0.0068231 | 123.5154 | Commercial/Industrial | Energy Star Ice Maker | 0.23045 | 1.3283 | -491.1631 | 0.03084 | 0.025832 | 237.861
[20 empty] | Commercial/Industrial | Energy Star PCs | 0.56504 | 1.1129 | -7.284 | 0.017591 | 0.0068231 | 123.5154 | Commercial/Industrial | Energy Star Ice Maker | 0.23045 | 1.3283 | -491.1631 | 0.03084 | 0.025832 | 237.861
[20 empty] | Commercial/Industrial | Energy Star PCs | 0.55937 | 1.1017 | -7.284 | 0.017591 | 0 | 123.5154 | Commercial/Industrial | Energy Star Ice Maker | 0.23045 | 1.3283 | -491.1631 | 0.03084 | 0.025832 | 237.861
[20 empty] | Commercial/Industrial | Energy Star PCs | 0.56504 | 1.1129 | -7.284 | 0.017591 | 0.0068231 | 123.5154 | Commercial/Industrial | Energy Star Ice Maker | 0.23045 | 1.3283 | -491.1631 | 0.03084 | 0.025832 | 237.861
[20 empty] | Commercial/Industrial | Energy Star PCs | 0.55937 | 1.1017 | -7.284 | 0.017591 | 0 | 123.5154 | Commercial/Industrial | Energy Star Ice Maker | 0.23045 | 1.3283 | -491.1631 | 0.03084 | 0.025832 | 237.861
[20 empty] | Commercial/Industrial | Energy Star PCs | 0.56504 | 1.1129 | -7.284 | 0.017591 | 0.0068231 | 123.5154 | Commercial/Industrial | Energy Star Ice Maker | 0.23045 | 1.3283 | -491.1631 | 0.03084 | 0.025832 | 237.861
[20 empty] | Commercial/Industrial | Energy Star PCs | 0.55937 | 1.1017 | -7.284 | 0.017591 | 0 | 123.5154 | Commercial/Industrial | Energy Star Ice Maker | 0.24021 | 1.2697 | -479.9509 | 0.036863 | 0.023275 | 237.861
[20 empty] | Commercial/Industrial | Energy Star PCs | 0.56504 | 1.1129 | -7.284 | 0.017591 | 0.0068231 | 123.5154 | Commercial/Industrial | Energy Star Ice Maker | 0.24021 | 1.2697 | -479.9509 | 0.036863 | 0.023275 | 237.861
[20 empty] | Commercial/Industrial | Energy Star PCs | 0.56504 | 1.1129 | -7.284 | 0.017591 | 0.0068231 | 123.5154 | Commercial/Industrial | Energy Star Ice Maker | 0.24021 | 1.2697 | -479.9509 | 0.036863 | 0.023275 | 237.861
[20 empty] | Commercial/Industrial | Energy Star PCs | 0.55937 | 1.1017 | -7.284 | 0.017591 | 0 | 123.5154 | Commercial/Industrial | Energy Star Ice Maker | 0.24021 | 1.2697 | -479.9509 | 0.036863 | 0.023275 | 237.861
[20 empty] | Commercial/Industrial | Energy Star PCs | 0.55937 | 1.1017 | -7.284 | 0.017591 | 0 | 123.5154 | Commercial/Industrial | Energy Star Ice Maker | 0.24021 | 1.2697 | -479.9509 | 0.036863 | 0.023275 | 237.861
[20 empty] | Commercial/Industrial | Energy Star PCs | 0.56504 | 1.1129 | -7.284 | 0.017591 | 0.0068231 | 123.5154 | Commercial/Industrial | Energy Star Ice Maker | 0.24021 | 1.2697 | -479.9509 | 0.036863 | 0.023275 | 237.861
[20 empty] | Commercial/Industrial | Energy Star PCs | 0.56504 | 1.1129 | -7.284 | 0.017591 | 0.0068231 | 123.5154 | Commercial/Industrial | Energy Star Ice Maker | 0.24021 | 1.2697 | -479.9509 | 0.036863 | 0.023275 | 237.861
[20 empty] | Commercial/Industrial | Energy Star PCs | 0.55937 | 1.1017 | -7.284 | 0.017591 | 0 | 123.5154 | Commercial/Industrial | Energy Star Ice Maker | 0.24021 | 1.2697 | -479.9509 | 0.036863 | 0.023275 | 237.861
[20 empty] | Commercial/Industrial | Energy Star PCs | 0.56504 | 1.1129 | -7.284 | 0.017591 | 0.0068231 | 123.5154 | Commercial/Industrial | Energy Star Ice Maker | 0.24021 | 1.2697 | -479.9509 | 0.036863 | 0.023275 | 237.861
[20 empty] | Commercial/Industrial | Energy Star PCs | 0.55937 | 1.1017 | -7.284 | 0.017591 | 0 | 123.5154 | Commercial/Industrial | Energy Star Ice Maker | 0.24021 | 1.2697 | -479.9509 | 0.036863 | 0.023275 | 237.861
[20 empty] | Commercial/Industrial | Energy Star PCs | 0.56504 | 1.1129 | -7.284 | 0.017591 | 0.0068231 | 123.5154 | Commercial/Industrial | Energy Star Ice Maker | 0.24021 | 1.2697 | -479.9509 | 0.036863 | 0.023275 | 237.861
[20 empty] | Commercial/Industrial | Energy Star PCs | 0.55937 | 1.1017 | -7.284 | 0.017591 | 0 | 123.5154 | Commercial/Industrial | Energy Star Ice Maker | 0.24021 | 1.2697 | -479.9509 | 0.036863 | 0.023275 | 237.861
[20 empty] | Commercial/Industrial | Energy Star PCs | 0.56504 | 1.1129 | -7.284 | 0.017591 | 0.0068231 | 123.5154 | Commercial/Industrial | Energy Star Ice Maker | 0.24021 | 1.2697 | -479.9509 | 0.036863 | 0.023275 | 237.861
[20 empty] | Commercial/Industrial | Energy Star PCs | 0.56504 | 1.1129 | -7.284 | 0.017591 | 0.0068231 | 123.5154 | Commercial/Industrial | Energy Star Ice Maker | 0.24021 | 1.2697 | -479.9509 | 0.036863 | 0.023275 | 237.861
[20 empty] | Commercial/Industrial | Energy Star PCs | 0.55937 | 1.1017 | -7.284 | 0.017591 | 0 | 123.5154 | Commercial/Industrial | ENERGY STAR Imaging Equipment | 0.12094 | 1.2355 | -1390.8537 | 0.0578 | 0.038813 | 416.8
[20 empty] | Commercial/Industrial | Energy Star PCs | 0.61992 | 1.0443 | -2.3579 | 0.023703 | 0.023703 | 123.5154 | Commercial/Industrial | ENERGY STAR Imaging Equipment | 0.12094 | 1.2355 | -1390.8537 | 0.0578 | 0.038813 | 416.8
[20 empty] | Commercial/Industrial | Energy Star PCs | 0.61992 | 1.0443 | -2.3579 | 0.023703 | 0.023703 | 123.5154 | Commercial/Industrial | ENERGY STAR Imaging Equipment | 0.12094 | 1.2355 | -1390.8537 | 0.0578 | 0.038813 | 416.8
[20 empty] | Commercial/Industrial | Energy Star PCs | 0.61992 | 1.0443 | -2.3579 | 0.023703 | 0.023703 | 123.5154 | Commercial/Industrial | ENERGY STAR Imaging Equipment | 0.12094 | 1.2355 | -1390.8537 | 0.0578 | 0.038813 | 416.8
[20 empty] | Commercial/Industrial | Energy Star PCs | 0.61992 | 1.0443 | -2.3579 | 0.023703 | 0.023703 | 123.5154 | Commercial/Industrial | ENERGY STAR Imaging Equipment | 0.12094 | 1.2355 | -1390.8537 | 0.0578 | 0.038813 | 416.8
[20 empty] | Commercial/Industrial | Energy Star Refrigerator | 0.4227 | 1.4575 | -160.3643 | 0.017577 | 0.01383 | 133.5 | Commercial/Industrial | ENERGY STAR Imaging Equipment | 0.12094 | 1.2355 | -1390.8537 | 0.0578 | 0.038813 | 416.8
[20 empty] | Commercial/Industrial | Energy Star Refrigerator | 0.4227 | 1.4575 | -160.3643 | 0.017577 | 0.01383 | 133.5 | Commercial/Industrial | ENERGY STAR Imaging Equipment | 0.12094 | 1.2355 | -1390.8537 | 0.0578 | 0.038813 | 416.8
[20 empty] | Commercial/Industrial | Energy Star Refrigerator | 0.4227 | 1.4575 | -160.3643 | 0.017577 | 0.01383 | 133.5 | Commercial/Industrial | ENERGY STAR Imaging Equipment | 0.12094 | 1.2355 | -1390.8537 | 0.0578 | 0.038813 | 416.8
[20 empty] | Commercial/Industrial | Energy Star Refrigerator | 0.4227 | 1.4575 | -160.3643 | 0.017577 | 0.01383 | 133.5 | Commercial/Industrial | ENERGY STAR Imaging Equipment | 0.12094 | 1.2355 | -1390.8537 | 0.0578 | 0.038813 | 416.8
[20 empty] | Commercial/Industrial | Energy Star Refrigerator | 0.4227 | 1.4575 | -160.3643 | 0.017577 | 0.01383 | 133.5 | Commercial/Industrial | ENERGY STAR Imaging Equipment | 0.12094 | 1.2355 | -1390.8537 | 0.0578 | 0.038813 | 416.8
[20 empty] | Commercial/Industrial | Energy Star Refrigerator | 0.4227 | 1.4575 | -160.3643 | 0.017577 | 0.01383 | 133.5 | Commercial/Industrial | ENERGY STAR Imaging Equipment | 0.12094 | 1.2355 | -1390.8537 | 0.0578 | 0.038813 | 416.8
[20 empty] | Commercial/Industrial | Energy Star Refrigerator | 0.4227 | 1.4575 | -160.3643 | 0.017577 | 0.01383 | 133.5 | Commercial/Industrial | ENERGY STAR Imaging Equipment | 0.12094 | 1.2355 | -1390.8537 | 0.0578 | 0.038813 | 416.8
[20 empty] | Commercial/Industrial | Energy Star Refrigerator | 0.4227 | 1.4575 | -160.3643 | 0.017577 | 0.01383 | 133.5 | Commercial/Industrial | ENERGY STAR Imaging Equipment | 0.12094 | 1.2355 | -1390.8537 | 0.0578 | 0.038813 | 416.8
[20 empty] | Commercial/Industrial | Energy Star Refrigerator | 0.4227 | 1.4575 | -160.3643 | 0.017577 | 0.01383 | 133.5 | Commercial/Industrial | ENERGY STAR Imaging Equipment | 0.12094 | 1.2355 | -1390.8537 | 0.0578 | 0.038813 | 416.8
[20 empty] | Commercial/Industrial | Energy Star Refrigerator | 0.4227 | 1.4575 | -160.3643 | 0.017577 | 0.01383 | 133.5 | Commercial/Industrial | ENERGY STAR Imaging Equipment | 0.12094 | 1.2355 | -1390.8537 | 0.0578 | 0.038813 | 416.8
[20 empty] | Commercial/Industrial | Energy Star Refrigerator | 0.4227 | 1.4575 | -160.3643 | 0.017577 | 0.01383 | 133.5 | Commercial/Industrial | ENERGY STAR Imaging Equipment | 0.12094 | 1.2355 | -1390.8537 | 0.0578 | 0.038813 | 416.8
[20 empty] | Commercial/Industrial | Energy Star Refrigerator | 0.4227 | 1.4575 | -160.3643 | 0.017577 | 0.01383 | 133.5 | Commercial/Industrial | ENERGY STAR Imaging Equipment | 0.12094 | 1.2355 | -1390.8537 | 0.0578 | 0.038813 | 416.8
[20 empty] | Commercial/Industrial | Energy Star Refrigerator | 0.4227 | 1.4575 | -160.3643 | 0.017577 | 0.01383 | 133.5 | Commercial/Industrial | ENERGY STAR Imaging Equipment | 0.12094 | 1.2355 | -1390.8537 | 0.0578 | 0.038813 | 416.8
[20 empty] | Commercial/Industrial | Energy Star Refrigerator | 0.4227 | 1.4575 | -160.3643 | 0.017577 | 0.01383 | 133.5 | Commercial/Industrial | ENERGY STAR Imaging Equipment | 0.12094 | 1.2355 | -1390.8537 | 0.0578 | 0.038813 | 416.8
[20 empty] | Commercial/Industrial | Energy Star Refrigerator | 0.4227 | 1.4575 | -160.3643 | 0.017577 | 0.01383 | 133.5 | Commercial/Industrial | ENERGY STAR Imaging Equipment | 0.12094 | 1.2355 | -1390.8537 | 0.0578 | 0.038813 | 416.8
[20 empty] | Commercial/Industrial | Energy Star Refrigerator | 0.4227 | 1.4575 | -160.3643 | 0.017577 | 0.01383 | 133.5 | Commercial/Industrial | ENERGY STAR Imaging Equipment | 0.12094 | 1.2355 | -1390.8537 | 0.0578 | 0.038813 | 416.8
[20 empty] | Commercial/Industrial | Energy Star Refrigerator | 0.4227 | 1.4575 | -160.3643 | 0.017577 | 0.01383 | 133.5 | Commercial/Industrial | ENERGY STAR Imaging Equipment | 0.12094 | 1.2355 | -1390.8537 | 0.0578 | 0.038813 | 416.8
[20 empty] | Commercial/Industrial | Energy Star Refrigerator | 0.4227 | 1.4575 | -160.3643 | 0.017577 | 0.01383 | 133.5 | Commercial/Industrial | ENERGY STAR Imaging Equipment | 0.12094 | 1.2355 | -1390.8537 | 0.0578 | 0.038813 | 416.8
[20 empty] | Commercial/Industrial | Energy Star Refrigerator | 0.4227 | 1.4575 | -160.3643 | 0.017577 | 0.01383 | 133.5 | Commercial/Industrial | ENERGY STAR Imaging Equipment | 0.12094 | 1.2355 | -1390.8537 | 0.0578 | 0.038813 | 416.8
[20 empty] | Commercial/Industrial | Energy Star Refrigerator | 0.4227 | 1.4575 | -160.3643 | 0.017577 | 0.01383 | 133.5 | Commercial/Industrial | ENERGY STAR Imaging Equipment | 0.12094 | 1.2355 | -1390.8537 | 0.0578 | 0.038813 | 416.8
[20 empty] | Commercial/Industrial | Energy Star Refrigerator | 0.4227 | 1.4575 | -160.3643 | 0.017577 | 0.01383 | 133.5 | Commercial/Industrial | ENERGY STAR Imaging Equipment | 0.12094 | 1.2355 | -1390.8537 | 0.0578 | 0.038813 | 416.8
[20 empty] | Commercial/Industrial | Energy Star Refrigerator | 0.4227 | 1.4575 | -160.3643 | 0.017577 | 0.01383 | 133.5 | Commercial/Industrial | Energy Star PCs | 0.55937 | 1.1017 | -7.284 | 0.017591 | 0 | 123.5154
[20 empty] | Commercial/Industrial | Energy Star Refrigerator | 0.4227 | 1.4575 | -160.3643 | 0.017577 | 0.01383 | 133.5 | Commercial/Industrial | Energy Star PCs | 0.55937 | 1.1017 | -7.284 | 0.017591 | 0 | 123.5154
[20 empty] | Commercial/Industrial | Energy Star Refrigerator | 0.4227 | 1.4575 | -160.3643 | 0.017577 | 0.01383 | 133.5 | Commercial/Industrial | Energy Star PCs | 0.55937 | 1.1017 | -7.284 | 0.017591 | 0 | 123.5154
[20 empty] | Commercial/Industrial | Energy Star Refrigerator | 0.4227 | 1.4575 | -160.3643 | 0.017577 | 0.01383 | 133.5 | Commercial/Industrial | Energy Star PCs | 0.55937 | 1.1017 | -7.284 | 0.017591 | 0 | 123.5154
[20 empty] | Commercial/Industrial | Energy Star Refrigerator | 0.4227 | 1.4575 | -160.3643 | 0.017577 | 0.01383 | 133.5 | Commercial/Industrial | Energy Star PCs | 0.55937 | 1.1017 | -7.284 | 0.017591 | 0 | 123.5154
[20 empty] | Commercial/Industrial | Energy Star Vending Machine | 0.49913 | 1.4575 | -535.0311 | 0.082226 | 0.051367 | 525.7314 | Commercial/Industrial | Energy Star PCs | 0.55937 | 1.1017 | -7.284 | 0.017591 | 0 | 123.5154
[20 empty] | Commercial/Industrial | Energy Star Vending Machine | 0.49913 | 1.4575 | -535.0311 | 0.082226 | 0.051367 | 525.7314 | Commercial/Industrial | Energy Star PCs | 0.55937 | 1.1017 | -7.284 | 0.017591 | 0 | 123.5154
[20 empty] | Commercial/Industrial | Energy Star Vending Machine | 0.49913 | 1.4575 | -535.0311 | 0.082226 | 0.051367 | 525.7314 | Commercial/Industrial | Energy Star PCs | 0.55937 | 1.1017 | -7.284 | 0.017591 | 0 | 123.5154
[20 empty] | Commercial/Industrial | Energy Star Vending Machine | 0.49913 | 1.4575 | -535.0311 | 0.082226 | 0.051367 | 525.7314 | Commercial/Industrial | Energy Star PCs | 0.55937 | 1.1017 | -7.284 | 0.017591 | 0 | 123.5154
[20 empty] | Commercial/Industrial | Energy Star Vending Machine | 0.49913 | 1.4575 | -535.0311 | 0.082226 | 0.051367 | 525.7314 | Commercial/Industrial | Energy Star PCs | 0.55937 | 1.1017 | -7.284 | 0.017591 | 0 | 123.5154
[20 empty] | Commercial/Industrial | Energy Star Vending Machine | 0.49913 | 1.4575 | -535.0311 | 0.082226 | 0.051367 | 525.7314 | Commercial/Industrial | Energy Star PCs | 0.56504 | 1.1129 | -7.284 | 0.017591 | 0.0068231 | 123.5154
[20 empty] | Commercial/Industrial | Energy Star Vending Machine | 0.49913 | 1.4575 | -535.0311 | 0.082226 | 0.051367 | 525.7314 | Commercial/Industrial | Energy Star PCs | 0.56504 | 1.1129 | -7.284 | 0.017591 | 0.0068231 | 123.5154
[20 empty] | Commercial/Industrial | Energy Star Vending Machine | 0.49913 | 1.4575 | -535.0311 | 0.082226 | 0.051367 | 525.7314 | Commercial/Industrial | Energy Star PCs | 0.56504 | 1.1129 | -7.284 | 0.017591 | 0.0068231 | 123.5154
[20 empty] | Commercial/Industrial | Energy Star Vending Machine | 0.49913 | 1.4575 | -535.0311 | 0.082226 | 0.051367 | 525.7314 | Commercial/Industrial | Energy Star PCs | 0.56504 | 1.1129 | -7.284 | 0.017591 | 0.0068231 | 123.5154
[20 empty] | Commercial/Industrial | Energy Star Vending Machine | 0.49913 | 1.4575 | -535.0311 | 0.082226 | 0.051367 | 525.7314 | Commercial/Industrial | Energy Star PCs | 0.56504 | 1.1129 | -7.284 | 0.017591 | 0.0068231 | 123.5154
[20 empty] | Commercial/Industrial | Energy Star Vending Machine | 0.49913 | 1.4575 | -535.0311 | 0.082226 | 0.051367 | 525.7314 | Commercial/Industrial | Energy Star PCs | 0.56504 | 1.1129 | -7.284 | 0.017591 | 0.0068231 | 123.5154
[20 empty] | Commercial/Industrial | Energy Star Vending Machine | 0.49913 | 1.4575 | -535.0311 | 0.082226 | 0.051367 | 525.7314 | Commercial/Industrial | Energy Star PCs | 0.56504 | 1.1129 | -7.284 | 0.017591 | 0.0068231 | 123.5154
[20 empty] | Commercial/Industrial | Energy Star Vending Machine | 0.49913 | 1.4575 | -535.0311 | 0.082226 | 0.051367 | 525.7314 | Commercial/Industrial | Energy Star PCs | 0.56504 | 1.1129 | -7.284 | 0.017591 | 0.0068231 | 123.5154
[20 empty] | Commercial/Industrial | Energy Star Vending Machine | 0.49913 | 1.4575 | -535.0311 | 0.082226 | 0.051367 | 525.7314 | Commercial/Industrial | Energy Star PCs | 0.56504 | 1.1129 | -7.284 | 0.017591 | 0.0068231 | 123.5154
[20 empty] | Commercial/Industrial | Energy Star Vending Machine | 0.49965 | 1.4565 | -534.1854 | 0.082504 | 0.051277 | 525.7314 | Commercial/Industrial | Energy Star PCs | 0.56504 | 1.1129 | -7.284 | 0.017591 | 0.0068231 | 123.5154
[20 empty] | Commercial/Industrial | Energy Star Vending Machine | 0.49965 | 1.4565 | -534.1854 | 0.082504 | 0.051277 | 525.7314 | Commercial/Industrial | Energy Star PCs | 0.56504 | 1.1129 | -7.284 | 0.017591 | 0.0068231 | 123.5154
[20 empty] | Commercial/Industrial | Energy Star Vending Machine | 0.49965 | 1.4565 | -534.1854 | 0.082504 | 0.051277 | 525.7314 | Commercial/Industrial | Energy Star PCs | 0.56504 | 1.1129 | -7.284 | 0.017591 | 0.0068231 | 123.5154
[20 empty] | Commercial/Industrial | Energy Star Vending Machine | 0.49965 | 1.4565 | -534.1854 | 0.082504 | 0.051277 | 525.7314 | Commercial/Industrial | Energy Star PCs | 0.61992 | 1.0443 | -2.3579 | 0.023703 | 0.023703 | 123.5154
[20 empty] | Commercial/Industrial | Energy Star Vending Machine | 0.49965 | 1.4565 | -534.1854 | 0.082504 | 0.051277 | 525.7314 | Commercial/Industrial | Energy Star PCs | 0.61992 | 1.0443 | -2.3579 | 0.023703 | 0.023703 | 123.5154
[20 empty] | Commercial/Industrial | Energy Star Vending Machine | 0.49965 | 1.4565 | -534.1854 | 0.082504 | 0.051277 | 525.7314 | Commercial/Industrial | Energy Star PCs | 0.61992 | 1.0443 | -2.3579 | 0.023703 | 0.023703 | 123.5154
[20 empty] | Commercial/Industrial | Energy Star Vending Machine | 0.49965 | 1.4565 | -534.1854 | 0.082504 | 0.051277 | 525.7314 | Commercial/Industrial | Energy Star PCs | 0.61992 | 1.0443 | -2.3579 | 0.023703 | 0.023703 | 123.5154
[20 empty] | Commercial/Industrial | Energy Star Vending Machine | 0.49965 | 1.4565 | -534.1854 | 0.082504 | 0.051277 | 525.7314 | Commercial/Industrial | Energy Star Refrigerator | 0.4227 | 1.4575 | -160.3643 | 0.017577 | 0.01383 | 133.5
[20 empty] | Commercial/Industrial | Energy Star Vending Machine | 0.49965 | 1.4565 | -534.1854 | 0.082504 | 0.051277 | 525.7314 | Commercial/Industrial | Energy Star Refrigerator | 0.4227 | 1.4575 | -160.3643 | 0.017577 | 0.01383 | 133.5
[20 empty] | Commercial/Industrial | Energy Star Vending Machine | 0.49965 | 1.4565 | -534.1854 | 0.082504 | 0.051277 | 525.7314 | Commercial/Industrial | Energy Star Refrigerator | 0.4227 | 1.4575 | -160.3643 | 0.017577 | 0.01383 | 133.5
[20 empty] | Commercial/Industrial | Energy Star Vending Machine | 0.49965 | 1.4565 | -534.1854 | 0.082504 | 0.051277 | 525.7314 | Commercial/Industrial | Energy Star Refrigerator | 0.4227 | 1.4575 | -160.3643 | 0.017577 | 0.01383 | 133.5
[20 empty] | Commercial/Industrial | Energy Star Vending Machine | 0.49965 | 1.4565 | -534.1854 | 0.082504 | 0.051277 | 525.7314 | Commercial/Industrial | Energy Star Refrigerator | 0.4227 | 1.4575 | -160.3643 | 0.017577 | 0.01383 | 133.5
[20 empty] | Commercial/Industrial | Engine Block Timer | 0.32598 | 1.7244 | -122.1953 | 0 | 0 | 259.2 | Commercial/Industrial | Energy Star Refrigerator | 0.4227 | 1.4575 | -160.3643 | 0.017577 | 0.01383 | 133.5
[20 empty] | Commercial/Industrial | Engine Block Timer | 0.32598 | 1.7244 | -122.1953 | 0 | 0 | 259.2 | Commercial/Industrial | Energy Star Refrigerator | 0.4227 | 1.4575 | -160.3643 | 0.017577 | 0.01383 | 133.5
[20 empty] | Commercial/Industrial | Engine Block Timer | 0.32598 | 1.7244 | -122.1953 | 0 | 0 | 259.2 | Commercial/Industrial | Energy Star Refrigerator | 0.4227 | 1.4575 | -160.3643 | 0.017577 | 0.01383 | 133.5
[20 empty] | Commercial/Industrial | Engine Block Timer | 0.32598 | 1.7244 | -122.1953 | 0 | 0 | 259.2 | Commercial/Industrial | Energy Star Refrigerator | 0.4227 | 1.4575 | -160.3643 | 0.017577 | 0.01383 | 133.5
[20 empty] | Commercial/Industrial | Engine Block Timer | 0.32598 | 1.7244 | -122.1953 | 0 | 0 | 259.2 | Commercial/Industrial | Energy Star Refrigerator | 0.4227 | 1.4575 | -160.3643 | 0.017577 | 0.01383 | 133.5
[20 empty] | Commercial/Industrial | Engine Block Timer | 0.32598 | 1.7244 | -122.1953 | 0 | 0 | 259.2 | Commercial/Industrial | Energy Star Refrigerator | 0.4227 | 1.4575 | -160.3643 | 0.017577 | 0.01383 | 133.5
[20 empty] | Commercial/Industrial | Engine Block Timer | 0.32598 | 1.7244 | -122.1953 | 0 | 0 | 259.2 | Commercial/Industrial | Energy Star Refrigerator | 0.4227 | 1.4575 | -160.3643 | 0.017577 | 0.01383 | 133.5
[20 empty] | Commercial/Industrial | Engine Block Timer | 0.32598 | 1.7244 | -122.1953 | 0 | 0 | 259.2 | Commercial/Industrial | Energy Star Refrigerator | 0.4227 | 1.4575 | -160.3643 | 0.017577 | 0.01383 | 133.5
[20 empty] | Commercial/Industrial | Engine Block Timer | 0.36517 | 1.4494 | -108.0349 | 0.012328 | 0.012951 | 259.2 | Commercial/Industrial | Energy Star Refrigerator | 0.4227 | 1.4575 | -160.3643 | 0.017577 | 0.01383 | 133.5
[20 empty] | Commercial/Industrial | Engine Block Timer | 0.36517 | 1.4494 | -108.0349 | 0.012328 | 0.012951 | 259.2 | Commercial/Industrial | Energy Star Refrigerator | 0.4227 | 1.4575 | -160.3643 | 0.017577 | 0.01383 | 133.5
[20 empty] | Commercial/Industrial | Engine Block Timer | 0.36517 | 1.4494 | -108.0349 | 0.012328 | 0.012951 | 259.2 | Commercial/Industrial | Energy Star Refrigerator | 0.4227 | 1.4575 | -160.3643 | 0.017577 | 0.01383 | 133.5
[20 empty] | Commercial/Industrial | Engine Block Timer | 0.36517 | 1.4494 | -108.0349 | 0.012328 | 0.012951 | 259.2 | Commercial/Industrial | Energy Star Refrigerator | 0.4227 | 1.4575 | -160.3643 | 0.017577 | 0.01383 | 133.5
[20 empty] | Commercial/Industrial | Engine Block Timer | 0.36517 | 1.4494 | -108.0349 | 0.012328 | 0.012951 | 259.2 | Commercial/Industrial | Energy Star Refrigerator | 0.4227 | 1.4575 | -160.3643 | 0.017577 | 0.01383 | 133.5
[20 empty] | Commercial/Industrial | Engine Block Timer | 0.36517 | 1.4494 | -108.0349 | 0.012328 | 0.012951 | 259.2 | Commercial/Industrial | Energy Star Refrigerator | 0.4227 | 1.4575 | -160.3643 | 0.017577 | 0.01383 | 133.5
[20 empty] | Commercial/Industrial | Engine Block Timer | 0.36517 | 1.4494 | -108.0349 | 0.012328 | 0.012951 | 259.2 | Commercial/Industrial | Energy Star Refrigerator | 0.4227 | 1.4575 | -160.3643 | 0.017577 | 0.01383 | 133.5
[20 empty] | Commercial/Industrial | Engine Block Timer | 0.36517 | 1.4494 | -108.0349 | 0.012328 | 0.012951 | 259.2 | Commercial/Industrial | Energy Star Refrigerator | 0.4227 | 1.4575 | -160.3643 | 0.017577 | 0.01383 | 133.5
[20 empty] | Commercial/Industrial | Engine Block Timer | 0.36517 | 1.4494 | -108.0349 | 0.012328 | 0.012951 | 259.2 | Commercial/Industrial | Energy Star Refrigerator | 0.4227 | 1.4575 | -160.3643 | 0.017577 | 0.01383 | 133.5
[20 empty] | Commercial/Industrial | Engine Block Timer | 0.36517 | 1.4494 | -108.0349 | 0.012328 | 0.012951 | 259.2 | Commercial/Industrial | Energy Star Refrigerator | 0.4227 | 1.4575 | -160.3643 | 0.017577 | 0.01383 | 133.5
[20 empty] | Commercial/Industrial | Engine Block Timer | 0.36517 | 1.4494 | -108.0349 | 0.012328 | 0.012951 | 259.2 | Commercial/Industrial | Energy Star Refrigerator | 0.4227 | 1.4575 | -160.3643 | 0.017577 | 0.01383 | 133.5
[20 empty] | Commercial/Industrial | Engine Block Timer | 0.36517 | 1.4494 | -108.0349 | 0.012328 | 0.012951 | 259.2 | Commercial/Industrial | Energy Star Refrigerator | 0.4227 | 1.4575 | -160.3643 | 0.017577 | 0.01383 | 133.5
[20 empty] | Commercial/Industrial | Engine Block Timer | 0.36517 | 1.4494 | -108.0349 | 0.012328 | 0.012951 | 259.2 | Commercial/Industrial | Energy Star Refrigerator | 0.4227 | 1.4575 | -160.3643 | 0.017577 | 0.01383 | 133.5
[20 empty] | Commercial/Industrial | Engine Block Timer | 0.36517 | 1.4494 | -108.0349 | 0.012328 | 0.012951 | 259.2 | Commercial/Industrial | Energy Star Servers | 1.5132 | 1.1092 | 265.9748 | 0.16919 | 0.11767 | 1136.6997
[20 empty] | Commercial/Industrial | Engine Block Timer | 0.42596 | 1.2317 | -86.9013 | 0.032279 | 0.032279 | 259.2 | Commercial/Industrial | Energy Star Servers | 1.5132 | 1.1092 | 265.9748 | 0.16919 | 0.11767 | 1136.6997
[20 empty] | Commercial/Industrial | Engine Block Timer | 0.42596 | 1.2317 | -86.9013 | 0.032279 | 0.032279 | 259.2 | Commercial/Industrial | Energy Star Servers | 1.5132 | 1.1092 | 265.9748 | 0.16919 | 0.11767 | 1136.6997
[20 empty] | Commercial/Industrial | Engine Block Timer | 0.42596 | 1.2317 | -86.9013 | 0.032279 | 0.032279 | 259.2 | Commercial/Industrial | Energy Star Servers | 1.5132 | 1.1092 | 265.9748 | 0.16919 | 0.11767 | 1136.6997
[20 empty] | Commercial/Industrial | Engine Block Timer | 0.42596 | 1.2317 | -86.9013 | 0.032279 | 0.032279 | 259.2 | Commercial/Industrial | Energy Star Servers | 1.5132 | 1.1092 | 265.9748 | 0.16919 | 0.11767 | 1136.6997
[20 empty] | Commercial/Industrial | Facility Commissioning | 0 | #DIV/0! | -958096.0926 | 0 | 0 | 0 | Commercial/Industrial | Energy Star Servers | 1.5132 | 1.1092 | 265.9748 | 0.16919 | 0.11767 | 1136.6997
[20 empty] | Commercial/Industrial | Facility Commissioning | 0 | #DIV/0! | -697515.7548 | 0 | 0 | 0 | Commercial/Industrial | Energy Star Servers | 1.5132 | 1.1092 | 265.9748 | 0.16919 | 0.11767 | 1136.6997
[20 empty] | Commercial/Industrial | Facility Commissioning | 0.31838 | 1.2069 | -543437.9229 | 64.5827 | 6.4826 | 300556.1084 | Commercial/Industrial | Energy Star Servers | 1.5132 | 1.1092 | 265.9748 | 0.16919 | 0.11767 | 1136.6997
[20 empty] | Commercial/Industrial | Facility Commissioning | 0.4084 | 1.2977 | -324923.1907 | 52.6188 | 43.4343 | 284160.7767 | Commercial/Industrial | Energy Star Servers | 1.5132 | 1.1092 | 265.9748 | 0.16919 | 0.11767 | 1136.6997
[20 empty] | Commercial/Industrial | Facility Commissioning | 0 | #DIV/0! | -252627.2061 | 0 | 0 | 0 | Commercial/Industrial | Energy Star Servers | 1.5132 | 1.1092 | 265.9748 | 0.16919 | 0.11767 | 1136.6997
[20 empty] | Commercial/Industrial | Facility Commissioning | 0.1538 | 1.2977 | -201807.503 | 7.1769 | 5.9242 | 38758.0637 | Commercial/Industrial | Energy Star Servers | 1.5132 | 1.1092 | 265.9748 | 0.16919 | 0.11767 | 1136.6997
[20 empty] | Commercial/Industrial | Facility Commissioning | 0 | #DIV/0! | -173205.9129 | 0 | 0 | 0 | Commercial/Industrial | Energy Star Servers | 1.5132 | 1.1092 | 265.9748 | 0.16919 | 0.11767 | 1136.6997
[20 empty] | Commercial/Industrial | Facility Commissioning | 0.15571 | 1.2069 | -136544.4886 | 5.71 | 0.57315 | 26573.2496 | Commercial/Industrial | Energy Star Servers | 1.5132 | 1.1092 | 265.9748 | 0.16919 | 0.11767 | 1136.6997
[20 empty] | Commercial/Industrial | Facility Commissioning | 0 | #DIV/0! | -112469.2007 | 0 | 0 | 0 | Commercial/Industrial | Energy Star Servers | 1.5132 | 1.1092 | 265.9748 | 0.16919 | 0.11767 | 1136.6997
[20 empty] | Commercial/Industrial | Facility Commissioning | 0.23337 | 1.2069 | -76790.022 | 5.557 | 0.55779 | 25861.2898 | Commercial/Industrial | Energy Star Servers | 1.5132 | 1.1092 | 265.9748 | 0.16919 | 0.11767 | 1136.6997
[20 empty] | Commercial/Industrial | Facility Commissioning | 0 | #DIV/0! | -68636.2604 | 0 | 0 | 0 | Commercial/Industrial | Energy Star Servers | 1.5132 | 1.1092 | 265.9748 | 0.16919 | 0.11767 | 1136.6997
[20 empty] | Commercial/Industrial | Facility Commissioning | 0 | #DIV/0! | -66941.1024 | 0 | 0 | 0 | Commercial/Industrial | Energy Star Servers | 1.5132 | 1.1092 | 265.9748 | 0.16919 | 0.11767 | 1136.6997
[20 empty] | Commercial/Industrial | Facility Commissioning | 0 | #DIV/0! | -64101.4963 | 0 | 0 | 0 | Commercial/Industrial | Energy Star Servers | 1.5132 | 1.1092 | 265.9748 | 0.16919 | 0.11767 | 1136.6997
[20 empty] | Commercial/Industrial | Facility Commissioning | 0.10275 | 1.2069 | -55148.6129 | 1.3944 | 0.13997 | 6489.3061 | Commercial/Industrial | Energy Star Servers | 1.5132 | 1.1092 | 265.9748 | 0.16919 | 0.11767 | 1136.6997
[20 empty] | Commercial/Industrial | Facility Commissioning | 0 | #DIV/0! | -53447.8175 | 0 | 0 | 0 | Commercial/Industrial | Energy Star Servers | 1.5132 | 1.1092 | 265.9748 | 0.16919 | 0.11767 | 1136.6997
[20 empty] | Commercial/Industrial | Facility Commissioning | 0 | #DIV/0! | -53444.3564 | 0 | 0 | 0 | Commercial/Industrial | Energy Star Servers | 1.5132 | 1.1092 | 265.9748 | 0.16919 | 0.11767 | 1136.6997
[20 empty] | Commercial/Industrial | Facility Commissioning | 0.050132 | 1.2069 | -49802.3964 | 0.56723 | 0.056937 | 2639.7968 | Commercial/Industrial | Energy Star Servers | 1.5132 | 1.1092 | 265.9748 | 0.16919 | 0.11767 | 1136.6997
[20 empty] | Commercial/Industrial | Facility Commissioning | 0 | #DIV/0! | -38073.2862 | 0 | 0 | 0 | Commercial/Industrial | Energy Star Servers | 1.5132 | 1.1092 | 265.9748 | 0.16919 | 0.11767 | 1136.6997
[20 empty] | Commercial/Industrial | Facility Commissioning | 0.41346 | 1.2068 | -29316.871 | 5.8599 | 0.5882 | 27271.1197 | Commercial/Industrial | Energy Star Servers | 1.5132 | 1.1092 | 265.9748 | 0.16919 | 0.11767 | 1136.6997
[20 empty] | Commercial/Industrial | Facility Commissioning | 0.18955 | 1.2068 | -28263.1423 | 1.5279 | 0.15337 | 7110.6731 | Commercial/Industrial | Energy Star Servers | 1.5132 | 1.1092 | 265.9748 | 0.16919 | 0.11767 | 1136.6997
[20 empty] | Commercial/Industrial | Facility Commissioning | 0.46616 | 1.2068 | -25142.2482 | 6.7742 | 0.67996 | 31525.7048 | Commercial/Industrial | Energy Star Servers | 1.5132 | 1.1092 | 265.9748 | 0.16919 | 0.11767 | 1136.6997
[20 empty] | Commercial/Industrial | Facility Commissioning | 0.42661 | 1.2069 | -22451.9598 | 4.8276 | 0.48457 | 22466.6847 | Commercial/Industrial | Energy Star Steamer | 4.7676 | 1.4137 | 12193.442 | 1.4645 | 0.85037 | 9967
[20 empty] | Commercial/Industrial | Facility Commissioning | 0 | #DIV/0! | -16900.2863 | 0 | 0 | 0 | Commercial/Industrial | Energy Star Steamer | 4.7676 | 1.4137 | 12193.442 | 1.4645 | 0.85037 | 9967
[20 empty] | Commercial/Industrial | Facility Commissioning | 0 | #DIV/0! | -15675.6549 | 0 | 0 | 0 | Commercial/Industrial | Energy Star Steamer | 4.7676 | 1.4137 | 12193.442 | 1.4645 | 0.85037 | 9967
[20 empty] | Commercial/Industrial | Facility Commissioning | 0.97765 | 1.2068 | 5560.0865 | 3.4982 | 0.35113 | 16279.921 | Commercial/Industrial | Energy Star Steamer | 4.7676 | 1.4137 | 12193.442 | 1.4645 | 0.85037 | 9967
[20 empty] | Commercial/Industrial | Facility Energy Management System | 0.33725 | 1.3495 | -19689.1803 | 1.5687 | 0.13489 | 7484.3286 | Commercial/Industrial | Energy Star Steamer | 4.7676 | 1.4137 | 12193.442 | 1.4645 | 0.85037 | 9967
[20 empty] | Commercial/Industrial | Facility Energy Management System | 0.33725 | 1.3495 | -19689.1803 | 1.5687 | 0.13489 | 7484.3286 | Commercial/Industrial | Energy Star Steamer | 4.7676 | 1.4137 | 12193.442 | 1.4645 | 0.85037 | 9967
[20 empty] | Commercial/Industrial | Facility Energy Management System | 0.69121 | 1.3494 | -4902.0166 | 3.8562 | 0.3316 | 18398.4231 | Commercial/Industrial | Energy Star Steamer | 4.7676 | 1.4137 | 12193.442 | 1.4645 | 0.85037 | 9967
[20 empty] | Commercial/Industrial | Facility Energy Management System | 0.69121 | 1.3494 | -4902.0166 | 3.8562 | 0.3316 | 18398.4231 | Commercial/Industrial | Energy Star Steamer | 4.7676 | 1.4137 | 12193.442 | 1.4645 | 0.85037 | 9967
[20 empty] | Commercial/Industrial | Facility Energy Management System | 0.9781 | 1.5201 | 33226.2196 | 16.2679 | 14.0526 | 109886.5187 | Commercial/Industrial | Energy Star Steamer | 4.7676 | 1.4137 | 12193.442 | 1.4645 | 0.85037 | 9967
[20 empty] | Commercial/Industrial | Facility Energy Management System | 0.9781 | 1.5201 | 33226.2196 | 16.2679 | 14.0526 | 109886.5187 | Commercial/Industrial | Energy Star Steamer | 4.7676 | 1.4137 | 12193.442 | 1.4645 | 0.85037 | 9967
[20 empty] | Commercial/Industrial | Floor Insulation | 0.027917 | 1.1897 | -3.8344 | 7.7872e-06 | 1.3894e-05 | 0.068623 | Commercial/Industrial | Energy Star Steamer | 4.7676 | 1.4137 | 12193.442 | 1.4645 | 0.85037 | 9967
[20 empty] | Commercial/Industrial | Floor Insulation | 0.028353 | 1.1897 | -3.8318 | 7.9086e-06 | 1.4111e-05 | 0.069693 | Commercial/Industrial | Energy Star Steamer | 4.7676 | 1.4137 | 12193.442 | 1.4645 | 0.85037 | 9967
[20 empty] | Commercial/Industrial | Floor Insulation | 0.03368 | 0.89781 | -3.7782 | 2.8381e-05 | 1.6718e-05 | 0.068623 | Commercial/Industrial | Energy Star Steamer | 4.7676 | 1.4137 | 12193.442 | 1.4645 | 0.85037 | 9967
[20 empty] | Commercial/Industrial | Floor Insulation | 0.03368 | 0.89781 | -3.7782 | 2.8381e-05 | 1.6718e-05 | 0.068623 | Commercial/Industrial | Energy Star Steamer | 4.7676 | 1.4137 | 12193.442 | 1.4645 | 0.85037 | 9967
[20 empty] | Commercial/Industrial | Floor Insulation | 0.03368 | 0.89781 | -3.7782 | 2.8381e-05 | 1.6718e-05 | 0.068623 | Commercial/Industrial | Energy Star Steamer | 4.7676 | 1.4137 | 12193.442 | 1.4645 | 0.85037 | 9967
[20 empty] | Commercial/Industrial | Floor Insulation | 0.034205 | 0.89781 | -3.7747 | 2.8824e-05 | 1.6978e-05 | 0.069693 | Commercial/Industrial | Energy Star Steamer | 4.7676 | 1.4137 | 12193.442 | 1.4645 | 0.85037 | 9967
[20 empty] | Commercial/Industrial | Floor Insulation | 0.034205 | 0.89781 | -3.7747 | 2.8824e-05 | 1.6978e-05 | 0.069693 | Commercial/Industrial | Energy Star Steamer | 4.7676 | 1.4137 | 12193.442 | 1.4645 | 0.85037 | 9967
[20 empty] | Commercial/Industrial | Floor Insulation | 0.034205 | 0.89781 | -3.7747 | 2.8824e-05 | 1.6978e-05 | 0.069693 | Commercial/Industrial | Energy Star Steamer | 4.7676 | 1.4137 | 12193.442 | 1.4645 | 0.85037 | 9967
[20 empty] | Commercial/Industrial | Floor Insulation | 0.030664 | 0.76642 | -3.7682 | 1.3732e-06 | 3.0955e-05 | 0.068623 | Commercial/Industrial | Energy Star Steamer | 4.7676 | 1.4137 | 12193.442 | 1.4645 | 0.85037 | 9967
[20 empty] | Commercial/Industrial | Floor Insulation | 0.030664 | 0.76642 | -3.7682 | 1.3732e-06 | 3.0955e-05 | 0.068623 | Commercial/Industrial | Energy Star Steamer | 4.7676 | 1.4137 | 12193.442 | 1.4645 | 0.85037 | 9967
[20 empty] | Commercial/Industrial | Floor Insulation | 0.030664 | 0.76642 | -3.7682 | 1.3732e-06 | 3.0955e-05 | 0.068623 | Commercial/Industrial | Energy Star Steamer | 4.7676 | 1.4137 | 12193.442 | 1.4645 | 0.85037 | 9967
[20 empty] | Commercial/Industrial | Floor Insulation | 0.030664 | 0.76642 | -3.7682 | 1.3732e-06 | 3.0955e-05 | 0.068623 | Commercial/Industrial | Energy Star Steamer | 4.7676 | 1.4137 | 12193.442 | 1.4645 | 0.85037 | 9967
[20 empty] | Commercial/Industrial | Floor Insulation | 0.030664 | 0.76642 | -3.7682 | 1.3732e-06 | 3.0955e-05 | 0.068623 | Commercial/Industrial | Energy Star Steamer | 4.7676 | 1.4137 | 12193.442 | 1.4645 | 0.85037 | 9967
[20 empty] | Commercial/Industrial | Floor Insulation | 0.030664 | 0.76642 | -3.7682 | 1.3732e-06 | 3.0955e-05 | 0.068623 | Commercial/Industrial | Energy Star Steamer | 4.7676 | 1.4137 | 12193.442 | 1.4645 | 0.85037 | 9967
[20 empty] | Commercial/Industrial | Floor Insulation | 0.031142 | 0.76642 | -3.7646 | 1.3946e-06 | 3.1437e-05 | 0.069693 | Commercial/Industrial | Energy Star Steamer | 4.7676 | 1.4137 | 12193.442 | 1.4645 | 0.85037 | 9967
[20 empty] | Commercial/Industrial | Floor Insulation | 0.031142 | 0.76642 | -3.7646 | 1.3946e-06 | 3.1437e-05 | 0.069693 | Commercial/Industrial | Energy Star Steamer | 4.7676 | 1.4137 | 12193.442 | 1.4645 | 0.85037 | 9967
[20 empty] | Commercial/Industrial | Floor Insulation | 0.031142 | 0.76642 | -3.7646 | 1.3946e-06 | 3.1437e-05 | 0.069693 | Commercial/Industrial | Energy Star Vending Machine | 0.49913 | 1.4575 | -535.0311 | 0.082226 | 0.051367 | 525.7314
[20 empty] | Commercial/Industrial | Floor Insulation | 0.031142 | 0.76642 | -3.7646 | 1.3946e-06 | 3.1437e-05 | 0.069693 | Commercial/Industrial | Energy Star Vending Machine | 0.49913 | 1.4575 | -535.0311 | 0.082226 | 0.051367 | 525.7314
[20 empty] | Commercial/Industrial | Floor Insulation | 0.031142 | 0.76642 | -3.7646 | 1.3946e-06 | 3.1437e-05 | 0.069693 | Commercial/Industrial | Energy Star Vending Machine | 0.49913 | 1.4575 | -535.0311 | 0.082226 | 0.051367 | 525.7314
[20 empty] | Commercial/Industrial | Floor Insulation | 0.031142 | 0.76642 | -3.7646 | 1.3946e-06 | 3.1437e-05 | 0.069693 | Commercial/Industrial | Energy Star Vending Machine | 0.49913 | 1.4575 | -535.0311 | 0.082226 | 0.051367 | 525.7314
[20 empty] | Commercial/Industrial | Floor Insulation | 0.032748 | 0.79779 | -3.7641 | 1.4004e-05 | 3.2027e-05 | 0.068623 | Commercial/Industrial | Energy Star Vending Machine | 0.49913 | 1.4575 | -535.0311 | 0.082226 | 0.051367 | 525.7314
[20 empty] | Commercial/Industrial | Floor Insulation | 0.032748 | 0.79779 | -3.7641 | 1.4004e-05 | 3.2027e-05 | 0.068623 | Commercial/Industrial | Energy Star Vending Machine | 0.49913 | 1.4575 | -535.0311 | 0.082226 | 0.051367 | 525.7314
[20 empty] | Commercial/Industrial | Floor Insulation | 0.032748 | 0.79779 | -3.7641 | 1.4004e-05 | 3.2027e-05 | 0.068623 | Commercial/Industrial | Energy Star Vending Machine | 0.49913 | 1.4575 | -535.0311 | 0.082226 | 0.051367 | 525.7314
[20 empty] | Commercial/Industrial | Floor Insulation | 0.033258 | 0.79779 | -3.7603 | 1.4222e-05 | 3.2526e-05 | 0.069693 | Commercial/Industrial | Energy Star Vending Machine | 0.49913 | 1.4575 | -535.0311 | 0.082226 | 0.051367 | 525.7314
[20 empty] | Commercial/Industrial | Floor Insulation | 0.033258 | 0.79779 | -3.7603 | 1.4222e-05 | 3.2526e-05 | 0.069693 | Commercial/Industrial | Energy Star Vending Machine | 0.49913 | 1.4575 | -535.0311 | 0.082226 | 0.051367 | 525.7314
[20 empty] | Commercial/Industrial | Floor Insulation | 0.033258 | 0.79779 | -3.7603 | 1.4222e-05 | 3.2526e-05 | 0.069693 | Commercial/Industrial | Energy Star Vending Machine | 0.49913 | 1.4575 | -535.0311 | 0.082226 | 0.051367 | 525.7314
[20 empty] | Commercial/Industrial | Freezer-Cooler Replacement Gaskets | 0 | #DIV/0! | -277.6296 | 0 | 0 | 0 | Commercial/Industrial | Energy Star Vending Machine | 0.49913 | 1.4575 | -535.0311 | 0.082226 | 0.051367 | 525.7314
[20 empty] | Commercial/Industrial | Freezer-Cooler Replacement Gaskets | 0 | #DIV/0! | -277.6296 | 0 | 0 | 0 | Commercial/Industrial | Energy Star Vending Machine | 0.49913 | 1.4575 | -535.0311 | 0.082226 | 0.051367 | 525.7314
[20 empty] | Commercial/Industrial | Freezer-Cooler Replacement Gaskets | 0 | #DIV/0! | -277.6296 | 0 | 0 | 0 | Commercial/Industrial | Energy Star Vending Machine | 0.49913 | 1.4575 | -535.0311 | 0.082226 | 0.051367 | 525.7314
[20 empty] | Commercial/Industrial | Freezer-Cooler Replacement Gaskets | 0 | #DIV/0! | -277.6296 | 0 | 0 | 0 | Commercial/Industrial | Energy Star Vending Machine | 0.49913 | 1.4575 | -535.0311 | 0.082226 | 0.051367 | 525.7314
[20 empty] | Commercial/Industrial | Freezer-Cooler Replacement Gaskets | 0 | #DIV/0! | -277.6296 | 0 | 0 | 0 | Commercial/Industrial | Energy Star Vending Machine | 0.49965 | 1.4565 | -534.1854 | 0.082504 | 0.051277 | 525.7314
[20 empty] | Commercial/Industrial | Freezer-Cooler Replacement Gaskets | 0 | #DIV/0! | -277.6296 | 0 | 0 | 0 | Commercial/Industrial | Energy Star Vending Machine | 0.49965 | 1.4565 | -534.1854 | 0.082504 | 0.051277 | 525.7314
[20 empty] | Commercial/Industrial | Freezer-Cooler Replacement Gaskets | 0 | #DIV/0! | -277.6296 | 0 | 0 | 0 | Commercial/Industrial | Energy Star Vending Machine | 0.49965 | 1.4565 | -534.1854 | 0.082504 | 0.051277 | 525.7314
[20 empty] | Commercial/Industrial | Freezer-Cooler Replacement Gaskets | 0 | #DIV/0! | -277.6296 | 0 | 0 | 0 | Commercial/Industrial | Energy Star Vending Machine | 0.49965 | 1.4565 | -534.1854 | 0.082504 | 0.051277 | 525.7314
[20 empty] | Commercial/Industrial | Freezer-Cooler Replacement Gaskets | 0 | #DIV/0! | -277.6296 | 0 | 0 | 0 | Commercial/Industrial | Energy Star Vending Machine | 0.49965 | 1.4565 | -534.1854 | 0.082504 | 0.051277 | 525.7314
[20 empty] | Commercial/Industrial | Freezer-Cooler Replacement Gaskets | 0 | #DIV/0! | -277.6296 | 0 | 0 | 0 | Commercial/Industrial | Energy Star Vending Machine | 0.49965 | 1.4565 | -534.1854 | 0.082504 | 0.051277 | 525.7314
[20 empty] | Commercial/Industrial | Freezer-Cooler Replacement Gaskets | 0 | #DIV/0! | -277.6296 | 0 | 0 | 0 | Commercial/Industrial | Energy Star Vending Machine | 0.49965 | 1.4565 | -534.1854 | 0.082504 | 0.051277 | 525.7314
[20 empty] | Commercial/Industrial | Freezer-Cooler Replacement Gaskets | 0 | #DIV/0! | -277.6296 | 0 | 0 | 0 | Commercial/Industrial | Energy Star Vending Machine | 0.49965 | 1.4565 | -534.1854 | 0.082504 | 0.051277 | 525.7314
[20 empty] | Commercial/Industrial | Freezer-Cooler Replacement Gaskets | 0 | #DIV/0! | -277.6296 | 0 | 0 | 0 | Commercial/Industrial | Energy Star Vending Machine | 0.49965 | 1.4565 | -534.1854 | 0.082504 | 0.051277 | 525.7314
[20 empty] | Commercial/Industrial | Freezer-Cooler Replacement Gaskets | 0.14663 | 1.1547 | -215.8554 | 0.020269 | 0.016978 | 156.3315 | Commercial/Industrial | Energy Star Vending Machine | 0.49965 | 1.4565 | -534.1854 | 0.082504 | 0.051277 | 525.7314
[20 empty] | Commercial/Industrial | Freezer-Cooler Replacement Gaskets | 0.14663 | 1.1547 | -215.8554 | 0.020269 | 0.016978 | 156.3315 | Commercial/Industrial | Energy Star Vending Machine | 0.49965 | 1.4565 | -534.1854 | 0.082504 | 0.051277 | 525.7314
[20 empty] | Commercial/Industrial | Freezer-Cooler Replacement Gaskets | 0.14663 | 1.1547 | -215.8554 | 0.020269 | 0.016978 | 156.3315 | Commercial/Industrial | Energy Star Vending Machine | 0.49965 | 1.4565 | -534.1854 | 0.082504 | 0.051277 | 525.7314
[20 empty] | Commercial/Industrial | Freezer-Cooler Replacement Gaskets | 0.14663 | 1.1547 | -215.8554 | 0.020269 | 0.016978 | 156.3315 | Commercial/Industrial | ENERGY STAR Water Cooler | 2.2235 | 1.3261 | 459.8984 | 0.095219 | 0.095219 | 547.5
[20 empty] | Commercial/Industrial | Freezer-Cooler Replacement Gaskets | 0.14663 | 1.1547 | -215.8554 | 0.020269 | 0.016978 | 156.3315 | Commercial/Industrial | ENERGY STAR Water Cooler | 2.2235 | 1.3261 | 459.8984 | 0.095219 | 0.095219 | 547.5
[20 empty] | Commercial/Industrial | Freezer-Cooler Replacement Gaskets | 0.14663 | 1.1547 | -215.8554 | 0.020269 | 0.016978 | 156.3315 | Commercial/Industrial | ENERGY STAR Water Cooler | 2.2235 | 1.3261 | 459.8984 | 0.095219 | 0.095219 | 547.5
[20 empty] | Commercial/Industrial | Freezer-Cooler Replacement Gaskets | 0.14835 | 1.1052 | -213.8426 | 0.022767 | 0.0074125 | 156.3315 | Commercial/Industrial | ENERGY STAR Water Cooler | 2.2235 | 1.3261 | 459.8984 | 0.095219 | 0.095219 | 547.5
[20 empty] | Commercial/Industrial | Freezer-Cooler Replacement Gaskets | 0.14835 | 1.1052 | -213.8426 | 0.022767 | 0.0074125 | 156.3315 | Commercial/Industrial | ENERGY STAR Water Cooler | 2.2235 | 1.3261 | 459.8984 | 0.095219 | 0.095219 | 547.5
[20 empty] | Commercial/Industrial | Freezer-Cooler Replacement Gaskets | 0.14835 | 1.1052 | -213.8426 | 0.022767 | 0.0074125 | 156.3315 | Commercial/Industrial | ENERGY STAR Water Cooler | 2.2235 | 1.3261 | 459.8984 | 0.095219 | 0.095219 | 547.5
[20 empty] | Commercial/Industrial | Freezer-Cooler Replacement Gaskets | 0.14835 | 1.1052 | -213.8426 | 0.022767 | 0.0074125 | 156.3315 | Commercial/Industrial | ENERGY STAR Water Cooler | 2.2235 | 1.3261 | 459.8984 | 0.095219 | 0.095219 | 547.5
[20 empty] | Commercial/Industrial | Freezer-Cooler Replacement Gaskets | 0.14835 | 1.1052 | -213.8426 | 0.022767 | 0.0074125 | 156.3315 | Commercial/Industrial | ENERGY STAR Water Cooler | 2.2235 | 1.3261 | 459.8984 | 0.095219 | 0.095219 | 547.5
[20 empty] | Commercial/Industrial | Freezer-Cooler Replacement Gaskets | 0.14835 | 1.1052 | -213.8426 | 0.022767 | 0.0074125 | 156.3315 | Commercial/Industrial | ENERGY STAR Water Cooler | 2.2235 | 1.3261 | 459.8984 | 0.095219 | 0.095219 | 547.5
[20 empty] | Commercial/Industrial | Freezer-Cooler Replacement Gaskets | 0.14835 | 1.1052 | -213.8426 | 0.022767 | 0.0074125 | 156.3315 | Commercial/Industrial | ENERGY STAR Water Cooler | 2.2235 | 1.3261 | 459.8984 | 0.095219 | 0.095219 | 547.5
[20 empty] | Commercial/Industrial | Geothermal Heat Pump | 0.011394 | 1.1922 | -138021.6973 | 0.30909 | 0.23741 | 718.7496 | Commercial/Industrial | ENERGY STAR Water Cooler | 2.2235 | 1.3261 | 459.8984 | 0.095219 | 0.095219 | 547.5
[20 empty] | Commercial/Industrial | Geothermal Heat Pump | 0.011394 | 1.1922 | -138021.6973 | 0.30909 | 0.23741 | 718.7496 | Commercial/Industrial | ENERGY STAR Water Cooler | 2.2235 | 1.3261 | 459.8984 | 0.095219 | 0.095219 | 547.5
[20 empty] | Commercial/Industrial | Geothermal Heat Pump | 0.025283 | 1.1922 | -135661.7556 | 0.68592 | 0.52684 | 1594.9854 | Commercial/Industrial | ENERGY STAR Water Cooler | 2.2235 | 1.3261 | 459.8984 | 0.095219 | 0.095219 | 547.5
[20 empty] | Commercial/Industrial | Geothermal Heat Pump | 0.025283 | 1.1922 | -135661.7556 | 0.68592 | 0.52684 | 1594.9854 | Commercial/Industrial | ENERGY STAR Water Cooler | 2.2235 | 1.3261 | 459.8984 | 0.095219 | 0.095219 | 547.5
[20 empty] | Commercial/Industrial | Geothermal Heat Pump | 0.026054 | 1.1922 | -135530.9103 | 0.70681 | 0.54289 | 1643.5677 | Commercial/Industrial | ENERGY STAR Water Cooler | 2.2235 | 1.3261 | 459.8984 | 0.095219 | 0.095219 | 547.5
[20 empty] | Commercial/Industrial | Geothermal Heat Pump | 0.026054 | 1.1922 | -135530.9103 | 0.70681 | 0.54289 | 1643.5677 | Commercial/Industrial | ENERGY STAR Water Cooler | 2.2235 | 1.3261 | 459.8984 | 0.095219 | 0.095219 | 547.5
[20 empty] | Commercial/Industrial | Geothermal Heat Pump | 0.026067 | 1.1922 | -135528.4313 | 0.7072 | 0.54319 | 1644.4881 | Commercial/Industrial | ENERGY STAR Water Cooler | 2.2235 | 1.3261 | 459.8984 | 0.095219 | 0.095219 | 547.5
[20 empty] | Commercial/Industrial | Geothermal Heat Pump | 0.026067 | 1.1922 | -135528.4313 | 0.7072 | 0.54319 | 1644.4881 | Commercial/Industrial | ENERGY STAR Water Cooler | 2.2235 | 1.3261 | 459.8984 | 0.095219 | 0.095219 | 547.5
[20 empty] | Commercial/Industrial | Geothermal Heat Pump | 0.035813 | 1.4692 | -133829.9641 | 0.57368 | 0.53685 | 3263.0656 | Commercial/Industrial | ENERGY STAR Water Cooler | 2.2235 | 1.3261 | 459.8984 | 0.095219 | 0.095219 | 547.5
[20 empty] | Commercial/Industrial | Geothermal Heat Pump | 0.035813 | 1.4692 | -133829.9641 | 0.57368 | 0.53685 | 3263.0656 | Commercial/Industrial | ENERGY STAR Water Cooler | 2.2235 | 1.3261 | 459.8984 | 0.095219 | 0.095219 | 547.5
[20 empty] | Commercial/Industrial | Geothermal Heat Pump | 0.046651 | 1.1922 | -132031.5888 | 1.2656 | 0.97205 | 2942.8501 | Commercial/Industrial | ENERGY STAR Water Cooler | 2.2235 | 1.3261 | 459.8984 | 0.095219 | 0.095219 | 547.5
[20 empty] | Commercial/Industrial | Geothermal Heat Pump | 0.046651 | 1.1922 | -132031.5888 | 1.2656 | 0.97205 | 2942.8501 | Commercial/Industrial | ENERGY STAR Water Cooler | 2.2235 | 1.3261 | 459.8984 | 0.095219 | 0.095219 | 547.5
[20 empty] | Commercial/Industrial | Geothermal Heat Pump | 0.051764 | 1.1922 | -131162.3887 | 1.4043 | 1.0787 | 3265.5803 | Commercial/Industrial | ENERGY STAR Water Cooler | 2.2235 | 1.3261 | 459.8984 | 0.095219 | 0.095219 | 547.5
[20 empty] | Commercial/Industrial | Geothermal Heat Pump | 0.051764 | 1.1922 | -131162.3887 | 1.4043 | 1.0787 | 3265.5803 | Commercial/Industrial | ENERGY STAR Water Cooler | 2.2235 | 1.3261 | 459.8984 | 0.095219 | 0.095219 | 547.5
[20 empty] | Commercial/Industrial | Geothermal Heat Pump | 0.052364 | 1.1922 | -131060.5782 | 1.4206 | 1.0911 | 3303.382 | Commercial/Industrial | ENERGY STAR Water Cooler | 2.2235 | 1.3261 | 459.8984 | 0.095219 | 0.095219 | 547.5
[20 empty] | Commercial/Industrial | Geothermal Heat Pump | 0.052364 | 1.1922 | -131060.5782 | 1.4206 | 1.0911 | 3303.382 | Commercial/Industrial | ENERGY STAR Water Cooler | 2.2235 | 1.3261 | 459.8984 | 0.095219 | 0.095219 | 547.5
[20 empty] | Commercial/Industrial | Geothermal Heat Pump | 0.059514 | 1.1922 | -129845.6789 | 1.6146 | 1.2401 | 3754.4687 | Commercial/Industrial | Engine Block Timer | 0.32598 | 1.7244 | -122.1953 | 0 | 0 | 259.2
[20 empty] | Commercial/Industrial | Geothermal Heat Pump | 0.059514 | 1.1922 | -129845.6789 | 1.6146 | 1.2401 | 3754.4687 | Commercial/Industrial | Engine Block Timer | 0.32598 | 1.7244 | -122.1953 | 0 | 0 | 259.2
[20 empty] | Commercial/Industrial | Geothermal Heat Pump | 0.066524 | 1.4692 | -128575.212 | 1.0656 | 0.99723 | 6061.3587 | Commercial/Industrial | Engine Block Timer | 0.32598 | 1.7244 | -122.1953 | 0 | 0 | 259.2
[20 empty] | Commercial/Industrial | Geothermal Heat Pump | 0.066524 | 1.4692 | -128575.212 | 1.0656 | 0.99723 | 6061.3587 | Commercial/Industrial | Engine Block Timer | 0.32598 | 1.7244 | -122.1953 | 0 | 0 | 259.2
[20 empty] | Commercial/Industrial | Geothermal Heat Pump | 0.076123 | 1.1922 | -127023.7385 | 2.0652 | 1.5862 | 4802.2426 | Commercial/Industrial | Engine Block Timer | 0.32598 | 1.7244 | -122.1953 | 0 | 0 | 259.2
[20 empty] | Commercial/Industrial | Geothermal Heat Pump | 0.076123 | 1.1922 | -127023.7385 | 2.0652 | 1.5862 | 4802.2426 | Commercial/Industrial | Engine Block Timer | 0.32598 | 1.7244 | -122.1953 | 0 | 0 | 259.2
[20 empty] | Commercial/Industrial | Geothermal Heat Pump | 0.076906 | 1.1922 | -126890.7777 | 2.0864 | 1.6025 | 4851.6104 | Commercial/Industrial | Engine Block Timer | 0.32598 | 1.7244 | -122.1953 | 0 | 0 | 259.2
[20 empty] | Commercial/Industrial | Geothermal Heat Pump | 0.076906 | 1.1922 | -126890.7777 | 2.0864 | 1.6025 | 4851.6104 | Commercial/Industrial | Engine Block Timer | 0.32598 | 1.7244 | -122.1953 | 0 | 0 | 259.2
[20 empty] | Commercial/Industrial | Geothermal Heat Pump | 0.10135 | 1.1922 | -122737.3329 | 2.7496 | 2.1119 | 6393.7659 | Commercial/Industrial | Engine Block Timer | 0.36517 | 1.4494 | -108.0349 | 0.012328 | 0.012951 | 259.2
[20 empty] | Commercial/Industrial | Geothermal Heat Pump | 0.10135 | 1.1922 | -122737.3329 | 2.7496 | 2.1119 | 6393.7659 | Commercial/Industrial | Engine Block Timer | 0.36517 | 1.4494 | -108.0349 | 0.012328 | 0.012951 | 259.2
[20 empty] | Commercial/Industrial | Green Roof | 0.0040747 | 1.3159 | -45.7642 | 2.0542e-05 | 0 | 0.15921 | Commercial/Industrial | Engine Block Timer | 0.36517 | 1.4494 | -108.0349 | 0.012328 | 0.012951 | 259.2
[20 empty] | Commercial/Industrial | Green Roof | 0.0040747 | 1.3159 | -45.7642 | 2.0542e-05 | 0 | 0.15921 | Commercial/Industrial | Engine Block Timer | 0.36517 | 1.4494 | -108.0349 | 0.012328 | 0.012951 | 259.2
[20 empty] | Commercial/Industrial | Green Roof | 0.0041554 | 1.3159 | -45.7587 | 2.0949e-05 | 0 | 0.16236 | Commercial/Industrial | Engine Block Timer | 0.36517 | 1.4494 | -108.0349 | 0.012328 | 0.012951 | 259.2
[20 empty] | Commercial/Industrial | Green Roof | 0.0041554 | 1.3159 | -45.7587 | 2.0949e-05 | 0 | 0.16236 | Commercial/Industrial | Engine Block Timer | 0.36517 | 1.4494 | -108.0349 | 0.012328 | 0.012951 | 259.2
[20 empty] | Commercial/Industrial | Green Roof | 0.0051436 | 0.80655 | -45.6131 | 6.7635e-05 | 0 | 0.15921 | Commercial/Industrial | Engine Block Timer | 0.36517 | 1.4494 | -108.0349 | 0.012328 | 0.012951 | 259.2
[20 empty] | Commercial/Industrial | Green Roof | 0.0051436 | 0.80655 | -45.6131 | 6.7635e-05 | 0 | 0.15921 | Commercial/Industrial | Engine Block Timer | 0.36517 | 1.4494 | -108.0349 | 0.012328 | 0.012951 | 259.2
[20 empty] | Commercial/Industrial | Green Roof | 0.0051436 | 0.80655 | -45.6131 | 6.7635e-05 | 0 | 0.15921 | Commercial/Industrial | Engine Block Timer | 0.36517 | 1.4494 | -108.0349 | 0.012328 | 0.012951 | 259.2
[20 empty] | Commercial/Industrial | Green Roof | 0.0051436 | 0.80655 | -45.6131 | 6.7635e-05 | 0 | 0.15921 | Commercial/Industrial | Engine Block Timer | 0.36517 | 1.4494 | -108.0349 | 0.012328 | 0.012951 | 259.2
[20 empty] | Commercial/Industrial | Green Roof | 0.0051436 | 0.80655 | -45.6131 | 6.7635e-05 | 0 | 0.15921 | Commercial/Industrial | Engine Block Timer | 0.36517 | 1.4494 | -108.0349 | 0.012328 | 0.012951 | 259.2
[20 empty] | Commercial/Industrial | Green Roof | 0.0051436 | 0.80655 | -45.6131 | 6.7635e-05 | 0 | 0.15921 | Commercial/Industrial | Engine Block Timer | 0.36517 | 1.4494 | -108.0349 | 0.012328 | 0.012951 | 259.2
[20 empty] | Commercial/Industrial | Green Roof | 0.0051436 | 0.80655 | -45.6131 | 6.7635e-05 | 0 | 0.15921 | Commercial/Industrial | Engine Block Timer | 0.36517 | 1.4494 | -108.0349 | 0.012328 | 0.012951 | 259.2
[20 empty] | Commercial/Industrial | Green Roof | 0.0051436 | 0.80655 | -45.6131 | 6.7635e-05 | 0 | 0.15921 | Commercial/Industrial | Engine Block Timer | 0.36517 | 1.4494 | -108.0349 | 0.012328 | 0.012951 | 259.2
[20 empty] | Commercial/Industrial | Green Roof | 0.0051436 | 0.80655 | -45.6131 | 6.7635e-05 | 0 | 0.15921 | Commercial/Industrial | Engine Block Timer | 0.42596 | 1.2317 | -86.9013 | 0.032279 | 0.032279 | 259.2
[20 empty] | Commercial/Industrial | Green Roof | 0.0051436 | 0.80655 | -45.6131 | 6.7635e-05 | 0 | 0.15921 | Commercial/Industrial | Engine Block Timer | 0.42596 | 1.2317 | -86.9013 | 0.032279 | 0.032279 | 259.2
[20 empty] | Commercial/Industrial | Green Roof | 0.0052454 | 0.80655 | -45.6047 | 6.8973e-05 | 0 | 0.16236 | Commercial/Industrial | Engine Block Timer | 0.42596 | 1.2317 | -86.9013 | 0.032279 | 0.032279 | 259.2
[20 empty] | Commercial/Industrial | Green Roof | 0.0052454 | 0.80655 | -45.6047 | 6.8973e-05 | 0 | 0.16236 | Commercial/Industrial | Engine Block Timer | 0.42596 | 1.2317 | -86.9013 | 0.032279 | 0.032279 | 259.2
[20 empty] | Commercial/Industrial | Green Roof | 0.0052454 | 0.80655 | -45.6047 | 6.8973e-05 | 0 | 0.16236 | Commercial/Industrial | Facility Commissioning | 0 | #DIV/0! | -64101.4963 | 0 | 0 | 0
[20 empty] | Commercial/Industrial | Green Roof | 0.0052454 | 0.80655 | -45.6047 | 6.8973e-05 | 0 | 0.16236 | Commercial/Industrial | Facility Commissioning | 0 | #DIV/0! | -252627.2061 | 0 | 0 | 0
[20 empty] | Commercial/Industrial | Green Roof | 0.0052454 | 0.80655 | -45.6047 | 6.8973e-05 | 0 | 0.16236 | Commercial/Industrial | Facility Commissioning | 0 | #DIV/0! | -15675.6549 | 0 | 0 | 0
[20 empty] | Commercial/Industrial | Green Roof | 0.0052454 | 0.80655 | -45.6047 | 6.8973e-05 | 0 | 0.16236 | Commercial/Industrial | Facility Commissioning | 0 | #DIV/0! | -66941.1024 | 0 | 0 | 0
[20 empty] | Commercial/Industrial | Green Roof | 0.0052454 | 0.80655 | -45.6047 | 6.8973e-05 | 0 | 0.16236 | Commercial/Industrial | Facility Commissioning | 0 | #DIV/0! | -697515.7548 | 0 | 0 | 0
[20 empty] | Commercial/Industrial | Green Roof | 0.0052454 | 0.80655 | -45.6047 | 6.8973e-05 | 0 | 0.16236 | Commercial/Industrial | Facility Commissioning | 0 | #DIV/0! | -68636.2604 | 0 | 0 | 0
[20 empty] | Commercial/Industrial | Green Roof | 0.0052454 | 0.80655 | -45.6047 | 6.8973e-05 | 0 | 0.16236 | Commercial/Industrial | Facility Commissioning | 0 | #DIV/0! | -112469.2007 | 0 | 0 | 0
[20 empty] | Commercial/Industrial | Green Roof | 0.0052454 | 0.80655 | -45.6047 | 6.8973e-05 | 0 | 0.16236 | Commercial/Industrial | Facility Commissioning | 0 | #DIV/0! | -958096.0926 | 0 | 0 | 0
[20 empty] | Commercial/Industrial | Green Roof | 0.0056448 | 0.71313 | -45.5423 | 8.9714e-05 | 0 | 0.15921 | Commercial/Industrial | Facility Commissioning | 0 | #DIV/0! | -53447.8175 | 0 | 0 | 0
[20 empty] | Commercial/Industrial | Green Roof | 0.0057565 | 0.71313 | -45.5325 | 9.149e-05 | 0 | 0.16236 | Commercial/Industrial | Facility Commissioning | 0 | #DIV/0! | -16900.2863 | 0 | 0 | 0
[20 empty] | Commercial/Industrial | Heat Pump Water Heater | 0.6128 | 1.3131 | -552.2607 | 0.30949 | 0.20585 | 1831.3579 | Commercial/Industrial | Facility Commissioning | 0 | #DIV/0! | -38073.2862 | 0 | 0 | 0
[20 empty] | Commercial/Industrial | Heat Pump Water Heater | 0.6128 | 1.3131 | -552.2607 | 0.30949 | 0.20585 | 1831.3579 | Commercial/Industrial | Facility Commissioning | 0 | #DIV/0! | -173205.9129 | 0 | 0 | 0
[20 empty] | Commercial/Industrial | High Efficiency Chiller (Air Cooled, 50 tons) | 0.39012 | 1.4185 | -10704.3258 | 0.89583 | 0.90912 | 3147.5122 | Commercial/Industrial | Facility Commissioning | 0 | #DIV/0! | -53444.3564 | 0 | 0 | 0
[20 empty] | Commercial/Industrial | High Efficiency Chiller (Air Cooled, 50 tons) | 0.39012 | 1.4185 | -10704.3258 | 0.89583 | 0.90912 | 3147.5122 | Commercial/Industrial | Facility Commissioning | 0.050132 | 1.2069 | -49802.3964 | 0.56723 | 0.056937 | 2639.7968
[20 empty] | Commercial/Industrial | High Efficiency Chiller (Air Cooled, 50 tons) | 0.89837 | 1.4184 | 758.8062 | 2.0629 | 2.0935 | 7248.2142 | Commercial/Industrial | Facility Commissioning | 0.10275 | 1.2069 | -55148.6129 | 1.3944 | 0.13997 | 6489.3061
[20 empty] | Commercial/Industrial | High Efficiency Chiller (Air Cooled, 50 tons) | 0.89837 | 1.4184 | 758.8062 | 2.0629 | 2.0935 | 7248.2142 | Commercial/Industrial | Facility Commissioning | 0.1538 | 1.2977 | -201807.503 | 7.1769 | 5.9242 | 38758.0637
[20 empty] | Commercial/Industrial | High Efficiency Chiller (Air Cooled, 50 tons) | 0.88851 | 1.4184 | 536.76 | 2.0403 | 2.0706 | 7168.7817 | Commercial/Industrial | Facility Commissioning | 0.15571 | 1.2069 | -136544.4886 | 5.71 | 0.57315 | 26573.2496
[20 empty] | Commercial/Industrial | High Efficiency Chiller (Air Cooled, 50 tons) | 0.88851 | 1.4184 | 536.76 | 2.0403 | 2.0706 | 7168.7817 | Commercial/Industrial | Facility Commissioning | 0.18955 | 1.2068 | -28263.1423 | 1.5279 | 0.15337 | 7110.6731
[20 empty] | Commercial/Industrial | High Efficiency Chiller (Air Cooled, 50 tons) | 0.86884 | 1.4184 | 92.6678 | 1.9951 | 2.0247 | 7009.9168 | Commercial/Industrial | Facility Commissioning | 0.23337 | 1.2069 | -76790.022 | 5.557 | 0.55779 | 25861.2898
[20 empty] | Commercial/Industrial | High Efficiency Chiller (Air Cooled, 50 tons) | 0.86884 | 1.4184 | 92.6678 | 1.9951 | 2.0247 | 7009.9168 | Commercial/Industrial | Facility Commissioning | 0.31838 | 1.2069 | -543437.9229 | 64.5827 | 6.4826 | 300556.1084
[20 empty] | Commercial/Industrial | High Efficiency Chiller (Water cooled-centrifugal, 200 tons) | 0.37083 | 1.2337 | -14875.3462 | 1.5327 | 0.066386 | 3892.8606 | Commercial/Industrial | Facility Commissioning | 0.4084 | 1.2977 | -324923.1907 | 52.6188 | 43.4343 | 284160.7767
[20 empty] | Commercial/Industrial | High Efficiency Chiller (Water cooled-centrifugal, 200 tons) | 0.37083 | 1.2337 | -14875.3462 | 1.5327 | 0.066386 | 3892.8606 | Commercial/Industrial | Facility Commissioning | 0.41346 | 1.2068 | -29316.871 | 5.8599 | 0.5882 | 27271.1197
[20 empty] | Commercial/Industrial | High Efficiency Chiller (Water cooled-centrifugal, 200 tons) | 0.85397 | 1.2337 | 1367.0975 | 3.5294 | 0.15288 | 8964.6316 | Commercial/Industrial | Facility Commissioning | 0.42661 | 1.2069 | -22451.9598 | 4.8276 | 0.48457 | 22466.6847
[20 empty] | Commercial/Industrial | High Efficiency Chiller (Water cooled-centrifugal, 200 tons) | 0.85397 | 1.2337 | 1367.0975 | 3.5294 | 0.15288 | 8964.6316 | Commercial/Industrial | Facility Commissioning | 0.46616 | 1.2068 | -25142.2482 | 6.7742 | 0.67996 | 31525.7048
[20 empty] | Commercial/Industrial | High Efficiency Chiller (Water cooled-centrifugal, 200 tons) | 0.84462 | 1.2337 | 1052.4739 | 3.4908 | 0.1512 | 8866.3891 | Commercial/Industrial | Facility Commissioning | 0.97765 | 1.2068 | 5560.0865 | 3.4982 | 0.35113 | 16279.921
[20 empty] | Commercial/Industrial | High Efficiency Chiller (Water cooled-centrifugal, 200 tons) | 0.84462 | 1.2337 | 1052.4739 | 3.4908 | 0.1512 | 8866.3891 | Commercial/Industrial | Facility Energy Management System | 3.1361 | 1.3494 | 133152.288 | 18.7338 | 1.6109 | 89381.399
[20 empty] | Commercial/Industrial | High Efficiency Chiller (Water cooled-centrifugal, 200 tons) | 0.82589 | 1.2337 | 423.2266 | 3.4134 | 0.14785 | 8669.904 | Commercial/Industrial | Facility Energy Management System | 3.1361 | 1.3494 | 133152.288 | 18.7338 | 1.6109 | 89381.399
[20 empty] | Commercial/Industrial | High Efficiency Chiller (Water cooled-centrifugal, 200 tons) | 0.82589 | 1.2337 | 423.2266 | 3.4134 | 0.14785 | 8669.904 | Commercial/Industrial | Facility Energy Management System | 7.5316 | 1.3069 | 85143.3485 | 11.5595 | 5.3149 | 44295.9859
[20 empty] | Commercial/Industrial | High Efficiency Chiller (Water cooled-positive displacement, 100 tons) | 0.21571 | 1.2336 | -10958.123 | 0.48632 | 0.021065 | 1235.2346 | Commercial/Industrial | Facility Energy Management System | 7.5316 | 1.3069 | 85143.3485 | 11.5595 | 5.3149 | 44295.9859
[20 empty] | Commercial/Industrial | High Efficiency Chiller (Water cooled-positive displacement, 100 tons) | 0.21571 | 1.2336 | -10958.123 | 0.48632 | 0.021065 | 1235.2346 | Commercial/Industrial | Facility Energy Management System | 7.2793 | 1.3069 | 88353.8385 | 12.0451 | 5.5382 | 46156.6879
[20 empty] | Commercial/Industrial | High Efficiency Chiller (Water cooled-positive displacement, 100 tons) | 0.48045 | 1.2337 | -6103.7681 | 1.0831 | 0.046914 | 2751.0272 | Commercial/Industrial | Facility Energy Management System | 7.2793 | 1.3069 | 88353.8385 | 12.0451 | 5.5382 | 46156.6879
[20 empty] | Commercial/Industrial | High Efficiency Chiller (Water cooled-positive displacement, 100 tons) | 0.48045 | 1.2337 | -6103.7681 | 1.0831 | 0.046914 | 2751.0272 | Commercial/Industrial | Facility Energy Management System | 0.33725 | 1.3495 | -19689.1803 | 1.5687 | 0.13489 | 7484.3286
[20 empty] | Commercial/Industrial | High Efficiency Chiller (Water cooled-positive displacement, 100 tons) | 0.49132 | 1.2336 | -5904.1032 | 1.1076 | 0.047977 | 2813.3735 | Commercial/Industrial | Facility Energy Management System | 0.33725 | 1.3495 | -19689.1803 | 1.5687 | 0.13489 | 7484.3286
[20 empty] | Commercial/Industrial | High Efficiency Chiller (Water cooled-positive displacement, 100 tons) | 0.49132 | 1.2336 | -5904.1032 | 1.1076 | 0.047977 | 2813.3735 | Commercial/Industrial | Facility Energy Management System | 0.69121 | 1.3494 | -4902.0166 | 3.8562 | 0.3316 | 18398.4231
[20 empty] | Commercial/Industrial | High Efficiency Chiller (Water cooled-positive displacement, 100 tons) | 0.49677 | 1.2337 | -5804.2707 | 1.1199 | 0.048509 | 2844.5466 | Commercial/Industrial | Facility Energy Management System | 0.69121 | 1.3494 | -4902.0166 | 3.8562 | 0.3316 | 18398.4231
[20 empty] | Commercial/Industrial | High Efficiency Chiller (Water cooled-positive displacement, 100 tons) | 0.49677 | 1.2337 | -5804.2707 | 1.1199 | 0.048509 | 2844.5466 | Commercial/Industrial | Facility Energy Management System | 0.9781 | 1.5201 | 33226.2196 | 16.2679 | 14.0526 | 109886.5187
[20 empty] | Commercial/Industrial | High Efficiency Chiller (Water cooled-positive displacement, 100 tons) | 0.98674 | 1.2337 | 3180.6535 | 2.2245 | 0.096353 | 5650.1267 | Commercial/Industrial | Facility Energy Management System | 0.9781 | 1.5201 | 33226.2196 | 16.2679 | 14.0526 | 109886.5187
[20 empty] | Commercial/Industrial | High Efficiency Chiller (Water cooled-positive displacement, 100 tons) | 0.98674 | 1.2337 | 3180.6535 | 2.2245 | 0.096353 | 5650.1267 | Commercial/Industrial | Faucet Aerator | 3.2968 | 1.0426 | 2588.3413 | 0.20663 | 0.54015 | 2241.317
[20 empty] | Commercial/Industrial | High Efficiency Chiller (Water cooled-positive displacement, 100 tons) | 0.982 | 1.2337 | 3093.3 | 2.2138 | 0.095887 | 5622.8503 | Commercial/Industrial | Faucet Aerator | 3.2969 | 1.0426 | 2968.9797 | 0.23702 | 0.61958 | 2570.9224
[20 empty] | Commercial/Industrial | High Efficiency Chiller (Water cooled-positive displacement, 100 tons) | 0.982 | 1.2337 | 3093.3 | 2.2138 | 0.095887 | 5622.8503 | Commercial/Industrial | Faucet Aerator | 3.2969 | 1.0426 | 2968.9797 | 0.23702 | 0.61958 | 2570.9224
[20 empty] | Commercial/Industrial | High Efficiency Chiller (Water cooled-positive displacement, 100 tons) | 0.88942 | 1.2336 | 1396.1477 | 2.0051 | 0.08685 | 5092.9074 | Commercial/Industrial | Faucet Aerator | 3.2968 | 1.0426 | 2588.3413 | 0.20663 | 0.54015 | 2241.317
[20 empty] | Commercial/Industrial | High Efficiency Chiller (Water cooled-positive displacement, 100 tons) | 0.88942 | 1.2336 | 1396.1477 | 2.0051 | 0.08685 | 5092.9074 | Commercial/Industrial | Faucet Aerator | 3.6497 | 0.74867 | 108.3039 | 0.0034985 | 0.029853 | 65.9211
[20 empty] | Commercial/Industrial | High Efficiency Data Center Cooling | 0.45915 | 1.4672 | -278085.4682 | 29.7567 | 17.1868 | 129796.7956 | Commercial/Industrial | Faucet Aerator | 3.6497 | 0.74867 | 108.3039 | 0.0034985 | 0.029853 | 65.9211
[20 empty] | Commercial/Industrial | High Efficiency Data Center Cooling | 0.45915 | 1.4672 | -278085.4682 | 29.7567 | 17.1868 | 129796.7956 | Commercial/Industrial | Faucet Aerator | 3.6497 | 0.74867 | 216.6078 | 0.0069971 | 0.059707 | 131.8422
[20 empty] | Commercial/Industrial | High Efficiency Data Center Cooling | 0.45915 | 1.4672 | -278085.4682 | 29.7567 | 17.1868 | 129796.7956 | Commercial/Industrial | Faucet Aerator | 3.6497 | 0.74867 | 216.6078 | 0.0069971 | 0.059707 | 131.8422
[20 empty] | Commercial/Industrial | High Efficiency Data Center Cooling | 0.45915 | 1.4672 | -278085.4682 | 29.7567 | 17.1868 | 129796.7956 | Commercial/Industrial | Faucet Aerator | 3.6497 | 0.74867 | 324.9117 | 0.010496 | 0.08956 | 197.7633
[20 empty] | Commercial/Industrial | High Efficiency Data Center Cooling | 0.45915 | 1.4672 | -278085.4682 | 29.7567 | 17.1868 | 129796.7956 | Commercial/Industrial | Faucet Aerator | 3.6497 | 0.74867 | 324.9117 | 0.010496 | 0.08956 | 197.7633
[20 empty] | Commercial/Industrial | High Efficiency Data Center Cooling | 0.45915 | 1.4672 | -278085.4682 | 29.7567 | 17.1868 | 129796.7956 | Commercial/Industrial | Faucet Aerator | 3.6497 | 0.74867 | 866.4312 | 0.027988 | 0.23883 | 527.3687
[20 empty] | Commercial/Industrial | High Efficiency Data Center Cooling | 0.45915 | 1.4672 | -278085.4682 | 29.7567 | 17.1868 | 129796.7956 | Commercial/Industrial | Faucet Aerator | 3.6497 | 0.74867 | 866.4312 | 0.027988 | 0.23883 | 527.3687
[20 empty] | Commercial/Industrial | High Efficiency Data Center Cooling | 0.45915 | 1.4672 | -278085.4682 | 29.7567 | 17.1868 | 129796.7956 | Commercial/Industrial | Faucet Aerator | 3.6233 | 1.25 | 11531.1727 | 2.2257 | 1.3404 | 10679.2161
[20 empty] | Commercial/Industrial | High Efficiency Data Center Cooling | 0.45915 | 1.4672 | -278085.4682 | 29.7567 | 17.1868 | 129796.7956 | Commercial/Industrial | Faucet Aerator | 3.6233 | 1.25 | 11531.1727 | 2.2257 | 1.3404 | 10679.2161
[20 empty] | Commercial/Industrial | High Efficiency Data Center Cooling | 0.45915 | 1.4672 | -278085.4682 | 29.7567 | 17.1868 | 129796.7956 | Commercial/Industrial | Faucet Aerator | 3.6233 | 1.25 | 1708.3219 | 0.32974 | 0.19858 | 1582.1061
[20 empty] | Commercial/Industrial | High Efficiency Data Center Cooling | 0.45915 | 1.4672 | -278085.4682 | 29.7567 | 17.1868 | 129796.7956 | Commercial/Industrial | Faucet Aerator | 3.6233 | 1.25 | 1708.3219 | 0.32974 | 0.19858 | 1582.1061
[20 empty] | Commercial/Industrial | High Efficiency Data Center Cooling | 0.45915 | 1.4672 | -278085.4682 | 29.7567 | 17.1868 | 129796.7956 | Commercial/Industrial | Faucet Aerator | 3.6204 | 1.2489 | 213.5402 | 0.041217 | 0.024823 | 197.7633
[20 empty] | Commercial/Industrial | High Efficiency Data Center Cooling | 0.45915 | 1.4672 | -278085.4682 | 29.7567 | 17.1868 | 129796.7956 | Commercial/Industrial | Faucet Aerator | 3.6204 | 1.2489 | 213.5402 | 0.041217 | 0.024823 | 197.7633
[20 empty] | Commercial/Industrial | High Efficiency Data Center Cooling | 0.45915 | 1.4672 | -278085.4682 | 29.7567 | 17.1868 | 129796.7956 | Commercial/Industrial | Faucet Aerator | 3.6204 | 1.2489 | 213.5402 | 0.041217 | 0.024823 | 197.7633
[20 empty] | Commercial/Industrial | High Efficiency Data Center Cooling | 0.45915 | 1.4672 | -278085.4682 | 29.7567 | 17.1868 | 129796.7956 | Commercial/Industrial | Faucet Aerator | 3.6204 | 1.2489 | 213.5402 | 0.041217 | 0.024823 | 197.7633
[20 empty] | Commercial/Industrial | High Efficiency Data Center Cooling | 0.45915 | 1.4672 | -278085.4682 | 29.7567 | 17.1868 | 129796.7956 | Commercial/Industrial | Faucet Aerator | 3.6204 | 1.2489 | 213.5402 | 0.041217 | 0.024823 | 197.7633
[20 empty] | Commercial/Industrial | High Efficiency Data Center Cooling | 0.45915 | 1.4672 | -278085.4682 | 29.7567 | 17.1868 | 129796.7956 | Commercial/Industrial | Faucet Aerator | 3.6204 | 1.2489 | 213.5402 | 0.041217 | 0.024823 | 197.7633
[20 empty] | Commercial/Industrial | High Efficiency Data Center Cooling | 0.45915 | 1.4672 | -278085.4682 | 29.7567 | 17.1868 | 129796.7956 | Commercial/Industrial | Faucet Aerator | 3.6146 | 1.2469 | 71.1801 | 0.013739 | 0.0082744 | 65.9211
[20 empty] | Commercial/Industrial | High Efficiency Data Center Cooling | 0.45915 | 1.4672 | -278085.4682 | 29.7567 | 17.1868 | 129796.7956 | Commercial/Industrial | Faucet Aerator | 3.6146 | 1.2469 | 71.1801 | 0.013739 | 0.0082744 | 65.9211
[20 empty] | Commercial/Industrial | High Efficiency Data Center Cooling | 0.45915 | 1.4672 | -278085.4682 | 29.7567 | 17.1868 | 129796.7956 | Commercial/Industrial | Faucet Aerator | 3.6146 | 1.2469 | 71.1801 | 0.013739 | 0.0082744 | 65.9211
[20 empty] | Commercial/Industrial | High Efficiency Data Center Cooling | 0.45915 | 1.4672 | -278085.4682 | 29.7567 | 17.1868 | 129796.7956 | Commercial/Industrial | Faucet Aerator | 3.6146 | 1.2469 | 71.1801 | 0.013739 | 0.0082744 | 65.9211
[20 empty] | Commercial/Industrial | High Efficiency Data Center Cooling | 0.45915 | 1.4672 | -278085.4682 | 29.7567 | 17.1868 | 129796.7956 | Commercial/Industrial | Floating Head Pressure Controls | 4.1176 | 1.4884 | 3655.8052 | 0.38051 | 0.1781 | 2523.5714
[20 empty] | Commercial/Industrial | High Efficiency Data Center Cooling | 0.45915 | 1.4672 | -278085.4682 | 29.7567 | 17.1868 | 129796.7956 | Commercial/Industrial | Floating Head Pressure Controls | 4.1176 | 1.4884 | 3655.8052 | 0.38051 | 0.1781 | 2523.5714
[20 empty] | Commercial/Industrial | High Efficiency Data Center Cooling | 0.45915 | 1.4672 | -278085.4682 | 29.7567 | 17.1868 | 129796.7956 | Commercial/Industrial | Floating Head Pressure Controls | 4.1176 | 1.4884 | 3655.8052 | 0.38051 | 0.1781 | 2523.5714
[20 empty] | Commercial/Industrial | High Efficiency Data Center Cooling | 0.45915 | 1.4672 | -278085.4682 | 29.7567 | 17.1868 | 129796.7956 | Commercial/Industrial | Floating Head Pressure Controls | 4.1176 | 1.4884 | 3655.8052 | 0.38051 | 0.1781 | 2523.5714
[20 empty] | Commercial/Industrial | High Efficiency Data Center Cooling | 0.45915 | 1.4672 | -278085.4682 | 29.7567 | 17.1868 | 129796.7956 | Commercial/Industrial | Floating Head Pressure Controls | 4.1176 | 1.4884 | 3655.8052 | 0.38051 | 0.1781 | 2523.5714
[20 empty] | Commercial/Industrial | High Efficiency DX 135k- less than 240k BTU | 0.09693 | 1.1295 | -8352.7241 | 0.18745 | 0 | 453.3072 | Commercial/Industrial | Floating Head Pressure Controls | 4.1176 | 1.4884 | 3655.8052 | 0.38051 | 0.1781 | 2523.5714
[20 empty] | Commercial/Industrial | High Efficiency DX 135k- less than 240k BTU | 0.09693 | 1.1295 | -8352.7241 | 0.18745 | 0 | 453.3072 | Commercial/Industrial | Floating Head Pressure Controls | 4.1176 | 1.4884 | 3655.8052 | 0.38051 | 0.1781 | 2523.5714
[20 empty] | Commercial/Industrial | High Efficiency DX 135k- less than 240k BTU | 0.21588 | 1.1295 | -6884.0416 | 0.41747 | 0 | 1009.5738 | Commercial/Industrial | Floating Head Pressure Controls | 4.1176 | 1.4884 | 3655.8052 | 0.38051 | 0.1781 | 2523.5714
[20 empty] | Commercial/Industrial | High Efficiency DX 135k- less than 240k BTU | 0.21588 | 1.1295 | -6884.0416 | 0.41747 | 0 | 1009.5738 | Commercial/Industrial | Floating Head Pressure Controls | 4.1176 | 1.4884 | 3655.8052 | 0.38051 | 0.1781 | 2523.5714
[20 empty] | Commercial/Industrial | High Efficiency DX 135k- less than 240k BTU | 0.22079 | 1.1296 | -6823.633 | 0.42693 | 0 | 1032.4536 | Commercial/Industrial | Floating Head Pressure Controls | 4.1176 | 1.4884 | 3655.8052 | 0.38051 | 0.1781 | 2523.5714
[20 empty] | Commercial/Industrial | High Efficiency DX 135k- less than 240k BTU | 0.22079 | 1.1296 | -6823.633 | 0.42693 | 0 | 1032.4536 | Commercial/Industrial | Floating Head Pressure Controls | 4.1176 | 1.4884 | 3655.8052 | 0.38051 | 0.1781 | 2523.5714
[20 empty] | Commercial/Industrial | High Efficiency DX 135k- less than 240k BTU | 0.22324 | 1.1296 | -6793.4288 | 0.43166 | 0 | 1043.8936 | Commercial/Industrial | Floating Head Pressure Controls | 4.1176 | 1.4884 | 3655.8052 | 0.38051 | 0.1781 | 2523.5714
[20 empty] | Commercial/Industrial | High Efficiency DX 135k- less than 240k BTU | 0.22324 | 1.1296 | -6793.4288 | 0.43166 | 0 | 1043.8936 | Commercial/Industrial | Floating Head Pressure Controls | 4.1176 | 1.4884 | 3655.8052 | 0.38051 | 0.1781 | 2523.5714
[20 empty] | Commercial/Industrial | High Efficiency DX 135k- less than 240k BTU | 0.39966 | 1.1295 | -4614.9459 | 0.77286 | 0 | 1868.9985 | Commercial/Industrial | Floating Head Pressure Controls | 4.1176 | 1.4884 | 3655.8052 | 0.38051 | 0.1781 | 2523.5714
[20 empty] | Commercial/Industrial | High Efficiency DX 135k- less than 240k BTU | 0.39966 | 1.1295 | -4614.9459 | 0.77286 | 0 | 1868.9985 | Commercial/Industrial | Floating Head Pressure Controls | 4.0169 | 1.5617 | 3484.786 | 0.32719 | 0.27407 | 2523.5714
[20 empty] | Commercial/Industrial | High Efficiency DX 135k- less than 240k BTU | 0.44125 | 1.1295 | -4101.4734 | 0.85328 | 0 | 2063.4773 | Commercial/Industrial | Floating Head Pressure Controls | 4.0169 | 1.5617 | 3484.786 | 0.32719 | 0.27407 | 2523.5714
[20 empty] | Commercial/Industrial | High Efficiency DX 135k- less than 240k BTU | 0.44125 | 1.1295 | -4101.4734 | 0.85328 | 0 | 2063.4773 | Commercial/Industrial | Floating Head Pressure Controls | 4.0169 | 1.5617 | 3484.786 | 0.32719 | 0.27407 | 2523.5714
[20 empty] | Commercial/Industrial | High Efficiency DX 135k- less than 240k BTU | 0.44338 | 1.1295 | -4075.0446 | 0.85742 | 0 | 2073.4872 | Commercial/Industrial | Floating Head Pressure Controls | 4.0169 | 1.5617 | 3484.786 | 0.32719 | 0.27407 | 2523.5714
[20 empty] | Commercial/Industrial | High Efficiency DX 135k- less than 240k BTU | 0.44338 | 1.1295 | -4075.0446 | 0.85742 | 0 | 2073.4872 | Commercial/Industrial | Floating Head Pressure Controls | 4.0169 | 1.5617 | 3484.786 | 0.32719 | 0.27407 | 2523.5714
[20 empty] | Commercial/Industrial | High Efficiency DX 135k- less than 240k BTU | 0.44981 | 1.1295 | -3995.7584 | 0.86983 | 0 | 2103.517 | Commercial/Industrial | Floating Head Pressure Controls | 4.0169 | 1.5617 | 3484.786 | 0.32719 | 0.27407 | 2523.5714
[20 empty] | Commercial/Industrial | High Efficiency DX 135k- less than 240k BTU | 0.44981 | 1.1295 | -3995.7584 | 0.86983 | 0 | 2103.517 | Commercial/Industrial | Floating Head Pressure Controls | 4.0169 | 1.5617 | 3484.786 | 0.32719 | 0.27407 | 2523.5714
[20 empty] | Commercial/Industrial | High Efficiency DX 135k- less than 240k BTU | 0.5076 | 1.1295 | -3282.1826 | 0.98159 | 0 | 2373.7853 | Commercial/Industrial | Floating Head Pressure Controls | 4.0169 | 1.5617 | 3484.786 | 0.32719 | 0.27407 | 2523.5714
[20 empty] | Commercial/Industrial | High Efficiency DX 135k- less than 240k BTU | 0.5076 | 1.1295 | -3282.1826 | 0.98159 | 0 | 2373.7853 | Commercial/Industrial | Floating Head Pressure Controls | 4.0169 | 1.5617 | 3484.786 | 0.32719 | 0.27407 | 2523.5714
[20 empty] | Commercial/Industrial | High Efficiency DX 135k- less than 240k BTU | 0.64765 | 1.1295 | -1552.9882 | 1.2524 | 0 | 3028.7213 | Commercial/Industrial | Floating Head Pressure Controls | 4.0169 | 1.5617 | 3484.786 | 0.32719 | 0.27407 | 2523.5714
[20 empty] | Commercial/Industrial | High Efficiency DX 135k- less than 240k BTU | 0.64765 | 1.1295 | -1552.9882 | 1.2524 | 0 | 3028.7213 | Commercial/Industrial | Floating Head Pressure Controls | 4.0169 | 1.5617 | 3484.786 | 0.32719 | 0.27407 | 2523.5714
[20 empty] | Commercial/Industrial | High Efficiency DX 135k- less than 240k BTU | 0.66019 | 1.1295 | -1398.1913 | 1.2767 | 0 | 3087.3509 | Commercial/Industrial | Floating Head Pressure Controls | 4.0169 | 1.5617 | 3484.786 | 0.32719 | 0.27407 | 2523.5714
[20 empty] | Commercial/Industrial | High Efficiency DX 135k- less than 240k BTU | 0.66019 | 1.1295 | -1398.1913 | 1.2767 | 0 | 3087.3509 | Commercial/Industrial | Floor Insulation | 0.027917 | 1.1897 | -3.8344 | 7.7872e-06 | 1.3894e-05 | 0.068623
[20 empty] | Commercial/Industrial | High Efficiency DX 135k- less than 240k BTU | 0.86964 | 1.1295 | 1188.0492 | 1.6817 | 0 | 4066.8949 | Commercial/Industrial | Floor Insulation | 0.028353 | 1.1897 | -3.8318 | 7.9086e-06 | 1.4111e-05 | 0.069693
[20 empty] | Commercial/Industrial | High Efficiency DX 135k- less than 240k BTU | 0.86964 | 1.1295 | 1188.0492 | 1.6817 | 0 | 4066.8949 | Commercial/Industrial | Floor Insulation | 0.030664 | 0.76642 | -3.7682 | 1.3732e-06 | 3.0955e-05 | 0.068623
[20 empty] | Commercial/Industrial | High Efficiency DX 135k- less than 240k BTU | 0.82374 | 1.1295 | 621.7191 | 1.593 | 0 | 3852.3962 | Commercial/Industrial | Floor Insulation | 0.030664 | 0.76642 | -3.7682 | 1.3732e-06 | 3.0955e-05 | 0.068623
[20 empty] | Commercial/Industrial | High Efficiency DX 135k- less than 240k BTU | 0.82374 | 1.1295 | 621.7191 | 1.593 | 0 | 3852.3962 | Commercial/Industrial | Floor Insulation | 0.030664 | 0.76642 | -3.7682 | 1.3732e-06 | 3.0955e-05 | 0.068623
[20 empty] | Commercial/Industrial | High Efficiency HID Lighting | 0.77993 | 2.0686 | 2.5753 | 0 | 0 | 484.169 | Commercial/Industrial | Floor Insulation | 0.030664 | 0.76642 | -3.7682 | 1.3732e-06 | 3.0955e-05 | 0.068623
[20 empty] | Commercial/Industrial | High Efficiency HID Lighting | 0.77993 | 2.0686 | 2.5753 | 0 | 0 | 484.169 | Commercial/Industrial | Floor Insulation | 0.030664 | 0.76642 | -3.7682 | 1.3732e-06 | 3.0955e-05 | 0.068623
[20 empty] | Commercial/Industrial | High Efficiency HID Lighting | 0.77993 | 2.0686 | 2.5753 | 0 | 0 | 484.169 | Commercial/Industrial | Floor Insulation | 0.030664 | 0.76642 | -3.7682 | 1.3732e-06 | 3.0955e-05 | 0.068623
[20 empty] | Commercial/Industrial | High Efficiency HID Lighting | 0.77993 | 2.0686 | 2.5753 | 0 | 0 | 484.169 | Commercial/Industrial | Floor Insulation | 0.031142 | 0.76642 | -3.7646 | 1.3946e-06 | 3.1437e-05 | 0.069693
[20 empty] | Commercial/Industrial | High Efficiency HID Lighting | 0.77993 | 2.0686 | 2.5753 | 0 | 0 | 484.169 | Commercial/Industrial | Floor Insulation | 0.031142 | 0.76642 | -3.7646 | 1.3946e-06 | 3.1437e-05 | 0.069693
[20 empty] | Commercial/Industrial | High Efficiency HID Lighting | 0.77993 | 2.0686 | 2.5753 | 0 | 0 | 484.169 | Commercial/Industrial | Floor Insulation | 0.031142 | 0.76642 | -3.7646 | 1.3946e-06 | 3.1437e-05 | 0.069693
[20 empty] | Commercial/Industrial | High Efficiency HID Lighting | 0.77993 | 2.0686 | 2.5753 | 0 | 0 | 484.169 | Commercial/Industrial | Floor Insulation | 0.031142 | 0.76642 | -3.7646 | 1.3946e-06 | 3.1437e-05 | 0.069693
[20 empty] | Commercial/Industrial | High Efficiency HID Lighting | 0.77993 | 2.0686 | 2.5753 | 0 | 0 | 484.169 | Commercial/Industrial | Floor Insulation | 0.031142 | 0.76642 | -3.7646 | 1.3946e-06 | 3.1437e-05 | 0.069693
[20 empty] | Commercial/Industrial | High Efficiency HID Lighting | 0.77993 | 2.0686 | 2.5753 | 0 | 0 | 484.169 | Commercial/Industrial | Floor Insulation | 0.031142 | 0.76642 | -3.7646 | 1.3946e-06 | 3.1437e-05 | 0.069693
[20 empty] | Commercial/Industrial | High Efficiency HID Lighting | 0.77993 | 2.0686 | 2.5753 | 0 | 0 | 484.169 | Commercial/Industrial | Floor Insulation | 0.032748 | 0.79779 | -3.7641 | 1.4004e-05 | 3.2027e-05 | 0.068623
[20 empty] | Commercial/Industrial | High Efficiency HID Lighting | 0.77993 | 2.0686 | 2.5753 | 0 | 0 | 484.169 | Commercial/Industrial | Floor Insulation | 0.032748 | 0.79779 | -3.7641 | 1.4004e-05 | 3.2027e-05 | 0.068623
[20 empty] | Commercial/Industrial | High Efficiency HID Lighting | 0.77993 | 2.0686 | 2.5753 | 0 | 0 | 484.169 | Commercial/Industrial | Floor Insulation | 0.032748 | 0.79779 | -3.7641 | 1.4004e-05 | 3.2027e-05 | 0.068623
[20 empty] | Commercial/Industrial | High Efficiency HID Lighting | 0.77993 | 2.0686 | 2.5753 | 0 | 0 | 484.169 | Commercial/Industrial | Floor Insulation | 0.033258 | 0.79779 | -3.7603 | 1.4222e-05 | 3.2526e-05 | 0.069693
[20 empty] | Commercial/Industrial | High Efficiency HID Lighting | 0.77993 | 2.0686 | 2.5753 | 0 | 0 | 484.169 | Commercial/Industrial | Floor Insulation | 0.033258 | 0.79779 | -3.7603 | 1.4222e-05 | 3.2526e-05 | 0.069693
[20 empty] | Commercial/Industrial | High Efficiency HID Lighting | 0.77993 | 2.0686 | 2.5753 | 0 | 0 | 484.169 | Commercial/Industrial | Floor Insulation | 0.033258 | 0.79779 | -3.7603 | 1.4222e-05 | 3.2526e-05 | 0.069693
[20 empty] | Commercial/Industrial | High Efficiency HID Lighting | 0.77993 | 2.0686 | 2.5753 | 0 | 0 | 484.169 | Commercial/Industrial | Floor Insulation | 0.03368 | 0.89781 | -3.7782 | 2.8381e-05 | 1.6718e-05 | 0.068623
[20 empty] | Commercial/Industrial | High Efficiency HID Lighting | 0.77993 | 2.0686 | 2.5753 | 0 | 0 | 484.169 | Commercial/Industrial | Floor Insulation | 0.03368 | 0.89781 | -3.7782 | 2.8381e-05 | 1.6718e-05 | 0.068623
[20 empty] | Commercial/Industrial | High Efficiency HID Lighting | 0.77993 | 2.0686 | 2.5753 | 0 | 0 | 484.169 | Commercial/Industrial | Floor Insulation | 0.03368 | 0.89781 | -3.7782 | 2.8381e-05 | 1.6718e-05 | 0.068623
[20 empty] | Commercial/Industrial | High Efficiency HID Lighting | 0.77993 | 2.0686 | 2.5753 | 0 | 0 | 484.169 | Commercial/Industrial | Floor Insulation | 0.034205 | 0.89781 | -3.7747 | 2.8824e-05 | 1.6978e-05 | 0.069693
[20 empty] | Commercial/Industrial | High Efficiency HID Lighting | 0.77993 | 2.0686 | 2.5753 | 0 | 0 | 484.169 | Commercial/Industrial | Floor Insulation | 0.034205 | 0.89781 | -3.7747 | 2.8824e-05 | 1.6978e-05 | 0.069693
[20 empty] | Commercial/Industrial | High Efficiency HID Lighting | 0.77993 | 2.0686 | 2.5753 | 0 | 0 | 484.169 | Commercial/Industrial | Floor Insulation | 0.034205 | 0.89781 | -3.7747 | 2.8824e-05 | 1.6978e-05 | 0.069693
[20 empty] | Commercial/Industrial | High Efficiency HID Lighting | 0.77993 | 2.0686 | 2.5753 | 0 | 0 | 484.169 | Commercial/Industrial | Freezer-Cooler Replacement Gaskets | 0 | #DIV/0! | -277.6296 | 0 | 0 | 0
[20 empty] | Commercial/Industrial | High Efficiency HID Lighting | 0.77993 | 2.0686 | 2.5753 | 0 | 0 | 484.169 | Commercial/Industrial | Freezer-Cooler Replacement Gaskets | 0 | #DIV/0! | -277.6296 | 0 | 0 | 0
[20 empty] | Commercial/Industrial | High Efficiency HID Lighting | 0.77993 | 2.0686 | 2.5753 | 0 | 0 | 484.169 | Commercial/Industrial | Freezer-Cooler Replacement Gaskets | 0 | #DIV/0! | -277.6296 | 0 | 0 | 0
[20 empty] | Commercial/Industrial | High Efficiency HID Lighting | 0.77993 | 2.0686 | 2.5753 | 0 | 0 | 484.169 | Commercial/Industrial | Freezer-Cooler Replacement Gaskets | 0 | #DIV/0! | -277.6296 | 0 | 0 | 0
[20 empty] | Commercial/Industrial | High Efficiency HID Lighting | 0.77993 | 2.0686 | 2.5753 | 0 | 0 | 484.169 | Commercial/Industrial | Freezer-Cooler Replacement Gaskets | 0 | #DIV/0! | -277.6296 | 0 | 0 | 0
[20 empty] | Commercial/Industrial | High Efficiency PTAC | 10.5652 | 1.0806 | 4587.6909 | 0.84622 | 0 | 1700.9037 | Commercial/Industrial | Freezer-Cooler Replacement Gaskets | 0 | #DIV/0! | -277.6296 | 0 | 0 | 0
[20 empty] | Commercial/Industrial | High Efficiency PTAC | 10.5652 | 1.0806 | 4587.6909 | 0.84622 | 0 | 1700.9037 | Commercial/Industrial | Freezer-Cooler Replacement Gaskets | 0 | #DIV/0! | -277.6296 | 0 | 0 | 0
[20 empty] | Commercial/Industrial | High Efficiency PTHP | 10.6505 | 1.0808 | 4626.9196 | 0.85282 | 0.00031225 | 1714.6605 | Commercial/Industrial | Freezer-Cooler Replacement Gaskets | 0 | #DIV/0! | -277.6296 | 0 | 0 | 0
[20 empty] | Commercial/Industrial | High Efficiency PTHP | 10.6505 | 1.0808 | 4626.9196 | 0.85282 | 0.00031225 | 1714.6605 | Commercial/Industrial | Freezer-Cooler Replacement Gaskets | 0 | #DIV/0! | -277.6296 | 0 | 0 | 0
[20 empty] | Commercial/Industrial | High Efficiency Refrigeration Compressor | 0.25729 | 1.4992 | -429.1436 | 0.017568 | 0.014716 | 135.5 | Commercial/Industrial | Freezer-Cooler Replacement Gaskets | 0 | #DIV/0! | -277.6296 | 0 | 0 | 0
[20 empty] | Commercial/Industrial | High Efficiency Refrigeration Compressor | 0.25729 | 1.4992 | -429.1436 | 0.017568 | 0.014716 | 135.5 | Commercial/Industrial | Freezer-Cooler Replacement Gaskets | 0 | #DIV/0! | -277.6296 | 0 | 0 | 0
[20 empty] | Commercial/Industrial | High Efficiency Refrigeration Compressor | 0.25729 | 1.4992 | -429.1436 | 0.017568 | 0.014716 | 135.5 | Commercial/Industrial | Freezer-Cooler Replacement Gaskets | 0 | #DIV/0! | -277.6296 | 0 | 0 | 0
[20 empty] | Commercial/Industrial | High Efficiency Refrigeration Compressor | 0.25729 | 1.4992 | -429.1436 | 0.017568 | 0.014716 | 135.5 | Commercial/Industrial | Freezer-Cooler Replacement Gaskets | 0 | #DIV/0! | -277.6296 | 0 | 0 | 0
[20 empty] | Commercial/Industrial | High Efficiency Refrigeration Compressor | 0.25729 | 1.4992 | -429.1436 | 0.017568 | 0.014716 | 135.5 | Commercial/Industrial | Freezer-Cooler Replacement Gaskets | 0.14663 | 1.1547 | -215.8554 | 0.020269 | 0.016978 | 156.3315
[20 empty] | Commercial/Industrial | High Efficiency Refrigeration Compressor | 0.25729 | 1.4992 | -429.1436 | 0.017568 | 0.014716 | 135.5 | Commercial/Industrial | Freezer-Cooler Replacement Gaskets | 0.14663 | 1.1547 | -215.8554 | 0.020269 | 0.016978 | 156.3315
[20 empty] | Commercial/Industrial | High Efficiency Refrigeration Compressor | 0.25729 | 1.4992 | -429.1436 | 0.017568 | 0.014716 | 135.5 | Commercial/Industrial | Freezer-Cooler Replacement Gaskets | 0.14663 | 1.1547 | -215.8554 | 0.020269 | 0.016978 | 156.3315
[20 empty] | Commercial/Industrial | High Efficiency Refrigeration Compressor | 0.25729 | 1.4992 | -429.1436 | 0.017568 | 0.014716 | 135.5 | Commercial/Industrial | Freezer-Cooler Replacement Gaskets | 0.14663 | 1.1547 | -215.8554 | 0.020269 | 0.016978 | 156.3315
[20 empty] | Commercial/Industrial | High Efficiency Refrigeration Compressor | 0.25729 | 1.4992 | -429.1436 | 0.017568 | 0.014716 | 135.5 | Commercial/Industrial | Freezer-Cooler Replacement Gaskets | 0.14663 | 1.1547 | -215.8554 | 0.020269 | 0.016978 | 156.3315
[20 empty] | Commercial/Industrial | High Efficiency Refrigeration Compressor | 0.25729 | 1.4992 | -429.1436 | 0.017568 | 0.014716 | 135.5 | Commercial/Industrial | Freezer-Cooler Replacement Gaskets | 0.14663 | 1.1547 | -215.8554 | 0.020269 | 0.016978 | 156.3315
[20 empty] | Commercial/Industrial | High Efficiency Refrigeration Compressor | 0.25729 | 1.4992 | -429.1436 | 0.017568 | 0.014716 | 135.5 | Commercial/Industrial | Freezer-Cooler Replacement Gaskets | 0.14835 | 1.1052 | -213.8426 | 0.022767 | 0.0074125 | 156.3315
[20 empty] | Commercial/Industrial | High Efficiency Refrigeration Compressor | 0.25729 | 1.4992 | -429.1436 | 0.017568 | 0.014716 | 135.5 | Commercial/Industrial | Freezer-Cooler Replacement Gaskets | 0.14835 | 1.1052 | -213.8426 | 0.022767 | 0.0074125 | 156.3315
[20 empty] | Commercial/Industrial | High Efficiency Refrigeration Compressor | 0.26416 | 1.4312 | -420.906 | 0.020431 | 0.0095627 | 135.5 | Commercial/Industrial | Freezer-Cooler Replacement Gaskets | 0.14835 | 1.1052 | -213.8426 | 0.022767 | 0.0074125 | 156.3315
[20 empty] | Commercial/Industrial | High Efficiency Refrigeration Compressor | 0.26416 | 1.4312 | -420.906 | 0.020431 | 0.0095627 | 135.5 | Commercial/Industrial | Freezer-Cooler Replacement Gaskets | 0.14835 | 1.1052 | -213.8426 | 0.022767 | 0.0074125 | 156.3315
[20 empty] | Commercial/Industrial | High Efficiency Refrigeration Compressor | 0.26416 | 1.4312 | -420.906 | 0.020431 | 0.0095627 | 135.5 | Commercial/Industrial | Freezer-Cooler Replacement Gaskets | 0.14835 | 1.1052 | -213.8426 | 0.022767 | 0.0074125 | 156.3315
[20 empty] | Commercial/Industrial | High Efficiency Refrigeration Compressor | 0.26416 | 1.4312 | -420.906 | 0.020431 | 0.0095627 | 135.5 | Commercial/Industrial | Freezer-Cooler Replacement Gaskets | 0.14835 | 1.1052 | -213.8426 | 0.022767 | 0.0074125 | 156.3315
[20 empty] | Commercial/Industrial | High Efficiency Refrigeration Compressor | 0.26416 | 1.4312 | -420.906 | 0.020431 | 0.0095627 | 135.5 | Commercial/Industrial | Freezer-Cooler Replacement Gaskets | 0.14835 | 1.1052 | -213.8426 | 0.022767 | 0.0074125 | 156.3315
[20 empty] | Commercial/Industrial | High Efficiency Refrigeration Compressor | 0.26416 | 1.4312 | -420.906 | 0.020431 | 0.0095627 | 135.5 | Commercial/Industrial | Geothermal Heat Pump | 0.011394 | 1.1922 | -138021.6973 | 0.30909 | 0.23741 | 718.7496
[20 empty] | Commercial/Industrial | High Efficiency Refrigeration Compressor | 0.26416 | 1.4312 | -420.906 | 0.020431 | 0.0095627 | 135.5 | Commercial/Industrial | Geothermal Heat Pump | 0.011394 | 1.1922 | -138021.6973 | 0.30909 | 0.23741 | 718.7496
[20 empty] | Commercial/Industrial | High Efficiency Refrigeration Compressor | 0.26416 | 1.4312 | -420.906 | 0.020431 | 0.0095627 | 135.5 | Commercial/Industrial | Geothermal Heat Pump | 0.025283 | 1.1922 | -135661.7556 | 0.68592 | 0.52684 | 1594.9854
[20 empty] | Commercial/Industrial | High Efficiency Refrigeration Compressor | 0.26416 | 1.4312 | -420.906 | 0.020431 | 0.0095627 | 135.5 | Commercial/Industrial | Geothermal Heat Pump | 0.025283 | 1.1922 | -135661.7556 | 0.68592 | 0.52684 | 1594.9854
[20 empty] | Commercial/Industrial | High Efficiency Refrigeration Compressor | 0.26416 | 1.4312 | -420.906 | 0.020431 | 0.0095627 | 135.5 | Commercial/Industrial | Geothermal Heat Pump | 0.026054 | 1.1922 | -135530.9103 | 0.70681 | 0.54289 | 1643.5677
[20 empty] | Commercial/Industrial | High Efficiency Refrigeration Compressor | 0.26416 | 1.4312 | -420.906 | 0.020431 | 0.0095627 | 135.5 | Commercial/Industrial | Geothermal Heat Pump | 0.026054 | 1.1922 | -135530.9103 | 0.70681 | 0.54289 | 1643.5677
[20 empty] | Commercial/Industrial | High Efficiency Refrigeration Compressor | 0.26416 | 1.4312 | -420.906 | 0.020431 | 0.0095627 | 135.5 | Commercial/Industrial | Geothermal Heat Pump | 0.026067 | 1.1922 | -135528.4313 | 0.7072 | 0.54319 | 1644.4881
[20 empty] | Commercial/Industrial | High Efficiency Refrigeration Compressor | 0.26416 | 1.4312 | -420.906 | 0.020431 | 0.0095627 | 135.5 | Commercial/Industrial | Geothermal Heat Pump | 0.026067 | 1.1922 | -135528.4313 | 0.7072 | 0.54319 | 1644.4881
[20 empty] | Commercial/Industrial | High Efficiency Refrigeration Compressor | 0.26416 | 1.4312 | -420.906 | 0.020431 | 0.0095627 | 135.5 | Commercial/Industrial | Geothermal Heat Pump | 0.035813 | 1.4692 | -133829.9641 | 0.57368 | 0.53685 | 3263.0656
[20 empty] | Commercial/Industrial | High R-Value Glass Doors | 0 | #DIV/0! | -1130.0212 | 0 | 0 | 0 | Commercial/Industrial | Geothermal Heat Pump | 0.035813 | 1.4692 | -133829.9641 | 0.57368 | 0.53685 | 3263.0656
[20 empty] | Commercial/Industrial | High R-Value Glass Doors | 0 | #DIV/0! | -1130.0212 | 0 | 0 | 0 | Commercial/Industrial | Geothermal Heat Pump | 0.046651 | 1.1922 | -132031.5888 | 1.2656 | 0.97205 | 2942.8501
[20 empty] | Commercial/Industrial | High R-Value Glass Doors | 0 | #DIV/0! | -1130.0212 | 0 | 0 | 0 | Commercial/Industrial | Geothermal Heat Pump | 0.046651 | 1.1922 | -132031.5888 | 1.2656 | 0.97205 | 2942.8501
[20 empty] | Commercial/Industrial | High R-Value Glass Doors | 0 | #DIV/0! | -1130.0212 | 0 | 0 | 0 | Commercial/Industrial | Geothermal Heat Pump | 0.051764 | 1.1922 | -131162.3887 | 1.4043 | 1.0787 | 3265.5803
[20 empty] | Commercial/Industrial | High R-Value Glass Doors | 0 | #DIV/0! | -1130.0212 | 0 | 0 | 0 | Commercial/Industrial | Geothermal Heat Pump | 0.051764 | 1.1922 | -131162.3887 | 1.4043 | 1.0787 | 3265.5803
[20 empty] | Commercial/Industrial | High R-Value Glass Doors | 0 | #DIV/0! | -1130.0212 | 0 | 0 | 0 | Commercial/Industrial | Geothermal Heat Pump | 0.052364 | 1.1922 | -131060.5782 | 1.4206 | 1.0911 | 3303.382
[20 empty] | Commercial/Industrial | High R-Value Glass Doors | 0 | #DIV/0! | -1130.0212 | 0 | 0 | 0 | Commercial/Industrial | Geothermal Heat Pump | 0.052364 | 1.1922 | -131060.5782 | 1.4206 | 1.0911 | 3303.382
[20 empty] | Commercial/Industrial | High R-Value Glass Doors | 0 | #DIV/0! | -1130.0212 | 0 | 0 | 0 | Commercial/Industrial | Geothermal Heat Pump | 0.059514 | 1.1922 | -129845.6789 | 1.6146 | 1.2401 | 3754.4687
[20 empty] | Commercial/Industrial | High R-Value Glass Doors | 0 | #DIV/0! | -1130.0212 | 0 | 0 | 0 | Commercial/Industrial | Geothermal Heat Pump | 0.059514 | 1.1922 | -129845.6789 | 1.6146 | 1.2401 | 3754.4687
[20 empty] | Commercial/Industrial | High R-Value Glass Doors | 0 | #DIV/0! | -1130.0212 | 0 | 0 | 0 | Commercial/Industrial | Geothermal Heat Pump | 0.066524 | 1.4692 | -128575.212 | 1.0656 | 0.99723 | 6061.3587
[20 empty] | Commercial/Industrial | High R-Value Glass Doors | 0 | #DIV/0! | -1130.0212 | 0 | 0 | 0 | Commercial/Industrial | Geothermal Heat Pump | 0.066524 | 1.4692 | -128575.212 | 1.0656 | 0.99723 | 6061.3587
[20 empty] | Commercial/Industrial | High R-Value Glass Doors | 0 | #DIV/0! | -1130.0212 | 0 | 0 | 0 | Commercial/Industrial | Geothermal Heat Pump | 0.076123 | 1.1922 | -127023.7385 | 2.0652 | 1.5862 | 4802.2426
[20 empty] | Commercial/Industrial | High R-Value Glass Doors | 0 | #DIV/0! | -1130.0212 | 0 | 0 | 0 | Commercial/Industrial | Geothermal Heat Pump | 0.076123 | 1.1922 | -127023.7385 | 2.0652 | 1.5862 | 4802.2426
[20 empty] | Commercial/Industrial | High R-Value Glass Doors | 0.17122 | 1.465 | -882.5058 | 0.02269 | 0.019005 | 175 | Commercial/Industrial | Geothermal Heat Pump | 0.076906 | 1.1922 | -126890.7777 | 2.0864 | 1.6025 | 4851.6104
[20 empty] | Commercial/Industrial | High R-Value Glass Doors | 0.17122 | 1.465 | -882.5058 | 0.02269 | 0.019005 | 175 | Commercial/Industrial | Geothermal Heat Pump | 0.076906 | 1.1922 | -126890.7777 | 2.0864 | 1.6025 | 4851.6104
[20 empty] | Commercial/Industrial | High R-Value Glass Doors | 0.17122 | 1.465 | -882.5058 | 0.02269 | 0.019005 | 175 | Commercial/Industrial | Geothermal Heat Pump | 0.10135 | 1.1922 | -122737.3329 | 2.7496 | 2.1119 | 6393.7659
[20 empty] | Commercial/Industrial | High R-Value Glass Doors | 0.17122 | 1.465 | -882.5058 | 0.02269 | 0.019005 | 175 | Commercial/Industrial | Geothermal Heat Pump | 0.10135 | 1.1922 | -122737.3329 | 2.7496 | 2.1119 | 6393.7659
[20 empty] | Commercial/Industrial | High R-Value Glass Doors | 0.17122 | 1.465 | -882.5058 | 0.02269 | 0.019005 | 175 | Commercial/Industrial | Green Roof | 0.0040747 | 1.3159 | -45.7642 | 2.0542e-05 | 0 | 0.15921
[20 empty] | Commercial/Industrial | High R-Value Glass Doors | 0.17122 | 1.465 | -882.5058 | 0.02269 | 0.019005 | 175 | Commercial/Industrial | Green Roof | 0.0040747 | 1.3159 | -45.7642 | 2.0542e-05 | 0 | 0.15921
[20 empty] | Commercial/Industrial | High R-Value Glass Doors | 0.17337 | 1.4013 | -874.7717 | 0.025557 | 0.0087903 | 175 | Commercial/Industrial | Green Roof | 0.0041554 | 1.3159 | -45.7587 | 2.0949e-05 | 0 | 0.16236
[20 empty] | Commercial/Industrial | High R-Value Glass Doors | 0.17337 | 1.4013 | -874.7717 | 0.025557 | 0.0087903 | 175 | Commercial/Industrial | Green Roof | 0.0041554 | 1.3159 | -45.7587 | 2.0949e-05 | 0 | 0.16236
[20 empty] | Commercial/Industrial | High R-Value Glass Doors | 0.17337 | 1.4013 | -874.7717 | 0.025557 | 0.0087903 | 175 | Commercial/Industrial | Green Roof | 0.0051436 | 0.80655 | -45.6131 | 6.7635e-05 | 0 | 0.15921
[20 empty] | Commercial/Industrial | High R-Value Glass Doors | 0.17337 | 1.4013 | -874.7717 | 0.025557 | 0.0087903 | 175 | Commercial/Industrial | Green Roof | 0.0051436 | 0.80655 | -45.6131 | 6.7635e-05 | 0 | 0.15921
[20 empty] | Commercial/Industrial | High R-Value Glass Doors | 0.17337 | 1.4013 | -874.7717 | 0.025557 | 0.0087903 | 175 | Commercial/Industrial | Green Roof | 0.0051436 | 0.80655 | -45.6131 | 6.7635e-05 | 0 | 0.15921
[20 empty] | Commercial/Industrial | High R-Value Glass Doors | 0.17337 | 1.4013 | -874.7717 | 0.025557 | 0.0087903 | 175 | Commercial/Industrial | Green Roof | 0.0051436 | 0.80655 | -45.6131 | 6.7635e-05 | 0 | 0.15921
[20 empty] | Commercial/Industrial | High R-Value Glass Doors | 0.17337 | 1.4013 | -874.7717 | 0.025557 | 0.0087903 | 175 | Commercial/Industrial | Green Roof | 0.0051436 | 0.80655 | -45.6131 | 6.7635e-05 | 0 | 0.15921
[20 empty] | Commercial/Industrial | High Speed Fans | 0.69487 | 1.2965 | -18.4359 | 0.065938 | 0.055231 | 508.5618 | Commercial/Industrial | Green Roof | 0.0051436 | 0.80655 | -45.6131 | 6.7635e-05 | 0 | 0.15921
[20 empty] | Commercial/Industrial | High Speed Fans | 0.69487 | 1.2965 | -18.4359 | 0.065938 | 0.055231 | 508.5618 | Commercial/Industrial | Green Roof | 0.0051436 | 0.80655 | -45.6131 | 6.7635e-05 | 0 | 0.15921
[20 empty] | Commercial/Industrial | High Speed Fans | 0.69487 | 1.2965 | -18.4359 | 0.065938 | 0.055231 | 508.5618 | Commercial/Industrial | Green Roof | 0.0051436 | 0.80655 | -45.6131 | 6.7635e-05 | 0 | 0.15921
[20 empty] | Commercial/Industrial | High Speed Fans | 0.69487 | 1.2965 | -18.4359 | 0.065938 | 0.055231 | 508.5618 | Commercial/Industrial | Green Roof | 0.0051436 | 0.80655 | -45.6131 | 6.7635e-05 | 0 | 0.15921
[20 empty] | Commercial/Industrial | High Speed Fans | 0.69487 | 1.2965 | -18.4359 | 0.065938 | 0.055231 | 508.5618 | Commercial/Industrial | Green Roof | 0.0051436 | 0.80655 | -45.6131 | 6.7635e-05 | 0 | 0.15921
[20 empty] | Commercial/Industrial | High Speed Fans | 0.69487 | 1.2965 | -18.4359 | 0.065938 | 0.055231 | 508.5618 | Commercial/Industrial | Green Roof | 0.0052454 | 0.80655 | -45.6047 | 6.8973e-05 | 0 | 0.16236
[20 empty] | Commercial/Industrial | High Speed Fans | 0.69487 | 1.2965 | -18.4359 | 0.065938 | 0.055231 | 508.5618 | Commercial/Industrial | Green Roof | 0.0052454 | 0.80655 | -45.6047 | 6.8973e-05 | 0 | 0.16236
[20 empty] | Commercial/Industrial | High Speed Fans | 0.69487 | 1.2965 | -18.4359 | 0.065938 | 0.055231 | 508.5618 | Commercial/Industrial | Green Roof | 0.0052454 | 0.80655 | -45.6047 | 6.8973e-05 | 0 | 0.16236
[20 empty] | Commercial/Industrial | High Speed Fans | 0.69487 | 1.2965 | -18.4359 | 0.065938 | 0.055231 | 508.5618 | Commercial/Industrial | Green Roof | 0.0052454 | 0.80655 | -45.6047 | 6.8973e-05 | 0 | 0.16236
[20 empty] | Commercial/Industrial | High Speed Fans | 0.69487 | 1.2965 | -18.4359 | 0.065938 | 0.055231 | 508.5618 | Commercial/Industrial | Green Roof | 0.0052454 | 0.80655 | -45.6047 | 6.8973e-05 | 0 | 0.16236
[20 empty] | Commercial/Industrial | High Speed Fans | 0.69487 | 1.2965 | -18.4359 | 0.065938 | 0.055231 | 508.5618 | Commercial/Industrial | Green Roof | 0.0052454 | 0.80655 | -45.6047 | 6.8973e-05 | 0 | 0.16236
[20 empty] | Commercial/Industrial | High Speed Fans | 0.69487 | 1.2965 | -18.4359 | 0.065938 | 0.055231 | 508.5618 | Commercial/Industrial | Green Roof | 0.0052454 | 0.80655 | -45.6047 | 6.8973e-05 | 0 | 0.16236
[20 empty] | Commercial/Industrial | High Speed Fans | 0.68761 | 1.2407 | -10.5845 | 0.070783 | 0.0064843 | 508.5618 | Commercial/Industrial | Green Roof | 0.0052454 | 0.80655 | -45.6047 | 6.8973e-05 | 0 | 0.16236
[20 empty] | Commercial/Industrial | High Speed Fans | 0.68761 | 1.2407 | -10.5845 | 0.070783 | 0.0064843 | 508.5618 | Commercial/Industrial | Green Roof | 0.0052454 | 0.80655 | -45.6047 | 6.8973e-05 | 0 | 0.16236
[20 empty] | Commercial/Industrial | High Speed Fans | 0.68761 | 1.2407 | -10.5845 | 0.070783 | 0.0064843 | 508.5618 | Commercial/Industrial | Green Roof | 0.0052454 | 0.80655 | -45.6047 | 6.8973e-05 | 0 | 0.16236
[20 empty] | Commercial/Industrial | High Speed Fans | 0.68761 | 1.2407 | -10.5845 | 0.070783 | 0.0064843 | 508.5618 | Commercial/Industrial | Green Roof | 0.0056448 | 0.71313 | -45.5423 | 8.9714e-05 | 0 | 0.15921
[20 empty] | Commercial/Industrial | High Speed Fans | 0.68761 | 1.2407 | -10.5845 | 0.070783 | 0.0064843 | 508.5618 | Commercial/Industrial | Green Roof | 0.0057565 | 0.71313 | -45.5325 | 9.149e-05 | 0 | 0.16236
[20 empty] | Commercial/Industrial | High Speed Fans | 0.68761 | 1.2407 | -10.5845 | 0.070783 | 0.0064843 | 508.5618 | Commercial/Industrial | Heat Pump Pool Heater | 3.9089 | 1.8042 | 10868.1176 | 0 | 0.34381 | 9411.7647
[20 empty] | Commercial/Industrial | High Speed Fans | 0.68761 | 1.2407 | -10.5845 | 0.070783 | 0.0064843 | 508.5618 | Commercial/Industrial | Heat Pump Pool Heater | 3.9089 | 1.8042 | 10868.1176 | 0 | 0.34381 | 9411.7647
[20 empty] | Commercial/Industrial | High Speed Fans | 0.68761 | 1.2407 | -10.5845 | 0.070783 | 0.0064843 | 508.5618 | Commercial/Industrial | Heat Pump Pool Heater | 3.9089 | 1.8042 | 10868.1176 | 0 | 0.34381 | 9411.7647
[20 empty] | Commercial/Industrial | High Speed Fans | 0.68761 | 1.2407 | -10.5845 | 0.070783 | 0.0064843 | 508.5618 | Commercial/Industrial | Heat Pump Pool Heater | 3.9089 | 1.8042 | 10868.1176 | 0 | 0.34381 | 9411.7647
[20 empty] | Commercial/Industrial | High Speed Fans | 0.68761 | 1.2407 | -10.5845 | 0.070783 | 0.0064843 | 508.5618 | Commercial/Industrial | Heat Pump Pool Heater | 3.9089 | 1.8042 | 10868.1176 | 0 | 0.34381 | 9411.7647
[20 empty] | Commercial/Industrial | High Speed Fans | 0.68761 | 1.2407 | -10.5845 | 0.070783 | 0.0064843 | 508.5618 | Commercial/Industrial | Heat Pump Pool Heater | 3.9089 | 1.8042 | 10868.1176 | 0 | 0.34381 | 9411.7647
[20 empty] | Commercial/Industrial | High Speed Fans | 0.68761 | 1.2407 | -10.5845 | 0.070783 | 0.0064843 | 508.5618 | Commercial/Industrial | Heat Pump Pool Heater | 3.9089 | 1.8042 | 10868.1176 | 0 | 0.34381 | 9411.7647
[20 empty] | Commercial/Industrial | High Speed Fans | 0.68761 | 1.2407 | -10.5845 | 0.070783 | 0.0064843 | 508.5618 | Commercial/Industrial | Heat Pump Pool Heater | 3.9089 | 1.8042 | 10868.1176 | 0 | 0.34381 | 9411.7647
[20 empty] | Commercial/Industrial | High Speed Fans | 0.68761 | 1.2407 | -10.5845 | 0.070783 | 0.0064843 | 508.5618 | Commercial/Industrial | Heat Pump Pool Heater | 3.9089 | 1.8042 | 10868.1176 | 0 | 0.34381 | 9411.7647
[20 empty] | Commercial/Industrial | Hot Water Circulation Pump Control | 0.58374 | 1.8391 | -8918.4932 | 0.77405 | 0.81316 | 16275 | Commercial/Industrial | Heat Pump Pool Heater | 3.9089 | 1.8042 | 10868.1176 | 0 | 0.34381 | 9411.7647
[20 empty] | Commercial/Industrial | Hot Water Circulation Pump Control | 0.58374 | 1.8391 | -8918.4932 | 0.77405 | 0.81316 | 16275 | Commercial/Industrial | Heat Pump Pool Heater | 3.9089 | 1.8042 | 10868.1176 | 0 | 0.34381 | 9411.7647
[20 empty] | Commercial/Industrial | Hot Water Circulation Pump Control | 0.58373 | 1.8391 | -7134.7945 | 0.61924 | 0.65053 | 13020 | Commercial/Industrial | Heat Pump Pool Heater | 3.9089 | 1.8042 | 10868.1176 | 0 | 0.34381 | 9411.7647
[20 empty] | Commercial/Industrial | Hot Water Circulation Pump Control | 0.58373 | 1.8391 | -7134.7945 | 0.61924 | 0.65053 | 13020 | Commercial/Industrial | Heat Pump Pool Heater | 3.9089 | 1.8042 | 10868.1176 | 0 | 0.34381 | 9411.7647
[20 empty] | Commercial/Industrial | Hot Water Circulation Pump Control | 0.6902 | 1.5842 | -3015.6011 | 1.2161 | 1.2161 | 9765 | Commercial/Industrial | Heat Pump Pool Heater | 3.9089 | 1.8042 | 10868.1176 | 0 | 0.34381 | 9411.7647
[20 empty] | Commercial/Industrial | Hot Water Circulation Pump Control | 0.6902 | 1.5842 | -3015.6011 | 1.2161 | 1.2161 | 9765 | Commercial/Industrial | Heat Pump Pool Heater | 3.9089 | 1.8042 | 10868.1176 | 0 | 0.34381 | 9411.7647
[20 empty] | Commercial/Industrial | Hot Water Circulation Pump Control | 0.69019 | 1.5842 | -2010.4007 | 0.8107 | 0.8107 | 6510 | Commercial/Industrial | Heat Pump Pool Heater | 3.9089 | 1.8042 | 10868.1176 | 0 | 0.34381 | 9411.7647
[20 empty] | Commercial/Industrial | Hot Water Circulation Pump Control | 0.69019 | 1.5842 | -2010.4007 | 0.8107 | 0.8107 | 6510 | Commercial/Industrial | Heat Pump Pool Heater | 3.9089 | 1.8042 | 10868.1176 | 0 | 0.34381 | 9411.7647
[20 empty] | Commercial/Industrial | Hot Water Circulation Pump Control | 0.51602 | 2.1667 | -1383.1934 | 0 | 0 | 1953 | Commercial/Industrial | Heat Pump Pool Heater | 3.9089 | 1.8042 | 10868.1176 | 0 | 0.34381 | 9411.7647
[20 empty] | Commercial/Industrial | Hot Water Circulation Pump Control | 0.51602 | 2.1667 | -1383.1934 | 0 | 0 | 1953 | Commercial/Industrial | Heat Pump Pool Heater | 3.9089 | 1.8042 | 10868.1176 | 0 | 0.34381 | 9411.7647
[20 empty] | Commercial/Industrial | Hot Water Circulation Pump Control | 0.51602 | 2.1667 | -1383.1934 | 0 | 0 | 1953 | Commercial/Industrial | Heat Pump Pool Heater | 3.9089 | 1.8042 | 10868.1176 | 0 | 0.34381 | 9411.7647
[20 empty] | Commercial/Industrial | Hot Water Circulation Pump Control | 0.51602 | 2.1667 | -1383.1934 | 0 | 0 | 1953 | Commercial/Industrial | Heat Pump Pool Heater | 3.9089 | 1.8042 | 10868.1176 | 0 | 0.34381 | 9411.7647
[20 empty] | Commercial/Industrial | Hot Water Circulation Pump Control | 0.58373 | 1.839 | -1070.2192 | 0.092886 | 0.097579 | 1953 | Commercial/Industrial | Heat Pump Pool Heater | 3.9089 | 1.8042 | 10868.1176 | 0 | 0.34381 | 9411.7647
[20 empty] | Commercial/Industrial | Hot Water Circulation Pump Control | 0.58373 | 1.839 | -1070.2192 | 0.092886 | 0.097579 | 1953 | Commercial/Industrial | Heat Pump Pool Heater | 3.9089 | 1.8042 | 10868.1176 | 0 | 0.34381 | 9411.7647
[20 empty] | Commercial/Industrial | Hot Water Circulation Pump Control | 0.51602 | 2.1667 | -922.1289 | 0 | 0 | 1302 | Commercial/Industrial | Heat Pump Pool Heater | 3.9089 | 1.8042 | 10868.1176 | 0 | 0.34381 | 9411.7647
[20 empty] | Commercial/Industrial | Hot Water Circulation Pump Control | 0.51602 | 2.1667 | -922.1289 | 0 | 0 | 1302 | Commercial/Industrial | Heat Pump Pool Heater | 3.9089 | 1.8042 | 10868.1176 | 0 | 0.34381 | 9411.7647
[20 empty] | Commercial/Industrial | Hot Water Circulation Pump Control | 0.51602 | 2.1667 | -461.0645 | 0 | 0 | 651 | Commercial/Industrial | Heat Pump Pool Heater | 3.9089 | 1.8042 | 10868.1176 | 0 | 0.34381 | 9411.7647
[20 empty] | Commercial/Industrial | Hot Water Circulation Pump Control | 0.51602 | 2.1667 | -461.0645 | 0 | 0 | 651 | Commercial/Industrial | Heat Pump Water Heater | 3.2431 | 0.91758 | 127579.419 | 5.3769 | 29.0863 | 101088.7385
[20 empty] | Commercial/Industrial | Hot Water Circulation Pump Control | 0.5836 | 1.8386 | -356.7397 | 0.030962 | 0.032526 | 651 | Commercial/Industrial | Heat Pump Water Heater | 3.2431 | 0.91758 | 127579.419 | 5.3769 | 29.0863 | 101088.7385
[20 empty] | Commercial/Industrial | Hot Water Circulation Pump Control | 0.5836 | 1.8386 | -356.7397 | 0.030962 | 0.032526 | 651 | Commercial/Industrial | Heat Pump Water Heater | 3.0511 | 0.83885 | 12344.5063 | 0.61672 | 3.2355 | 8790.3251
[20 empty] | Commercial/Industrial | Hot Water Circulation Pump Control | 0.5836 | 1.8386 | -356.7397 | 0.030962 | 0.032526 | 651 | Commercial/Industrial | Heat Pump Water Heater | 3.0511 | 0.83885 | 12344.5063 | 0.61672 | 3.2355 | 8790.3251
[20 empty] | Commercial/Industrial | Hot Water Circulation Pump Control | 0.5836 | 1.8386 | -356.7397 | 0.030962 | 0.032526 | 651 | Commercial/Industrial | Heat Pump Water Heater | 3.0206 | 0.83885 | 36576.6254 | 1.8317 | 9.6094 | 26107.2655
[20 empty] | Commercial/Industrial | Hot Water Circulation Pump Control | 0.5836 | 1.8386 | -356.7397 | 0.030962 | 0.032526 | 651 | Commercial/Industrial | Heat Pump Water Heater | 3.0206 | 0.83885 | 36576.6254 | 1.8317 | 9.6094 | 26107.2655
[20 empty] | Commercial/Industrial | Hot Water Circulation Pump Control | 0.5836 | 1.8386 | -356.7397 | 0.030962 | 0.032526 | 651 | Commercial/Industrial | Heat Pump Water Heater | 2.9416 | 1.3132 | 8312.9768 | 1.4855 | 0.98804 | 8790.3251
[20 empty] | Commercial/Industrial | Hot Water Circulation Pump Control | 0.5836 | 1.8386 | -356.7397 | 0.030962 | 0.032526 | 651 | Commercial/Industrial | Heat Pump Water Heater | 2.9416 | 1.3132 | 8312.9768 | 1.4855 | 0.98804 | 8790.3251
[20 empty] | Commercial/Industrial | Hot Water Circulation Pump Control | 0.5836 | 1.8386 | -356.7397 | 0.030962 | 0.032526 | 651 | Commercial/Industrial | Heat Pump Water Heater | 2.5426 | 0.83886 | 19612.4164 | 1.0279 | 5.3925 | 14650.5418
[20 empty] | Commercial/Industrial | Hotel Card Energy Control Systems | 0 | #DIV/0! | -745.6993 | 0 | 0 | 0 | Commercial/Industrial | Heat Pump Water Heater | 2.5426 | 0.83886 | 19612.4164 | 1.0279 | 5.3925 | 14650.5418
[20 empty] | Commercial/Industrial | Hotel Card Energy Control Systems | 0 | #DIV/0! | -745.6993 | 0 | 0 | 0 | Commercial/Industrial | Heat Pump Water Heater | 1.961 | 1.3132 | 4580.2237 | 0.99034 | 0.65869 | 5860.2167
[20 empty] | Commercial/Industrial | Hotel Card Energy Control Systems | 0 | #DIV/0! | -745.6993 | 0 | 0 | 0 | Commercial/Industrial | Heat Pump Water Heater | 1.961 | 1.3132 | 4580.2237 | 0.99034 | 0.65869 | 5860.2167
[20 empty] | Commercial/Industrial | Hotel Card Energy Control Systems | 0 | #DIV/0! | -745.6993 | 0 | 0 | 0 | Commercial/Industrial | Heat Pump Water Heater | 4.8818 | 0.83885 | 64447.1391 | 2.9603 | 15.5303 | 42193.5604
[20 empty] | Commercial/Industrial | Hotel Card Energy Control Systems | 0 | #DIV/0! | -745.6993 | 0 | 0 | 0 | Commercial/Industrial | Heat Pump Water Heater | 4.8818 | 0.83885 | 64447.1391 | 2.9603 | 15.5303 | 42193.5604
[20 empty] | Commercial/Industrial | Hotel Card Energy Control Systems | 0 | #DIV/0! | -745.6993 | 0 | 0 | 0 | Commercial/Industrial | Heat Pump Water Heater | 4.7065 | 1.3132 | 375798.3114 | 59.4203 | 39.5217 | 351613.0036
[20 empty] | Commercial/Industrial | Hotel Card Energy Control Systems | 0 | #DIV/0! | -745.6993 | 0 | 0 | 0 | Commercial/Industrial | Heat Pump Water Heater | 4.7065 | 1.3132 | 375798.3114 | 59.4203 | 39.5217 | 351613.0036
[20 empty] | Commercial/Industrial | Hotel Card Energy Control Systems | 0 | #DIV/0! | -745.6993 | 0 | 0 | 0 | Commercial/Industrial | Heat Pump Water Heater | 4.4124 | 1.3132 | 278242.1303 | 44.5652 | 29.6412 | 263709.7527
[20 empty] | Commercial/Industrial | Hotel Card Energy Control Systems | 0 | #DIV/0! | -745.6993 | 0 | 0 | 0 | Commercial/Industrial | Heat Pump Water Heater | 4.4124 | 1.3132 | 278242.1303 | 44.5652 | 29.6412 | 263709.7527
[20 empty] | Commercial/Industrial | Hotel Card Energy Control Systems | 0 | #DIV/0! | -745.6993 | 0 | 0 | 0 | Commercial/Industrial | Heat Pump Water Heater | 4.0855 | 1.3132 | 38003.5664 | 6.1896 | 4.1168 | 36626.3545
[20 empty] | Commercial/Industrial | Hotel Card Energy Control Systems | 0 | #DIV/0! | -745.6993 | 0 | 0 | 0 | Commercial/Industrial | Heat Pump Water Heater | 4.0855 | 1.3132 | 38003.5664 | 6.1896 | 4.1168 | 36626.3545
[20 empty] | Commercial/Industrial | Hotel Card Energy Control Systems | 0 | #DIV/0! | -745.6993 | 0 | 0 | 0 | Commercial/Industrial | Heat Pump Water Heater | 3.7915 | 0.91758 | 231043.9732 | 9.4291 | 51.0065 | 177271.556
[20 empty] | Commercial/Industrial | Hotel Card Energy Control Systems | 0 | #DIV/0! | -745.6993 | 0 | 0 | 0 | Commercial/Industrial | Heat Pump Water Heater | 3.7915 | 0.91758 | 231043.9732 | 9.4291 | 51.0065 | 177271.556
[20 empty] | Commercial/Industrial | Hotel Card Energy Control Systems | 0 | #DIV/0! | -745.6993 | 0 | 0 | 0 | Commercial/Industrial | Heat Pump Water Heater | 0.6128 | 1.3131 | -552.2607 | 0.30949 | 0.20585 | 1831.3579
[20 empty] | Commercial/Industrial | Hotel Card Energy Control Systems | 0 | #DIV/0! | -745.6993 | 0 | 0 | 0 | Commercial/Industrial | Heat Pump Water Heater | 0.6128 | 1.3131 | -552.2607 | 0.30949 | 0.20585 | 1831.3579
[20 empty] | Commercial/Industrial | Hotel Card Energy Control Systems | 0 | #DIV/0! | -745.6993 | 0 | 0 | 0 | Commercial/Industrial | High Bay Fluorescent (T5) | 3.1448 | 1.4566 | 811.9803 | 0.10655 | 0.10454 | 576.1587
[20 empty] | Commercial/Industrial | Hotel Card Energy Control Systems | 0 | #DIV/0! | -745.6993 | 0 | 0 | 0 | Commercial/Industrial | High Bay Fluorescent (T5) | 3.1448 | 1.4566 | 811.9803 | 0.10655 | 0.10454 | 576.1587
[20 empty] | Commercial/Industrial | Hotel Card Energy Control Systems | 0 | #DIV/0! | -745.6993 | 0 | 0 | 0 | Commercial/Industrial | High Bay Fluorescent (T5) | 7.4368 | 1.4564 | 2311.9249 | 0.252 | 0.24724 | 1362.6673
[20 empty] | Commercial/Industrial | Hotel Card Energy Control Systems | 0 | #DIV/0! | -745.6993 | 0 | 0 | 0 | Commercial/Industrial | High Bay Fluorescent (T5) | 7.4368 | 1.4564 | 2311.9249 | 0.252 | 0.24724 | 1362.6673
[20 empty] | Commercial/Industrial | Hotel Card Energy Control Systems | 0 | #DIV/0! | -745.6993 | 0 | 0 | 0 | Commercial/Industrial | High Bay Fluorescent (T5) | 6.0599 | 1.456 | 1831.3007 | 0.20539 | 0.20151 | 1110.648
[20 empty] | Commercial/Industrial | Hotel Card Energy Control Systems | 0 | #DIV/0! | -745.6993 | 0 | 0 | 0 | Commercial/Industrial | High Bay Fluorescent (T5) | 6.0599 | 1.456 | 1831.3007 | 0.20539 | 0.20151 | 1110.648
[20 empty] | Commercial/Industrial | Hotel Card Energy Control Systems | 0 | #DIV/0! | -745.6993 | 0 | 0 | 0 | Commercial/Industrial | High Bay Fluorescent (T5) | 5.4969 | 1.4563 | 1634.1608 | 0.18628 | 0.18276 | 1007.276
[20 empty] | Commercial/Industrial | Hotel Card Energy Control Systems | 0 | #DIV/0! | -745.6993 | 0 | 0 | 0 | Commercial/Industrial | High Bay Fluorescent (T5) | 5.4969 | 1.4563 | 1634.1608 | 0.18628 | 0.18276 | 1007.276
[20 empty] | Commercial/Industrial | Hotel Card Energy Control Systems | 0 | #DIV/0! | -745.6993 | 0 | 0 | 0 | Commercial/Industrial | High Bay Fluorescent (T5) | 5.4478 | 1.456 | 1617.3504 | 0.18465 | 0.18116 | 998.4613
[20 empty] | Commercial/Industrial | Hotel Card Energy Control Systems | 0.79093 | 2.0711 | 6.3744 | 0.0044883 | -0.016893 | 561.42 | Commercial/Industrial | High Bay Fluorescent (T5) | 5.4478 | 1.456 | 1617.3504 | 0.18465 | 0.18116 | 998.4613
[20 empty] | Commercial/Industrial | Hotel Card Energy Control Systems | 0.79093 | 2.0711 | 6.3744 | 0.0044883 | -0.016893 | 561.42 | Commercial/Industrial | High Bay Fluorescent (T5) | 4.8181 | 1.456 | 1397.2872 | 0.16331 | 0.16022 | 883.0693
[20 empty] | Commercial/Industrial | HVAC tune-up | 0.10866 | 1.07 | -125.9435 | 0.0079622 | 0.0014494 | 40.105 | Commercial/Industrial | High Bay Fluorescent (T5) | 4.8181 | 1.456 | 1397.2872 | 0.16331 | 0.16022 | 883.0693
[20 empty] | Commercial/Industrial | HVAC tune-up | 0.10866 | 1.07 | -125.9435 | 0.0079622 | 0.0014494 | 40.105 | Commercial/Industrial | High Bay Fluorescent (T5) | 4.8181 | 1.456 | 1397.2872 | 0.16331 | 0.16022 | 883.0693
[20 empty] | Commercial/Industrial | HVAC tune-up | 0.2411 | 1.0661 | -95.7189 | 0.017733 | 0.0032281 | 89.3191 | Commercial/Industrial | High Bay Fluorescent (T5) | 4.8181 | 1.456 | 1397.2872 | 0.16331 | 0.16022 | 883.0693
[20 empty] | Commercial/Industrial | HVAC tune-up | 0.2411 | 1.0661 | -95.7189 | 0.017733 | 0.0032281 | 89.3191 | Commercial/Industrial | High Bay Fluorescent (T5) | 4.1797 | 1.456 | 1174.1676 | 0.14167 | 0.13899 | 766.0747
[20 empty] | Commercial/Industrial | HVAC tune-up | 0.24647 | 1.0657 | -94.4757 | 0.018135 | 0.0033013 | 91.3433 | Commercial/Industrial | High Bay Fluorescent (T5) | 4.1797 | 1.456 | 1174.1676 | 0.14167 | 0.13899 | 766.0747
[20 empty] | Commercial/Industrial | HVAC tune-up | 0.24647 | 1.0657 | -94.4757 | 0.018135 | 0.0033013 | 91.3433 | Commercial/Industrial | High Bay Fluorescent (T5) | 4.1043 | 1.4564 | 1147.4238 | 0.13908 | 0.13645 | 752.0513
[20 empty] | Commercial/Industrial | HVAC tune-up | 0.24952 | 1.067 | -93.8541 | 0.018336 | 0.0033378 | 92.3554 | Commercial/Industrial | High Bay Fluorescent (T5) | 4.1043 | 1.4564 | 1147.4238 | 0.13908 | 0.13645 | 752.0513
[20 empty] | Commercial/Industrial | HVAC tune-up | 0.24952 | 1.067 | -93.8541 | 0.018336 | 0.0033378 | 92.3554 | Commercial/Industrial | High Bay Fluorescent (T5) | 3.6702 | 1.4563 | 995.7483 | 0.12437 | 0.12202 | 672.519
[20 empty] | Commercial/Industrial | HVAC tune-up | 0.44667 | 1.0668 | -49.0222 | 0.032828 | 0.0059761 | 165.3541 | Commercial/Industrial | High Bay Fluorescent (T5) | 3.6702 | 1.4563 | 995.7483 | 0.12437 | 0.12202 | 672.519
[20 empty] | Commercial/Industrial | HVAC tune-up | 0.44667 | 1.0668 | -49.0222 | 0.032828 | 0.0059761 | 165.3541 | Commercial/Industrial | High Bay Fluorescent (T5) | 3.607 | 1.4564 | 973.5892 | 0.12222 | 0.11991 | 660.8997
[20 empty] | Commercial/Industrial | HVAC tune-up | 0.49338 | 1.0673 | -38.4553 | 0.036244 | 0.006598 | 182.5601 | Commercial/Industrial | High Bay Fluorescent (T5) | 3.607 | 1.4564 | 973.5892 | 0.12222 | 0.11991 | 660.8997
[20 empty] | Commercial/Industrial | HVAC tune-up | 0.49338 | 1.0673 | -38.4553 | 0.036244 | 0.006598 | 182.5601 | Commercial/Industrial | High Bay Fluorescent (T5) | 3.5561 | 1.4562 | 956.0147 | 0.12052 | 0.11824 | 651.6843
[20 empty] | Commercial/Industrial | HVAC tune-up | 0.50295 | 1.0673 | -36.2797 | 0.036948 | 0.006726 | 186.1025 | Commercial/Industrial | High Bay Fluorescent (T5) | 3.5561 | 1.4562 | 956.0147 | 0.12052 | 0.11824 | 651.6843
[20 empty] | Commercial/Industrial | HVAC tune-up | 0.50295 | 1.0673 | -36.2797 | 0.036948 | 0.006726 | 186.1025 | Commercial/Industrial | High Bay LED | 3.2666 | 1.4563 | 1273.5645 | 0.16494 | 0.16182 | 891.8853
[20 empty] | Commercial/Industrial | HVAC tune-up | 0.56722 | 1.0667 | -21.5947 | 0.041695 | 0.0075902 | 210.0137 | Commercial/Industrial | High Bay LED | 3.2666 | 1.4563 | 1273.5645 | 0.16494 | 0.16182 | 891.8853
[20 empty] | Commercial/Industrial | HVAC tune-up | 0.56722 | 1.0667 | -21.5947 | 0.041695 | 0.0075902 | 210.0137 | Commercial/Industrial | High Bay LED | 3.2666 | 1.4563 | 1273.5645 | 0.16494 | 0.16182 | 891.8853
[20 empty] | Commercial/Industrial | HVAC tune-up | 0.63805 | 0.907 | -1.9262 | 0.069331 | 0.023434 | 183.4457 | Commercial/Industrial | High Bay LED | 3.2666 | 1.4563 | 1273.5645 | 0.16494 | 0.16182 | 891.8853
[20 empty] | Commercial/Industrial | HVAC tune-up | 0.63805 | 0.907 | -1.9262 | 0.069331 | 0.023434 | 183.4457 | Commercial/Industrial | High Bay LED | 2.8335 | 1.4562 | 1048.2174 | 0.14308 | 0.14038 | 773.7227
[20 empty] | Commercial/Industrial | HVAC tune-up | 0.90671 | 0.91174 | 62.7805 | 0.095936 | 0.011648 | 273.1443 | Commercial/Industrial | High Bay LED | 2.8335 | 1.4562 | 1048.2174 | 0.14308 | 0.14038 | 773.7227
[20 empty] | Commercial/Industrial | HVAC tune-up | 0.90671 | 0.91174 | 62.7805 | 0.095936 | 0.011648 | 273.1443 | Commercial/Industrial | High Bay LED | 2.7813 | 1.456 | 1021.2067 | 0.14047 | 0.13781 | 759.5593
[20 empty] | Commercial/Industrial | HVAC tune-up | 0.72404 | 1.0671 | 13.9911 | 0.053199 | 0.0096843 | 267.9572 | Commercial/Industrial | High Bay LED | 2.7813 | 1.456 | 1021.2067 | 0.14047 | 0.13781 | 759.5593
[20 empty] | Commercial/Industrial | HVAC tune-up | 0.72404 | 1.0671 | 13.9911 | 0.053199 | 0.0096843 | 267.9572 | Commercial/Industrial | High Bay LED | 5.0405 | 1.4563 | 2197.3333 | 0.25451 | 0.24971 | 1376.2713
[20 empty] | Commercial/Industrial | HVAC tune-up_RTU | 0.077079 | 1.0668 | -886.9989 | 0.037766 | 0.006875 | 190.2267 | Commercial/Industrial | High Bay LED | 5.0405 | 1.4563 | 2197.3333 | 0.25451 | 0.24971 | 1376.2713
[20 empty] | Commercial/Industrial | HVAC tune-up_RTU | 0.077079 | 1.0668 | -886.9989 | 0.037766 | 0.006875 | 190.2267 | Commercial/Industrial | High Bay LED | 4.1079 | 1.4561 | 1711.911 | 0.20744 | 0.20353 | 1121.736
[20 empty] | Commercial/Industrial | HVAC tune-up_RTU | 0.17163 | 1.0666 | -743.637 | 0.084111 | 0.015312 | 423.6594 | Commercial/Industrial | High Bay LED | 4.1079 | 1.4561 | 1711.911 | 0.20744 | 0.20353 | 1121.736
[20 empty] | Commercial/Industrial | HVAC tune-up_RTU | 0.17163 | 1.0666 | -743.637 | 0.084111 | 0.015312 | 423.6594 | Commercial/Industrial | High Bay LED | 3.7258 | 1.4562 | 1512.8029 | 0.18814 | 0.18458 | 1017.332
[20 empty] | Commercial/Industrial | HVAC tune-up_RTU | 0.17559 | 1.067 | -737.7404 | 0.086017 | 0.015659 | 433.2607 | Commercial/Industrial | High Bay LED | 3.7258 | 1.4562 | 1512.8029 | 0.18814 | 0.18458 | 1017.332
[20 empty] | Commercial/Industrial | HVAC tune-up_RTU | 0.17559 | 1.067 | -737.7404 | 0.086017 | 0.015659 | 433.2607 | Commercial/Industrial | High Bay LED | 3.6938 | 1.4564 | 1495.8247 | 0.18649 | 0.18297 | 1008.4293
[20 empty] | Commercial/Industrial | HVAC tune-up_RTU | 0.17746 | 1.0666 | -734.792 | 0.08697 | 0.015832 | 438.0614 | Commercial/Industrial | High Bay LED | 3.6938 | 1.4564 | 1495.8247 | 0.18649 | 0.18297 | 1008.4293
[20 empty] | Commercial/Industrial | HVAC tune-up_RTU | 0.17746 | 1.0666 | -734.792 | 0.08697 | 0.015832 | 438.0614 | Commercial/Industrial | High Efficiency Chiller (Air Cooled, 50 tons) | 0.39012 | 1.4185 | -10704.3258 | 0.89583 | 0.90912 | 3147.5122
[20 empty] | Commercial/Industrial | HVAC tune-up_RTU | 0.31778 | 1.0668 | -522.1447 | 0.15571 | 0.028346 | 784.3099 | Commercial/Industrial | High Efficiency Chiller (Air Cooled, 50 tons) | 0.39012 | 1.4185 | -10704.3258 | 0.89583 | 0.90912 | 3147.5122
[20 empty] | Commercial/Industrial | HVAC tune-up_RTU | 0.31778 | 1.0668 | -522.1447 | 0.15571 | 0.028346 | 784.3099 | Commercial/Industrial | High Efficiency Chiller (Air Cooled, 50 tons) | 0.86884 | 1.4184 | 92.6678 | 1.9951 | 2.0247 | 7009.9168
[20 empty] | Commercial/Industrial | HVAC tune-up_RTU | 0.35086 | 1.0668 | -472.0233 | 0.17191 | 0.031296 | 865.9214 | Commercial/Industrial | High Efficiency Chiller (Air Cooled, 50 tons) | 0.86884 | 1.4184 | 92.6678 | 1.9951 | 2.0247 | 7009.9168
[20 empty] | Commercial/Industrial | HVAC tune-up_RTU | 0.35086 | 1.0668 | -472.0233 | 0.17191 | 0.031296 | 865.9214 | Commercial/Industrial | High Efficiency Chiller (Air Cooled, 50 tons) | 0.88851 | 1.4184 | 536.76 | 2.0403 | 2.0706 | 7168.7817
[20 empty] | Commercial/Industrial | HVAC tune-up_RTU | 0.35773 | 1.067 | -461.7042 | 0.17525 | 0.031903 | 882.7237 | Commercial/Industrial | High Efficiency Chiller (Air Cooled, 50 tons) | 0.88851 | 1.4184 | 536.76 | 2.0403 | 2.0706 | 7168.7817
[20 empty] | Commercial/Industrial | HVAC tune-up_RTU | 0.35773 | 1.067 | -461.7042 | 0.17525 | 0.031903 | 882.7237 | Commercial/Industrial | High Efficiency Chiller (Air Cooled, 50 tons) | 0.89837 | 1.4184 | 758.8062 | 2.0629 | 2.0935 | 7248.2142
[20 empty] | Commercial/Industrial | HVAC tune-up_RTU | 0.4036 | 1.0668 | -392.0502 | 0.19777 | 0.036002 | 996.1396 | Commercial/Industrial | High Efficiency Chiller (Air Cooled, 50 tons) | 0.89837 | 1.4184 | 758.8062 | 2.0629 | 2.0935 | 7248.2142
[20 empty] | Commercial/Industrial | HVAC tune-up_RTU | 0.4036 | 1.0668 | -392.0502 | 0.19777 | 0.036002 | 996.1396 | Commercial/Industrial | High Efficiency Chiller (Water cooled-centrifugal, 200 tons) | 0.37083 | 1.2337 | -14875.3462 | 1.5327 | 0.066386 | 3892.8606
[20 empty] | Commercial/Industrial | HVAC tune-up_RTU | 0.45409 | 0.90724 | -298.7581 | 0.32885 | 0.11115 | 870.122 | Commercial/Industrial | High Efficiency Chiller (Water cooled-centrifugal, 200 tons) | 0.37083 | 1.2337 | -14875.3462 | 1.5327 | 0.066386 | 3892.8606
[20 empty] | Commercial/Industrial | HVAC tune-up_RTU | 0.45409 | 0.90724 | -298.7581 | 0.32885 | 0.11115 | 870.122 | Commercial/Industrial | High Efficiency Chiller (Water cooled-centrifugal, 200 tons) | 0.82589 | 1.2337 | 423.2266 | 3.4134 | 0.14785 | 8669.904
[20 empty] | Commercial/Industrial | HVAC tune-up_RTU | 0.51501 | 1.0669 | -223.2591 | 0.25233 | 0.045935 | 1270.9781 | Commercial/Industrial | High Efficiency Chiller (Water cooled-centrifugal, 200 tons) | 0.82589 | 1.2337 | 423.2266 | 3.4134 | 0.14785 | 8669.904
[20 empty] | Commercial/Industrial | HVAC tune-up_RTU | 0.51501 | 1.0669 | -223.2591 | 0.25233 | 0.045935 | 1270.9781 | Commercial/Industrial | High Efficiency Chiller (Water cooled-centrifugal, 200 tons) | 0.84462 | 1.2337 | 1052.4739 | 3.4908 | 0.1512 | 8866.3891
[20 empty] | Commercial/Industrial | HVAC tune-up_RTU | 0.84995 | 0.91191 | 329.2385 | 0.59942 | 0.072781 | 1706.6392 | Commercial/Industrial | High Efficiency Chiller (Water cooled-centrifugal, 200 tons) | 0.84462 | 1.2337 | 1052.4739 | 3.4908 | 0.1512 | 8866.3891
[20 empty] | Commercial/Industrial | HVAC tune-up_RTU | 0.84995 | 0.91191 | 329.2385 | 0.59942 | 0.072781 | 1706.6392 | Commercial/Industrial | High Efficiency Chiller (Water cooled-centrifugal, 200 tons) | 0.85397 | 1.2337 | 1367.0975 | 3.5294 | 0.15288 | 8964.6316
[20 empty] | Commercial/Industrial | HVAC tune-up_RTU | 0.84355 | 0.90712 | 306.1415 | 0.61098 | 0.20652 | 1616.6266 | Commercial/Industrial | High Efficiency Chiller (Water cooled-centrifugal, 200 tons) | 0.85397 | 1.2337 | 1367.0975 | 3.5294 | 0.15288 | 8964.6316
[20 empty] | Commercial/Industrial | HVAC tune-up_RTU | 0.84355 | 0.90712 | 306.1415 | 0.61098 | 0.20652 | 1616.6266 | Commercial/Industrial | High Efficiency Chiller (Water cooled-positive displacement, 100 tons) | 0.21571 | 1.2336 | -10958.123 | 0.48632 | 0.021065 | 1235.2346
[20 empty] | Commercial/Industrial | HVAC tune-up_RTU | 0.64519 | 0.91186 | 8.1593 | 0.45505 | 0.055251 | 1295.5816 | Commercial/Industrial | High Efficiency Chiller (Water cooled-positive displacement, 100 tons) | 0.21571 | 1.2336 | -10958.123 | 0.48632 | 0.021065 | 1235.2346
[20 empty] | Commercial/Industrial | HVAC tune-up_RTU | 0.64519 | 0.91186 | 8.1593 | 0.45505 | 0.055251 | 1295.5816 | Commercial/Industrial | High Efficiency Chiller (Water cooled-positive displacement, 100 tons) | 0.48045 | 1.2337 | -6103.7681 | 1.0831 | 0.046914 | 2751.0272
[20 empty] | Commercial/Industrial | Induction Cooktops | 0.26431 | 1.2274 | -4998.4471 | 0.4257 | 0.17529 | 1974.24 | Commercial/Industrial | High Efficiency Chiller (Water cooled-positive displacement, 100 tons) | 0.48045 | 1.2337 | -6103.7681 | 1.0831 | 0.046914 | 2751.0272
[20 empty] | Commercial/Industrial | Induction Cooktops | 0.26431 | 1.2274 | -4998.4471 | 0.4257 | 0.17529 | 1974.24 | Commercial/Industrial | High Efficiency Chiller (Water cooled-positive displacement, 100 tons) | 0.49132 | 1.2336 | -5904.1032 | 1.1076 | 0.047977 | 2813.3735
[20 empty] | Commercial/Industrial | Induction Cooktops | 0.26431 | 1.2274 | -4998.4471 | 0.4257 | 0.17529 | 1974.24 | Commercial/Industrial | High Efficiency Chiller (Water cooled-positive displacement, 100 tons) | 0.49132 | 1.2336 | -5904.1032 | 1.1076 | 0.047977 | 2813.3735
[20 empty] | Commercial/Industrial | Induction Cooktops | 0.26431 | 1.2274 | -4998.4471 | 0.4257 | 0.17529 | 1974.24 | Commercial/Industrial | High Efficiency Chiller (Water cooled-positive displacement, 100 tons) | 0.49677 | 1.2337 | -5804.2707 | 1.1199 | 0.048509 | 2844.5466
[20 empty] | Commercial/Industrial | Induction Cooktops | 0.26431 | 1.2274 | -4998.4471 | 0.4257 | 0.17529 | 1974.24 | Commercial/Industrial | High Efficiency Chiller (Water cooled-positive displacement, 100 tons) | 0.49677 | 1.2337 | -5804.2707 | 1.1199 | 0.048509 | 2844.5466
[20 empty] | Commercial/Industrial | Induction Cooktops | 0.26431 | 1.2274 | -4998.4471 | 0.4257 | 0.17529 | 1974.24 | Commercial/Industrial | High Efficiency Chiller (Water cooled-positive displacement, 100 tons) | 0.88942 | 1.2336 | 1396.1477 | 2.0051 | 0.08685 | 5092.9074
[20 empty] | Commercial/Industrial | Induction Cooktops | 0.26431 | 1.2274 | -4998.4471 | 0.4257 | 0.17529 | 1974.24 | Commercial/Industrial | High Efficiency Chiller (Water cooled-positive displacement, 100 tons) | 0.88942 | 1.2336 | 1396.1477 | 2.0051 | 0.08685 | 5092.9074
[20 empty] | Commercial/Industrial | Induction Cooktops | 0.26431 | 1.2274 | -4998.4471 | 0.4257 | 0.17529 | 1974.24 | Commercial/Industrial | High Efficiency Chiller (Water cooled-positive displacement, 100 tons) | 0.982 | 1.2337 | 3093.3 | 2.2138 | 0.095887 | 5622.8503
[20 empty] | Commercial/Industrial | Induction Cooktops | 0.26431 | 1.2274 | -4998.4471 | 0.4257 | 0.17529 | 1974.24 | Commercial/Industrial | High Efficiency Chiller (Water cooled-positive displacement, 100 tons) | 0.982 | 1.2337 | 3093.3 | 2.2138 | 0.095887 | 5622.8503
[20 empty] | Commercial/Industrial | Induction Cooktops | 0.26431 | 1.2274 | -4998.4471 | 0.4257 | 0.17529 | 1974.24 | Commercial/Industrial | High Efficiency Chiller (Water cooled-positive displacement, 100 tons) | 0.98674 | 1.2337 | 3180.6535 | 2.2245 | 0.096353 | 5650.1267
[20 empty] | Commercial/Industrial | Induction Cooktops | 0.26431 | 1.2274 | -4998.4471 | 0.4257 | 0.17529 | 1974.24 | Commercial/Industrial | High Efficiency Chiller (Water cooled-positive displacement, 100 tons) | 0.98674 | 1.2337 | 3180.6535 | 2.2245 | 0.096353 | 5650.1267
[20 empty] | Commercial/Industrial | Induction Cooktops | 0.26431 | 1.2274 | -4998.4471 | 0.4257 | 0.17529 | 1974.24 | Commercial/Industrial | High Efficiency Data Center Cooling | 0.45915 | 1.4672 | -278085.4682 | 29.7567 | 17.1868 | 129796.7956
[20 empty] | Commercial/Industrial | Induction Cooktops | 0.26431 | 1.2274 | -4998.4471 | 0.4257 | 0.17529 | 1974.24 | Commercial/Industrial | High Efficiency Data Center Cooling | 0.45915 | 1.4672 | -278085.4682 | 29.7567 | 17.1868 | 129796.7956
[20 empty] | Commercial/Industrial | Induction Cooktops | 0.26431 | 1.2274 | -4998.4471 | 0.4257 | 0.17529 | 1974.24 | Commercial/Industrial | High Efficiency Data Center Cooling | 0.45915 | 1.4672 | -278085.4682 | 29.7567 | 17.1868 | 129796.7956
[20 empty] | Commercial/Industrial | Induction Cooktops | 0.26431 | 1.2274 | -4998.4471 | 0.4257 | 0.17529 | 1974.24 | Commercial/Industrial | High Efficiency Data Center Cooling | 0.45915 | 1.4672 | -278085.4682 | 29.7567 | 17.1868 | 129796.7956
[20 empty] | Commercial/Industrial | Induction Cooktops | 0.26431 | 1.2274 | -4998.4471 | 0.4257 | 0.17529 | 1974.24 | Commercial/Industrial | High Efficiency Data Center Cooling | 0.45915 | 1.4672 | -278085.4682 | 29.7567 | 17.1868 | 129796.7956
[20 empty] | Commercial/Industrial | Induction Cooktops | 0.26431 | 1.2274 | -4998.4471 | 0.4257 | 0.17529 | 1974.24 | Commercial/Industrial | High Efficiency Data Center Cooling | 0.45915 | 1.4672 | -278085.4682 | 29.7567 | 17.1868 | 129796.7956
[20 empty] | Commercial/Industrial | Induction Cooktops | 0.26431 | 1.2274 | -4998.4471 | 0.4257 | 0.17529 | 1974.24 | Commercial/Industrial | High Efficiency Data Center Cooling | 0.45915 | 1.4672 | -278085.4682 | 29.7567 | 17.1868 | 129796.7956
[20 empty] | Commercial/Industrial | Induction Cooktops | 0.26431 | 1.2274 | -4998.4471 | 0.4257 | 0.17529 | 1974.24 | Commercial/Industrial | High Efficiency Data Center Cooling | 0.45915 | 1.4672 | -278085.4682 | 29.7567 | 17.1868 | 129796.7956
[20 empty] | Commercial/Industrial | Induction Cooktops | 0.26431 | 1.2274 | -4998.4471 | 0.4257 | 0.17529 | 1974.24 | Commercial/Industrial | High Efficiency Data Center Cooling | 0.45915 | 1.4672 | -278085.4682 | 29.7567 | 17.1868 | 129796.7956
[20 empty] | Commercial/Industrial | Induction Cooktops | 0.26431 | 1.2274 | -4998.4471 | 0.4257 | 0.17529 | 1974.24 | Commercial/Industrial | High Efficiency Data Center Cooling | 0.45915 | 1.4672 | -278085.4682 | 29.7567 | 17.1868 | 129796.7956
[20 empty] | Commercial/Industrial | Induction Cooktops | 0.26431 | 1.2274 | -4998.4471 | 0.4257 | 0.17529 | 1974.24 | Commercial/Industrial | High Efficiency Data Center Cooling | 0.45915 | 1.4672 | -278085.4682 | 29.7567 | 17.1868 | 129796.7956
[20 empty] | Commercial/Industrial | Induction Cooktops | 0.26431 | 1.2274 | -4998.4471 | 0.4257 | 0.17529 | 1974.24 | Commercial/Industrial | High Efficiency Data Center Cooling | 0.45915 | 1.4672 | -278085.4682 | 29.7567 | 17.1868 | 129796.7956
[20 empty] | Commercial/Industrial | Induction Cooktops | 0.26431 | 1.2274 | -4998.4471 | 0.4257 | 0.17529 | 1974.24 | Commercial/Industrial | High Efficiency Data Center Cooling | 0.45915 | 1.4672 | -278085.4682 | 29.7567 | 17.1868 | 129796.7956
[20 empty] | Commercial/Industrial | Induction Cooktops | 0.26431 | 1.2274 | -4998.4471 | 0.4257 | 0.17529 | 1974.24 | Commercial/Industrial | High Efficiency Data Center Cooling | 0.45915 | 1.4672 | -278085.4682 | 29.7567 | 17.1868 | 129796.7956
[20 empty] | Commercial/Industrial | Induction Cooktops | 0.26431 | 1.2274 | -4998.4471 | 0.4257 | 0.17529 | 1974.24 | Commercial/Industrial | High Efficiency Data Center Cooling | 0.45915 | 1.4672 | -278085.4682 | 29.7567 | 17.1868 | 129796.7956
[20 empty] | Commercial/Industrial | Infiltration Reduction - Air Sealing | 0.017067 | 0.57702 | -0.72261 | 2.4308e-06 | 7.2182e-06 | 0.010989 | Commercial/Industrial | High Efficiency Data Center Cooling | 0.45915 | 1.4672 | -278085.4682 | 29.7567 | 17.1868 | 129796.7956
[20 empty] | Commercial/Industrial | Infiltration Reduction - Air Sealing | 0.017333 | 0.57702 | -0.72216 | 2.4687e-06 | 7.3307e-06 | 0.011161 | Commercial/Industrial | High Efficiency Data Center Cooling | 0.45915 | 1.4672 | -278085.4682 | 29.7567 | 17.1868 | 129796.7956
[20 empty] | Commercial/Industrial | Infiltration Reduction - Air Sealing | 0.025326 | 0.57702 | -0.70867 | 3.6071e-06 | 1.0711e-05 | 0.016307 | Commercial/Industrial | High Efficiency Data Center Cooling | 0.45915 | 1.4672 | -278085.4682 | 29.7567 | 17.1868 | 129796.7956
[20 empty] | Commercial/Industrial | Infiltration Reduction - Air Sealing | 0.025413 | 0.57702 | -0.70852 | 3.6195e-06 | 1.0748e-05 | 0.016363 | Commercial/Industrial | High Efficiency Data Center Cooling | 0.45915 | 1.4672 | -278085.4682 | 29.7567 | 17.1868 | 129796.7956
[20 empty] | Commercial/Industrial | Infiltration Reduction - Air Sealing | 0.025721 | 0.57702 | -0.708 | 3.6634e-06 | 1.0878e-05 | 0.016562 | Commercial/Industrial | High Efficiency Data Center Cooling | 0.45915 | 1.4672 | -278085.4682 | 29.7567 | 17.1868 | 129796.7956
[20 empty] | Commercial/Industrial | Infiltration Reduction - Air Sealing | 0.025809 | 0.57702 | -0.70785 | 3.6759e-06 | 1.0915e-05 | 0.016618 | Commercial/Industrial | High Efficiency Data Center Cooling | 0.45915 | 1.4672 | -278085.4682 | 29.7567 | 17.1868 | 129796.7956
[20 empty] | Commercial/Industrial | Infiltration Reduction - Air Sealing | 0.031692 | 0.57702 | -0.69792 | 4.5138e-06 | 1.3404e-05 | 0.020406 | Commercial/Industrial | High Efficiency Data Center Cooling | 0.45915 | 1.4672 | -278085.4682 | 29.7567 | 17.1868 | 129796.7956
[20 empty] | Commercial/Industrial | Infiltration Reduction - Air Sealing | 0.032186 | 0.57702 | -0.69708 | 4.5842e-06 | 1.3612e-05 | 0.020724 | Commercial/Industrial | High Efficiency Data Center Cooling | 0.45915 | 1.4672 | -278085.4682 | 29.7567 | 17.1868 | 129796.7956
[20 empty] | Commercial/Industrial | Infiltration Reduction - Air Sealing | 0.047195 | 0.57702 | -0.67174 | 6.7218e-06 | 1.996e-05 | 0.030388 | Commercial/Industrial | High Efficiency Data Center Cooling | 0.45915 | 1.4672 | -278085.4682 | 29.7567 | 17.1868 | 129796.7956
[20 empty] | Commercial/Industrial | Infiltration Reduction - Air Sealing | 0.04793 | 0.57702 | -0.67049 | 6.8266e-06 | 2.0271e-05 | 0.030862 | Commercial/Industrial | High Efficiency Data Center Cooling | 0.45915 | 1.4672 | -278085.4682 | 29.7567 | 17.1868 | 129796.7956
[20 empty] | Commercial/Industrial | Infiltration Reduction - Air Sealing | 0.049128 | 0.57702 | -0.66847 | 6.9971e-06 | 2.0778e-05 | 0.031633 | Commercial/Industrial | High Efficiency Data Center Cooling | 0.45915 | 1.4672 | -278085.4682 | 29.7567 | 17.1868 | 129796.7956
[20 empty] | Commercial/Industrial | Infiltration Reduction - Air Sealing | 0.049894 | 0.57702 | -0.66718 | 7.1062e-06 | 2.1101e-05 | 0.032126 | Commercial/Industrial | High Efficiency DX 135k- less than 240k BTU | 0.09693 | 1.1295 | -8352.7241 | 0.18745 | 0 | 453.3072
[20 empty] | Commercial/Industrial | Infiltration Reduction - Air Sealing | 0.051846 | 0.57702 | -0.66388 | 7.3843e-06 | 2.1927e-05 | 0.033383 | Commercial/Industrial | High Efficiency DX 135k- less than 240k BTU | 0.09693 | 1.1295 | -8352.7241 | 0.18745 | 0 | 453.3072
[20 empty] | Commercial/Industrial | Infiltration Reduction - Air Sealing | 0.052655 | 0.57702 | -0.66252 | 7.4994e-06 | 2.2269e-05 | 0.033904 | Commercial/Industrial | High Efficiency DX 135k- less than 240k BTU | 0.21588 | 1.1295 | -6884.0416 | 0.41747 | 0 | 1009.5738
[20 empty] | Commercial/Industrial | Infiltration Reduction - Air Sealing | 0.074732 | 0.57702 | -0.62523 | 1.0644e-05 | 3.1606e-05 | 0.048119 | Commercial/Industrial | High Efficiency DX 135k- less than 240k BTU | 0.21588 | 1.1295 | -6884.0416 | 0.41747 | 0 | 1009.5738
[20 empty] | Commercial/Industrial | Infiltration Reduction - Air Sealing | 0.075897 | 0.57702 | -0.62327 | 1.081e-05 | 3.2099e-05 | 0.048869 | Commercial/Industrial | High Efficiency DX 135k- less than 240k BTU | 0.22079 | 1.1296 | -6823.633 | 0.42693 | 0 | 1032.4536
[20 empty] | Commercial/Industrial | Infiltration Reduction - Air Sealing | 0.11927 | 0.57702 | -0.55001 | 1.6988e-05 | 5.0444e-05 | 0.076799 | Commercial/Industrial | High Efficiency DX 135k- less than 240k BTU | 0.22079 | 1.1296 | -6823.633 | 0.42693 | 0 | 1032.4536
[20 empty] | Commercial/Industrial | Infiltration Reduction - Air Sealing | 0.12113 | 0.57702 | -0.54687 | 1.7253e-05 | 5.1231e-05 | 0.077996 | Commercial/Industrial | High Efficiency DX 135k- less than 240k BTU | 0.22324 | 1.1296 | -6793.4288 | 0.43166 | 0 | 1043.8936
[20 empty] | Commercial/Industrial | Infiltration Reduction - Air Sealing | 0.15855 | 0.57702 | -0.48368 | 2.2582e-05 | 6.7056e-05 | 0.10209 | Commercial/Industrial | High Efficiency DX 135k- less than 240k BTU | 0.22324 | 1.1296 | -6793.4288 | 0.43166 | 0 | 1043.8936
[20 empty] | Commercial/Industrial | Infiltration Reduction - Air Sealing | 0.16102 | 0.57702 | -0.47951 | 2.2934e-05 | 6.8102e-05 | 0.10368 | Commercial/Industrial | High Efficiency DX 135k- less than 240k BTU | 0.39966 | 1.1295 | -4614.9459 | 0.77286 | 0 | 1868.9985
[20 empty] | Commercial/Industrial | Infiltration Reduction - Air Sealing | 0.17107 | 0.57702 | -0.46254 | 2.4365e-05 | 7.2352e-05 | 0.11015 | Commercial/Industrial | High Efficiency DX 135k- less than 240k BTU | 0.39966 | 1.1295 | -4614.9459 | 0.77286 | 0 | 1868.9985
[20 empty] | Commercial/Industrial | Infiltration Reduction - Air Sealing | 0.17374 | 0.57702 | -0.45803 | 2.4745e-05 | 7.348e-05 | 0.11187 | Commercial/Industrial | High Efficiency DX 135k- less than 240k BTU | 0.44125 | 1.1295 | -4101.4734 | 0.85328 | 0 | 2063.4773
[20 empty] | Commercial/Industrial | Infiltration Reduction - Air Sealing | 0.17631 | 0.57702 | -0.4537 | 2.5111e-05 | 7.4565e-05 | 0.11352 | Commercial/Industrial | High Efficiency DX 135k- less than 240k BTU | 0.44125 | 1.1295 | -4101.4734 | 0.85328 | 0 | 2063.4773
[20 empty] | Commercial/Industrial | Infiltration Reduction - Air Sealing | 0.17906 | 0.57702 | -0.44906 | 2.5502e-05 | 7.5728e-05 | 0.11529 | Commercial/Industrial | High Efficiency DX 135k- less than 240k BTU | 0.44338 | 1.1295 | -4075.0446 | 0.85742 | 0 | 2073.4872
[20 empty] | Commercial/Industrial | Infiltration Reduction - Air Sealing | 0.2301 | 0.57702 | -0.36286 | 3.2772e-05 | 9.7315e-05 | 0.14816 | Commercial/Industrial | High Efficiency DX 135k- less than 240k BTU | 0.44338 | 1.1295 | -4075.0446 | 0.85742 | 0 | 2073.4872
[20 empty] | Commercial/Industrial | Infiltration Reduction - Air Sealing | 0.23368 | 0.57702 | -0.3568 | 3.3283e-05 | 9.8832e-05 | 0.15047 | Commercial/Industrial | High Efficiency DX 135k- less than 240k BTU | 0.44981 | 1.1295 | -3995.7584 | 0.86983 | 0 | 2103.517
[20 empty] | Commercial/Industrial | Instantaneous Hot Water System | 0.23927 | 1.6757 | -151623.3196 | 3.1205 | 3.5957 | 28168.138 | Commercial/Industrial | High Efficiency DX 135k- less than 240k BTU | 0.44981 | 1.1295 | -3995.7584 | 0.86983 | 0 | 2103.517
[20 empty] | Commercial/Industrial | Instantaneous Hot Water System | 0.23927 | 1.6757 | -151623.3196 | 3.1205 | 3.5957 | 28168.138 | Commercial/Industrial | High Efficiency DX 135k- less than 240k BTU | 0.5076 | 1.1295 | -3282.1826 | 0.98159 | 0 | 2373.7853
[20 empty] | Commercial/Industrial | Instantaneous Hot Water System | 0.22432 | 1.6757 | -124354.4596 | 2.3404 | 2.6968 | 21126.1035 | Commercial/Industrial | High Efficiency DX 135k- less than 240k BTU | 0.5076 | 1.1295 | -3282.1826 | 0.98159 | 0 | 2373.7853
[20 empty] | Commercial/Industrial | Instantaneous Hot Water System | 0.22432 | 1.6757 | -124354.4596 | 2.3404 | 2.6968 | 21126.1035 | Commercial/Industrial | High Efficiency DX 135k- less than 240k BTU | 0.64765 | 1.1295 | -1552.9882 | 1.2524 | 0 | 3028.7213
[20 empty] | Commercial/Industrial | Instantaneous Hot Water System | 0.21091 | 1.2916 | -91302.8821 | 1.342 | 3.2369 | 14201.4362 | Commercial/Industrial | High Efficiency DX 135k- less than 240k BTU | 0.64765 | 1.1295 | -1552.9882 | 1.2524 | 0 | 3028.7213
[20 empty] | Commercial/Industrial | Instantaneous Hot Water System | 0.21091 | 1.2916 | -91302.8821 | 1.342 | 3.2369 | 14201.4362 | Commercial/Industrial | High Efficiency DX 135k- less than 240k BTU | 0.66019 | 1.1295 | -1398.1913 | 1.2767 | 0 | 3087.3509
[20 empty] | Commercial/Industrial | Instantaneous Hot Water System | 0.18041 | 1.2916 | -64372.5178 | 0.76527 | 1.8458 | 8098.3397 | Commercial/Industrial | High Efficiency DX 135k- less than 240k BTU | 0.66019 | 1.1295 | -1398.1913 | 1.2767 | 0 | 3087.3509
[20 empty] | Commercial/Industrial | Instantaneous Hot Water System | 0.18041 | 1.2916 | -64372.5178 | 0.76527 | 1.8458 | 8098.3397 | Commercial/Industrial | High Efficiency DX 135k- less than 240k BTU | 0.82374 | 1.1295 | 621.7191 | 1.593 | 0 | 3852.3962
[20 empty] | Commercial/Industrial | Instantaneous Hot Water System | 0.14694 | 1.7354 | -21084.8028 | 0.23267 | 0.24278 | 2091.4842 | Commercial/Industrial | High Efficiency DX 135k- less than 240k BTU | 0.82374 | 1.1295 | 621.7191 | 1.593 | 0 | 3852.3962
[20 empty] | Commercial/Industrial | Instantaneous Hot Water System | 0.14694 | 1.7354 | -21084.8028 | 0.23267 | 0.24278 | 2091.4842 | Commercial/Industrial | High Efficiency DX 135k- less than 240k BTU | 0.86964 | 1.1295 | 1188.0492 | 1.6817 | 0 | 4066.8949
[20 empty] | Commercial/Industrial | Instantaneous Hot Water System | 0.2077 | 1.6757 | -19162.4696 | 0.32505 | 0.37455 | 2934.181 | Commercial/Industrial | High Efficiency DX 135k- less than 240k BTU | 0.86964 | 1.1295 | 1188.0492 | 1.6817 | 0 | 4066.8949
[20 empty] | Commercial/Industrial | Instantaneous Hot Water System | 0.2077 | 1.6757 | -19162.4696 | 0.32505 | 0.37455 | 2934.181 | Commercial/Industrial | High Efficiency HID Lighting | 0.77993 | 2.0686 | 2.5753 | 0 | 0 | 484.169
[20 empty] | Commercial/Industrial | Instantaneous Hot Water System | 0.23749 | 1.7355 | -18346.6269 | 0.37604 | 0.39237 | 3380.1766 | Commercial/Industrial | High Efficiency HID Lighting | 0.77993 | 2.0686 | 2.5753 | 0 | 0 | 484.169
[20 empty] | Commercial/Industrial | Instantaneous Hot Water System | 0.23749 | 1.7355 | -18346.6269 | 0.37604 | 0.39237 | 3380.1766 | Commercial/Industrial | High Efficiency HID Lighting | 0.77993 | 2.0686 | 2.5753 | 0 | 0 | 484.169
[20 empty] | Commercial/Industrial | Instantaneous Hot Water System | 0.12371 | 1.7357 | -14525.3668 | 0.13057 | 0.13624 | 1173.6724 | Commercial/Industrial | High Efficiency HID Lighting | 0.77993 | 2.0686 | 2.5753 | 0 | 0 | 484.169
[20 empty] | Commercial/Industrial | Instantaneous Hot Water System | 0.12371 | 1.7357 | -14525.3668 | 0.13057 | 0.13624 | 1173.6724 | Commercial/Industrial | High Efficiency HID Lighting | 0.77993 | 2.0686 | 2.5753 | 0 | 0 | 484.169
[20 empty] | Commercial/Industrial | Instantaneous Hot Water System | 0.031171 | 1.6765 | -8191.256 | 0.016253 | 0.018728 | 146.7123 | Commercial/Industrial | High Efficiency HID Lighting | 0.77993 | 2.0686 | 2.5753 | 0 | 0 | 484.169
[20 empty] | Commercial/Industrial | Instantaneous Hot Water System | 0.031171 | 1.6765 | -8191.256 | 0.016253 | 0.018728 | 146.7123 | Commercial/Industrial | High Efficiency HID Lighting | 0.77993 | 2.0686 | 2.5753 | 0 | 0 | 484.169
[20 empty] | Commercial/Industrial | Instantaneous Hot Water System | 0.074779 | 1.6758 | -7745.6249 | 0.039006 | 0.044946 | 352.1017 | Commercial/Industrial | High Efficiency HID Lighting | 0.77993 | 2.0686 | 2.5753 | 0 | 0 | 484.169
[20 empty] | Commercial/Industrial | Instantaneous Hot Water System | 0.074779 | 1.6758 | -7745.6249 | 0.039006 | 0.044946 | 352.1017 | Commercial/Industrial | High Efficiency HID Lighting | 0.77993 | 2.0686 | 2.5753 | 0 | 0 | 484.169
[20 empty] | Commercial/Industrial | Instantaneous Hot Water System | 0.099731 | 1.6762 | -7490.9746 | 0.052008 | 0.059928 | 469.469 | Commercial/Industrial | High Efficiency HID Lighting | 0.77993 | 2.0686 | 2.5753 | 0 | 0 | 484.169
[20 empty] | Commercial/Industrial | Instantaneous Hot Water System | 0.099731 | 1.6762 | -7490.9746 | 0.052008 | 0.059928 | 469.469 | Commercial/Industrial | High Efficiency HID Lighting | 0.77993 | 2.0686 | 2.5753 | 0 | 0 | 484.169
[20 empty] | Commercial/Industrial | Instantaneous Hot Water System | 0.14845 | 1.7357 | -7013.3049 | 0.078341 | 0.081744 | 704.2034 | Commercial/Industrial | High Efficiency HID Lighting | 0.77993 | 2.0686 | 2.5753 | 0 | 0 | 484.169
[20 empty] | Commercial/Industrial | Instantaneous Hot Water System | 0.14845 | 1.7357 | -7013.3049 | 0.078341 | 0.081744 | 704.2034 | Commercial/Industrial | High Efficiency HID Lighting | 0.77993 | 2.0686 | 2.5753 | 0 | 0 | 484.169
[20 empty] | Commercial/Industrial | Instantaneous Hot Water System | 0.14956 | 1.6758 | -6981.674 | 0.078013 | 0.089892 | 704.2034 | Commercial/Industrial | High Efficiency HID Lighting | 0.77993 | 2.0686 | 2.5753 | 0 | 0 | 484.169
[20 empty] | Commercial/Industrial | Instantaneous Hot Water System | 0.14956 | 1.6758 | -6981.674 | 0.078013 | 0.089892 | 704.2034 | Commercial/Industrial | High Efficiency HID Lighting | 0.77993 | 2.0686 | 2.5753 | 0 | 0 | 484.169
[20 empty] | Commercial/Industrial | Interior Lighting Controls | 0.37838 | 1.8228 | -216.664 | 0 | 0 | 333.06 | Commercial/Industrial | High Efficiency HID Lighting | 0.77993 | 2.0686 | 2.5753 | 0 | 0 | 484.169
[20 empty] | Commercial/Industrial | Interior Lighting Controls | 0.37838 | 1.8228 | -216.664 | 0 | 0 | 333.06 | Commercial/Industrial | High Efficiency HID Lighting | 0.77993 | 2.0686 | 2.5753 | 0 | 0 | 484.169
[20 empty] | Commercial/Industrial | Interior Lighting Controls | 0.45743 | 1.8228 | -168.2291 | 0 | 0 | 402.64 | Commercial/Industrial | High Efficiency HID Lighting | 0.77993 | 2.0686 | 2.5753 | 0 | 0 | 484.169
[20 empty] | Commercial/Industrial | Interior Lighting Controls | 0.45743 | 1.8228 | -168.2291 | 0 | 0 | 402.64 | Commercial/Industrial | High Efficiency HID Lighting | 0.77993 | 2.0686 | 2.5753 | 0 | 0 | 484.169
[20 empty] | Commercial/Industrial | Interior Lighting Controls | 0.51739 | 1.8228 | -131.4888 | 0 | 0 | 455.42 | Commercial/Industrial | High Efficiency HID Lighting | 0.77993 | 2.0686 | 2.5753 | 0 | 0 | 484.169
[20 empty] | Commercial/Industrial | Interior Lighting Controls | 0.51739 | 1.8228 | -131.4888 | 0 | 0 | 455.42 | Commercial/Industrial | High Efficiency HID Lighting | 0.77993 | 2.0686 | 2.5753 | 0 | 0 | 484.169
[20 empty] | Commercial/Industrial | Interior Lighting Controls | 0.52471 | 1.8228 | -127.0059 | 0 | 0 | 461.86 | Commercial/Industrial | High Efficiency HID Lighting | 0.77993 | 2.0686 | 2.5753 | 0 | 0 | 484.169
[20 empty] | Commercial/Industrial | Interior Lighting Controls | 0.52471 | 1.8228 | -127.0059 | 0 | 0 | 461.86 | Commercial/Industrial | High Efficiency HID Lighting | 0.77993 | 2.0686 | 2.5753 | 0 | 0 | 484.169
[20 empty] | Commercial/Industrial | Interior Lighting Controls | 0.53393 | 1.8228 | -121.3535 | 0 | 0 | 469.98 | Commercial/Industrial | High Efficiency HID Lighting | 0.77993 | 2.0686 | 2.5753 | 0 | 0 | 484.169
[20 empty] | Commercial/Industrial | Interior Lighting Controls | 0.53393 | 1.8228 | -121.3535 | 0 | 0 | 469.98 | Commercial/Industrial | High Efficiency HID Lighting | 0.77993 | 2.0686 | 2.5753 | 0 | 0 | 484.169
[20 empty] | Commercial/Industrial | Interior Lighting Controls | 0.59707 | 1.8228 | -82.6641 | 0 | 0 | 525.56 | Commercial/Industrial | High Efficiency HID Lighting | 0.77993 | 2.0686 | 2.5753 | 0 | 0 | 484.169
[20 empty] | Commercial/Industrial | Interior Lighting Controls | 0.59707 | 1.8228 | -82.6641 | 0 | 0 | 525.56 | Commercial/Industrial | High Efficiency PTAC | 10.5652 | 1.0806 | 4587.6909 | 0.84622 | 0 | 1700.9037
[20 empty] | Commercial/Industrial | Interior Lighting Controls | 0.60821 | 1.8228 | -75.8422 | 0 | 0 | 535.36 | Commercial/Industrial | High Efficiency PTAC | 10.5652 | 1.0806 | 4587.6909 | 0.84622 | 0 | 1700.9037
[20 empty] | Commercial/Industrial | Interior Lighting Controls | 0.60821 | 1.8228 | -75.8422 | 0 | 0 | 535.36 | Commercial/Industrial | High Efficiency PTAC | 8.0211 | 1.0807 | 3395.6685 | 0.6424 | 0 | 1291.2275
[20 empty] | Commercial/Industrial | Interior Lighting Controls | 0.70109 | 1.8228 | -18.9288 | 0 | 0 | 617.12 | Commercial/Industrial | High Efficiency PTAC | 8.0211 | 1.0807 | 3395.6685 | 0.6424 | 0 | 1291.2275
[20 empty] | Commercial/Industrial | Interior Lighting Controls | 0.70109 | 1.8228 | -18.9288 | 0 | 0 | 617.12 | Commercial/Industrial | High Efficiency PTAC | 7.869 | 1.0807 | 3324.3212 | 0.6302 | 0 | 1266.7068
[20 empty] | Commercial/Industrial | Interior Lighting Controls | 0.70109 | 1.8228 | -18.9288 | 0 | 0 | 617.12 | Commercial/Industrial | High Efficiency PTAC | 7.869 | 1.0807 | 3324.3212 | 0.6302 | 0 | 1266.7068
[20 empty] | Commercial/Industrial | Interior Lighting Controls | 0.70109 | 1.8228 | -18.9288 | 0 | 0 | 617.12 | Commercial/Industrial | High Efficiency PTAC | 7.7272 | 1.24 | 3231.6857 | 0.4602 | 0 | 1611.1936
[20 empty] | Commercial/Industrial | Interior Lighting Controls | 0.88177 | 1.8228 | 91.7795 | 0 | 0 | 776.16 | Commercial/Industrial | High Efficiency PTAC | 7.7272 | 1.24 | 3231.6857 | 0.4602 | 0 | 1611.1936
[20 empty] | Commercial/Industrial | Interior Lighting Controls | 0.88177 | 1.8228 | 91.7795 | 0 | 0 | 776.16 | Commercial/Industrial | High Efficiency PTAC | 6.1672 | 1.0807 | 2527.3193 | 0.49393 | 0 | 992.7919
[20 empty] | Commercial/Industrial | Interior Lighting Controls | 0.7997 | 1.8228 | 41.493 | 0 | 0 | 703.92 | Commercial/Industrial | High Efficiency PTAC | 6.1672 | 1.0807 | 2527.3193 | 0.49393 | 0 | 992.7919
[20 empty] | Commercial/Industrial | Interior Lighting Controls | 0.7997 | 1.8228 | 41.493 | 0 | 0 | 703.92 | Commercial/Industrial | High Efficiency PTAC | 5.3606 | 1.0806 | 2149.7005 | 0.42936 | 0 | 863.0113
[20 empty] | Commercial/Industrial | Interior Lighting Controls | 0.79271 | 1.8228 | 37.205 | 0 | 0 | 697.76 | Commercial/Industrial | High Efficiency PTAC | 5.3606 | 1.0806 | 2149.7005 | 0.42936 | 0 | 863.0113
[20 empty] | Commercial/Industrial | Interior Lighting Controls | 0.79271 | 1.8228 | 37.205 | 0 | 0 | 697.76 | Commercial/Industrial | High Efficiency PTAC | 4.974 | 1.1292 | 1962.74 | 0.36421 | 0 | 879.7571
[20 empty] | Commercial/Industrial | LED - 14W | 26.8656 | 1.6481 | 173.0877 | 0.011062 | 0.010833 | 108.832 | Commercial/Industrial | High Efficiency PTAC | 4.974 | 1.1292 | 1962.74 | 0.36421 | 0 | 879.7571
[20 empty] | Commercial/Industrial | LED - 14W | 26.8656 | 1.6481 | 173.0877 | 0.011062 | 0.010833 | 108.832 | Commercial/Industrial | High Efficiency PTAC | 4.8555 | 1.0806 | 1913.0362 | 0.38889 | 0 | 781.6741
[20 empty] | Commercial/Industrial | LED - 14W | 26.7221 | 1.2952 | 179.6843 | 0.021364 | 5.7838e-06 | 88.704 | Commercial/Industrial | High Efficiency PTAC | 4.8555 | 1.0806 | 1913.0362 | 0.38889 | 0 | 781.6741
[20 empty] | Commercial/Industrial | LED - 14W | 26.7221 | 1.2952 | 179.6843 | 0.021364 | 5.7838e-06 | 88.704 | Commercial/Industrial | High Efficiency PTAC | 4.1592 | 1.24 | 1572.5281 | 0.24769 | 0 | 867.1977
[20 empty] | Commercial/Industrial | LED - 14W | 24.5292 | 1.314 | 162.2228 | 0.019302 | 0.0044629 | 80.448 | Commercial/Industrial | High Efficiency PTAC | 4.1592 | 1.24 | 1572.5281 | 0.24769 | 0 | 867.1977
[20 empty] | Commercial/Industrial | LED - 14W | 24.5292 | 1.314 | 162.2228 | 0.019302 | 0.0044629 | 80.448 | Commercial/Industrial | High Efficiency PTHP | 10.6505 | 1.0808 | 4626.9196 | 0.85282 | 0.00031225 | 1714.6605
[20 empty] | Commercial/Industrial | LED - 14W | 24.0097 | 1.2945 | 160.9897 | 0.019206 | 5.1996e-06 | 79.744 | Commercial/Industrial | High Efficiency PTHP | 10.6505 | 1.0808 | 4626.9196 | 0.85282 | 0.00031225 | 1714.6605
[20 empty] | Commercial/Industrial | LED - 14W | 24.0097 | 1.2945 | 160.9897 | 0.019206 | 5.1996e-06 | 79.744 | Commercial/Industrial | High Efficiency PTHP | 8.0774 | 1.0807 | 3422.0199 | 0.64682 | 0.00023683 | 1300.4923
[20 empty] | Commercial/Industrial | LED - 14W | 21.4842 | 1.3128 | 141.5543 | 0.016922 | 0.0039125 | 70.528 | Commercial/Industrial | High Efficiency PTHP | 8.0774 | 1.0807 | 3422.0199 | 0.64682 | 0.00023683 | 1300.4923
[20 empty] | Commercial/Industrial | LED - 14W | 21.4842 | 1.3128 | 141.5543 | 0.016922 | 0.0039125 | 70.528 | Commercial/Industrial | High Efficiency PTHP | 8.0684 | 1.0807 | 3417.8625 | 0.64611 | 0.00023657 | 1299.0632
[20 empty] | Commercial/Industrial | LED - 14W | 18.6714 | 1.3151 | 122.0859 | 0.01468 | 0.0033942 | 61.184 | Commercial/Industrial | High Efficiency PTHP | 8.0684 | 1.0807 | 3417.8625 | 0.64611 | 0.00023657 | 1299.0632
[20 empty] | Commercial/Industrial | LED - 14W | 18.6714 | 1.3151 | 122.0859 | 0.01468 | 0.0033942 | 61.184 | Commercial/Industrial | High Efficiency PTHP | 7.9506 | 1.2668 | 3260.7302 | 0.46284 | 0.13995 | 1626.8454
[20 empty] | Commercial/Industrial | LED - 14W | 18.0688 | 1.2934 | 119.9284 | 0.014466 | 3.9164e-06 | 60.064 | Commercial/Industrial | High Efficiency PTHP | 7.9506 | 1.2668 | 3260.7302 | 0.46284 | 0.13995 | 1626.8454
[20 empty] | Commercial/Industrial | LED - 14W | 18.0688 | 1.2934 | 119.9284 | 0.014466 | 3.9164e-06 | 60.064 | Commercial/Industrial | High Efficiency PTHP | 6.2922 | 1.0807 | 2585.8676 | 0.50387 | 0.00018449 | 1013.0761
[20 empty] | Commercial/Industrial | LED - 14W | 17.4122 | 1.6483 | 110.2708 | 0.0071686 | 0.0070204 | 70.528 | Commercial/Industrial | High Efficiency PTHP | 6.2922 | 1.0807 | 2585.8676 | 0.50387 | 0.00018449 | 1013.0761
[20 empty] | Commercial/Industrial | LED - 14W | 17.4122 | 1.6483 | 110.2708 | 0.0071686 | 0.0070204 | 70.528 | Commercial/Industrial | High Efficiency PTHP | 5.4967 | 1.0809 | 2212.9215 | 0.44011 | 0.00016114 | 884.8808
[20 empty] | Commercial/Industrial | LED - 14W | 16.1695 | 1.2943 | 106.6753 | 0.012937 | 3.5022e-06 | 53.712 | Commercial/Industrial | High Efficiency PTHP | 5.4967 | 1.0809 | 2212.9215 | 0.44011 | 0.00016114 | 884.8808
[20 empty] | Commercial/Industrial | LED - 14W | 16.1695 | 1.2943 | 106.6753 | 0.012937 | 3.5022e-06 | 53.712 | Commercial/Industrial | High Efficiency PTHP | 5.4759 | 1.0807 | 2203.6129 | 0.43852 | 0.00016056 | 881.6812
[20 empty] | Commercial/Industrial | LED - 14W | 16.0862 | 1.3133 | 104.5844 | 0.012665 | 0.0029282 | 52.784 | Commercial/Industrial | High Efficiency PTHP | 5.4759 | 1.0807 | 2203.6129 | 0.43852 | 0.00016056 | 881.6812
[20 empty] | Commercial/Industrial | LED - 14W | 16.0862 | 1.3133 | 104.5844 | 0.012665 | 0.0029282 | 52.784 | Commercial/Industrial | High Efficiency PTHP | 4.9099 | 1.0808 | 1938.1957 | 0.39314 | 0.00014395 | 790.4475
[20 empty] | Commercial/Industrial | LED - 14W | 15.9087 | 1.3172 | 103.0509 | 0.012488 | 0.0028874 | 52.048 | Commercial/Industrial | High Efficiency PTHP | 4.9099 | 1.0808 | 1938.1957 | 0.39314 | 0.00014395 | 790.4475
[20 empty] | Commercial/Industrial | LED - 14W | 15.9087 | 1.3172 | 103.0509 | 0.012488 | 0.0028874 | 52.048 | Commercial/Industrial | High Efficiency PTHP | 4.2813 | 1.2669 | 1588.9382 | 0.24922 | 0.075355 | 875.9712
[20 empty] | Commercial/Industrial | LED - 14W | 14.0811 | 1.3187 | 90.4831 | 0.011041 | 0.0025527 | 46.016 | Commercial/Industrial | High Efficiency PTHP | 4.2813 | 1.2669 | 1588.9382 | 0.24922 | 0.075355 | 875.9712
[20 empty] | Commercial/Industrial | LED - 14W | 14.0811 | 1.3187 | 90.4831 | 0.011041 | 0.0025527 | 46.016 | Commercial/Industrial | High Efficiency Refrigeration Compressor | 0.25729 | 1.4992 | -429.1436 | 0.017568 | 0.014716 | 135.5
[20 empty] | Commercial/Industrial | LED - 14W | 11.6038 | 1.3138 | 73.915 | 0.0091329 | 0.0021116 | 38.064 | Commercial/Industrial | High Efficiency Refrigeration Compressor | 0.25729 | 1.4992 | -429.1436 | 0.017568 | 0.014716 | 135.5
[20 empty] | Commercial/Industrial | LED - 14W | 11.6038 | 1.3138 | 73.915 | 0.0091329 | 0.0021116 | 38.064 | Commercial/Industrial | High Efficiency Refrigeration Compressor | 0.25729 | 1.4992 | -429.1436 | 0.017568 | 0.014716 | 135.5
[20 empty] | Commercial/Industrial | LED - 9W Flood | 26.0713 | 2.1667 | 286.6435 | 0 | 0 | 225.008 | Commercial/Industrial | High Efficiency Refrigeration Compressor | 0.25729 | 1.4992 | -429.1436 | 0.017568 | 0.014716 | 135.5
[20 empty] | Commercial/Industrial | LED - 9W Flood | 26.0713 | 2.1667 | 286.6435 | 0 | 0 | 225.008 | Commercial/Industrial | High Efficiency Refrigeration Compressor | 0.25729 | 1.4992 | -429.1436 | 0.017568 | 0.014716 | 135.5
[20 empty] | Commercial/Industrial | LED - 9W Flood | 26.0713 | 2.1667 | 286.6435 | 0 | 0 | 225.008 | Commercial/Industrial | High Efficiency Refrigeration Compressor | 0.25729 | 1.4992 | -429.1436 | 0.017568 | 0.014716 | 135.5
[20 empty] | Commercial/Industrial | LED - 9W Flood | 26.0713 | 2.1667 | 286.6435 | 0 | 0 | 225.008 | Commercial/Industrial | High Efficiency Refrigeration Compressor | 0.25729 | 1.4992 | -429.1436 | 0.017568 | 0.014716 | 135.5
[20 empty] | Commercial/Industrial | LED - 9W Flood | 26.0713 | 2.1667 | 286.6435 | 0 | 0 | 225.008 | Commercial/Industrial | High Efficiency Refrigeration Compressor | 0.25729 | 1.4992 | -429.1436 | 0.017568 | 0.014716 | 135.5
[20 empty] | Commercial/Industrial | LED - 9W Flood | 26.0713 | 2.1667 | 286.6435 | 0 | 0 | 225.008 | Commercial/Industrial | High Efficiency Refrigeration Compressor | 0.25729 | 1.4992 | -429.1436 | 0.017568 | 0.014716 | 135.5
[20 empty] | Commercial/Industrial | LED - 9W Flood | 26.0713 | 2.1667 | 286.6435 | 0 | 0 | 225.008 | Commercial/Industrial | High Efficiency Refrigeration Compressor | 0.25729 | 1.4992 | -429.1436 | 0.017568 | 0.014716 | 135.5
[20 empty] | Commercial/Industrial | LED - 9W Flood | 26.0713 | 2.1667 | 286.6435 | 0 | 0 | 225.008 | Commercial/Industrial | High Efficiency Refrigeration Compressor | 0.25729 | 1.4992 | -429.1436 | 0.017568 | 0.014716 | 135.5
[20 empty] | Commercial/Industrial | LED - 9W Flood | 26.0713 | 2.1667 | 286.6435 | 0 | 0 | 225.008 | Commercial/Industrial | High Efficiency Refrigeration Compressor | 0.25729 | 1.4992 | -429.1436 | 0.017568 | 0.014716 | 135.5
[20 empty] | Commercial/Industrial | LED - 9W Flood | 26.0713 | 2.1667 | 286.6435 | 0 | 0 | 225.008 | Commercial/Industrial | High Efficiency Refrigeration Compressor | 0.26416 | 1.4312 | -420.906 | 0.020431 | 0.0095627 | 135.5
[20 empty] | Commercial/Industrial | LED - 9W Flood | 26.0713 | 2.1667 | 286.6435 | 0 | 0 | 225.008 | Commercial/Industrial | High Efficiency Refrigeration Compressor | 0.26416 | 1.4312 | -420.906 | 0.020431 | 0.0095627 | 135.5
[20 empty] | Commercial/Industrial | LED - 9W Flood | 26.0713 | 2.1667 | 286.6435 | 0 | 0 | 225.008 | Commercial/Industrial | High Efficiency Refrigeration Compressor | 0.26416 | 1.4312 | -420.906 | 0.020431 | 0.0095627 | 135.5
[20 empty] | Commercial/Industrial | LED - 9W Flood | 26.0713 | 2.1667 | 286.6435 | 0 | 0 | 225.008 | Commercial/Industrial | High Efficiency Refrigeration Compressor | 0.26416 | 1.4312 | -420.906 | 0.020431 | 0.0095627 | 135.5
[20 empty] | Commercial/Industrial | LED - 9W Flood | 26.0713 | 2.1667 | 286.6435 | 0 | 0 | 225.008 | Commercial/Industrial | High Efficiency Refrigeration Compressor | 0.26416 | 1.4312 | -420.906 | 0.020431 | 0.0095627 | 135.5
[20 empty] | Commercial/Industrial | LED - 9W Flood | 26.0713 | 2.1667 | 286.6435 | 0 | 0 | 225.008 | Commercial/Industrial | High Efficiency Refrigeration Compressor | 0.26416 | 1.4312 | -420.906 | 0.020431 | 0.0095627 | 135.5
[20 empty] | Commercial/Industrial | LED - 9W Flood | 26.0713 | 2.1667 | 286.6435 | 0 | 0 | 225.008 | Commercial/Industrial | High Efficiency Refrigeration Compressor | 0.26416 | 1.4312 | -420.906 | 0.020431 | 0.0095627 | 135.5
[20 empty] | Commercial/Industrial | LED - 9W Flood | 26.0713 | 2.1667 | 286.6435 | 0 | 0 | 225.008 | Commercial/Industrial | High Efficiency Refrigeration Compressor | 0.26416 | 1.4312 | -420.906 | 0.020431 | 0.0095627 | 135.5
[20 empty] | Commercial/Industrial | LED - 9W Flood | 26.0713 | 2.1667 | 286.6435 | 0 | 0 | 225.008 | Commercial/Industrial | High Efficiency Refrigeration Compressor | 0.26416 | 1.4312 | -420.906 | 0.020431 | 0.0095627 | 135.5
[20 empty] | Commercial/Industrial | LED - 9W Flood | 26.0713 | 2.1667 | 286.6435 | 0 | 0 | 225.008 | Commercial/Industrial | High Efficiency Refrigeration Compressor | 0.26416 | 1.4312 | -420.906 | 0.020431 | 0.0095627 | 135.5
[20 empty] | Commercial/Industrial | LED - 9W Flood | 26.0713 | 2.1667 | 286.6435 | 0 | 0 | 225.008 | Commercial/Industrial | High Efficiency Refrigeration Compressor | 0.26416 | 1.4312 | -420.906 | 0.020431 | 0.0095627 | 135.5
[20 empty] | Commercial/Industrial | LED - 9W Flood | 26.0713 | 2.1667 | 286.6435 | 0 | 0 | 225.008 | Commercial/Industrial | High Efficiency Refrigeration Compressor | 0.26416 | 1.4312 | -420.906 | 0.020431 | 0.0095627 | 135.5
[20 empty] | Commercial/Industrial | LED - 9W Flood | 26.0713 | 2.1667 | 286.6435 | 0 | 0 | 225.008 | Commercial/Industrial | High Efficiency Refrigeration Compressor | 0.26416 | 1.4312 | -420.906 | 0.020431 | 0.0095627 | 135.5
[20 empty] | Commercial/Industrial | LED - 9W Flood | 26.0713 | 2.1667 | 286.6435 | 0 | 0 | 225.008 | Commercial/Industrial | High Efficiency Refrigeration Compressor | 0.26416 | 1.4312 | -420.906 | 0.020431 | 0.0095627 | 135.5
[20 empty] | Commercial/Industrial | LED - 9W Flood | 26.0713 | 2.1667 | 286.6435 | 0 | 0 | 225.008 | Commercial/Industrial | High R-Value Glass Doors | 0 | #DIV/0! | -1130.0212 | 0 | 0 | 0
[20 empty] | Commercial/Industrial | LED - 9W Flood | 26.0713 | 2.1667 | 286.6435 | 0 | 0 | 225.008 | Commercial/Industrial | High R-Value Glass Doors | 0 | #DIV/0! | -1130.0212 | 0 | 0 | 0
[20 empty] | Commercial/Industrial | LED - 9W Flood | 26.0713 | 2.1667 | 286.6435 | 0 | 0 | 225.008 | Commercial/Industrial | High R-Value Glass Doors | 0 | #DIV/0! | -1130.0212 | 0 | 0 | 0
[20 empty] | Commercial/Industrial | LED Exterior Lighting | 0.82888 | 2.0686 | 55.7122 | 0 | 0 | 763.42 | Commercial/Industrial | High R-Value Glass Doors | 0 | #DIV/0! | -1130.0212 | 0 | 0 | 0
[20 empty] | Commercial/Industrial | LED Exterior Lighting | 0.82888 | 2.0686 | 55.7122 | 0 | 0 | 763.42 | Commercial/Industrial | High R-Value Glass Doors | 0 | #DIV/0! | -1130.0212 | 0 | 0 | 0
[20 empty] | Commercial/Industrial | LED Exterior Lighting | 0.82888 | 2.0686 | 55.7122 | 0 | 0 | 763.42 | Commercial/Industrial | High R-Value Glass Doors | 0 | #DIV/0! | -1130.0212 | 0 | 0 | 0
[20 empty] | Commercial/Industrial | LED Exterior Lighting | 0.82888 | 2.0686 | 55.7122 | 0 | 0 | 763.42 | Commercial/Industrial | High R-Value Glass Doors | 0 | #DIV/0! | -1130.0212 | 0 | 0 | 0
[20 empty] | Commercial/Industrial | LED Exterior Lighting | 0.82888 | 2.0686 | 55.7122 | 0 | 0 | 763.42 | Commercial/Industrial | High R-Value Glass Doors | 0 | #DIV/0! | -1130.0212 | 0 | 0 | 0
[20 empty] | Commercial/Industrial | LED Exterior Lighting | 0.82888 | 2.0686 | 55.7122 | 0 | 0 | 763.42 | Commercial/Industrial | High R-Value Glass Doors | 0 | #DIV/0! | -1130.0212 | 0 | 0 | 0
[20 empty] | Commercial/Industrial | LED Exterior Lighting | 0.82888 | 2.0686 | 55.7122 | 0 | 0 | 763.42 | Commercial/Industrial | High R-Value Glass Doors | 0 | #DIV/0! | -1130.0212 | 0 | 0 | 0
[20 empty] | Commercial/Industrial | LED Exterior Lighting | 0.82888 | 2.0686 | 55.7122 | 0 | 0 | 763.42 | Commercial/Industrial | High R-Value Glass Doors | 0 | #DIV/0! | -1130.0212 | 0 | 0 | 0
[20 empty] | Commercial/Industrial | LED Exterior Lighting | 0.82888 | 2.0686 | 55.7122 | 0 | 0 | 763.42 | Commercial/Industrial | High R-Value Glass Doors | 0 | #DIV/0! | -1130.0212 | 0 | 0 | 0
[20 empty] | Commercial/Industrial | LED Exterior Lighting | 0.82888 | 2.0686 | 55.7122 | 0 | 0 | 763.42 | Commercial/Industrial | High R-Value Glass Doors | 0 | #DIV/0! | -1130.0212 | 0 | 0 | 0
[20 empty] | Commercial/Industrial | LED Exterior Lighting | 0.82888 | 2.0686 | 55.7122 | 0 | 0 | 763.42 | Commercial/Industrial | High R-Value Glass Doors | 0.17122 | 1.465 | -882.5058 | 0.02269 | 0.019005 | 175
[20 empty] | Commercial/Industrial | LED Exterior Lighting | 0.82888 | 2.0686 | 55.7122 | 0 | 0 | 763.42 | Commercial/Industrial | High R-Value Glass Doors | 0.17122 | 1.465 | -882.5058 | 0.02269 | 0.019005 | 175
[20 empty] | Commercial/Industrial | LED Exterior Lighting | 0.82888 | 2.0686 | 55.7122 | 0 | 0 | 763.42 | Commercial/Industrial | High R-Value Glass Doors | 0.17122 | 1.465 | -882.5058 | 0.02269 | 0.019005 | 175
[20 empty] | Commercial/Industrial | LED Exterior Lighting | 0.82888 | 2.0686 | 55.7122 | 0 | 0 | 763.42 | Commercial/Industrial | High R-Value Glass Doors | 0.17122 | 1.465 | -882.5058 | 0.02269 | 0.019005 | 175
[20 empty] | Commercial/Industrial | LED Exterior Lighting | 0.82888 | 2.0686 | 55.7122 | 0 | 0 | 763.42 | Commercial/Industrial | High R-Value Glass Doors | 0.17122 | 1.465 | -882.5058 | 0.02269 | 0.019005 | 175
[20 empty] | Commercial/Industrial | LED Exterior Lighting | 0.82888 | 2.0686 | 55.7122 | 0 | 0 | 763.42 | Commercial/Industrial | High R-Value Glass Doors | 0.17122 | 1.465 | -882.5058 | 0.02269 | 0.019005 | 175
[20 empty] | Commercial/Industrial | LED Exterior Lighting | 0.82888 | 2.0686 | 55.7122 | 0 | 0 | 763.42 | Commercial/Industrial | High R-Value Glass Doors | 0.17337 | 1.4013 | -874.7717 | 0.025557 | 0.0087903 | 175
[20 empty] | Commercial/Industrial | LED Exterior Lighting | 0.82888 | 2.0686 | 55.7122 | 0 | 0 | 763.42 | Commercial/Industrial | High R-Value Glass Doors | 0.17337 | 1.4013 | -874.7717 | 0.025557 | 0.0087903 | 175
[20 empty] | Commercial/Industrial | LED Exterior Lighting | 0.82888 | 2.0686 | 55.7122 | 0 | 0 | 763.42 | Commercial/Industrial | High R-Value Glass Doors | 0.17337 | 1.4013 | -874.7717 | 0.025557 | 0.0087903 | 175
[20 empty] | Commercial/Industrial | LED Exterior Lighting | 0.82888 | 2.0686 | 55.7122 | 0 | 0 | 763.42 | Commercial/Industrial | High R-Value Glass Doors | 0.17337 | 1.4013 | -874.7717 | 0.025557 | 0.0087903 | 175
[20 empty] | Commercial/Industrial | LED Exterior Lighting | 0.82888 | 2.0686 | 55.7122 | 0 | 0 | 763.42 | Commercial/Industrial | High R-Value Glass Doors | 0.17337 | 1.4013 | -874.7717 | 0.025557 | 0.0087903 | 175
[20 empty] | Commercial/Industrial | LED Exterior Lighting | 0.82888 | 2.0686 | 55.7122 | 0 | 0 | 763.42 | Commercial/Industrial | High R-Value Glass Doors | 0.17337 | 1.4013 | -874.7717 | 0.025557 | 0.0087903 | 175
[20 empty] | Commercial/Industrial | LED Exterior Lighting | 0.82888 | 2.0686 | 55.7122 | 0 | 0 | 763.42 | Commercial/Industrial | High R-Value Glass Doors | 0.17337 | 1.4013 | -874.7717 | 0.025557 | 0.0087903 | 175
[20 empty] | Commercial/Industrial | LED Exterior Lighting | 0.82888 | 2.0686 | 55.7122 | 0 | 0 | 763.42 | Commercial/Industrial | High Speed Fans | 0.68761 | 1.2407 | -10.5845 | 0.070783 | 0.0064843 | 508.5618
[20 empty] | Commercial/Industrial | LED Exterior Lighting | 0.82888 | 2.0686 | 55.7122 | 0 | 0 | 763.42 | Commercial/Industrial | High Speed Fans | 0.68761 | 1.2407 | -10.5845 | 0.070783 | 0.0064843 | 508.5618
[20 empty] | Commercial/Industrial | LED Exterior Lighting | 0.82888 | 2.0686 | 55.7122 | 0 | 0 | 763.42 | Commercial/Industrial | High Speed Fans | 0.68761 | 1.2407 | -10.5845 | 0.070783 | 0.0064843 | 508.5618
[20 empty] | Commercial/Industrial | LED Linear - Fixture Replacement | 8.7247 | 1.6342 | 560.5912 | 0.039245 | 0.036402 | 374.5037 | Commercial/Industrial | High Speed Fans | 0.68761 | 1.2407 | -10.5845 | 0.070783 | 0.0064843 | 508.5618
[20 empty] | Commercial/Industrial | LED Linear - Fixture Replacement | 8.7247 | 1.6342 | 560.5912 | 0.039245 | 0.036402 | 374.5037 | Commercial/Industrial | High Speed Fans | 0.68761 | 1.2407 | -10.5845 | 0.070783 | 0.0064843 | 508.5618
[20 empty] | Commercial/Industrial | LED Linear - Fixture Replacement | 13.4714 | 1.6352 | 896.2034 | 0.060559 | 0.056172 | 577.8979 | Commercial/Industrial | High Speed Fans | 0.68761 | 1.2407 | -10.5845 | 0.070783 | 0.0064843 | 508.5618
[20 empty] | Commercial/Industrial | LED Linear - Fixture Replacement | 13.4714 | 1.6352 | 896.2034 | 0.060559 | 0.056172 | 577.8979 | Commercial/Industrial | High Speed Fans | 0.68761 | 1.2407 | -10.5845 | 0.070783 | 0.0064843 | 508.5618
[20 empty] | Commercial/Industrial | LED Linear - Fixture Replacement | 13.408 | 1.292 | 929.9578 | 0.11487 | 6.293e-06 | 471.0182 | Commercial/Industrial | High Speed Fans | 0.68761 | 1.2407 | -10.5845 | 0.070783 | 0.0064843 | 508.5618
[20 empty] | Commercial/Industrial | LED Linear - Fixture Replacement | 13.408 | 1.292 | 929.9578 | 0.11487 | 6.293e-06 | 471.0182 | Commercial/Industrial | High Speed Fans | 0.68761 | 1.2407 | -10.5845 | 0.070783 | 0.0064843 | 508.5618
[20 empty] | Commercial/Industrial | LED Linear - Fixture Replacement | 12.2974 | 1.3115 | 836.0548 | 0.10355 | 0.023688 | 427.1789 | Commercial/Industrial | High Speed Fans | 0.68761 | 1.2407 | -10.5845 | 0.070783 | 0.0064843 | 508.5618
[20 empty] | Commercial/Industrial | LED Linear - Fixture Replacement | 12.2974 | 1.3115 | 836.0548 | 0.10355 | 0.023688 | 427.1789 | Commercial/Industrial | High Speed Fans | 0.68761 | 1.2407 | -10.5845 | 0.070783 | 0.0064843 | 508.5618
[20 empty] | Commercial/Industrial | LED Linear - Fixture Replacement | 12.0503 | 1.2917 | 830.2286 | 0.10326 | 5.6573e-06 | 423.4406 | Commercial/Industrial | High Speed Fans | 0.68761 | 1.2407 | -10.5845 | 0.070783 | 0.0064843 | 508.5618
[20 empty] | Commercial/Industrial | LED Linear - Fixture Replacement | 12.0503 | 1.2917 | 830.2286 | 0.10326 | 5.6573e-06 | 423.4406 | Commercial/Industrial | High Speed Fans | 0.68761 | 1.2407 | -10.5845 | 0.070783 | 0.0064843 | 508.5618
[20 empty] | Commercial/Industrial | LED Linear - Fixture Replacement | 10.7854 | 1.312 | 725.8881 | 0.090781 | 0.020767 | 374.5037 | Commercial/Industrial | High Speed Fans | 0.68761 | 1.2407 | -10.5845 | 0.070783 | 0.0064843 | 508.5618
[20 empty] | Commercial/Industrial | LED Linear - Fixture Replacement | 10.7854 | 1.312 | 725.8881 | 0.090781 | 0.020767 | 374.5037 | Commercial/Industrial | High Speed Fans | 0.69487 | 1.2965 | -18.4359 | 0.065938 | 0.055231 | 508.5618
[20 empty] | Commercial/Industrial | LED Linear - Fixture Replacement | 9.3516 | 1.3113 | 622.1182 | 0.078754 | 0.018016 | 324.887 | Commercial/Industrial | High Speed Fans | 0.69487 | 1.2965 | -18.4359 | 0.065938 | 0.055231 | 508.5618
[20 empty] | Commercial/Industrial | LED Linear - Fixture Replacement | 9.3516 | 1.3113 | 622.1182 | 0.078754 | 0.018016 | 324.887 | Commercial/Industrial | High Speed Fans | 0.69487 | 1.2965 | -18.4359 | 0.065938 | 0.055231 | 508.5618
[20 empty] | Commercial/Industrial | LED Linear - Lamp Replacement | 10.5646 | 1.6437 | 74.0048 | 0.0050442 | 0.0048434 | 48.7023 | Commercial/Industrial | High Speed Fans | 0.69487 | 1.2965 | -18.4359 | 0.065938 | 0.055231 | 508.5618
[20 empty] | Commercial/Industrial | LED Linear - Lamp Replacement | 10.5646 | 1.6437 | 74.0048 | 0.0050442 | 0.0048434 | 48.7023 | Commercial/Industrial | High Speed Fans | 0.69487 | 1.2965 | -18.4359 | 0.065938 | 0.055231 | 508.5618
[20 empty] | Commercial/Industrial | LED Linear - Lamp Replacement | 10.4626 | 1.2947 | 76.703 | 0.0095754 | 1.6038e-06 | 39.695 | Commercial/Industrial | High Speed Fans | 0.69487 | 1.2965 | -18.4359 | 0.065938 | 0.055231 | 508.5618
[20 empty] | Commercial/Industrial | LED Linear - Lamp Replacement | 10.4626 | 1.2947 | 76.703 | 0.0095754 | 1.6038e-06 | 39.695 | Commercial/Industrial | High Speed Fans | 0.69487 | 1.2965 | -18.4359 | 0.065938 | 0.055231 | 508.5618
[20 empty] | Commercial/Industrial | LED Linear - Lamp Replacement | 9.6399 | 1.3142 | 69.0285 | 0.0086962 | 0.0019966 | 36.0005 | Commercial/Industrial | High Speed Fans | 0.69487 | 1.2965 | -18.4359 | 0.065938 | 0.055231 | 508.5618
[20 empty] | Commercial/Industrial | LED Linear - Lamp Replacement | 9.6399 | 1.3142 | 69.0285 | 0.0086962 | 0.0019966 | 36.0005 | Commercial/Industrial | High Speed Fans | 0.69487 | 1.2965 | -18.4359 | 0.065938 | 0.055231 | 508.5618
[20 empty] | Commercial/Industrial | LED Linear - Lamp Replacement | 9.3753 | 1.2905 | 68.3324 | 0.0086082 | 1.4418e-06 | 35.6854 | Commercial/Industrial | High Speed Fans | 0.69487 | 1.2965 | -18.4359 | 0.065938 | 0.055231 | 508.5618
[20 empty] | Commercial/Industrial | LED Linear - Lamp Replacement | 9.3753 | 1.2905 | 68.3324 | 0.0086082 | 1.4418e-06 | 35.6854 | Commercial/Industrial | High Speed Fans | 0.69487 | 1.2965 | -18.4359 | 0.065938 | 0.055231 | 508.5618
[20 empty] | Commercial/Industrial | LED Traffic and Crosswalk Lighting | 0.1236 | 1.9168 | -170.0536 | 0 | 0 | 37.96 | Commercial/Industrial | High Speed Fans | 0.69487 | 1.2965 | -18.4359 | 0.065938 | 0.055231 | 508.5618
[20 empty] | Commercial/Industrial | LED Traffic and Crosswalk Lighting | 0.1236 | 1.9168 | -170.0536 | 0 | 0 | 37.96 | Commercial/Industrial | Hot Water Circulation Pump Control | 0.51602 | 2.1667 | -461.0645 | 0 | 0 | 651
[20 empty] | Commercial/Industrial | LED Traffic and Crosswalk Lighting | 0.1236 | 1.9168 | -170.0536 | 0 | 0 | 37.96 | Commercial/Industrial | Hot Water Circulation Pump Control | 0.51602 | 2.1667 | -1383.1934 | 0 | 0 | 1953
[20 empty] | Commercial/Industrial | LED Traffic and Crosswalk Lighting | 0.1236 | 1.9168 | -170.0536 | 0 | 0 | 37.96 | Commercial/Industrial | Hot Water Circulation Pump Control | 0.51602 | 2.1667 | -922.1289 | 0 | 0 | 1302
[20 empty] | Commercial/Industrial | LED Traffic and Crosswalk Lighting | 0.1236 | 1.9168 | -170.0536 | 0 | 0 | 37.96 | Commercial/Industrial | Hot Water Circulation Pump Control | 0.51602 | 2.1667 | -1383.1934 | 0 | 0 | 1953
[20 empty] | Commercial/Industrial | LED Traffic and Crosswalk Lighting | 0.1236 | 1.9168 | -170.0536 | 0 | 0 | 37.96 | Commercial/Industrial | Hot Water Circulation Pump Control | 0.51602 | 2.1667 | -461.0645 | 0 | 0 | 651
[20 empty] | Commercial/Industrial | LED Traffic and Crosswalk Lighting | 0.1236 | 1.9168 | -170.0536 | 0 | 0 | 37.96 | Commercial/Industrial | Hot Water Circulation Pump Control | 0.51602 | 2.1667 | -1383.1934 | 0 | 0 | 1953
[20 empty] | Commercial/Industrial | LED Traffic and Crosswalk Lighting | 0.1236 | 1.9168 | -170.0536 | 0 | 0 | 37.96 | Commercial/Industrial | Hot Water Circulation Pump Control | 0.51602 | 2.1667 | -922.1289 | 0 | 0 | 1302
[20 empty] | Commercial/Industrial | LED Traffic and Crosswalk Lighting | 0.1236 | 1.9168 | -170.0536 | 0 | 0 | 37.96 | Commercial/Industrial | Hot Water Circulation Pump Control | 0.51602 | 2.1667 | -1383.1934 | 0 | 0 | 1953
[20 empty] | Commercial/Industrial | LED Traffic and Crosswalk Lighting | 0.1236 | 1.9168 | -170.0536 | 0 | 0 | 37.96 | Commercial/Industrial | Hot Water Circulation Pump Control | 0.5836 | 1.8386 | -356.7397 | 0.030962 | 0.032526 | 651
[20 empty] | Commercial/Industrial | LED Traffic and Crosswalk Lighting | 0.1236 | 1.9168 | -170.0536 | 0 | 0 | 37.96 | Commercial/Industrial | Hot Water Circulation Pump Control | 0.5836 | 1.8386 | -356.7397 | 0.030962 | 0.032526 | 651
[20 empty] | Commercial/Industrial | LED Traffic and Crosswalk Lighting | 0.1236 | 1.9168 | -170.0536 | 0 | 0 | 37.96 | Commercial/Industrial | Hot Water Circulation Pump Control | 0.5836 | 1.8386 | -356.7397 | 0.030962 | 0.032526 | 651
[20 empty] | Commercial/Industrial | LED Traffic and Crosswalk Lighting | 0.1236 | 1.9168 | -170.0536 | 0 | 0 | 37.96 | Commercial/Industrial | Hot Water Circulation Pump Control | 0.5836 | 1.8386 | -356.7397 | 0.030962 | 0.032526 | 651
[20 empty] | Commercial/Industrial | LED Traffic and Crosswalk Lighting | 0.1236 | 1.9168 | -170.0536 | 0 | 0 | 37.96 | Commercial/Industrial | Hot Water Circulation Pump Control | 0.5836 | 1.8386 | -356.7397 | 0.030962 | 0.032526 | 651
[20 empty] | Commercial/Industrial | LED Traffic and Crosswalk Lighting | 0.1236 | 1.9168 | -170.0536 | 0 | 0 | 37.96 | Commercial/Industrial | Hot Water Circulation Pump Control | 0.5836 | 1.8386 | -356.7397 | 0.030962 | 0.032526 | 651
[20 empty] | Commercial/Industrial | LED Traffic and Crosswalk Lighting | 0.1236 | 1.9168 | -170.0536 | 0 | 0 | 37.96 | Commercial/Industrial | Hot Water Circulation Pump Control | 0.5836 | 1.8386 | -356.7397 | 0.030962 | 0.032526 | 651
[20 empty] | Commercial/Industrial | LED Traffic and Crosswalk Lighting | 0.1236 | 1.9168 | -170.0536 | 0 | 0 | 37.96 | Commercial/Industrial | Hot Water Circulation Pump Control | 0.5836 | 1.8386 | -356.7397 | 0.030962 | 0.032526 | 651
[20 empty] | Commercial/Industrial | LED Traffic and Crosswalk Lighting | 0.1236 | 1.9168 | -170.0536 | 0 | 0 | 37.96 | Commercial/Industrial | Hot Water Circulation Pump Control | 0.58373 | 1.839 | -1070.2192 | 0.092886 | 0.097579 | 1953
[20 empty] | Commercial/Industrial | LED Traffic and Crosswalk Lighting | 0.1236 | 1.9168 | -170.0536 | 0 | 0 | 37.96 | Commercial/Industrial | Hot Water Circulation Pump Control | 0.58373 | 1.839 | -1070.2192 | 0.092886 | 0.097579 | 1953
[20 empty] | Commercial/Industrial | LED Traffic and Crosswalk Lighting | 0.1236 | 1.9168 | -170.0536 | 0 | 0 | 37.96 | Commercial/Industrial | Hot Water Circulation Pump Control | 0.58373 | 1.8391 | -7134.7945 | 0.61924 | 0.65053 | 13020
[20 empty] | Commercial/Industrial | LED Traffic and Crosswalk Lighting | 0.1236 | 1.9168 | -170.0536 | 0 | 0 | 37.96 | Commercial/Industrial | Hot Water Circulation Pump Control | 0.58373 | 1.8391 | -7134.7945 | 0.61924 | 0.65053 | 13020
[20 empty] | Commercial/Industrial | LED Traffic and Crosswalk Lighting | 0.1236 | 1.9168 | -170.0536 | 0 | 0 | 37.96 | Commercial/Industrial | Hot Water Circulation Pump Control | 0.58374 | 1.8391 | -8918.4932 | 0.77405 | 0.81316 | 16275
[20 empty] | Commercial/Industrial | LED Traffic and Crosswalk Lighting | 0.1236 | 1.9168 | -170.0536 | 0 | 0 | 37.96 | Commercial/Industrial | Hot Water Circulation Pump Control | 0.58374 | 1.8391 | -8918.4932 | 0.77405 | 0.81316 | 16275
[20 empty] | Commercial/Industrial | LED Traffic and Crosswalk Lighting | 0.1236 | 1.9168 | -170.0536 | 0 | 0 | 37.96 | Commercial/Industrial | Hot Water Circulation Pump Control | 0.69019 | 1.5842 | -2010.4007 | 0.8107 | 0.8107 | 6510
[20 empty] | Commercial/Industrial | LED Traffic and Crosswalk Lighting | 0.1236 | 1.9168 | -170.0536 | 0 | 0 | 37.96 | Commercial/Industrial | Hot Water Circulation Pump Control | 0.69019 | 1.5842 | -2010.4007 | 0.8107 | 0.8107 | 6510
[20 empty] | Commercial/Industrial | LED Traffic and Crosswalk Lighting | 0.1236 | 1.9168 | -170.0536 | 0 | 0 | 37.96 | Commercial/Industrial | Hot Water Circulation Pump Control | 0.6902 | 1.5842 | -3015.6011 | 1.2161 | 1.2161 | 9765
[20 empty] | Commercial/Industrial | Low U-Value Windows | 0.1222 | 1.2765 | -874.0805 | 0.015694 | -0.0026501 | 45.587 | Commercial/Industrial | Hot Water Circulation Pump Control | 0.6902 | 1.5842 | -3015.6011 | 1.2161 | 1.2161 | 9765
[20 empty] | Commercial/Industrial | Low U-Value Windows | 0.1222 | 1.2765 | -874.0805 | 0.015694 | -0.0026501 | 45.587 | Commercial/Industrial | Hot Water Pipe Insulation | 3.1044 | 1.4903 | 4602.0353 | 0.45432 | 0.51059 | 4066.7761
[20 empty] | Commercial/Industrial | Low U-Value Windows | 0.12765 | 1.2632 | -868.5947 | 0.016945 | 0.00018946 | 45.587 | Commercial/Industrial | Hot Water Pipe Insulation | 3.1044 | 1.4903 | 4602.0353 | 0.45432 | 0.51059 | 4066.7761
[20 empty] | Commercial/Industrial | Low U-Value Windows | 0.12765 | 1.2632 | -868.5947 | 0.016945 | 0.00018946 | 45.587 | Commercial/Industrial | Hot Water Pipe Insulation | 3.1044 | 1.4903 | 38350.2944 | 3.786 | 4.255 | 33889.8007
[20 empty] | Commercial/Industrial | Low U-Value Windows | 0.12765 | 1.2632 | -868.5947 | 0.016945 | 0.00018946 | 45.587 | Commercial/Industrial | Hot Water Pipe Insulation | 3.1044 | 1.4903 | 38350.2944 | 3.786 | 4.255 | 33889.8007
[20 empty] | Commercial/Industrial | Low U-Value Windows | 0.12765 | 1.2632 | -868.5947 | 0.016945 | 0.00018946 | 45.587 | Commercial/Industrial | Hot Water Pipe Insulation | 3.1044 | 1.4903 | 30680.2355 | 3.0288 | 3.404 | 27111.8406
[20 empty] | Commercial/Industrial | Low U-Value Windows | 0.12765 | 1.2632 | -868.5947 | 0.016945 | 0.00018946 | 45.587 | Commercial/Industrial | Hot Water Pipe Insulation | 3.1044 | 1.4903 | 30680.2355 | 3.0288 | 3.404 | 27111.8406
[20 empty] | Commercial/Industrial | Low U-Value Windows | 0.12765 | 1.2632 | -868.5947 | 0.016945 | 0.00018946 | 45.587 | Commercial/Industrial | Hot Water Pipe Insulation | 3.1041 | 1.4902 | 1534.0118 | 0.15144 | 0.1702 | 1355.592
[20 empty] | Commercial/Industrial | Low U-Value Windows | 0.12765 | 1.2632 | -868.5947 | 0.016945 | 0.00018946 | 45.587 | Commercial/Industrial | Hot Water Pipe Insulation | 3.1041 | 1.4902 | 1534.0118 | 0.15144 | 0.1702 | 1355.592
[20 empty] | Commercial/Industrial | Low U-Value Windows | 0.12765 | 1.2632 | -868.5947 | 0.016945 | 0.00018946 | 45.587 | Commercial/Industrial | Hot Water Pipe Insulation | 3.1041 | 1.4902 | 1534.0118 | 0.15144 | 0.1702 | 1355.592
[20 empty] | Commercial/Industrial | Low U-Value Windows | 0.12765 | 1.2632 | -868.5947 | 0.016945 | 0.00018946 | 45.587 | Commercial/Industrial | Hot Water Pipe Insulation | 3.1041 | 1.4902 | 1534.0118 | 0.15144 | 0.1702 | 1355.592
[20 empty] | Commercial/Industrial | Low U-Value Windows | 0.12765 | 1.2632 | -868.5947 | 0.016945 | 0.00018946 | 45.587 | Commercial/Industrial | Hot Water Pipe Insulation | 3.1041 | 1.4902 | 1534.0118 | 0.15144 | 0.1702 | 1355.592
[20 empty] | Commercial/Industrial | Low U-Value Windows | 0.13527 | 1.1812 | -854.6878 | 0.020116 | -0.004527 | 45.587 | Commercial/Industrial | Hot Water Pipe Insulation | 3.1041 | 1.4902 | 1534.0118 | 0.15144 | 0.1702 | 1355.592
[20 empty] | Commercial/Industrial | Low U-Value Windows | 0.9795 | 1.2643 | 224.1522 | 0.12991 | 0.0014526 | 349.5006 | Commercial/Industrial | Hot Water Pipe Insulation | 3.1041 | 1.4902 | 1534.0118 | 0.15144 | 0.1702 | 1355.592
[20 empty] | Commercial/Industrial | Low U-Value Windows | 0.9795 | 1.2643 | 224.1522 | 0.12991 | 0.0014526 | 349.5006 | Commercial/Industrial | Hot Water Pipe Insulation | 3.1041 | 1.4902 | 1534.0118 | 0.15144 | 0.1702 | 1355.592
[20 empty] | Commercial/Industrial | Low U-Value Windows | 0.9795 | 1.2643 | 224.1522 | 0.12991 | 0.0014526 | 349.5006 | Commercial/Industrial | Hot Water Pipe Insulation | 3.0879 | 1.5463 | 14895.5196 | 1.5475 | 1.5475 | 13555.9203
[20 empty] | Commercial/Industrial | Low U-Value Windows | 0.9795 | 1.2643 | 224.1522 | 0.12991 | 0.0014526 | 349.5006 | Commercial/Industrial | Hot Water Pipe Insulation | 3.0879 | 1.5463 | 14895.5196 | 1.5475 | 1.5475 | 13555.9203
[20 empty] | Commercial/Industrial | Low U-Value Windows | 0.9795 | 1.2643 | 224.1522 | 0.12991 | 0.0014526 | 349.5006 | Commercial/Industrial | Hot Water Pipe Insulation | 3.0879 | 1.5463 | 22343.2795 | 2.3212 | 2.3212 | 20333.8804
[20 empty] | Commercial/Industrial | Low U-Value Windows | 0.9795 | 1.2643 | 224.1522 | 0.12991 | 0.0014526 | 349.5006 | Commercial/Industrial | Hot Water Pipe Insulation | 3.0879 | 1.5463 | 22343.2795 | 2.3212 | 2.3212 | 20333.8804
[20 empty] | Commercial/Industrial | Low U-Value Windows | 0.9795 | 1.2643 | 224.1522 | 0.12991 | 0.0014526 | 349.5006 | Commercial/Industrial | Hot Water Pipe Insulation | 2.9919 | 1.3837 | 3149.8375 | 0.21335 | 0.36883 | 2711.1841
[20 empty] | Commercial/Industrial | Low U-Value Windows | 0.9795 | 1.2643 | 224.1522 | 0.12991 | 0.0014526 | 349.5006 | Commercial/Industrial | Hot Water Pipe Insulation | 2.9919 | 1.3837 | 3149.8375 | 0.21335 | 0.36883 | 2711.1841
[20 empty] | Commercial/Industrial | Low U-Value Windows | 0.9795 | 1.2643 | 224.1522 | 0.12991 | 0.0014526 | 349.5006 | Commercial/Industrial | Hot Water Pipe Insulation | 2.9917 | 1.3836 | 4724.7563 | 0.32002 | 0.55325 | 4066.7761
[20 empty] | Commercial/Industrial | Low U-Value Windows | 0.9795 | 1.2643 | 224.1522 | 0.12991 | 0.0014526 | 349.5006 | Commercial/Industrial | Hot Water Pipe Insulation | 2.9917 | 1.3836 | 4724.7563 | 0.32002 | 0.55325 | 4066.7761
[20 empty] | Commercial/Industrial | Low U-Value Windows | 0.93733 | 1.2771 | 182.094 | 0.12032 | -0.020318 | 349.5006 | Commercial/Industrial | Hot Water Pipe Insulation | 2.9917 | 1.3836 | 4724.7563 | 0.32002 | 0.55325 | 4066.7761
[20 empty] | Commercial/Industrial | Low U-Value Windows | 0.93733 | 1.2771 | 182.094 | 0.12032 | -0.020318 | 349.5006 | Commercial/Industrial | Hot Water Pipe Insulation | 2.9917 | 1.3836 | 4724.7563 | 0.32002 | 0.55325 | 4066.7761
[20 empty] | Commercial/Industrial | Network PC Power Management | 0.55584 | 1.1422 | -6526.7128 | 8.6767 | 0 | 58330.5263 | Commercial/Industrial | Hot Water Pipe Insulation | 2.9915 | 1.3835 | 1574.9188 | 0.10667 | 0.18442 | 1355.592
[20 empty] | Commercial/Industrial | Network PC Power Management | 0.55584 | 1.1422 | -6526.7128 | 8.6767 | 0 | 58330.5263 | Commercial/Industrial | Hot Water Pipe Insulation | 2.9915 | 1.3835 | 1574.9188 | 0.10667 | 0.18442 | 1355.592
[20 empty] | Commercial/Industrial | Network PC Power Management | 0.55854 | 1.2056 | -5322.167 | 5.6089 | 4.8423 | 41742.7 | Commercial/Industrial | Hotel Card Energy Control Systems | 0 | #DIV/0! | -745.6993 | 0 | 0 | 0
[20 empty] | Commercial/Industrial | Network PC Power Management | 0.55854 | 1.2056 | -5322.167 | 5.6089 | 4.8423 | 41742.7 | Commercial/Industrial | Hotel Card Energy Control Systems | 0 | #DIV/0! | -745.6993 | 0 | 0 | 0
[20 empty] | Commercial/Industrial | Network PC Power Management | 0.55316 | 1.2056 | -937.2042 | 0.93955 | 0.81114 | 6992.2928 | Commercial/Industrial | Hotel Card Energy Control Systems | 0 | #DIV/0! | -745.6993 | 0 | 0 | 0
[20 empty] | Commercial/Industrial | Network PC Power Management | 0.55316 | 1.2056 | -937.2042 | 0.93955 | 0.81114 | 6992.2928 | Commercial/Industrial | Hotel Card Energy Control Systems | 0 | #DIV/0! | -745.6993 | 0 | 0 | 0
[20 empty] | Commercial/Industrial | Network PC Power Management | 0.56139 | 1.1708 | -580.1554 | 0.70789 | 0.49301 | 4758.9388 | Commercial/Industrial | Hotel Card Energy Control Systems | 0 | #DIV/0! | -745.6993 | 0 | 0 | 0
[20 empty] | Commercial/Industrial | Network PC Power Management | 0.56139 | 1.1708 | -580.1554 | 0.70789 | 0.49301 | 4758.9388 | Commercial/Industrial | Hotel Card Energy Control Systems | 0 | #DIV/0! | -745.6993 | 0 | 0 | 0
[20 empty] | Commercial/Industrial | Network PC Power Management | 0.54161 | 1.1422 | -562.7009 | 0.64622 | 0 | 4344.3187 | Commercial/Industrial | Hotel Card Energy Control Systems | 0 | #DIV/0! | -745.6993 | 0 | 0 | 0
[20 empty] | Commercial/Industrial | Network PC Power Management | 0.54161 | 1.1422 | -562.7009 | 0.64622 | 0 | 4344.3187 | Commercial/Industrial | Hotel Card Energy Control Systems | 0 | #DIV/0! | -745.6993 | 0 | 0 | 0
[20 empty] | Commercial/Industrial | Network PC Power Management | 0.56551 | 1.1708 | -560.5054 | 0.71311 | 0.49665 | 4794.046 | Commercial/Industrial | Hotel Card Energy Control Systems | 0 | #DIV/0! | -745.6993 | 0 | 0 | 0
[20 empty] | Commercial/Industrial | Network PC Power Management | 0.56551 | 1.1708 | -560.5054 | 0.71311 | 0.49665 | 4794.046 | Commercial/Industrial | Hotel Card Energy Control Systems | 0 | #DIV/0! | -745.6993 | 0 | 0 | 0
[20 empty] | Commercial/Industrial | Network PC Power Management | 0.56179 | 1.1708 | -474.4778 | 0.58124 | 0.40481 | 3907.5345 | Commercial/Industrial | Hotel Card Energy Control Systems | 0 | #DIV/0! | -745.6993 | 0 | 0 | 0
[20 empty] | Commercial/Industrial | Network PC Power Management | 0.56179 | 1.1708 | -474.4778 | 0.58124 | 0.40481 | 3907.5345 | Commercial/Industrial | Hotel Card Energy Control Systems | 0 | #DIV/0! | -745.6993 | 0 | 0 | 0
[20 empty] | Commercial/Industrial | Network PC Power Management | 0.55636 | 1.1708 | -433.5725 | 0.5037 | 0.3508 | 3386.2106 | Commercial/Industrial | Hotel Card Energy Control Systems | 0 | #DIV/0! | -745.6993 | 0 | 0 | 0
[20 empty] | Commercial/Industrial | Network PC Power Management | 0.55636 | 1.1708 | -433.5725 | 0.5037 | 0.3508 | 3386.2106 | Commercial/Industrial | Hotel Card Energy Control Systems | 0 | #DIV/0! | -745.6993 | 0 | 0 | 0
[20 empty] | Commercial/Industrial | Network PC Power Management | 0.56272 | 1.1708 | -397.2262 | 0.49125 | 0.34213 | 3302.5466 | Commercial/Industrial | Hotel Card Energy Control Systems | 0 | #DIV/0! | -745.6993 | 0 | 0 | 0
[20 empty] | Commercial/Industrial | Network PC Power Management | 0.56272 | 1.1708 | -397.2262 | 0.49125 | 0.34213 | 3302.5466 | Commercial/Industrial | Hotel Card Energy Control Systems | 0 | #DIV/0! | -745.6993 | 0 | 0 | 0
[20 empty] | Commercial/Industrial | Network PC Power Management | 0.54962 | 1.1422 | -380.5131 | 0.47359 | 0 | 3183.805 | Commercial/Industrial | Hotel Card Energy Control Systems | 0 | #DIV/0! | -745.6993 | 0 | 0 | 0
[20 empty] | Commercial/Industrial | Network PC Power Management | 0.54962 | 1.1422 | -380.5131 | 0.47359 | 0 | 3183.805 | Commercial/Industrial | Hotel Card Energy Control Systems | 0 | #DIV/0! | -745.6993 | 0 | 0 | 0
[20 empty] | Commercial/Industrial | Network PC Power Management | 0.54287 | 1.1422 | -340.4349 | 0.39582 | 0 | 2661.0035 | Commercial/Industrial | Hotel Card Energy Control Systems | 0 | #DIV/0! | -745.6993 | 0 | 0 | 0
[20 empty] | Commercial/Industrial | Network PC Power Management | 0.54287 | 1.1422 | -340.4349 | 0.39582 | 0 | 2661.0035 | Commercial/Industrial | Hotel Card Energy Control Systems | 0 | #DIV/0! | -745.6993 | 0 | 0 | 0
[20 empty] | Commercial/Industrial | Network PC Power Management | 0.55226 | 1.1707 | -191.7728 | 0.21429 | 0.14924 | 1440.5919 | Commercial/Industrial | Hotel Card Energy Control Systems | 0 | #DIV/0! | -745.6993 | 0 | 0 | 0
[20 empty] | Commercial/Industrial | Network PC Power Management | 0.55226 | 1.1707 | -191.7728 | 0.21429 | 0.14924 | 1440.5919 | Commercial/Industrial | Hotel Card Energy Control Systems | 0 | #DIV/0! | -745.6993 | 0 | 0 | 0
[20 empty] | Commercial/Industrial | Network PC Power Management | 0.43919 | 1.1418 | -113.5365 | 0.058244 | 0 | 391.5584 | Commercial/Industrial | Hotel Card Energy Control Systems | 0 | #DIV/0! | -745.6993 | 0 | 0 | 0
[20 empty] | Commercial/Industrial | Network PC Power Management | 0.43919 | 1.1418 | -113.5365 | 0.058244 | 0 | 391.5584 | Commercial/Industrial | Hotel Card Energy Control Systems | 0 | #DIV/0! | -745.6993 | 0 | 0 | 0
[20 empty] | Commercial/Industrial | Night Covers for Display Cases | 0.019209 | 1.1594 | -1989.8155 | 0.015518 | 0.0069353 | 103.3118 | Commercial/Industrial | Hotel Card Energy Control Systems | 0.79093 | 2.0711 | 6.3744 | 0.0044883 | -0.016893 | 561.42
[20 empty] | Commercial/Industrial | Night Covers for Display Cases | 0.019209 | 1.1594 | -1989.8155 | 0.015518 | 0.0069353 | 103.3118 | Commercial/Industrial | Hotel Card Energy Control Systems | 0.79093 | 2.0711 | 6.3744 | 0.0044883 | -0.016893 | 561.42
[20 empty] | Commercial/Industrial | Night Covers for Display Cases | 0.019209 | 1.1594 | -1989.8155 | 0.015518 | 0.0069353 | 103.3118 | Commercial/Industrial | HVAC tune-up | 1.1944 | 0.91172 | 130.4728 | 0.12637 | 0.015344 | 359.8065
[20 empty] | Commercial/Industrial | Night Covers for Display Cases | 0.019209 | 1.1594 | -1989.8155 | 0.015518 | 0.0069353 | 103.3118 | Commercial/Industrial | HVAC tune-up | 1.1944 | 0.91172 | 130.4728 | 0.12637 | 0.015344 | 359.8065
[20 empty] | Commercial/Industrial | Night Covers for Display Cases | 0.019209 | 1.1594 | -1989.8155 | 0.015518 | 0.0069353 | 103.3118 | Commercial/Industrial | HVAC tune-up | 1.1853 | 0.90691 | 125.6033 | 0.12881 | 0.043539 | 340.8294
[20 empty] | Commercial/Industrial | Night Covers for Display Cases | 0.019209 | 1.1594 | -1989.8155 | 0.015518 | 0.0069353 | 103.3118 | Commercial/Industrial | HVAC tune-up | 1.1853 | 0.90691 | 125.6033 | 0.12881 | 0.043539 | 340.8294
[20 empty] | Commercial/Industrial | Night Covers for Display Cases | 0.019209 | 1.1594 | -1989.8155 | 0.015518 | 0.0069353 | 103.3118 | Commercial/Industrial | HVAC tune-up | 0.10866 | 1.07 | -125.9435 | 0.0079622 | 0.0014494 | 40.105
[20 empty] | Commercial/Industrial | Night Covers for Display Cases | 0.019209 | 1.1594 | -1989.8155 | 0.015518 | 0.0069353 | 103.3118 | Commercial/Industrial | HVAC tune-up | 0.10866 | 1.07 | -125.9435 | 0.0079622 | 0.0014494 | 40.105
[20 empty] | Commercial/Industrial | Night Covers for Display Cases | 0.019209 | 1.1594 | -1989.8155 | 0.015518 | 0.0069353 | 103.3118 | Commercial/Industrial | HVAC tune-up | 0.2411 | 1.0661 | -95.7189 | 0.017733 | 0.0032281 | 89.3191
[20 empty] | Commercial/Industrial | Night Covers for Display Cases | 0.019209 | 1.1594 | -1989.8155 | 0.015518 | 0.0069353 | 103.3118 | Commercial/Industrial | HVAC tune-up | 0.2411 | 1.0661 | -95.7189 | 0.017733 | 0.0032281 | 89.3191
[20 empty] | Commercial/Industrial | Night Covers for Display Cases | 0.019209 | 1.1594 | -1989.8155 | 0.015518 | 0.0069353 | 103.3118 | Commercial/Industrial | HVAC tune-up | 0.24647 | 1.0657 | -94.4757 | 0.018135 | 0.0033013 | 91.3433
[20 empty] | Commercial/Industrial | Night Covers for Display Cases | 0.019209 | 1.1594 | -1989.8155 | 0.015518 | 0.0069353 | 103.3118 | Commercial/Industrial | HVAC tune-up | 0.24647 | 1.0657 | -94.4757 | 0.018135 | 0.0033013 | 91.3433
[20 empty] | Commercial/Industrial | Night Covers for Display Cases | 0.019209 | 1.1594 | -1989.8155 | 0.015518 | 0.0069353 | 103.3118 | Commercial/Industrial | HVAC tune-up | 0.24952 | 1.067 | -93.8541 | 0.018336 | 0.0033378 | 92.3554
[20 empty] | Commercial/Industrial | Night Covers for Display Cases | 0.019209 | 1.1594 | -1989.8155 | 0.015518 | 0.0069353 | 103.3118 | Commercial/Industrial | HVAC tune-up | 0.24952 | 1.067 | -93.8541 | 0.018336 | 0.0033378 | 92.3554
[20 empty] | Commercial/Industrial | Night Covers for Display Cases | 0.019209 | 1.1594 | -1989.8155 | 0.015518 | 0.0069353 | 103.3118 | Commercial/Industrial | HVAC tune-up | 0.44667 | 1.0668 | -49.0222 | 0.032828 | 0.0059761 | 165.3541
[20 empty] | Commercial/Industrial | Night Covers for Display Cases | 0.019209 | 1.1594 | -1989.8155 | 0.015518 | 0.0069353 | 103.3118 | Commercial/Industrial | HVAC tune-up | 0.44667 | 1.0668 | -49.0222 | 0.032828 | 0.0059761 | 165.3541
[20 empty] | Commercial/Industrial | Night Covers for Display Cases | 0.019209 | 1.1594 | -1989.8155 | 0.015518 | 0.0069353 | 103.3118 | Commercial/Industrial | HVAC tune-up | 0.49338 | 1.0673 | -38.4553 | 0.036244 | 0.006598 | 182.5601
[20 empty] | Commercial/Industrial | Night Covers for Display Cases | 0.019209 | 1.1594 | -1989.8155 | 0.015518 | 0.0069353 | 103.3118 | Commercial/Industrial | HVAC tune-up | 0.49338 | 1.0673 | -38.4553 | 0.036244 | 0.006598 | 182.5601
[20 empty] | Commercial/Industrial | Night Covers for Display Cases | 0.019209 | 1.1594 | -1989.8155 | 0.015518 | 0.0069353 | 103.3118 | Commercial/Industrial | HVAC tune-up | 0.50295 | 1.0673 | -36.2797 | 0.036948 | 0.006726 | 186.1025
[20 empty] | Commercial/Industrial | Night Covers for Display Cases | 0.019209 | 1.1594 | -1989.8155 | 0.015518 | 0.0069353 | 103.3118 | Commercial/Industrial | HVAC tune-up | 0.50295 | 1.0673 | -36.2797 | 0.036948 | 0.006726 | 186.1025
[20 empty] | Commercial/Industrial | Night Covers for Display Cases | 0.019209 | 1.1594 | -1989.8155 | 0.015518 | 0.0069353 | 103.3118 | Commercial/Industrial | HVAC tune-up | 0.56722 | 1.0667 | -21.5947 | 0.041695 | 0.0075902 | 210.0137
[20 empty] | Commercial/Industrial | Night Covers for Display Cases | 0.019209 | 1.1594 | -1989.8155 | 0.015518 | 0.0069353 | 103.3118 | Commercial/Industrial | HVAC tune-up | 0.56722 | 1.0667 | -21.5947 | 0.041695 | 0.0075902 | 210.0137
[20 empty] | Commercial/Industrial | Night Covers for Display Cases | 0.019209 | 1.1594 | -1989.8155 | 0.015518 | 0.0069353 | 103.3118 | Commercial/Industrial | HVAC tune-up | 0.63805 | 0.907 | -1.9262 | 0.069331 | 0.023434 | 183.4457
[20 empty] | Commercial/Industrial | Night Covers for Display Cases | 0.019209 | 1.1594 | -1989.8155 | 0.015518 | 0.0069353 | 103.3118 | Commercial/Industrial | HVAC tune-up | 0.63805 | 0.907 | -1.9262 | 0.069331 | 0.023434 | 183.4457
[20 empty] | Commercial/Industrial | Night Covers for Display Cases | 0.019209 | 1.1594 | -1989.8155 | 0.015518 | 0.0069353 | 103.3118 | Commercial/Industrial | HVAC tune-up | 0.72404 | 1.0671 | 13.9911 | 0.053199 | 0.0096843 | 267.9572
[20 empty] | Commercial/Industrial | Night Covers for Display Cases | 0.019209 | 1.1594 | -1989.8155 | 0.015518 | 0.0069353 | 103.3118 | Commercial/Industrial | HVAC tune-up | 0.72404 | 1.0671 | 13.9911 | 0.053199 | 0.0096843 | 267.9572
[20 empty] | Commercial/Industrial | Outdoor Lighting Controls | 0.76874 | 1.8228 | 18.7226 | 0 | 0 | 562.52 | Commercial/Industrial | HVAC tune-up | 0.90671 | 0.91174 | 62.7805 | 0.095936 | 0.011648 | 273.1443
[20 empty] | Commercial/Industrial | Outdoor Lighting Controls | 0.76874 | 1.8228 | 18.7226 | 0 | 0 | 562.52 | Commercial/Industrial | HVAC tune-up | 0.90671 | 0.91174 | 62.7805 | 0.095936 | 0.011648 | 273.1443
[20 empty] | Commercial/Industrial | Outdoor Lighting Controls | 0.76874 | 1.8228 | 18.7226 | 0 | 0 | 562.52 | Commercial/Industrial | HVAC tune-up_RTU | 0.077079 | 1.0668 | -886.9989 | 0.037766 | 0.006875 | 190.2267
[20 empty] | Commercial/Industrial | Outdoor Lighting Controls | 0.76874 | 1.8228 | 18.7226 | 0 | 0 | 562.52 | Commercial/Industrial | HVAC tune-up_RTU | 0.077079 | 1.0668 | -886.9989 | 0.037766 | 0.006875 | 190.2267
[20 empty] | Commercial/Industrial | Outdoor Lighting Controls | 0.76874 | 1.8228 | 18.7226 | 0 | 0 | 562.52 | Commercial/Industrial | HVAC tune-up_RTU | 0.17163 | 1.0666 | -743.637 | 0.084111 | 0.015312 | 423.6594
[20 empty] | Commercial/Industrial | Outdoor Lighting Controls | 0.76874 | 1.8228 | 18.7226 | 0 | 0 | 562.52 | Commercial/Industrial | HVAC tune-up_RTU | 0.17163 | 1.0666 | -743.637 | 0.084111 | 0.015312 | 423.6594
[20 empty] | Commercial/Industrial | Outdoor Lighting Controls | 0.76874 | 1.8228 | 18.7226 | 0 | 0 | 562.52 | Commercial/Industrial | HVAC tune-up_RTU | 0.17559 | 1.067 | -737.7404 | 0.086017 | 0.015659 | 433.2607
[20 empty] | Commercial/Industrial | Outdoor Lighting Controls | 0.76874 | 1.8228 | 18.7226 | 0 | 0 | 562.52 | Commercial/Industrial | HVAC tune-up_RTU | 0.17559 | 1.067 | -737.7404 | 0.086017 | 0.015659 | 433.2607
[20 empty] | Commercial/Industrial | Outdoor Lighting Controls | 0.76874 | 1.8228 | 18.7226 | 0 | 0 | 562.52 | Commercial/Industrial | HVAC tune-up_RTU | 0.17746 | 1.0666 | -734.792 | 0.08697 | 0.015832 | 438.0614
[20 empty] | Commercial/Industrial | Outdoor Lighting Controls | 0.76874 | 1.8228 | 18.7226 | 0 | 0 | 562.52 | Commercial/Industrial | HVAC tune-up_RTU | 0.17746 | 1.0666 | -734.792 | 0.08697 | 0.015832 | 438.0614
[20 empty] | Commercial/Industrial | Outdoor Lighting Controls | 0.76874 | 1.8228 | 18.7226 | 0 | 0 | 562.52 | Commercial/Industrial | HVAC tune-up_RTU | 0.31778 | 1.0668 | -522.1447 | 0.15571 | 0.028346 | 784.3099
[20 empty] | Commercial/Industrial | Outdoor Lighting Controls | 0.76874 | 1.8228 | 18.7226 | 0 | 0 | 562.52 | Commercial/Industrial | HVAC tune-up_RTU | 0.31778 | 1.0668 | -522.1447 | 0.15571 | 0.028346 | 784.3099
[20 empty] | Commercial/Industrial | Outdoor Lighting Controls | 0.76874 | 1.8228 | 18.7226 | 0 | 0 | 562.52 | Commercial/Industrial | HVAC tune-up_RTU | 0.35086 | 1.0668 | -472.0233 | 0.17191 | 0.031296 | 865.9214
[20 empty] | Commercial/Industrial | Outdoor Lighting Controls | 0.76874 | 1.8228 | 18.7226 | 0 | 0 | 562.52 | Commercial/Industrial | HVAC tune-up_RTU | 0.35086 | 1.0668 | -472.0233 | 0.17191 | 0.031296 | 865.9214
[20 empty] | Commercial/Industrial | Outdoor Lighting Controls | 0.76874 | 1.8228 | 18.7226 | 0 | 0 | 562.52 | Commercial/Industrial | HVAC tune-up_RTU | 0.35773 | 1.067 | -461.7042 | 0.17525 | 0.031903 | 882.7237
[20 empty] | Commercial/Industrial | Outdoor Lighting Controls | 0.76874 | 1.8228 | 18.7226 | 0 | 0 | 562.52 | Commercial/Industrial | HVAC tune-up_RTU | 0.35773 | 1.067 | -461.7042 | 0.17525 | 0.031903 | 882.7237
[20 empty] | Commercial/Industrial | Outdoor Lighting Controls | 0.76874 | 1.8228 | 18.7226 | 0 | 0 | 562.52 | Commercial/Industrial | HVAC tune-up_RTU | 0.4036 | 1.0668 | -392.0502 | 0.19777 | 0.036002 | 996.1396
[20 empty] | Commercial/Industrial | Outdoor Lighting Controls | 0.76874 | 1.8228 | 18.7226 | 0 | 0 | 562.52 | Commercial/Industrial | HVAC tune-up_RTU | 0.4036 | 1.0668 | -392.0502 | 0.19777 | 0.036002 | 996.1396
[20 empty] | Commercial/Industrial | Outdoor Lighting Controls | 0.76874 | 1.8228 | 18.7226 | 0 | 0 | 562.52 | Commercial/Industrial | HVAC tune-up_RTU | 0.45409 | 0.90724 | -298.7581 | 0.32885 | 0.11115 | 870.122
[20 empty] | Commercial/Industrial | Outdoor Lighting Controls | 0.76874 | 1.8228 | 18.7226 | 0 | 0 | 562.52 | Commercial/Industrial | HVAC tune-up_RTU | 0.45409 | 0.90724 | -298.7581 | 0.32885 | 0.11115 | 870.122
[20 empty] | Commercial/Industrial | Outdoor Lighting Controls | 0.76874 | 1.8228 | 18.7226 | 0 | 0 | 562.52 | Commercial/Industrial | HVAC tune-up_RTU | 0.51501 | 1.0669 | -223.2591 | 0.25233 | 0.045935 | 1270.9781
[20 empty] | Commercial/Industrial | Outdoor Lighting Controls | 0.76874 | 1.8228 | 18.7226 | 0 | 0 | 562.52 | Commercial/Industrial | HVAC tune-up_RTU | 0.51501 | 1.0669 | -223.2591 | 0.25233 | 0.045935 | 1270.9781
[20 empty] | Commercial/Industrial | Outdoor Lighting Controls | 0.76874 | 1.8228 | 18.7226 | 0 | 0 | 562.52 | Commercial/Industrial | HVAC tune-up_RTU | 0.64519 | 0.91186 | 8.1593 | 0.45505 | 0.055251 | 1295.5816
[20 empty] | Commercial/Industrial | Outdoor Lighting Controls | 0.76874 | 1.8228 | 18.7226 | 0 | 0 | 562.52 | Commercial/Industrial | HVAC tune-up_RTU | 0.64519 | 0.91186 | 8.1593 | 0.45505 | 0.055251 | 1295.5816
[20 empty] | Commercial/Industrial | Outdoor Lighting Controls | 0.76874 | 1.8228 | 18.7226 | 0 | 0 | 562.52 | Commercial/Industrial | HVAC tune-up_RTU | 0.84355 | 0.90712 | 306.1415 | 0.61098 | 0.20652 | 1616.6266
[20 empty] | Commercial/Industrial | Outdoor Lighting Controls | 0.76874 | 1.8228 | 18.7226 | 0 | 0 | 562.52 | Commercial/Industrial | HVAC tune-up_RTU | 0.84355 | 0.90712 | 306.1415 | 0.61098 | 0.20652 | 1616.6266
[20 empty] | Commercial/Industrial | Premium T8 - Fixture Replacement | 0.35743 | 1.1168 | -28.5372 | 0.0060897 | 0.0013931 | 25.1222 | Commercial/Industrial | HVAC tune-up_RTU | 0.84995 | 0.91191 | 329.2385 | 0.59942 | 0.072781 | 1706.6392
[20 empty] | Commercial/Industrial | Premium T8 - Fixture Replacement | 0.35743 | 1.1168 | -28.5372 | 0.0060897 | 0.0013931 | 25.1222 | Commercial/Industrial | HVAC tune-up_RTU | 0.84995 | 0.91191 | 329.2385 | 0.59942 | 0.072781 | 1706.6392
[20 empty] | Commercial/Industrial | Premium T8 - Fixture Replacement | 0.43403 | 1.1217 | -22.5154 | 0.0073619 | 0.0016841 | 30.3706 | Commercial/Industrial | Induction Cooktops | 0.26431 | 1.2274 | -4998.4471 | 0.4257 | 0.17529 | 1974.24
[20 empty] | Commercial/Industrial | Premium T8 - Fixture Replacement | 0.43403 | 1.1217 | -22.5154 | 0.0073619 | 0.0016841 | 30.3706 | Commercial/Industrial | Induction Cooktops | 0.26431 | 1.2274 | -4998.4471 | 0.4257 | 0.17529 | 1974.24
[20 empty] | Commercial/Industrial | Premium T8 - Fixture Replacement | 0.49198 | 1.1242 | -17.9477 | 0.008327 | 0.0019049 | 34.3517 | Commercial/Industrial | Induction Cooktops | 0.26431 | 1.2274 | -4998.4471 | 0.4257 | 0.17529 | 1974.24
[20 empty] | Commercial/Industrial | Premium T8 - Fixture Replacement | 0.49198 | 1.1242 | -17.9477 | 0.008327 | 0.0019049 | 34.3517 | Commercial/Industrial | Induction Cooktops | 0.26431 | 1.2274 | -4998.4471 | 0.4257 | 0.17529 | 1974.24
[20 empty] | Commercial/Industrial | Premium T8 - Fixture Replacement | 0.49748 | 1.1209 | -17.3903 | 0.0084447 | 0.0019318 | 34.8374 | Commercial/Industrial | Induction Cooktops | 0.26431 | 1.2274 | -4998.4471 | 0.4257 | 0.17529 | 1974.24
[20 empty] | Commercial/Industrial | Premium T8 - Fixture Replacement | 0.49748 | 1.1209 | -17.3903 | 0.0084447 | 0.0019318 | 34.8374 | Commercial/Industrial | Induction Cooktops | 0.26431 | 1.2274 | -4998.4471 | 0.4257 | 0.17529 | 1974.24
[20 empty] | Commercial/Industrial | Premium T8 - Fixture Replacement | 0.5032 | 1.11 | -16.5908 | 0.0086452 | 4.7362e-07 | 35.4499 | Commercial/Industrial | Induction Cooktops | 0.26431 | 1.2274 | -4998.4471 | 0.4257 | 0.17529 | 1974.24
[20 empty] | Commercial/Industrial | Premium T8 - Fixture Replacement | 0.5032 | 1.11 | -16.5908 | 0.0086452 | 4.7362e-07 | 35.4499 | Commercial/Industrial | Induction Cooktops | 0.26431 | 1.2274 | -4998.4471 | 0.4257 | 0.17529 | 1974.24
[20 empty] | Commercial/Industrial | Premium T8 - Fixture Replacement | 0.53427 | 1.3872 | -15.8782 | 0.0048779 | 0.0045245 | 46.5485 | Commercial/Industrial | Induction Cooktops | 0.26431 | 1.2274 | -4998.4471 | 0.4257 | 0.17529 | 1974.24
[20 empty] | Commercial/Industrial | Premium T8 - Fixture Replacement | 0.53427 | 1.3872 | -15.8782 | 0.0048779 | 0.0045245 | 46.5485 | Commercial/Industrial | Induction Cooktops | 0.26431 | 1.2274 | -4998.4471 | 0.4257 | 0.17529 | 1974.24
[20 empty] | Commercial/Industrial | Premium T8 - Fixture Replacement | 0.55911 | 1.1029 | -11.7692 | 0.0096676 | 5.2963e-07 | 39.6422 | Commercial/Industrial | Induction Cooktops | 0.26431 | 1.2274 | -4998.4471 | 0.4257 | 0.17529 | 1974.24
[20 empty] | Commercial/Industrial | Premium T8 - Fixture Replacement | 0.55911 | 1.1029 | -11.7692 | 0.0096676 | 5.2963e-07 | 39.6422 | Commercial/Industrial | Induction Cooktops | 0.26431 | 1.2274 | -4998.4471 | 0.4257 | 0.17529 | 1974.24
[20 empty] | Commercial/Industrial | Premium T8 - Fixture Replacement | 0.57742 | 1.1224 | -11.0293 | 0.0097886 | 0.0022393 | 40.3814 | Commercial/Industrial | Induction Cooktops | 0.26431 | 1.2274 | -4998.4471 | 0.4257 | 0.17529 | 1974.24
[20 empty] | Commercial/Industrial | Premium T8 - Fixture Replacement | 0.57742 | 1.1224 | -11.0293 | 0.0097886 | 0.0022393 | 40.3814 | Commercial/Industrial | Induction Cooktops | 0.26431 | 1.2274 | -4998.4471 | 0.4257 | 0.17529 | 1974.24
[20 empty] | Commercial/Industrial | Premium T8 - Fixture Replacement | 0.66442 | 1.1204 | -3.9535 | 0.011284 | 0.0025813 | 46.5485 | Commercial/Industrial | Induction Cooktops | 0.26431 | 1.2274 | -4998.4471 | 0.4257 | 0.17529 | 1974.24
[20 empty] | Commercial/Industrial | Premium T8 - Fixture Replacement | 0.66442 | 1.1204 | -3.9535 | 0.011284 | 0.0025813 | 46.5485 | Commercial/Industrial | Induction Cooktops | 0.26431 | 1.2274 | -4998.4471 | 0.4257 | 0.17529 | 1974.24
[20 empty] | Commercial/Industrial | Premium T8 - Fixture Replacement | 0.82829 | 1.1064 | 9.9703 | 0.014277 | 7.8218e-07 | 58.5446 | Commercial/Industrial | Induction Cooktops | 0.26431 | 1.2274 | -4998.4471 | 0.4257 | 0.17529 | 1974.24
[20 empty] | Commercial/Industrial | Premium T8 - Fixture Replacement | 0.82829 | 1.1064 | 9.9703 | 0.014277 | 7.8218e-07 | 58.5446 | Commercial/Industrial | Induction Cooktops | 0.26431 | 1.2274 | -4998.4471 | 0.4257 | 0.17529 | 1974.24
[20 empty] | Commercial/Industrial | Premium T8 - Fixture Replacement | 0.82576 | 1.3894 | 6.6515 | 0.0075271 | 0.0069818 | 71.8291 | Commercial/Industrial | Induction Cooktops | 0.26431 | 1.2274 | -4998.4471 | 0.4257 | 0.17529 | 1974.24
[20 empty] | Commercial/Industrial | Premium T8 - Fixture Replacement | 0.82576 | 1.3894 | 6.6515 | 0.0075271 | 0.0069818 | 71.8291 | Commercial/Industrial | Induction Cooktops | 0.26431 | 1.2274 | -4998.4471 | 0.4257 | 0.17529 | 1974.24
[20 empty] | Commercial/Industrial | Premium T8 - Fixture Replacement | 0.76002 | 1.1236 | 3.5585 | 0.012871 | 0.0029443 | 53.0957 | Commercial/Industrial | Induction Cooktops | 0.26431 | 1.2274 | -4998.4471 | 0.4257 | 0.17529 | 1974.24
[20 empty] | Commercial/Industrial | Premium T8 - Fixture Replacement | 0.76002 | 1.1236 | 3.5585 | 0.012871 | 0.0029443 | 53.0957 | Commercial/Industrial | Induction Cooktops | 0.26431 | 1.2274 | -4998.4471 | 0.4257 | 0.17529 | 1974.24
[20 empty] | Commercial/Industrial | Premium T8 - Fixture Replacement | 0.74436 | 1.106 | 3.1691 | 0.012835 | 7.0317e-07 | 52.631 | Commercial/Industrial | Induction Cooktops | 0.26431 | 1.2274 | -4998.4471 | 0.4257 | 0.17529 | 1974.24
[20 empty] | Commercial/Industrial | Premium T8 - Fixture Replacement | 0.74436 | 1.106 | 3.1691 | 0.012835 | 7.0317e-07 | 52.631 | Commercial/Industrial | Induction Cooktops | 0.26431 | 1.2274 | -4998.4471 | 0.4257 | 0.17529 | 1974.24
[20 empty] | Commercial/Industrial | Premium T8 - Lamp Replacement | 8.6787 | 1.1158 | 14.1609 | 0.0032515 | 0.00074654 | 13.4605 | Commercial/Industrial | Induction Cooktops | 0.26431 | 1.2274 | -4998.4471 | 0.4257 | 0.17529 | 1974.24
[20 empty] | Commercial/Industrial | Premium T8 - Lamp Replacement | 8.6787 | 1.1158 | 14.1609 | 0.0032515 | 0.00074654 | 13.4605 | Commercial/Industrial | Induction Cooktops | 0.26431 | 1.2274 | -4998.4471 | 0.4257 | 0.17529 | 1974.24
[20 empty] | Commercial/Industrial | Premium T8 - Lamp Replacement | 6.5723 | 1.1235 | 10.3374 | 0.0024454 | 0.00056146 | 10.1235 | Commercial/Industrial | Infiltration Reduction - Air Sealing | 0.017067 | 0.57702 | -0.72261 | 2.4308e-06 | 7.2182e-06 | 0.010989
[20 empty] | Commercial/Industrial | Premium T8 - Lamp Replacement | 8.0229 | 1.3814 | 12.5306 | 0.001607 | 0.0015431 | 15.5162 | Commercial/Industrial | Infiltration Reduction - Air Sealing | 0.017333 | 0.57702 | -0.72216 | 2.4687e-06 | 7.3307e-06 | 0.011161
[20 empty] | Commercial/Industrial | Premium T8 - Lamp Replacement | 7.5332 | 1.1226 | 12.0435 | 0.0028051 | 0.00064404 | 11.6125 | Commercial/Industrial | Infiltration Reduction - Air Sealing | 0.025326 | 0.57702 | -0.70867 | 3.6071e-06 | 1.0711e-05 | 0.016307
[20 empty] | Commercial/Industrial | Premium T8 - Lamp Replacement | 8.5207 | 1.1169 | 13.8704 | 0.0031876 | 5.3388e-07 | 13.2141 | Commercial/Industrial | Infiltration Reduction - Air Sealing | 0.025413 | 0.57702 | -0.70852 | 3.6195e-06 | 1.0748e-05 | 0.016363
[20 empty] | Commercial/Industrial | Premium T8 - Lamp Replacement | 7.4499 | 1.1259 | 11.8579 | 0.002766 | 0.00063506 | 11.4506 | Commercial/Industrial | Infiltration Reduction - Air Sealing | 0.025721 | 0.57702 | -0.708 | 3.6634e-06 | 1.0878e-05 | 0.016562
[20 empty] | Commercial/Industrial | Premium T8 - Lamp Replacement | 7.6102 | 1.1155 | 12.2701 | 0.0028505 | 4.7742e-07 | 11.8166 | Commercial/Industrial | Infiltration Reduction - Air Sealing | 0.025809 | 0.57702 | -0.70785 | 3.6759e-06 | 1.0915e-05 | 0.016618
[20 empty] | Commercial/Industrial | Premium T8 - Lamp Replacement | 5.4774 | 1.132 | 8.333 | 0.0020228 | 0.00046444 | 8.3741 | Commercial/Industrial | Infiltration Reduction - Air Sealing | 0.031692 | 0.57702 | -0.69792 | 4.5138e-06 | 1.3404e-05 | 0.020406
[20 empty] | Commercial/Industrial | Premium T8 - Lamp Replacement | 6.5723 | 1.1235 | 10.3374 | 0.0024454 | 0.00056146 | 10.1235 | Commercial/Industrial | Infiltration Reduction - Air Sealing | 0.032186 | 0.57702 | -0.69708 | 4.5842e-06 | 1.3612e-05 | 0.020724
[20 empty] | Commercial/Industrial | Premium T8 - Lamp Replacement | 8.0229 | 1.3814 | 12.5306 | 0.001607 | 0.0015431 | 15.5162 | Commercial/Industrial | Infiltration Reduction - Air Sealing | 0.047195 | 0.57702 | -0.67174 | 6.7218e-06 | 1.996e-05 | 0.030388
[20 empty] | Commercial/Industrial | Premium T8 - Lamp Replacement | 7.5332 | 1.1226 | 12.0435 | 0.0028051 | 0.00064404 | 11.6125 | Commercial/Industrial | Infiltration Reduction - Air Sealing | 0.04793 | 0.57702 | -0.67049 | 6.8266e-06 | 2.0271e-05 | 0.030862
[20 empty] | Commercial/Industrial | Premium T8 - Lamp Replacement | 8.5207 | 1.1169 | 13.8704 | 0.0031876 | 5.3388e-07 | 13.2141 | Commercial/Industrial | Infiltration Reduction - Air Sealing | 0.049128 | 0.57702 | -0.66847 | 6.9971e-06 | 2.0778e-05 | 0.031633
[20 empty] | Commercial/Industrial | Premium T8 - Lamp Replacement | 7.4499 | 1.1259 | 11.8579 | 0.002766 | 0.00063506 | 11.4506 | Commercial/Industrial | Infiltration Reduction - Air Sealing | 0.049894 | 0.57702 | -0.66718 | 7.1062e-06 | 2.1101e-05 | 0.032126
[20 empty] | Commercial/Industrial | Premium T8 - Lamp Replacement | 7.6102 | 1.1155 | 12.2701 | 0.0028505 | 4.7742e-07 | 11.8166 | Commercial/Industrial | Infiltration Reduction - Air Sealing | 0.051846 | 0.57702 | -0.66388 | 7.3843e-06 | 2.1927e-05 | 0.033383
[20 empty] | Commercial/Industrial | Premium T8 - Lamp Replacement | 5.4774 | 1.132 | 8.333 | 0.0020228 | 0.00046444 | 8.3741 | Commercial/Industrial | Infiltration Reduction - Air Sealing | 0.052655 | 0.57702 | -0.66252 | 7.4994e-06 | 2.2269e-05 | 0.033904
[20 empty] | Commercial/Industrial | Premium T8 - Lamp Replacement | 12.5267 | 1.1118 | 21.0858 | 0.0047075 | 7.8845e-07 | 19.5149 | Commercial/Industrial | Infiltration Reduction - Air Sealing | 0.074732 | 0.57702 | -0.62523 | 1.0644e-05 | 3.1606e-05 | 0.048119
[20 empty] | Commercial/Industrial | Premium T8 - Lamp Replacement | 12.5267 | 1.1118 | 21.0858 | 0.0047075 | 7.8845e-07 | 19.5149 | Commercial/Industrial | Infiltration Reduction - Air Sealing | 0.075897 | 0.57702 | -0.62327 | 1.081e-05 | 3.2099e-05 | 0.048869
[20 empty] | Commercial/Industrial | Premium T8 - Lamp Replacement | 12.4356 | 1.3876 | 20.0213 | 0.0024798 | 0.0023811 | 23.943 | Commercial/Industrial | Infiltration Reduction - Air Sealing | 0.11927 | 0.57702 | -0.55001 | 1.6988e-05 | 5.0444e-05 | 0.076799
[20 empty] | Commercial/Industrial | Premium T8 - Lamp Replacement | 12.4356 | 1.3876 | 20.0213 | 0.0024798 | 0.0023811 | 23.943 | Commercial/Industrial | Infiltration Reduction - Air Sealing | 0.12113 | 0.57702 | -0.54687 | 1.7253e-05 | 5.1231e-05 | 0.077996
[20 empty] | Commercial/Industrial | Premium T8 - Lamp Replacement | 11.4437 | 1.119 | 19.0168 | 0.0042752 | 0.00098159 | 17.6986 | Commercial/Industrial | Infiltration Reduction - Air Sealing | 0.15855 | 0.57702 | -0.48368 | 2.2582e-05 | 6.7056e-05 | 0.10209
[20 empty] | Commercial/Industrial | Premium T8 - Lamp Replacement | 11.4437 | 1.119 | 19.0168 | 0.0042752 | 0.00098159 | 17.6986 | Commercial/Industrial | Infiltration Reduction - Air Sealing | 0.16102 | 0.57702 | -0.47951 | 2.2934e-05 | 6.8102e-05 | 0.10368
[20 empty] | Commercial/Industrial | Premium T8 - Lamp Replacement | 11.3225 | 1.1178 | 18.8285 | 0.004232 | 7.0881e-07 | 17.5437 | Commercial/Industrial | Infiltration Reduction - Air Sealing | 0.17107 | 0.57702 | -0.46254 | 2.4365e-05 | 7.2352e-05 | 0.11015
[20 empty] | Commercial/Industrial | Premium T8 - Lamp Replacement | 11.3225 | 1.1178 | 18.8285 | 0.004232 | 7.0881e-07 | 17.5437 | Commercial/Industrial | Infiltration Reduction - Air Sealing | 0.17374 | 0.57702 | -0.45803 | 2.4745e-05 | 7.348e-05 | 0.11187
[20 empty] | Commercial/Industrial | Premium T8 - Lamp Replacement | 10.1262 | 1.1294 | 16.5163 | 0.003748 | 0.00086055 | 15.5162 | Commercial/Industrial | Infiltration Reduction - Air Sealing | 0.17631 | 0.57702 | -0.4537 | 2.5111e-05 | 7.4565e-05 | 0.11352
[20 empty] | Commercial/Industrial | Premium T8 - Lamp Replacement | 10.1262 | 1.1294 | 16.5163 | 0.003748 | 0.00086055 | 15.5162 | Commercial/Industrial | Infiltration Reduction - Air Sealing | 0.17906 | 0.57702 | -0.44906 | 2.5502e-05 | 7.5728e-05 | 0.11529
[20 empty] | Commercial/Industrial | Programmable Thermostat | 0.49432 | 1.7605 | -35266.0459 | 0.95185 | -13.172 | 80163.8039 | Commercial/Industrial | Infiltration Reduction - Air Sealing | 0.2301 | 0.57702 | -0.36286 | 3.2772e-05 | 9.7315e-05 | 0.14816
[20 empty] | Commercial/Industrial | Programmable Thermostat | 0.49432 | 1.7605 | -35266.0459 | 0.95185 | -13.172 | 80163.8039 | Commercial/Industrial | Infiltration Reduction - Air Sealing | 0.23368 | 0.57702 | -0.3568 | 3.3283e-05 | 9.8832e-05 | 0.15047
[20 empty] | Commercial/Industrial | Programmable Thermostat | 0.30381 | 1.5359 | -18354.3417 | 0.86408 | 0.25527 | 10337.4835 | Commercial/Industrial | Instantaneous Hot Water System | 0.031171 | 1.6765 | -8191.256 | 0.016253 | 0.018728 | 146.7123
[20 empty] | Commercial/Industrial | Programmable Thermostat | 0.30381 | 1.5359 | -18354.3417 | 0.86408 | 0.25527 | 10337.4835 | Commercial/Industrial | Instantaneous Hot Water System | 0.031171 | 1.6765 | -8191.256 | 0.016253 | 0.018728 | 146.7123
[20 empty] | Commercial/Industrial | Programmable Thermostat | 0.24038 | 1.7605 | -13946.883 | 0.084157 | -1.1646 | 7087.571 | Commercial/Industrial | Instantaneous Hot Water System | 0.074779 | 1.6758 | -7745.6249 | 0.039006 | 0.044946 | 352.1017
[20 empty] | Commercial/Industrial | Programmable Thermostat | 0.24038 | 1.7605 | -13946.883 | 0.084157 | -1.1646 | 7087.571 | Commercial/Industrial | Instantaneous Hot Water System | 0.074779 | 1.6758 | -7745.6249 | 0.039006 | 0.044946 | 352.1017
[20 empty] | Commercial/Industrial | Programmable Thermostat | 0.15409 | 1.7604 | -6288.4196 | 0.020551 | -0.2844 | 1730.8165 | Commercial/Industrial | Instantaneous Hot Water System | 0.099731 | 1.6762 | -7490.9746 | 0.052008 | 0.059928 | 469.469
[20 empty] | Commercial/Industrial | Programmable Thermostat | 0.15409 | 1.7604 | -6288.4196 | 0.020551 | -0.2844 | 1730.8165 | Commercial/Industrial | Instantaneous Hot Water System | 0.099731 | 1.6762 | -7490.9746 | 0.052008 | 0.059928 | 469.469
[20 empty] | Commercial/Industrial | Programmable Thermostat | 0.077135 | 1.7602 | -5815.9746 | 0.0083602 | -0.11569 | 704.082 | Commercial/Industrial | Instantaneous Hot Water System | 0.12371 | 1.7357 | -14525.3668 | 0.13057 | 0.13624 | 1173.6724
[20 empty] | Commercial/Industrial | Programmable Thermostat | 0.077135 | 1.7602 | -5815.9746 | 0.0083602 | -0.11569 | 704.082 | Commercial/Industrial | Instantaneous Hot Water System | 0.12371 | 1.7357 | -14525.3668 | 0.13057 | 0.13624 | 1173.6724
[20 empty] | Commercial/Industrial | Programmable Thermostat | 0.53063 | 1.076 | -1405.3523 | 0.70282 | -0.0013337 | 1896.5464 | Commercial/Industrial | Instantaneous Hot Water System | 0.14694 | 1.7354 | -21084.8028 | 0.23267 | 0.24278 | 2091.4842
[20 empty] | Commercial/Industrial | Programmable Thermostat | 0.53063 | 1.076 | -1405.3523 | 0.70282 | -0.0013337 | 1896.5464 | Commercial/Industrial | Instantaneous Hot Water System | 0.14694 | 1.7354 | -21084.8028 | 0.23267 | 0.24278 | 2091.4842
[20 empty] | Commercial/Industrial | Programmable Thermostat | 0.60946 | 1.7605 | -1212.4675 | 0.086367 | -1.1952 | 7273.7057 | Commercial/Industrial | Instantaneous Hot Water System | 0.14845 | 1.7357 | -7013.3049 | 0.078341 | 0.081744 | 704.2034
[20 empty] | Commercial/Industrial | Programmable Thermostat | 0.60946 | 1.7605 | -1212.4675 | 0.086367 | -1.1952 | 7273.7057 | Commercial/Industrial | Instantaneous Hot Water System | 0.14845 | 1.7357 | -7013.3049 | 0.078341 | 0.081744 | 704.2034
[20 empty] | Commercial/Industrial | Programmable Thermostat | 0.6566 | 1.7605 | -494.4402 | 0.071151 | -0.98461 | 5992.2752 | Commercial/Industrial | Instantaneous Hot Water System | 0.14956 | 1.6758 | -6981.674 | 0.078013 | 0.089892 | 704.2034
[20 empty] | Commercial/Industrial | Programmable Thermostat | 0.6566 | 1.7605 | -494.4402 | 0.071151 | -0.98461 | 5992.2752 | Commercial/Industrial | Instantaneous Hot Water System | 0.14956 | 1.6758 | -6981.674 | 0.078013 | 0.089892 | 704.2034
[20 empty] | Commercial/Industrial | Programmable Thermostat | 0.70453 | 1.7604 | -70.5374 | 0.099841 | -1.3816 | 8408.4813 | Commercial/Industrial | Instantaneous Hot Water System | 0.18041 | 1.2916 | -64372.5178 | 0.76527 | 1.8458 | 8098.3397
[20 empty] | Commercial/Industrial | Programmable Thermostat | 0.70453 | 1.7604 | -70.5374 | 0.099841 | -1.3816 | 8408.4813 | Commercial/Industrial | Instantaneous Hot Water System | 0.18041 | 1.2916 | -64372.5178 | 0.76527 | 1.8458 | 8098.3397
[20 empty] | Commercial/Industrial | Programmable Thermostat | 0.80878 | 1.5359 | 5573.9368 | 6.3351 | 1.8716 | 75790.8694 | Commercial/Industrial | Instantaneous Hot Water System | 0.2077 | 1.6757 | -19162.4696 | 0.32505 | 0.37455 | 2934.181
[20 empty] | Commercial/Industrial | Programmable Thermostat | 0.80878 | 1.5359 | 5573.9368 | 6.3351 | 1.8716 | 75790.8694 | Commercial/Industrial | Instantaneous Hot Water System | 0.2077 | 1.6757 | -19162.4696 | 0.32505 | 0.37455 | 2934.181
[20 empty] | Commercial/Industrial | PSC to ECM Evaporator Fan Motor (Walk-In, Refrigerator) | 0.90257 | 1.561 | 58.0862 | 0.042404 | 0.035519 | 327.0516 | Commercial/Industrial | Instantaneous Hot Water System | 0.21091 | 1.2916 | -91302.8821 | 1.342 | 3.2369 | 14201.4362
[20 empty] | Commercial/Industrial | PSC to ECM Evaporator Fan Motor (Walk-In, Refrigerator) | 0.90257 | 1.561 | 58.0862 | 0.042404 | 0.035519 | 327.0516 | Commercial/Industrial | Instantaneous Hot Water System | 0.21091 | 1.2916 | -91302.8821 | 1.342 | 3.2369 | 14201.4362
[20 empty] | Commercial/Industrial | PSC to ECM Evaporator Fan Motor (Walk-In, Refrigerator) | 0.90257 | 1.561 | 58.0862 | 0.042404 | 0.035519 | 327.0516 | Commercial/Industrial | Instantaneous Hot Water System | 0.22432 | 1.6757 | -124354.4596 | 2.3404 | 2.6968 | 21126.1035
[20 empty] | Commercial/Industrial | PSC to ECM Evaporator Fan Motor (Walk-In, Refrigerator) | 0.90257 | 1.561 | 58.0862 | 0.042404 | 0.035519 | 327.0516 | Commercial/Industrial | Instantaneous Hot Water System | 0.22432 | 1.6757 | -124354.4596 | 2.3404 | 2.6968 | 21126.1035
[20 empty] | Commercial/Industrial | PSC to ECM Evaporator Fan Motor (Walk-In, Refrigerator) | 0.90257 | 1.561 | 58.0862 | 0.042404 | 0.035519 | 327.0516 | Commercial/Industrial | Instantaneous Hot Water System | 0.23749 | 1.7355 | -18346.6269 | 0.37604 | 0.39237 | 3380.1766
[20 empty] | Commercial/Industrial | PSC to ECM Evaporator Fan Motor (Walk-In, Refrigerator) | 0.90257 | 1.561 | 58.0862 | 0.042404 | 0.035519 | 327.0516 | Commercial/Industrial | Instantaneous Hot Water System | 0.23749 | 1.7355 | -18346.6269 | 0.37604 | 0.39237 | 3380.1766
[20 empty] | Commercial/Industrial | PSC to ECM Evaporator Fan Motor (Walk-In, Refrigerator) | 0.90257 | 1.561 | 58.0862 | 0.042404 | 0.035519 | 327.0516 | Commercial/Industrial | Instantaneous Hot Water System | 0.23927 | 1.6757 | -151623.3196 | 3.1205 | 3.5957 | 28168.138
[20 empty] | Commercial/Industrial | PSC to ECM Evaporator Fan Motor (Walk-In, Refrigerator) | 0.90257 | 1.561 | 58.0862 | 0.042404 | 0.035519 | 327.0516 | Commercial/Industrial | Instantaneous Hot Water System | 0.23927 | 1.6757 | -151623.3196 | 3.1205 | 3.5957 | 28168.138
[20 empty] | Commercial/Industrial | PSC to ECM Evaporator Fan Motor (Walk-In, Refrigerator) | 0.90257 | 1.561 | 58.0862 | 0.042404 | 0.035519 | 327.0516 | Commercial/Industrial | Interior Lighting Controls | 0.37838 | 1.8228 | -216.664 | 0 | 0 | 333.06
[20 empty] | Commercial/Industrial | PSC to ECM Evaporator Fan Motor (Walk-In, Refrigerator) | 0.90257 | 1.561 | 58.0862 | 0.042404 | 0.035519 | 327.0516 | Commercial/Industrial | Interior Lighting Controls | 0.37838 | 1.8228 | -216.664 | 0 | 0 | 333.06
[20 empty] | Commercial/Industrial | PSC to ECM Evaporator Fan Motor (Walk-In, Refrigerator) | 0.90257 | 1.561 | 58.0862 | 0.042404 | 0.035519 | 327.0516 | Commercial/Industrial | Interior Lighting Controls | 0.45743 | 1.8228 | -168.2291 | 0 | 0 | 402.64
[20 empty] | Commercial/Industrial | PSC to ECM Evaporator Fan Motor (Walk-In, Refrigerator) | 0.90257 | 1.561 | 58.0862 | 0.042404 | 0.035519 | 327.0516 | Commercial/Industrial | Interior Lighting Controls | 0.45743 | 1.8228 | -168.2291 | 0 | 0 | 402.64
[20 empty] | Commercial/Industrial | PSC to ECM Evaporator Fan Motor (Walk-In, Refrigerator) | 0.89175 | 1.4915 | 68.0807 | 0.04552 | 0.00417 | 327.0516 | Commercial/Industrial | Interior Lighting Controls | 0.51739 | 1.8228 | -131.4888 | 0 | 0 | 455.42
[20 empty] | Commercial/Industrial | PSC to ECM Evaporator Fan Motor (Walk-In, Refrigerator) | 0.89175 | 1.4915 | 68.0807 | 0.04552 | 0.00417 | 327.0516 | Commercial/Industrial | Interior Lighting Controls | 0.51739 | 1.8228 | -131.4888 | 0 | 0 | 455.42
[20 empty] | Commercial/Industrial | PSC to ECM Evaporator Fan Motor (Walk-In, Refrigerator) | 0.89175 | 1.4915 | 68.0807 | 0.04552 | 0.00417 | 327.0516 | Commercial/Industrial | Interior Lighting Controls | 0.52471 | 1.8228 | -127.0059 | 0 | 0 | 461.86
[20 empty] | Commercial/Industrial | PSC to ECM Evaporator Fan Motor (Walk-In, Refrigerator) | 0.89175 | 1.4915 | 68.0807 | 0.04552 | 0.00417 | 327.0516 | Commercial/Industrial | Interior Lighting Controls | 0.52471 | 1.8228 | -127.0059 | 0 | 0 | 461.86
[20 empty] | Commercial/Industrial | PSC to ECM Evaporator Fan Motor (Walk-In, Refrigerator) | 0.89175 | 1.4915 | 68.0807 | 0.04552 | 0.00417 | 327.0516 | Commercial/Industrial | Interior Lighting Controls | 0.53393 | 1.8228 | -121.3535 | 0 | 0 | 469.98
[20 empty] | Commercial/Industrial | PSC to ECM Evaporator Fan Motor (Walk-In, Refrigerator) | 0.89175 | 1.4915 | 68.0807 | 0.04552 | 0.00417 | 327.0516 | Commercial/Industrial | Interior Lighting Controls | 0.53393 | 1.8228 | -121.3535 | 0 | 0 | 469.98
[20 empty] | Commercial/Industrial | PSC to ECM Evaporator Fan Motor (Walk-In, Refrigerator) | 0.89175 | 1.4915 | 68.0807 | 0.04552 | 0.00417 | 327.0516 | Commercial/Industrial | Interior Lighting Controls | 0.59707 | 1.8228 | -82.6641 | 0 | 0 | 525.56
[20 empty] | Commercial/Industrial | PSC to ECM Evaporator Fan Motor (Walk-In, Refrigerator) | 0.89175 | 1.4915 | 68.0807 | 0.04552 | 0.00417 | 327.0516 | Commercial/Industrial | Interior Lighting Controls | 0.59707 | 1.8228 | -82.6641 | 0 | 0 | 525.56
[20 empty] | Commercial/Industrial | PSC to ECM Evaporator Fan Motor (Walk-In, Refrigerator) | 0.89175 | 1.4915 | 68.0807 | 0.04552 | 0.00417 | 327.0516 | Commercial/Industrial | Interior Lighting Controls | 0.60821 | 1.8228 | -75.8422 | 0 | 0 | 535.36
[20 empty] | Commercial/Industrial | PSC to ECM Evaporator Fan Motor (Walk-In, Refrigerator) | 0.89175 | 1.4915 | 68.0807 | 0.04552 | 0.00417 | 327.0516 | Commercial/Industrial | Interior Lighting Controls | 0.60821 | 1.8228 | -75.8422 | 0 | 0 | 535.36
[20 empty] | Commercial/Industrial | PSC to ECM Evaporator Fan Motor (Walk-In, Refrigerator) | 0.89175 | 1.4915 | 68.0807 | 0.04552 | 0.00417 | 327.0516 | Commercial/Industrial | Interior Lighting Controls | 0.70109 | 1.8228 | -18.9288 | 0 | 0 | 617.12
[20 empty] | Commercial/Industrial | PSC to ECM Evaporator Fan Motor (Walk-In, Refrigerator) | 0.89175 | 1.4915 | 68.0807 | 0.04552 | 0.00417 | 327.0516 | Commercial/Industrial | Interior Lighting Controls | 0.70109 | 1.8228 | -18.9288 | 0 | 0 | 617.12
[20 empty] | Commercial/Industrial | PSC to ECM Evaporator Fan Motor (Walk-In, Refrigerator) | 0.89175 | 1.4915 | 68.0807 | 0.04552 | 0.00417 | 327.0516 | Commercial/Industrial | Interior Lighting Controls | 0.70109 | 1.8228 | -18.9288 | 0 | 0 | 617.12
[20 empty] | Commercial/Industrial | PSC to ECM Evaporator Fan Motor (Walk-In, Refrigerator) | 0.89175 | 1.4915 | 68.0807 | 0.04552 | 0.00417 | 327.0516 | Commercial/Industrial | Interior Lighting Controls | 0.70109 | 1.8228 | -18.9288 | 0 | 0 | 617.12
[20 empty] | Commercial/Industrial | Refrigerated Display Case LED Lighting | 0 | #DIV/0! | -157.7441 | 0 | 0 | 0 | Commercial/Industrial | Interior Lighting Controls | 0.79271 | 1.8228 | 37.205 | 0 | 0 | 697.76
[20 empty] | Commercial/Industrial | Refrigerated Display Case LED Lighting | 0 | #DIV/0! | -157.7441 | 0 | 0 | 0 | Commercial/Industrial | Interior Lighting Controls | 0.79271 | 1.8228 | 37.205 | 0 | 0 | 697.76
[20 empty] | Commercial/Industrial | Refrigerated Display Case LED Lighting | 0 | #DIV/0! | -157.7441 | 0 | 0 | 0 | Commercial/Industrial | Interior Lighting Controls | 0.7997 | 1.8228 | 41.493 | 0 | 0 | 703.92
[20 empty] | Commercial/Industrial | Refrigerated Display Case LED Lighting | 0 | #DIV/0! | -157.7441 | 0 | 0 | 0 | Commercial/Industrial | Interior Lighting Controls | 0.7997 | 1.8228 | 41.493 | 0 | 0 | 703.92
[20 empty] | Commercial/Industrial | Refrigerated Display Case LED Lighting | 0 | #DIV/0! | -157.7441 | 0 | 0 | 0 | Commercial/Industrial | Interior Lighting Controls | 0.88177 | 1.8228 | 91.7795 | 0 | 0 | 776.16
[20 empty] | Commercial/Industrial | Refrigerated Display Case LED Lighting | 0 | #DIV/0! | -157.7441 | 0 | 0 | 0 | Commercial/Industrial | Interior Lighting Controls | 0.88177 | 1.8228 | 91.7795 | 0 | 0 | 776.16
[20 empty] | Commercial/Industrial | Refrigerated Display Case LED Lighting | 0 | #DIV/0! | -157.7441 | 0 | 0 | 0 | Commercial/Industrial | LED - 14W | 26.8656 | 1.6481 | 173.0877 | 0.011062 | 0.010833 | 108.832
[20 empty] | Commercial/Industrial | Refrigerated Display Case LED Lighting | 0 | #DIV/0! | -157.7441 | 0 | 0 | 0 | Commercial/Industrial | LED - 14W | 26.8656 | 1.6481 | 173.0877 | 0.011062 | 0.010833 | 108.832
[20 empty] | Commercial/Industrial | Refrigerated Display Case LED Lighting | 0 | #DIV/0! | -157.7441 | 0 | 0 | 0 | Commercial/Industrial | LED - 14W | 26.7221 | 1.2952 | 179.6843 | 0.021364 | 5.7838e-06 | 88.704
[20 empty] | Commercial/Industrial | Refrigerated Display Case LED Lighting | 0 | #DIV/0! | -157.7441 | 0 | 0 | 0 | Commercial/Industrial | LED - 14W | 26.7221 | 1.2952 | 179.6843 | 0.021364 | 5.7838e-06 | 88.704
[20 empty] | Commercial/Industrial | Refrigerated Display Case LED Lighting | 0 | #DIV/0! | -157.7441 | 0 | 0 | 0 | Commercial/Industrial | LED - 14W | 24.5292 | 1.314 | 162.2228 | 0.019302 | 0.0044629 | 80.448
[20 empty] | Commercial/Industrial | Refrigerated Display Case LED Lighting | 0 | #DIV/0! | -157.7441 | 0 | 0 | 0 | Commercial/Industrial | LED - 14W | 24.5292 | 1.314 | 162.2228 | 0.019302 | 0.0044629 | 80.448
[20 empty] | Commercial/Industrial | Refrigerated Display Case LED Lighting | 0 | #DIV/0! | -157.7441 | 0 | 0 | 0 | Commercial/Industrial | LED - 14W | 24.0097 | 1.2945 | 160.9897 | 0.019206 | 5.1996e-06 | 79.744
[20 empty] | Commercial/Industrial | Refrigerated Display Case LED Lighting | 0.70664 | 1.3292 | -6.8212 | 0.020873 | 0.017484 | 160.9897 | Commercial/Industrial | LED - 14W | 24.0097 | 1.2945 | 160.9897 | 0.019206 | 5.1996e-06 | 79.744
[20 empty] | Commercial/Industrial | Refrigerated Display Case LED Lighting | 0.70664 | 1.3292 | -6.8212 | 0.020873 | 0.017484 | 160.9897 | Commercial/Industrial | LED - 14W | 21.4842 | 1.3128 | 141.5543 | 0.016922 | 0.0039125 | 70.528
[20 empty] | Commercial/Industrial | Refrigerated Display Case LED Lighting | 0.70664 | 1.3292 | -6.8212 | 0.020873 | 0.017484 | 160.9897 | Commercial/Industrial | LED - 14W | 21.4842 | 1.3128 | 141.5543 | 0.016922 | 0.0039125 | 70.528
[20 empty] | Commercial/Industrial | Refrigerated Display Case LED Lighting | 0.70664 | 1.3292 | -6.8212 | 0.020873 | 0.017484 | 160.9897 | Commercial/Industrial | LED - 14W | 18.6714 | 1.3151 | 122.0859 | 0.01468 | 0.0033942 | 61.184
[20 empty] | Commercial/Industrial | Refrigerated Display Case LED Lighting | 0.70664 | 1.3292 | -6.8212 | 0.020873 | 0.017484 | 160.9897 | Commercial/Industrial | LED - 14W | 18.6714 | 1.3151 | 122.0859 | 0.01468 | 0.0033942 | 61.184
[20 empty] | Commercial/Industrial | Refrigerated Display Case LED Lighting | 0.70664 | 1.3292 | -6.8212 | 0.020873 | 0.017484 | 160.9897 | Commercial/Industrial | LED - 14W | 18.0688 | 1.2934 | 119.9284 | 0.014466 | 3.9164e-06 | 60.064
[20 empty] | Commercial/Industrial | Refrigerated Display Case LED Lighting | 0.72425 | 1.2739 | -0.99625 | 0.024002 | 0.013074 | 160.9897 | Commercial/Industrial | LED - 14W | 18.0688 | 1.2934 | 119.9284 | 0.014466 | 3.9164e-06 | 60.064
[20 empty] | Commercial/Industrial | Refrigerated Display Case LED Lighting | 0.72425 | 1.2739 | -0.99625 | 0.024002 | 0.013074 | 160.9897 | Commercial/Industrial | LED - 14W | 17.4122 | 1.6483 | 110.2708 | 0.0071686 | 0.0070204 | 70.528
[20 empty] | Commercial/Industrial | Refrigerated Display Case LED Lighting | 0.72425 | 1.2739 | -0.99625 | 0.024002 | 0.013074 | 160.9897 | Commercial/Industrial | LED - 14W | 17.4122 | 1.6483 | 110.2708 | 0.0071686 | 0.0070204 | 70.528
[20 empty] | Commercial/Industrial | Refrigerated Display Case LED Lighting | 0.72425 | 1.2739 | -0.99625 | 0.024002 | 0.013074 | 160.9897 | Commercial/Industrial | LED - 14W | 16.1695 | 1.2943 | 106.6753 | 0.012937 | 3.5022e-06 | 53.712
[20 empty] | Commercial/Industrial | Refrigerated Display Case LED Lighting | 0.72425 | 1.2739 | -0.99625 | 0.024002 | 0.013074 | 160.9897 | Commercial/Industrial | LED - 14W | 16.1695 | 1.2943 | 106.6753 | 0.012937 | 3.5022e-06 | 53.712
[20 empty] | Commercial/Industrial | Refrigerated Display Case LED Lighting | 0.72425 | 1.2739 | -0.99625 | 0.024002 | 0.013074 | 160.9897 | Commercial/Industrial | LED - 14W | 16.0862 | 1.3133 | 104.5844 | 0.012665 | 0.0029282 | 52.784
[20 empty] | Commercial/Industrial | Refrigerated Display Case LED Lighting | 0.72425 | 1.2739 | -0.99625 | 0.024002 | 0.013074 | 160.9897 | Commercial/Industrial | LED - 14W | 16.0862 | 1.3133 | 104.5844 | 0.012665 | 0.0029282 | 52.784
[20 empty] | Commercial/Industrial | Refrigerated Display Case Lighting Controls | 0.053565 | 1.3111 | -276.9811 | 0.0031317 | 0.0029264 | 22.7985 | Commercial/Industrial | LED - 14W | 15.9087 | 1.3172 | 103.0509 | 0.012488 | 0.0028874 | 52.048
[20 empty] | Commercial/Industrial | Refrigerated Display Case Lighting Controls | 0.053565 | 1.3111 | -276.9811 | 0.0031317 | 0.0029264 | 22.7985 | Commercial/Industrial | LED - 14W | 15.9087 | 1.3172 | 103.0509 | 0.012488 | 0.0028874 | 52.048
[20 empty] | Commercial/Industrial | Refrigerated Display Case Lighting Controls | 0.053565 | 1.3111 | -276.9811 | 0.0031317 | 0.0029264 | 22.7985 | Commercial/Industrial | LED - 14W | 14.0811 | 1.3187 | 90.4831 | 0.011041 | 0.0025527 | 46.016
[20 empty] | Commercial/Industrial | Refrigerated Display Case Lighting Controls | 0.053565 | 1.3111 | -276.9811 | 0.0031317 | 0.0029264 | 22.7985 | Commercial/Industrial | LED - 14W | 14.0811 | 1.3187 | 90.4831 | 0.011041 | 0.0025527 | 46.016
[20 empty] | Commercial/Industrial | Refrigerated Display Case Lighting Controls | 0.053565 | 1.3111 | -276.9811 | 0.0031317 | 0.0029264 | 22.7985 | Commercial/Industrial | LED - 14W | 11.6038 | 1.3138 | 73.915 | 0.0091329 | 0.0021116 | 38.064
[20 empty] | Commercial/Industrial | Refrigerated Display Case Lighting Controls | 0.053565 | 1.3111 | -276.9811 | 0.0031317 | 0.0029264 | 22.7985 | Commercial/Industrial | LED - 14W | 11.6038 | 1.3138 | 73.915 | 0.0091329 | 0.0021116 | 38.064
[20 empty] | Commercial/Industrial | Refrigerated Display Case Lighting Controls | 0.053565 | 1.3111 | -276.9811 | 0.0031317 | 0.0029264 | 22.7985 | Commercial/Industrial | LED - 9W Flood | 26.0713 | 2.1667 | 286.6435 | 0 | 0 | 225.008
[20 empty] | Commercial/Industrial | Refrigerated Display Case Lighting Controls | 0.053565 | 1.3111 | -276.9811 | 0.0031317 | 0.0029264 | 22.7985 | Commercial/Industrial | LED - 9W Flood | 26.0713 | 2.1667 | 286.6435 | 0 | 0 | 225.008
[20 empty] | Commercial/Industrial | Refrigerated Display Case Lighting Controls | 0.053565 | 1.3111 | -276.9811 | 0.0031317 | 0.0029264 | 22.7985 | Commercial/Industrial | LED - 9W Flood | 26.0713 | 2.1667 | 286.6435 | 0 | 0 | 225.008
[20 empty] | Commercial/Industrial | Refrigerated Display Case Lighting Controls | 0.053565 | 1.3111 | -276.9811 | 0.0031317 | 0.0029264 | 22.7985 | Commercial/Industrial | LED - 9W Flood | 26.0713 | 2.1667 | 286.6435 | 0 | 0 | 225.008
[20 empty] | Commercial/Industrial | Refrigerated Display Case Lighting Controls | 0.053565 | 1.3111 | -276.9811 | 0.0031317 | 0.0029264 | 22.7985 | Commercial/Industrial | LED - 9W Flood | 26.0713 | 2.1667 | 286.6435 | 0 | 0 | 225.008
[20 empty] | Commercial/Industrial | Refrigerated Display Case Lighting Controls | 0.053565 | 1.3111 | -276.9811 | 0.0031317 | 0.0029264 | 22.7985 | Commercial/Industrial | LED - 9W Flood | 26.0713 | 2.1667 | 286.6435 | 0 | 0 | 225.008
[20 empty] | Commercial/Industrial | Refrigerated Display Case Lighting Controls | 0.053565 | 1.3111 | -276.9811 | 0.0031317 | 0.0029264 | 22.7985 | Commercial/Industrial | LED - 9W Flood | 26.0713 | 2.1667 | 286.6435 | 0 | 0 | 225.008
[20 empty] | Commercial/Industrial | Refrigerated Display Case Lighting Controls | 0.14521 | 1.319 | -240.205 | 0.0084392 | 0.0078859 | 61.4361 | Commercial/Industrial | LED - 9W Flood | 26.0713 | 2.1667 | 286.6435 | 0 | 0 | 225.008
[20 empty] | Commercial/Industrial | Refrigerated Display Case Lighting Controls | 0.14521 | 1.319 | -240.205 | 0.0084392 | 0.0078859 | 61.4361 | Commercial/Industrial | LED - 9W Flood | 26.0713 | 2.1667 | 286.6435 | 0 | 0 | 225.008
[20 empty] | Commercial/Industrial | Refrigerated Display Case Lighting Controls | 0.14521 | 1.319 | -240.205 | 0.0084392 | 0.0078859 | 61.4361 | Commercial/Industrial | LED - 9W Flood | 26.0713 | 2.1667 | 286.6435 | 0 | 0 | 225.008
[20 empty] | Commercial/Industrial | Refrigerated Display Case Lighting Controls | 0.14521 | 1.319 | -240.205 | 0.0084392 | 0.0078859 | 61.4361 | Commercial/Industrial | LED - 9W Flood | 26.0713 | 2.1667 | 286.6435 | 0 | 0 | 225.008
[20 empty] | Commercial/Industrial | Refrigerated Display Case Lighting Controls | 0.14521 | 1.319 | -240.205 | 0.0084392 | 0.0078859 | 61.4361 | Commercial/Industrial | LED - 9W Flood | 26.0713 | 2.1667 | 286.6435 | 0 | 0 | 225.008
[20 empty] | Commercial/Industrial | Refrigerated Display Case Lighting Controls | 0.14521 | 1.319 | -240.205 | 0.0084392 | 0.0078859 | 61.4361 | Commercial/Industrial | LED - 9W Flood | 26.0713 | 2.1667 | 286.6435 | 0 | 0 | 225.008
[20 empty] | Commercial/Industrial | Refrigerated Display Case Lighting Controls | 0.14521 | 1.319 | -240.205 | 0.0084392 | 0.0078859 | 61.4361 | Commercial/Industrial | LED - 9W Flood | 26.0713 | 2.1667 | 286.6435 | 0 | 0 | 225.008
[20 empty] | Commercial/Industrial | Refrigerated Display Case Lighting Controls | 0.14521 | 1.319 | -240.205 | 0.0084392 | 0.0078859 | 61.4361 | Commercial/Industrial | LED - 9W Flood | 26.0713 | 2.1667 | 286.6435 | 0 | 0 | 225.008
[20 empty] | Commercial/Industrial | Refrigerated Display Case Lighting Controls | 0.14521 | 1.319 | -240.205 | 0.0084392 | 0.0078859 | 61.4361 | Commercial/Industrial | LED - 9W Flood | 26.0713 | 2.1667 | 286.6435 | 0 | 0 | 225.008
[20 empty] | Commercial/Industrial | Refrigerated Display Case Lighting Controls | 0.14521 | 1.319 | -240.205 | 0.0084392 | 0.0078859 | 61.4361 | Commercial/Industrial | LED - 9W Flood | 26.0713 | 2.1667 | 286.6435 | 0 | 0 | 225.008
[20 empty] | Commercial/Industrial | Refrigerated Display Case Lighting Controls | 0.14521 | 1.319 | -240.205 | 0.0084392 | 0.0078859 | 61.4361 | Commercial/Industrial | LED - 9W Flood | 26.0713 | 2.1667 | 286.6435 | 0 | 0 | 225.008
[20 empty] | Commercial/Industrial | Refrigerated Display Case Lighting Controls | 0.14521 | 1.319 | -240.205 | 0.0084392 | 0.0078859 | 61.4361 | Commercial/Industrial | LED - 9W Flood | 26.0713 | 2.1667 | 286.6435 | 0 | 0 | 225.008
[20 empty] | Commercial/Industrial | Refrigerated Display Case Lighting Controls | 0.14521 | 1.319 | -240.205 | 0.0084392 | 0.0078859 | 61.4361 | Commercial/Industrial | LED - 9W Flood | 26.0713 | 2.1667 | 286.6435 | 0 | 0 | 225.008
[20 empty] | Commercial/Industrial | Regenerative Drive Elevator Motor | 0.085329 | 1.499 | -25589.6529 | 0.26293 | 0.22024 | 2027.9355 | Commercial/Industrial | LED - 9W Flood | 26.0713 | 2.1667 | 286.6435 | 0 | 0 | 225.008
[20 empty] | Commercial/Industrial | Regenerative Drive Elevator Motor | 0.085329 | 1.499 | -25589.6529 | 0.26293 | 0.22024 | 2027.9355 | Commercial/Industrial | LED - 9W Flood | 26.0713 | 2.1667 | 286.6435 | 0 | 0 | 225.008
[20 empty] | Commercial/Industrial | Regenerative Drive Elevator Motor | 0.085329 | 1.499 | -25589.6529 | 0.26293 | 0.22024 | 2027.9355 | Commercial/Industrial | LED - 9W Flood | 26.0713 | 2.1667 | 286.6435 | 0 | 0 | 225.008
[20 empty] | Commercial/Industrial | Regenerative Drive Elevator Motor | 0.085329 | 1.499 | -25589.6529 | 0.26293 | 0.22024 | 2027.9355 | Commercial/Industrial | LED - 9W Flood | 26.0713 | 2.1667 | 286.6435 | 0 | 0 | 225.008
[20 empty] | Commercial/Industrial | Regenerative Drive Elevator Motor | 0.085329 | 1.499 | -25589.6529 | 0.26293 | 0.22024 | 2027.9355 | Commercial/Industrial | LED - 9W Flood | 26.0713 | 2.1667 | 286.6435 | 0 | 0 | 225.008
[20 empty] | Commercial/Industrial | Regenerative Drive Elevator Motor | 0.085329 | 1.499 | -25589.6529 | 0.26293 | 0.22024 | 2027.9355 | Commercial/Industrial | LED - 9W Flood | 26.0713 | 2.1667 | 286.6435 | 0 | 0 | 225.008
[20 empty] | Commercial/Industrial | Regenerative Drive Elevator Motor | 0.085329 | 1.499 | -25589.6529 | 0.26293 | 0.22024 | 2027.9355 | Commercial/Industrial | LED Display Lighting (Exterior) | 3.9261 | 2.1667 | 395.8859 | 0 | 0 | 377.692
[20 empty] | Commercial/Industrial | Regenerative Drive Elevator Motor | 0.085329 | 1.499 | -25589.6529 | 0.26293 | 0.22024 | 2027.9355 | Commercial/Industrial | LED Display Lighting (Exterior) | 3.9261 | 2.1667 | 395.8859 | 0 | 0 | 377.692
[20 empty] | Commercial/Industrial | Regenerative Drive Elevator Motor | 0.085329 | 1.499 | -25589.6529 | 0.26293 | 0.22024 | 2027.9355 | Commercial/Industrial | LED Display Lighting (Exterior) | 3.9261 | 2.1667 | 395.8859 | 0 | 0 | 377.692
[20 empty] | Commercial/Industrial | Regenerative Drive Elevator Motor | 0.085329 | 1.499 | -25589.6529 | 0.26293 | 0.22024 | 2027.9355 | Commercial/Industrial | LED Display Lighting (Exterior) | 3.9261 | 2.1667 | 395.8859 | 0 | 0 | 377.692
[20 empty] | Commercial/Industrial | Regenerative Drive Elevator Motor | 0.085329 | 1.499 | -25589.6529 | 0.26293 | 0.22024 | 2027.9355 | Commercial/Industrial | LED Display Lighting (Exterior) | 3.9261 | 2.1667 | 395.8859 | 0 | 0 | 377.692
[20 empty] | Commercial/Industrial | Regenerative Drive Elevator Motor | 0.085329 | 1.499 | -25589.6529 | 0.26293 | 0.22024 | 2027.9355 | Commercial/Industrial | LED Display Lighting (Exterior) | 3.9261 | 2.1667 | 395.8859 | 0 | 0 | 377.692
[20 empty] | Commercial/Industrial | Regenerative Drive Elevator Motor | 0.08431 | 1.4323 | -25534.0587 | 0.28225 | 0.025857 | 2027.9355 | Commercial/Industrial | LED Display Lighting (Exterior) | 3.9261 | 2.1667 | 395.8859 | 0 | 0 | 377.692
[20 empty] | Commercial/Industrial | Regenerative Drive Elevator Motor | 0.08431 | 1.4323 | -25534.0587 | 0.28225 | 0.025857 | 2027.9355 | Commercial/Industrial | LED Display Lighting (Exterior) | 3.9261 | 2.1667 | 395.8859 | 0 | 0 | 377.692
[20 empty] | Commercial/Industrial | Regenerative Drive Elevator Motor | 0.08431 | 1.4323 | -25534.0587 | 0.28225 | 0.025857 | 2027.9355 | Commercial/Industrial | LED Display Lighting (Exterior) | 3.9261 | 2.1667 | 395.8859 | 0 | 0 | 377.692
[20 empty] | Commercial/Industrial | Regenerative Drive Elevator Motor | 0.08431 | 1.4323 | -25534.0587 | 0.28225 | 0.025857 | 2027.9355 | Commercial/Industrial | LED Display Lighting (Exterior) | 3.9261 | 2.1667 | 395.8859 | 0 | 0 | 377.692
[20 empty] | Commercial/Industrial | Regenerative Drive Elevator Motor | 0.08431 | 1.4323 | -25534.0587 | 0.28225 | 0.025857 | 2027.9355 | Commercial/Industrial | LED Display Lighting (Exterior) | 3.9261 | 2.1667 | 395.8859 | 0 | 0 | 377.692
[20 empty] | Commercial/Industrial | Regenerative Drive Elevator Motor | 0.08431 | 1.4323 | -25534.0587 | 0.28225 | 0.025857 | 2027.9355 | Commercial/Industrial | LED Display Lighting (Exterior) | 3.9261 | 2.1667 | 395.8859 | 0 | 0 | 377.692
[20 empty] | Commercial/Industrial | Regenerative Drive Elevator Motor | 0.08431 | 1.4323 | -25534.0587 | 0.28225 | 0.025857 | 2027.9355 | Commercial/Industrial | LED Display Lighting (Exterior) | 3.9261 | 2.1667 | 395.8859 | 0 | 0 | 377.692
[20 empty] | Commercial/Industrial | Regenerative Drive Elevator Motor | 0.08431 | 1.4323 | -25534.0587 | 0.28225 | 0.025857 | 2027.9355 | Commercial/Industrial | LED Display Lighting (Exterior) | 3.9261 | 2.1667 | 395.8859 | 0 | 0 | 377.692
[20 empty] | Commercial/Industrial | Regenerative Drive Elevator Motor | 0.08431 | 1.4323 | -25534.0587 | 0.28225 | 0.025857 | 2027.9355 | Commercial/Industrial | LED Display Lighting (Exterior) | 3.9261 | 2.1667 | 395.8859 | 0 | 0 | 377.692
[20 empty] | Commercial/Industrial | Regenerative Drive Elevator Motor | 0.08431 | 1.4323 | -25534.0587 | 0.28225 | 0.025857 | 2027.9355 | Commercial/Industrial | LED Display Lighting (Exterior) | 3.9261 | 2.1667 | 395.8859 | 0 | 0 | 377.692
[20 empty] | Commercial/Industrial | Regenerative Drive Elevator Motor | 0.08431 | 1.4323 | -25534.0587 | 0.28225 | 0.025857 | 2027.9355 | Commercial/Industrial | LED Display Lighting (Exterior) | 3.9261 | 2.1667 | 395.8859 | 0 | 0 | 377.692
[20 empty] | Commercial/Industrial | Regenerative Drive Elevator Motor | 0.08431 | 1.4323 | -25534.0587 | 0.28225 | 0.025857 | 2027.9355 | Commercial/Industrial | LED Display Lighting (Exterior) | 3.9261 | 2.1667 | 395.8859 | 0 | 0 | 377.692
[20 empty] | Commercial/Industrial | Regenerative Drive Elevator Motor | 0.08431 | 1.4323 | -25534.0587 | 0.28225 | 0.025857 | 2027.9355 | Commercial/Industrial | LED Display Lighting (Exterior) | 3.9261 | 2.1667 | 395.8859 | 0 | 0 | 377.692
[20 empty] | Commercial/Industrial | Regenerative Drive Elevator Motor | 0.08431 | 1.4323 | -25534.0587 | 0.28225 | 0.025857 | 2027.9355 | Commercial/Industrial | LED Display Lighting (Exterior) | 3.9261 | 2.1667 | 395.8859 | 0 | 0 | 377.692
[20 empty] | Commercial/Industrial | Retro-Commissioning | 0.2883 | 0.69057 | -6213.0727 | 1.3198 | 4.0919 | 7894.4 | Commercial/Industrial | LED Display Lighting (Exterior) | 3.9261 | 2.1667 | 395.8859 | 0 | 0 | 377.692
[20 empty] | Commercial/Industrial | Retro-Commissioning | 0.2883 | 0.69057 | -6213.0727 | 1.3198 | 4.0919 | 7894.4 | Commercial/Industrial | LED Display Lighting (Exterior) | 3.9261 | 2.1667 | 395.8859 | 0 | 0 | 377.692
[20 empty] | Commercial/Industrial | Retro-Commissioning | 6.741 | 0.71478 | 45060.0127 | 14.4255 | 27.951 | 46722.91 | Commercial/Industrial | LED Display Lighting (Exterior) | 3.9261 | 2.1667 | 395.8859 | 0 | 0 | 377.692
[20 empty] | Commercial/Industrial | Retro-Commissioning | 2.3778 | 0.69057 | 61291.6236 | 13.6345 | 42.2724 | 81555.02 | Commercial/Industrial | LED Display Lighting (Exterior) | 3.9261 | 2.1667 | 395.8859 | 0 | 0 | 377.692
[20 empty] | Commercial/Industrial | Retro-Commissioning | 2.5401 | 0.86244 | 548818.3539 | 358.3151 | 4.1166 | 849790.53 | Commercial/Industrial | LED Display Lighting (Exterior) | 3.9261 | 2.1667 | 395.8859 | 0 | 0 | 377.692
[20 empty] | Commercial/Industrial | Retro-Commissioning | 2.6809 | 0.69057 | 73116.2863 | 15.7616 | 48.8673 | 94278.48 | Commercial/Industrial | LED Display Lighting (Exterior) | 3.9261 | 2.1667 | 395.8859 | 0 | 0 | 377.692
[20 empty] | Commercial/Industrial | Retro-Commissioning | 2.4534 | 0.69057 | 50933.3701 | 11.2325 | 34.8251 | 67187.23 | Commercial/Industrial | LED Display Lighting (Interior) | 8.523 | 1.6349 | 955.1224 | 0.067152 | 0.062943 | 639.388
[20 empty] | Commercial/Industrial | Retro-Commissioning | 6.5151 | 0.71478 | 46806.3698 | 15.0315 | 29.1251 | 48685.54 | Commercial/Industrial | LED Display Lighting (Interior) | 8.523 | 1.6349 | 955.1224 | 0.067152 | 0.062943 | 639.388
[20 empty] | Commercial/Industrial | Retro-Commissioning | 2.4534 | 0.69057 | 50933.3701 | 11.2325 | 34.8251 | 67187.23 | Commercial/Industrial | LED Display Lighting (Interior) | 8.4582 | 1.2935 | 989.7759 | 0.1264 | 9.1014e-06 | 521.136
[20 empty] | Commercial/Industrial | Retro-Commissioning | 6.5151 | 0.71478 | 46806.3698 | 15.0315 | 29.1251 | 48685.54 | Commercial/Industrial | LED Display Lighting (Interior) | 8.4582 | 1.2935 | 989.7759 | 0.1264 | 9.1014e-06 | 521.136
[20 empty] | Commercial/Industrial | Retro-Commissioning | 6.741 | 0.71478 | 45060.0127 | 14.4255 | 27.951 | 46722.91 | Commercial/Industrial | LED Display Lighting (Interior) | 7.8129 | 1.3074 | 892.8904 | 0.11606 | 0.026219 | 472.632
[20 empty] | Commercial/Industrial | Retro-Commissioning | 2.3778 | 0.69057 | 61291.6236 | 13.6345 | 42.2724 | 81555.02 | Commercial/Industrial | LED Display Lighting (Interior) | 7.8129 | 1.3074 | 892.8904 | 0.11606 | 0.026219 | 472.632
[20 empty] | Commercial/Industrial | Retro-Commissioning | 2.5401 | 0.86244 | 548818.3539 | 358.3151 | 4.1166 | 849790.53 | Commercial/Industrial | LED Display Lighting (Interior) | 7.6026 | 1.2933 | 879.6589 | 0.11363 | 8.182e-06 | 468.496
[20 empty] | Commercial/Industrial | Retro-Commissioning | 2.6809 | 0.69057 | 73116.2863 | 15.7616 | 48.8673 | 94278.48 | Commercial/Industrial | LED Display Lighting (Interior) | 7.6026 | 1.2933 | 879.6589 | 0.11363 | 8.182e-06 | 468.496
[20 empty] | Commercial/Industrial | Retro-Commissioning | 0.9566 | 0.86244 | 34125.8965 | 48.8723 | 0.56148 | 115907.03 | Commercial/Industrial | LED Display Lighting (Interior) | 6.8492 | 1.3073 | 770.4105 | 0.10175 | 0.022986 | 414.352
[20 empty] | Commercial/Industrial | Retro-Commissioning | 0.9566 | 0.86244 | 34125.8965 | 48.8723 | 0.56148 | 115907.03 | Commercial/Industrial | LED Display Lighting (Interior) | 6.8492 | 1.3073 | 770.4105 | 0.10175 | 0.022986 | 414.352
[20 empty] | Commercial/Industrial | Retro-Commissioning | 0.89546 | 0.69057 | 31797.8721 | 13.2856 | 41.1906 | 79468.03 | Commercial/Industrial | LED Display Lighting (Interior) | 5.9446 | 1.3079 | 655.0422 | 0.08827 | 0.01994 | 359.456
[20 empty] | Commercial/Industrial | Retro-Commissioning | 0.89546 | 0.69057 | 31797.8721 | 13.2856 | 41.1906 | 79468.03 | Commercial/Industrial | LED Display Lighting (Interior) | 5.9446 | 1.3079 | 655.0422 | 0.08827 | 0.01994 | 359.456
[20 empty] | Commercial/Industrial | Retro-Commissioning | 0.59088 | 0.69057 | 2126.251 | 3.2444 | 10.0589 | 19406.44 | Commercial/Industrial | LED Display Lighting (Interior) | 5.7276 | 1.2936 | 637.7947 | 0.085589 | 6.1628e-06 | 352.876
[20 empty] | Commercial/Industrial | Retro-Commissioning | 0.59088 | 0.69057 | 2126.251 | 3.2444 | 10.0589 | 19406.44 | Commercial/Industrial | LED Display Lighting (Interior) | 5.7276 | 1.2936 | 637.7947 | 0.085589 | 6.1628e-06 | 352.876
[20 empty] | Commercial/Industrial | Roof Insulation | 0.13009 | 1.2544 | -1.5771 | 1.4841e-05 | 2.648e-05 | 0.13079 | Commercial/Industrial | LED Display Lighting (Interior) | 5.524 | 1.6351 | 583.6318 | 0.043517 | 0.04079 | 414.352
[20 empty] | Commercial/Industrial | Roof Insulation | 0.1555 | 0.9379 | -1.456 | 5.4091e-05 | 3.1861e-05 | 0.13079 | Commercial/Industrial | LED Display Lighting (Interior) | 5.524 | 1.6351 | 583.6318 | 0.043517 | 0.04079 | 414.352
[20 empty] | Commercial/Industrial | Roof Insulation | 0.1555 | 0.9379 | -1.456 | 5.4091e-05 | 3.1861e-05 | 0.13079 | Commercial/Industrial | LED Display Lighting (Interior) | 5.1271 | 1.3076 | 551.3294 | 0.076152 | 0.017203 | 310.106
[20 empty] | Commercial/Industrial | Roof Insulation | 0.1555 | 0.9379 | -1.456 | 5.4091e-05 | 3.1861e-05 | 0.13079 | Commercial/Industrial | LED Display Lighting (Interior) | 5.1271 | 1.3076 | 551.3294 | 0.076152 | 0.017203 | 310.106
[20 empty] | Commercial/Industrial | Roof Insulation | 0.14082 | 0.7964 | -1.4345 | 2.6171e-06 | 5.8995e-05 | 0.13079 | Commercial/Industrial | LED Display Lighting (Interior) | 5.1201 | 1.2931 | 559.7296 | 0.076537 | 5.511e-06 | 315.558
[20 empty] | Commercial/Industrial | Roof Insulation | 0.14082 | 0.7964 | -1.4345 | 2.6171e-06 | 5.8995e-05 | 0.13079 | Commercial/Industrial | LED Display Lighting (Interior) | 5.1201 | 1.2931 | 559.7296 | 0.076537 | 5.511e-06 | 315.558
[20 empty] | Commercial/Industrial | Roof Insulation | 0.14082 | 0.7964 | -1.4345 | 2.6171e-06 | 5.8995e-05 | 0.13079 | Commercial/Industrial | LED Display Lighting (Interior) | 5.0558 | 1.3077 | 542.2421 | 0.07509 | 0.016963 | 305.782
[20 empty] | Commercial/Industrial | Roof Insulation | 0.14082 | 0.7964 | -1.4345 | 2.6171e-06 | 5.8995e-05 | 0.13079 | Commercial/Industrial | LED Display Lighting (Interior) | 5.0558 | 1.3077 | 542.2421 | 0.07509 | 0.016963 | 305.782
[20 empty] | Commercial/Industrial | Roof Insulation | 0.14082 | 0.7964 | -1.4345 | 2.6171e-06 | 5.8995e-05 | 0.13079 | Commercial/Industrial | LED Display Lighting (Interior) | 4.4695 | 1.3075 | 467.7664 | 0.066388 | 0.014997 | 270.344
[20 empty] | Commercial/Industrial | Roof Insulation | 0.14082 | 0.7964 | -1.4345 | 2.6171e-06 | 5.8995e-05 | 0.13079 | Commercial/Industrial | LED Display Lighting (Interior) | 4.4695 | 1.3075 | 467.7664 | 0.066388 | 0.014997 | 270.344
[20 empty] | Commercial/Industrial | Roof Insulation | 0.15058 | 0.83 | -1.4255 | 2.669e-05 | 6.1038e-05 | 0.13079 | Commercial/Industrial | LED Display Lighting (Interior) | 3.6963 | 1.3072 | 369.5849 | 0.054915 | 0.012405 | 223.626
[20 empty] | Commercial/Industrial | Roof Insulation | 0.15058 | 0.83 | -1.4255 | 2.669e-05 | 6.1038e-05 | 0.13079 | Commercial/Industrial | LED Display Lighting (Interior) | 3.6963 | 1.3072 | 369.5849 | 0.054915 | 0.012405 | 223.626
[20 empty] | Commercial/Industrial | Roof Insulation | 0.15058 | 0.83 | -1.4255 | 2.669e-05 | 6.1038e-05 | 0.13079 | Commercial/Industrial | LED Exterior Lighting | 0.82888 | 2.0686 | 55.7122 | 0 | 0 | 763.42
[20 empty] | Commercial/Industrial | Roof Insulation | 0.26424 | 1.2544 | -1.1923 | 3.0145e-05 | 5.3786e-05 | 0.26565 | Commercial/Industrial | LED Exterior Lighting | 0.82888 | 2.0686 | 55.7122 | 0 | 0 | 763.42
[20 empty] | Commercial/Industrial | Roof Insulation | 0.31585 | 0.9379 | -0.94633 | 0.00010987 | 6.4716e-05 | 0.26565 | Commercial/Industrial | LED Exterior Lighting | 0.82888 | 2.0686 | 55.7122 | 0 | 0 | 763.42
[20 empty] | Commercial/Industrial | Roof Insulation | 0.31585 | 0.9379 | -0.94633 | 0.00010987 | 6.4716e-05 | 0.26565 | Commercial/Industrial | LED Exterior Lighting | 0.82888 | 2.0686 | 55.7122 | 0 | 0 | 763.42
[20 empty] | Commercial/Industrial | Roof Insulation | 0.31585 | 0.9379 | -0.94633 | 0.00010987 | 6.4716e-05 | 0.26565 | Commercial/Industrial | LED Exterior Lighting | 0.82888 | 2.0686 | 55.7122 | 0 | 0 | 763.42
[20 empty] | Commercial/Industrial | Roof Insulation | 0.28603 | 0.7964 | -0.90264 | 5.3158e-06 | 0.00011983 | 0.26565 | Commercial/Industrial | LED Exterior Lighting | 0.82888 | 2.0686 | 55.7122 | 0 | 0 | 763.42
[20 empty] | Commercial/Industrial | Roof Insulation | 0.28603 | 0.7964 | -0.90264 | 5.3158e-06 | 0.00011983 | 0.26565 | Commercial/Industrial | LED Exterior Lighting | 0.82888 | 2.0686 | 55.7122 | 0 | 0 | 763.42
[20 empty] | Commercial/Industrial | Roof Insulation | 0.28603 | 0.7964 | -0.90264 | 5.3158e-06 | 0.00011983 | 0.26565 | Commercial/Industrial | LED Exterior Lighting | 0.82888 | 2.0686 | 55.7122 | 0 | 0 | 763.42
[20 empty] | Commercial/Industrial | Roof Insulation | 0.28603 | 0.7964 | -0.90264 | 5.3158e-06 | 0.00011983 | 0.26565 | Commercial/Industrial | LED Exterior Lighting | 0.82888 | 2.0686 | 55.7122 | 0 | 0 | 763.42
[20 empty] | Commercial/Industrial | Roof Insulation | 0.28603 | 0.7964 | -0.90264 | 5.3158e-06 | 0.00011983 | 0.26565 | Commercial/Industrial | LED Exterior Lighting | 0.82888 | 2.0686 | 55.7122 | 0 | 0 | 763.42
[20 empty] | Commercial/Industrial | Roof Insulation | 0.28603 | 0.7964 | -0.90264 | 5.3158e-06 | 0.00011983 | 0.26565 | Commercial/Industrial | LED Exterior Lighting | 0.82888 | 2.0686 | 55.7122 | 0 | 0 | 763.42
[20 empty] | Commercial/Industrial | Roof Insulation | 0.30585 | 0.83 | -0.88444 | 5.4212e-05 | 0.00012398 | 0.26565 | Commercial/Industrial | LED Exterior Lighting | 0.82888 | 2.0686 | 55.7122 | 0 | 0 | 763.42
[20 empty] | Commercial/Industrial | Roof Insulation | 0.30585 | 0.83 | -0.88444 | 5.4212e-05 | 0.00012398 | 0.26565 | Commercial/Industrial | LED Exterior Lighting | 0.82888 | 2.0686 | 55.7122 | 0 | 0 | 763.42
[20 empty] | Commercial/Industrial | Roof Insulation | 0.30585 | 0.83 | -0.88444 | 5.4212e-05 | 0.00012398 | 0.26565 | Commercial/Industrial | LED Exterior Lighting | 0.82888 | 2.0686 | 55.7122 | 0 | 0 | 763.42
[20 empty] | Commercial/Industrial | Server Virtualization | 0.061229 | 0.98672 | -45395.5479 | 3.1292 | 2.1764 | 21024 | Commercial/Industrial | LED Exterior Lighting | 0.82888 | 2.0686 | 55.7122 | 0 | 0 | 763.42
[20 empty] | Commercial/Industrial | Server Virtualization | 0.061229 | 0.98672 | -45395.5479 | 3.1292 | 2.1764 | 21024 | Commercial/Industrial | LED Exterior Lighting | 0.82888 | 2.0686 | 55.7122 | 0 | 0 | 763.42
[20 empty] | Commercial/Industrial | Server Virtualization | 0.061229 | 0.98672 | -45395.5479 | 3.1292 | 2.1764 | 21024 | Commercial/Industrial | LED Exterior Lighting | 0.82888 | 2.0686 | 55.7122 | 0 | 0 | 763.42
[20 empty] | Commercial/Industrial | Server Virtualization | 0.061229 | 0.98672 | -45395.5479 | 3.1292 | 2.1764 | 21024 | Commercial/Industrial | LED Exterior Lighting | 0.82888 | 2.0686 | 55.7122 | 0 | 0 | 763.42
[20 empty] | Commercial/Industrial | Server Virtualization | 0.061229 | 0.98672 | -45395.5479 | 3.1292 | 2.1764 | 21024 | Commercial/Industrial | LED Exterior Lighting | 0.82888 | 2.0686 | 55.7122 | 0 | 0 | 763.42
[20 empty] | Commercial/Industrial | Server Virtualization | 0.061229 | 0.98672 | -45395.5479 | 3.1292 | 2.1764 | 21024 | Commercial/Industrial | LED Exterior Lighting | 0.82888 | 2.0686 | 55.7122 | 0 | 0 | 763.42
[20 empty] | Commercial/Industrial | Server Virtualization | 0.061229 | 0.98672 | -45395.5479 | 3.1292 | 2.1764 | 21024 | Commercial/Industrial | LED Exterior Lighting | 0.82888 | 2.0686 | 55.7122 | 0 | 0 | 763.42
[20 empty] | Commercial/Industrial | Server Virtualization | 0.061229 | 0.98672 | -45395.5479 | 3.1292 | 2.1764 | 21024 | Commercial/Industrial | LED Exterior Lighting | 0.82888 | 2.0686 | 55.7122 | 0 | 0 | 763.42
[20 empty] | Commercial/Industrial | Server Virtualization | 0.061229 | 0.98672 | -45395.5479 | 3.1292 | 2.1764 | 21024 | Commercial/Industrial | LED Exterior Lighting | 0.82888 | 2.0686 | 55.7122 | 0 | 0 | 763.42
[20 empty] | Commercial/Industrial | Server Virtualization | 0.061229 | 0.98672 | -45395.5479 | 3.1292 | 2.1764 | 21024 | Commercial/Industrial | LED Exterior Lighting | 0.82888 | 2.0686 | 55.7122 | 0 | 0 | 763.42
[20 empty] | Commercial/Industrial | Server Virtualization | 0.061229 | 0.98672 | -45395.5479 | 3.1292 | 2.1764 | 21024 | Commercial/Industrial | LED Exterior Lighting | 0.82888 | 2.0686 | 55.7122 | 0 | 0 | 763.42
[20 empty] | Commercial/Industrial | Server Virtualization | 0.061229 | 0.98672 | -45395.5479 | 3.1292 | 2.1764 | 21024 | Commercial/Industrial | LED Exterior Lighting | 0.82888 | 2.0686 | 55.7122 | 0 | 0 | 763.42
[20 empty] | Commercial/Industrial | Server Virtualization | 0.061229 | 0.98672 | -45395.5479 | 3.1292 | 2.1764 | 21024 | Commercial/Industrial | LED Linear - Fixture Replacement | 13.4714 | 1.6352 | 896.2034 | 0.060559 | 0.056172 | 577.8979
[20 empty] | Commercial/Industrial | Server Virtualization | 0.061229 | 0.98672 | -45395.5479 | 3.1292 | 2.1764 | 21024 | Commercial/Industrial | LED Linear - Fixture Replacement | 13.4714 | 1.6352 | 896.2034 | 0.060559 | 0.056172 | 577.8979
[20 empty] | Commercial/Industrial | Server Virtualization | 0.061229 | 0.98672 | -45395.5479 | 3.1292 | 2.1764 | 21024 | Commercial/Industrial | LED Linear - Fixture Replacement | 13.408 | 1.292 | 929.9578 | 0.11487 | 6.293e-06 | 471.0182
[20 empty] | Commercial/Industrial | Server Virtualization | 0.061229 | 0.98672 | -45395.5479 | 3.1292 | 2.1764 | 21024 | Commercial/Industrial | LED Linear - Fixture Replacement | 13.408 | 1.292 | 929.9578 | 0.11487 | 6.293e-06 | 471.0182
[20 empty] | Commercial/Industrial | Server Virtualization | 0.061229 | 0.98672 | -45395.5479 | 3.1292 | 2.1764 | 21024 | Commercial/Industrial | LED Linear - Fixture Replacement | 12.2974 | 1.3115 | 836.0548 | 0.10355 | 0.023688 | 427.1789
[20 empty] | Commercial/Industrial | Server Virtualization | 0.061229 | 0.98672 | -45395.5479 | 3.1292 | 2.1764 | 21024 | Commercial/Industrial | LED Linear - Fixture Replacement | 12.2974 | 1.3115 | 836.0548 | 0.10355 | 0.023688 | 427.1789
[20 empty] | Commercial/Industrial | Server Virtualization | 0.061229 | 0.98672 | -45395.5479 | 3.1292 | 2.1764 | 21024 | Commercial/Industrial | LED Linear - Fixture Replacement | 12.0503 | 1.2917 | 830.2286 | 0.10326 | 5.6573e-06 | 423.4406
[20 empty] | Commercial/Industrial | Server Virtualization | 0.061229 | 0.98672 | -45395.5479 | 3.1292 | 2.1764 | 21024 | Commercial/Industrial | LED Linear - Fixture Replacement | 12.0503 | 1.2917 | 830.2286 | 0.10326 | 5.6573e-06 | 423.4406
[20 empty] | Commercial/Industrial | Server Virtualization | 0.061229 | 0.98672 | -45395.5479 | 3.1292 | 2.1764 | 21024 | Commercial/Industrial | LED Linear - Fixture Replacement | 10.7854 | 1.312 | 725.8881 | 0.090781 | 0.020767 | 374.5037
[20 empty] | Commercial/Industrial | Server Virtualization | 0.061229 | 0.98672 | -45395.5479 | 3.1292 | 2.1764 | 21024 | Commercial/Industrial | LED Linear - Fixture Replacement | 10.7854 | 1.312 | 725.8881 | 0.090781 | 0.020767 | 374.5037
[20 empty] | Commercial/Industrial | Server Virtualization | 0.061229 | 0.98672 | -45395.5479 | 3.1292 | 2.1764 | 21024 | Commercial/Industrial | LED Linear - Fixture Replacement | 9.3516 | 1.3113 | 622.1182 | 0.078754 | 0.018016 | 324.887
[20 empty] | Commercial/Industrial | Server Virtualization | 0.061229 | 0.98672 | -45395.5479 | 3.1292 | 2.1764 | 21024 | Commercial/Industrial | LED Linear - Fixture Replacement | 9.3516 | 1.3113 | 622.1182 | 0.078754 | 0.018016 | 324.887
[20 empty] | Commercial/Industrial | Server Virtualization | 0.061229 | 0.98672 | -45395.5479 | 3.1292 | 2.1764 | 21024 | Commercial/Industrial | LED Linear - Fixture Replacement | 9.0795 | 1.2921 | 611.1805 | 0.07778 | 4.2611e-06 | 318.9398
[20 empty] | Commercial/Industrial | Server Virtualization | 0.061229 | 0.98672 | -45395.5479 | 3.1292 | 2.1764 | 21024 | Commercial/Industrial | LED Linear - Fixture Replacement | 9.0795 | 1.2921 | 611.1805 | 0.07778 | 4.2611e-06 | 318.9398
[20 empty] | Commercial/Industrial | Smart Strip Plug Outlet | 0.074499 | 1.0784 | -25.304 | 0.0012232 | 0 | 8.2262 | Commercial/Industrial | LED Linear - Fixture Replacement | 8.7247 | 1.6342 | 560.5912 | 0.039245 | 0.036402 | 374.5037
[20 empty] | Commercial/Industrial | Smart Strip Plug Outlet | 0.074499 | 1.0784 | -25.304 | 0.0012232 | 0 | 8.2262 | Commercial/Industrial | LED Linear - Fixture Replacement | 8.7247 | 1.6342 | 560.5912 | 0.039245 | 0.036402 | 374.5037
[20 empty] | Commercial/Industrial | Smart Strip Plug Outlet | 0.28161 | 1.108 | -16.2572 | 0.0045002 | 0.0031276 | 30.265 | Commercial/Industrial | LED Linear - Fixture Replacement | 8.1142 | 1.2913 | 540.4796 | 0.069555 | 3.8105e-06 | 285.2107
[20 empty] | Commercial/Industrial | Smart Strip Plug Outlet | 0.28161 | 1.108 | -16.2572 | 0.0045002 | 0.0031276 | 30.265 | Commercial/Industrial | LED Linear - Fixture Replacement | 8.1142 | 1.2913 | 540.4796 | 0.069555 | 3.8105e-06 | 285.2107
[20 empty] | Commercial/Industrial | Smart Strip Plug Outlet | 0.51164 | 1.0898 | -5.7324 | 0.0083127 | 0 | 55.9044 | Commercial/Industrial | LED Linear - Fixture Replacement | 8.0668 | 1.3112 | 528.8319 | 0.067942 | 0.015543 | 280.283
[20 empty] | Commercial/Industrial | Smart Strip Plug Outlet | 0.51164 | 1.0898 | -5.7324 | 0.0083127 | 0 | 55.9044 | Commercial/Industrial | LED Linear - Fixture Replacement | 8.0668 | 1.3112 | 528.8319 | 0.067942 | 0.015543 | 280.283
[20 empty] | Commercial/Industrial | Smart Strip Plug Outlet | 0.6111 | 1.088 | -1.2238 | 0.0099458 | 0 | 66.8878 | Commercial/Industrial | LED Linear - Fixture Replacement | 7.9605 | 1.3122 | 520.6582 | 0.066994 | 0.015326 | 276.3749
[20 empty] | Commercial/Industrial | Smart Strip Plug Outlet | 0.6111 | 1.088 | -1.2238 | 0.0099458 | 0 | 66.8878 | Commercial/Industrial | LED Linear - Fixture Replacement | 7.9605 | 1.3122 | 520.6582 | 0.066994 | 0.015326 | 276.3749
[20 empty] | Commercial/Industrial | Smart Strip Plug Outlet | 0.64744 | 1.1112 | -0.19977 | 0.010317 | 0.00717 | 69.3824 | Commercial/Industrial | LED Linear - Fixture Replacement | 7.0401 | 1.3126 | 453.6698 | 0.05923 | 0.01355 | 244.345
[20 empty] | Commercial/Industrial | Smart Strip Plug Outlet | 0.64744 | 1.1112 | -0.19977 | 0.010317 | 0.00717 | 69.3824 | Commercial/Industrial | LED Linear - Fixture Replacement | 7.0401 | 1.3126 | 453.6698 | 0.05923 | 0.01355 | 244.345
[20 empty] | Commercial/Industrial | Smart Strip Plug Outlet | 0.93798 | 1.109 | 12.6628 | 0.014976 | 0.010408 | 100.717 | Commercial/Industrial | LED Linear - Fixture Replacement | 5.8181 | 1.3114 | 365.3587 | 0.048995 | 0.011208 | 202.1198
[20 empty] | Commercial/Industrial | Smart Strip Plug Outlet | 0.93798 | 1.109 | 12.6628 | 0.014976 | 0.010408 | 100.717 | Commercial/Industrial | LED Linear - Fixture Replacement | 5.8181 | 1.3114 | 365.3587 | 0.048995 | 0.011208 | 202.1198
[20 empty] | Commercial/Industrial | Smart Strip Plug Outlet | 0.93182 | 1.1099 | 12.3601 | 0.014866 | 0.010332 | 99.9794 | Commercial/Industrial | LED Linear - Lamp Replacement | 10.5646 | 1.6437 | 74.0048 | 0.0050442 | 0.0048434 | 48.7023
[20 empty] | Commercial/Industrial | Smart Strip Plug Outlet | 0.93182 | 1.1099 | 12.3601 | 0.014866 | 0.010332 | 99.9794 | Commercial/Industrial | LED Linear - Lamp Replacement | 10.5646 | 1.6437 | 74.0048 | 0.0050442 | 0.0048434 | 48.7023
[20 empty] | Commercial/Industrial | Smart Strip Plug Outlet | 0.83417 | 1.0884 | 8.7844 | 0.013571 | 0 | 91.2687 | Commercial/Industrial | LED Linear - Lamp Replacement | 10.4626 | 1.2947 | 76.703 | 0.0095754 | 1.6038e-06 | 39.695
[20 empty] | Commercial/Industrial | Smart Strip Plug Outlet | 0.83417 | 1.0884 | 8.7844 | 0.013571 | 0 | 91.2687 | Commercial/Industrial | LED Linear - Lamp Replacement | 10.4626 | 1.2947 | 76.703 | 0.0095754 | 1.6038e-06 | 39.695
[20 empty] | Commercial/Industrial | Smart Strip Plug Outlet | 0.7639 | 1.1081 | 5.0176 | 0.012207 | 0.0084835 | 82.0924 | Commercial/Industrial | LED Linear - Lamp Replacement | 9.6399 | 1.3142 | 69.0285 | 0.0086962 | 0.0019966 | 36.0005
[20 empty] | Commercial/Industrial | Smart Strip Plug Outlet | 0.7639 | 1.1081 | 5.0176 | 0.012207 | 0.0084835 | 82.0924 | Commercial/Industrial | LED Linear - Lamp Replacement | 9.6399 | 1.3142 | 69.0285 | 0.0086962 | 0.0019966 | 36.0005
[20 empty] | Commercial/Industrial | Smart Strip Plug Outlet | 0.6845 | 1.1098 | 2.9396 | 0.021843 | 0.015181 | 146.8994 | Commercial/Industrial | LED Linear - Lamp Replacement | 9.3753 | 1.2905 | 68.3324 | 0.0086082 | 1.4418e-06 | 35.6854
[20 empty] | Commercial/Industrial | Smart Strip Plug Outlet | 0.6845 | 1.1098 | 2.9396 | 0.021843 | 0.015181 | 146.8994 | Commercial/Industrial | LED Linear - Lamp Replacement | 9.3753 | 1.2905 | 68.3324 | 0.0086082 | 1.4418e-06 | 35.6854
[20 empty] | Commercial/Industrial | Smart Strip Plug Outlet | 0.66212 | 1.1083 | 0.52174 | 0.010578 | 0.0073516 | 71.1401 | Commercial/Industrial | LED Linear - Lamp Replacement | 8.4579 | 1.3153 | 59.7563 | 0.0076239 | 0.0017504 | 31.5613
[20 empty] | Commercial/Industrial | Smart Strip Plug Outlet | 0.66212 | 1.1083 | 0.52174 | 0.010578 | 0.0073516 | 71.1401 | Commercial/Industrial | LED Linear - Lamp Replacement | 8.4579 | 1.3153 | 59.7563 | 0.0076239 | 0.0017504 | 31.5613
[20 empty] | Commercial/Industrial | Smart Thermostat | 0.53897 | 1.5359 | -13879.7685 | 2.4002 | 0.70909 | 28715.232 | Commercial/Industrial | LED Linear - Lamp Replacement | 7.3304 | 1.314 | 51.0224 | 0.0066138 | 0.0015185 | 27.3798
[20 empty] | Commercial/Industrial | Smart Thermostat | 0.53897 | 1.5359 | -13879.7685 | 2.4002 | 0.70909 | 28715.232 | Commercial/Industrial | LED Linear - Lamp Replacement | 7.3304 | 1.314 | 51.0224 | 0.0066138 | 0.0015185 | 27.3798
[20 empty] | Commercial/Industrial | Smart Thermostat | 0.42642 | 1.7604 | -13193.9715 | 0.23377 | -3.235 | 19687.6973 | Commercial/Industrial | LED Linear - Lamp Replacement | 7.1167 | 1.3006 | 49.9468 | 0.0064838 | 1.086e-06 | 26.8786
[20 empty] | Commercial/Industrial | Smart Thermostat | 0.42642 | 1.7604 | -13193.9715 | 0.23377 | -3.235 | 19687.6973 | Commercial/Industrial | LED Linear - Lamp Replacement | 7.1167 | 1.3006 | 49.9468 | 0.0064838 | 1.086e-06 | 26.8786
[20 empty] | Commercial/Industrial | Smart Thermostat | 0.13684 | 1.7603 | -8247.9657 | 0.023223 | -0.32136 | 1955.7834 | Commercial/Industrial | LED Linear - Lamp Replacement | 6.8449 | 1.6433 | 45.7881 | 0.0032689 | 0.0031387 | 31.5613
[20 empty] | Commercial/Industrial | Smart Thermostat | 0.13684 | 1.7603 | -8247.9657 | 0.023223 | -0.32136 | 1955.7834 | Commercial/Industrial | LED Linear - Lamp Replacement | 6.8449 | 1.6433 | 45.7881 | 0.0032689 | 0.0031387 | 31.5613
[20 empty] | Commercial/Industrial | Smart Thermostat | 0.27336 | 1.7605 | -7735.5008 | 0.057087 | -0.78999 | 4807.8235 | Commercial/Industrial | LED Linear - Lamp Replacement | 6.3562 | 1.299 | 44.0127 | 0.0057981 | 9.7112e-07 | 24.0361
[20 empty] | Commercial/Industrial | Smart Thermostat | 0.27336 | 1.7605 | -7735.5008 | 0.057087 | -0.78999 | 4807.8235 | Commercial/Industrial | LED Linear - Lamp Replacement | 6.3562 | 1.299 | 44.0127 | 0.0057981 | 9.7112e-07 | 24.0361
[20 empty] | Commercial/Industrial | Smart Thermostat | 0.94143 | 1.076 | 2178.9507 | 1.9523 | -0.0037047 | 5268.1844 | Commercial/Industrial | LED Linear - Lamp Replacement | 6.2921 | 1.3074 | 43.1709 | 0.0057058 | 0.00131 | 23.6208
[20 empty] | Commercial/Industrial | Smart Thermostat | 0.94143 | 1.076 | 2178.9507 | 1.9523 | -0.0037047 | 5268.1844 | Commercial/Industrial | LED Linear - Lamp Replacement | 6.2921 | 1.3074 | 43.1709 | 0.0057058 | 0.00131 | 23.6208
[20 empty] | Commercial/Industrial | Smart Thermostat | 0.87693 | 1.7605 | 42549.2978 | 2.644 | -36.5889 | 222677.233 | Commercial/Industrial | LED Linear - Lamp Replacement | 6.2225 | 1.3112 | 42.483 | 0.0056262 | 0.0012918 | 23.2915
[20 empty] | Commercial/Industrial | Smart Thermostat | 0.87693 | 1.7605 | 42549.2978 | 2.644 | -36.5889 | 222677.233 | Commercial/Industrial | LED Linear - Lamp Replacement | 6.2225 | 1.3112 | 42.483 | 0.0056262 | 0.0012918 | 23.2915
[20 empty] | Commercial/Industrial | Solar Powered Pool Pump | 0.66001 | 1.1844 | -678.9018 | 0.9567 | 0.1485 | 4065.1875 | Commercial/Industrial | LED Linear - Lamp Replacement | 5.4895 | 1.3084 | 36.8449 | 0.0049742 | 0.0011421 | 20.5922
[20 empty] | Commercial/Industrial | Solar Powered Pool Pump | 0.66001 | 1.1844 | -678.9018 | 0.9567 | 0.1485 | 4065.1875 | Commercial/Industrial | LED Linear - Lamp Replacement | 5.4895 | 1.3084 | 36.8449 | 0.0049742 | 0.0011421 | 20.5922
[20 empty] | Commercial/Industrial | Solar Powered Pool Pump | 0.66001 | 1.1844 | -678.9018 | 0.9567 | 0.1485 | 4065.1875 | Commercial/Industrial | LED Linear - Lamp Replacement | 4.5751 | 1.3183 | 29.4121 | 0.0041146 | 0.00094471 | 17.0336
[20 empty] | Commercial/Industrial | Solar Powered Pool Pump | 0.66001 | 1.1844 | -678.9018 | 0.9567 | 0.1485 | 4065.1875 | Commercial/Industrial | LED Linear - Lamp Replacement | 4.5751 | 1.3183 | 29.4121 | 0.0041146 | 0.00094471 | 17.0336
[20 empty] | Commercial/Industrial | Solar Powered Pool Pump | 0.66001 | 1.1844 | -678.9018 | 0.9567 | 0.1485 | 4065.1875 | Commercial/Industrial | LED Parking Lighting | 9.1602 | 2.3079 | 4728.805 | 0 | 0 | 3375.12
[20 empty] | Commercial/Industrial | Solar Powered Pool Pump | 0.66001 | 1.1844 | -678.9018 | 0.9567 | 0.1485 | 4065.1875 | Commercial/Industrial | LED Parking Lighting | 9.1602 | 2.3079 | 4728.805 | 0 | 0 | 3375.12
[20 empty] | Commercial/Industrial | Solar Powered Pool Pump | 0.66001 | 1.1844 | -678.9018 | 0.9567 | 0.1485 | 4065.1875 | Commercial/Industrial | LED Parking Lighting | 9.1602 | 2.3079 | 4728.805 | 0 | 0 | 3375.12
[20 empty] | Commercial/Industrial | Solar Powered Pool Pump | 0.66001 | 1.1844 | -678.9018 | 0.9567 | 0.1485 | 4065.1875 | Commercial/Industrial | LED Parking Lighting | 9.1602 | 2.3079 | 4728.805 | 0 | 0 | 3375.12
[20 empty] | Commercial/Industrial | Solar Powered Pool Pump | 0.66001 | 1.1844 | -678.9018 | 0.9567 | 0.1485 | 4065.1875 | Commercial/Industrial | LED Parking Lighting | 9.1602 | 2.3079 | 4728.805 | 0 | 0 | 3375.12
[20 empty] | Commercial/Industrial | Solar Powered Pool Pump | 0.66001 | 1.1844 | -678.9018 | 0.9567 | 0.1485 | 4065.1875 | Commercial/Industrial | LED Parking Lighting | 9.1602 | 2.3079 | 4728.805 | 0 | 0 | 3375.12
[20 empty] | Commercial/Industrial | Solar Powered Pool Pump | 0.66001 | 1.1844 | -678.9018 | 0.9567 | 0.1485 | 4065.1875 | Commercial/Industrial | LED Parking Lighting | 9.1602 | 2.3079 | 4728.805 | 0 | 0 | 3375.12
[20 empty] | Commercial/Industrial | Solar Powered Pool Pump | 0.66001 | 1.1844 | -678.9018 | 0.9567 | 0.1485 | 4065.1875 | Commercial/Industrial | LED Parking Lighting | 9.1602 | 2.3079 | 4728.805 | 0 | 0 | 3375.12
[20 empty] | Commercial/Industrial | Solar Powered Pool Pump | 0.66001 | 1.1844 | -678.9018 | 0.9567 | 0.1485 | 4065.1875 | Commercial/Industrial | LED Parking Lighting | 9.1602 | 2.3079 | 4728.805 | 0 | 0 | 3375.12
[20 empty] | Commercial/Industrial | Solar Powered Pool Pump | 0.66001 | 1.1844 | -678.9018 | 0.9567 | 0.1485 | 4065.1875 | Commercial/Industrial | LED Parking Lighting | 9.1602 | 2.3079 | 4728.805 | 0 | 0 | 3375.12
[20 empty] | Commercial/Industrial | Solar Powered Pool Pump | 0.66001 | 1.1844 | -678.9018 | 0.9567 | 0.1485 | 4065.1875 | Commercial/Industrial | LED Parking Lighting | 9.1602 | 2.3079 | 4728.805 | 0 | 0 | 3375.12
[20 empty] | Commercial/Industrial | Solar Powered Pool Pump | 0.66001 | 1.1844 | -678.9018 | 0.9567 | 0.1485 | 4065.1875 | Commercial/Industrial | LED Parking Lighting | 9.1602 | 2.3079 | 4728.805 | 0 | 0 | 3375.12
[20 empty] | Commercial/Industrial | Solar Powered Pool Pump | 0.66001 | 1.1844 | -678.9018 | 0.9567 | 0.1485 | 4065.1875 | Commercial/Industrial | LED Parking Lighting | 9.1602 | 2.3079 | 4728.805 | 0 | 0 | 3375.12
[20 empty] | Commercial/Industrial | Solar Powered Pool Pump | 0.66001 | 1.1844 | -678.9018 | 0.9567 | 0.1485 | 4065.1875 | Commercial/Industrial | LED Parking Lighting | 9.1602 | 2.3079 | 4728.805 | 0 | 0 | 3375.12
[20 empty] | Commercial/Industrial | Solar Powered Pool Pump | 0.66001 | 1.1844 | -678.9018 | 0.9567 | 0.1485 | 4065.1875 | Commercial/Industrial | LED Parking Lighting | 9.1602 | 2.3079 | 4728.805 | 0 | 0 | 3375.12
[20 empty] | Commercial/Industrial | Solar Powered Pool Pump | 0.66001 | 1.1844 | -678.9018 | 0.9567 | 0.1485 | 4065.1875 | Commercial/Industrial | LED Parking Lighting | 9.1602 | 2.3079 | 4728.805 | 0 | 0 | 3375.12
[20 empty] | Commercial/Industrial | Solar Powered Pool Pump | 0.66001 | 1.1844 | -678.9018 | 0.9567 | 0.1485 | 4065.1875 | Commercial/Industrial | LED Parking Lighting | 9.1602 | 2.3079 | 4728.805 | 0 | 0 | 3375.12
[20 empty] | Commercial/Industrial | Solar Powered Pool Pump | 0.66001 | 1.1844 | -678.9018 | 0.9567 | 0.1485 | 4065.1875 | Commercial/Industrial | LED Parking Lighting | 9.1602 | 2.3079 | 4728.805 | 0 | 0 | 3375.12
[20 empty] | Commercial/Industrial | Solar Powered Pool Pump | 0.66001 | 1.1844 | -678.9018 | 0.9567 | 0.1485 | 4065.1875 | Commercial/Industrial | LED Parking Lighting | 9.1602 | 2.3079 | 4728.805 | 0 | 0 | 3375.12
[20 empty] | Commercial/Industrial | Solar Powered Pool Pump | 0.66001 | 1.1844 | -678.9018 | 0.9567 | 0.1485 | 4065.1875 | Commercial/Industrial | LED Parking Lighting | 9.1602 | 2.3079 | 4728.805 | 0 | 0 | 3375.12
[20 empty] | Commercial/Industrial | Solar Water Heater | 0.13603 | 1.7028 | -16068.7158 | 0.16065 | 0.022555 | 2149.4448 | Commercial/Industrial | LED Parking Lighting | 9.1602 | 2.3079 | 4728.805 | 0 | 0 | 3375.12
[20 empty] | Commercial/Industrial | Solar Water Heater | 0.13603 | 1.7028 | -16068.7158 | 0.16065 | 0.022555 | 2149.4448 | Commercial/Industrial | LED Parking Lighting | 9.1602 | 2.3079 | 4728.805 | 0 | 0 | 3375.12
[20 empty] | Commercial/Industrial | Solar Water Heater | 0.54412 | 1.7028 | -12100.7665 | 1.2852 | 0.18043 | 17195.1818 | Commercial/Industrial | LED Parking Lighting | 9.1602 | 2.3079 | 4728.805 | 0 | 0 | 3375.12
[20 empty] | Commercial/Industrial | Solar Water Heater | 0.54412 | 1.7028 | -12100.7665 | 1.2852 | 0.18043 | 17195.1818 | Commercial/Industrial | LED Parking Lighting | 9.1602 | 2.3079 | 4728.805 | 0 | 0 | 3375.12
[20 empty] | Commercial/Industrial | Solar Water Heater | 0.32648 | 1.7029 | -11393.533 | 0.38556 | 0.05413 | 5158.5545 | Commercial/Industrial | LED Parking Lighting | 9.1602 | 2.3079 | 4728.805 | 0 | 0 | 3375.12
[20 empty] | Commercial/Industrial | Solar Water Heater | 0.32648 | 1.7029 | -11393.533 | 0.38556 | 0.05413 | 5158.5545 | Commercial/Industrial | LED Parking Lighting | 9.1602 | 2.3079 | 4728.805 | 0 | 0 | 3375.12
[20 empty] | Commercial/Industrial | Solar Water Heater | 0.64641 | 1.7028 | -10617.3086 | 2.2902 | 0.32153 | 30641.814 | Commercial/Industrial | LED Traffic and Crosswalk Lighting | 0.1236 | 1.9168 | -170.0536 | 0 | 0 | 37.96
[20 empty] | Commercial/Industrial | Solar Water Heater | 0.64641 | 1.7028 | -10617.3086 | 2.2902 | 0.32153 | 30641.814 | Commercial/Industrial | LED Traffic and Crosswalk Lighting | 0.1236 | 1.9168 | -170.0536 | 0 | 0 | 37.96
[20 empty] | Commercial/Industrial | Solar Water Heater | 0.75089 | 1.7028 | -9743.9099 | 8.8679 | 1.245 | 118646.7544 | Commercial/Industrial | LED Traffic and Crosswalk Lighting | 0.1236 | 1.9168 | -170.0536 | 0 | 0 | 37.96
[20 empty] | Commercial/Industrial | Solar Water Heater | 0.75089 | 1.7028 | -9743.9099 | 8.8679 | 1.245 | 118646.7544 | Commercial/Industrial | LED Traffic and Crosswalk Lighting | 0.1236 | 1.9168 | -170.0536 | 0 | 0 | 37.96
[20 empty] | Commercial/Industrial | Solar Water Heater | 0.43529 | 1.7028 | -8721.9581 | 0.51408 | 0.072174 | 6878.0727 | Commercial/Industrial | LED Traffic and Crosswalk Lighting | 0.1236 | 1.9168 | -170.0536 | 0 | 0 | 37.96
[20 empty] | Commercial/Industrial | Solar Water Heater | 0.43529 | 1.7028 | -8721.9581 | 0.51408 | 0.072174 | 6878.0727 | Commercial/Industrial | LED Traffic and Crosswalk Lighting | 0.1236 | 1.9168 | -170.0536 | 0 | 0 | 37.96
[20 empty] | Commercial/Industrial | Solar Water Heater | 0.65294 | 1.7028 | -3378.8084 | 0.77112 | 0.10826 | 10317.1091 | Commercial/Industrial | LED Traffic and Crosswalk Lighting | 0.1236 | 1.9168 | -170.0536 | 0 | 0 | 37.96
[20 empty] | Commercial/Industrial | Solar Water Heater | 0.65294 | 1.7028 | -3378.8084 | 0.77112 | 0.10826 | 10317.1091 | Commercial/Industrial | LED Traffic and Crosswalk Lighting | 0.1236 | 1.9168 | -170.0536 | 0 | 0 | 37.96
[20 empty] | Commercial/Industrial | Solar Water Heater | 0.65294 | 1.7028 | -3378.8084 | 0.77112 | 0.10826 | 10317.1091 | Commercial/Industrial | LED Traffic and Crosswalk Lighting | 0.1236 | 1.9168 | -170.0536 | 0 | 0 | 37.96
[20 empty] | Commercial/Industrial | Solar Water Heater | 0.65294 | 1.7028 | -3378.8084 | 0.77112 | 0.10826 | 10317.1091 | Commercial/Industrial | LED Traffic and Crosswalk Lighting | 0.1236 | 1.9168 | -170.0536 | 0 | 0 | 37.96
[20 empty] | Commercial/Industrial | Solar Water Heater | 0.97942 | 1.7028 | 92718.3246 | 23.1336 | 3.2478 | 309513.2724 | Commercial/Industrial | LED Traffic and Crosswalk Lighting | 0.1236 | 1.9168 | -170.0536 | 0 | 0 | 37.96
[20 empty] | Commercial/Industrial | Solar Water Heater | 0.97942 | 1.7028 | 92718.3246 | 23.1336 | 3.2478 | 309513.2724 | Commercial/Industrial | LED Traffic and Crosswalk Lighting | 0.1236 | 1.9168 | -170.0536 | 0 | 0 | 37.96
[20 empty] | Commercial/Industrial | Solar Water Heater | 0.90687 | 1.7028 | 8564.599 | 3.213 | 0.45109 | 42987.9545 | Commercial/Industrial | LED Traffic and Crosswalk Lighting | 0.1236 | 1.9168 | -170.0536 | 0 | 0 | 37.96
[20 empty] | Commercial/Industrial | Solar Water Heater | 0.90687 | 1.7028 | 8564.599 | 3.213 | 0.45109 | 42987.9545 | Commercial/Industrial | LED Traffic and Crosswalk Lighting | 0.1236 | 1.9168 | -170.0536 | 0 | 0 | 37.96
[20 empty] | Commercial/Industrial | Solar Water Heater | 0.87785 | 1.7028 | 32136.6953 | 15.5509 | 2.1833 | 208061.6998 | Commercial/Industrial | LED Traffic and Crosswalk Lighting | 0.1236 | 1.9168 | -170.0536 | 0 | 0 | 37.96
[20 empty] | Commercial/Industrial | Solar Water Heater | 0.87785 | 1.7028 | 32136.6953 | 15.5509 | 2.1833 | 208061.6998 | Commercial/Industrial | LED Traffic and Crosswalk Lighting | 0.1236 | 1.9168 | -170.0536 | 0 | 0 | 37.96
[20 empty] | Commercial/Industrial | Strip Curtains for Walk-ins | 0.17755 | 1.1539 | -449.5836 | 0.054455 | 0.045613 | 420 | Commercial/Industrial | LED Traffic and Crosswalk Lighting | 0.1236 | 1.9168 | -170.0536 | 0 | 0 | 37.96
[20 empty] | Commercial/Industrial | Strip Curtains for Walk-ins | 0.17755 | 1.1539 | -449.5836 | 0.054455 | 0.045613 | 420 | Commercial/Industrial | LED Traffic and Crosswalk Lighting | 0.1236 | 1.9168 | -170.0536 | 0 | 0 | 37.96
[20 empty] | Commercial/Industrial | Strip Curtains for Walk-ins | 0.17755 | 1.1539 | -449.5836 | 0.054455 | 0.045613 | 420 | Commercial/Industrial | LED Traffic and Crosswalk Lighting | 0.1236 | 1.9168 | -170.0536 | 0 | 0 | 37.96
[20 empty] | Commercial/Industrial | Strip Curtains for Walk-ins | 0.17755 | 1.1539 | -449.5836 | 0.054455 | 0.045613 | 420 | Commercial/Industrial | LED Traffic and Crosswalk Lighting | 0.1236 | 1.9168 | -170.0536 | 0 | 0 | 37.96
[20 empty] | Commercial/Industrial | Strip Curtains for Walk-ins | 0.17755 | 1.1539 | -449.5836 | 0.054455 | 0.045613 | 420 | Commercial/Industrial | LED Traffic and Crosswalk Lighting | 0.1236 | 1.9168 | -170.0536 | 0 | 0 | 37.96
[20 empty] | Commercial/Industrial | Strip Curtains for Walk-ins | 0.17755 | 1.1539 | -449.5836 | 0.054455 | 0.045613 | 420 | Commercial/Industrial | LED Traffic and Crosswalk Lighting | 0.1236 | 1.9168 | -170.0536 | 0 | 0 | 37.96
[20 empty] | Commercial/Industrial | Strip Curtains for Walk-ins | 0.17755 | 1.1539 | -449.5836 | 0.054455 | 0.045613 | 420 | Commercial/Industrial | LED Traffic and Crosswalk Lighting | 0.1236 | 1.9168 | -170.0536 | 0 | 0 | 37.96
[20 empty] | Commercial/Industrial | Strip Curtains for Walk-ins | 0.17755 | 1.1539 | -449.5836 | 0.054455 | 0.045613 | 420 | Commercial/Industrial | LED Traffic and Crosswalk Lighting | 0.1236 | 1.9168 | -170.0536 | 0 | 0 | 37.96
[20 empty] | Commercial/Industrial | Strip Curtains for Walk-ins | 0.17755 | 1.1539 | -449.5836 | 0.054455 | 0.045613 | 420 | Commercial/Industrial | LED Traffic and Crosswalk Lighting | 0.1236 | 1.9168 | -170.0536 | 0 | 0 | 37.96
[20 empty] | Commercial/Industrial | Strip Curtains for Walk-ins | 0.17755 | 1.1539 | -449.5836 | 0.054455 | 0.045613 | 420 | Commercial/Industrial | LED Traffic and Crosswalk Lighting | 0.1236 | 1.9168 | -170.0536 | 0 | 0 | 37.96
[20 empty] | Commercial/Industrial | Strip Curtains for Walk-ins | 0.17755 | 1.1539 | -449.5836 | 0.054455 | 0.045613 | 420 | Commercial/Industrial | Low Flow Shower Head | 4.6876 | 0.74945 | 2909.5551 | 0.090394 | 0.77136 | 1708.2211
[20 empty] | Commercial/Industrial | Strip Curtains for Walk-ins | 0.17755 | 1.1539 | -449.5836 | 0.054455 | 0.045613 | 420 | Commercial/Industrial | Low Flow Shower Head | 4.6876 | 0.74945 | 2909.5551 | 0.090394 | 0.77136 | 1708.2211
[20 empty] | Commercial/Industrial | Strip Curtains for Walk-ins | 0.17915 | 1.1054 | -444.5323 | 0.060723 | 0.016724 | 420 | Commercial/Industrial | Low Flow Shower Head | 4.5189 | 0.83886 | 234.6377 | 0.010895 | 0.057159 | 155.2928
[20 empty] | Commercial/Industrial | Strip Curtains for Walk-ins | 0.17915 | 1.1054 | -444.5323 | 0.060723 | 0.016724 | 420 | Commercial/Industrial | Low Flow Shower Head | 4.5189 | 0.83886 | 234.6377 | 0.010895 | 0.057159 | 155.2928
[20 empty] | Commercial/Industrial | Strip Curtains for Walk-ins | 0.17915 | 1.1054 | -444.5323 | 0.060723 | 0.016724 | 420 | Commercial/Industrial | Low Flow Shower Head | 4.5189 | 0.83886 | 234.6377 | 0.010895 | 0.057159 | 155.2928
[20 empty] | Commercial/Industrial | Strip Curtains for Walk-ins | 0.17915 | 1.1054 | -444.5323 | 0.060723 | 0.016724 | 420 | Commercial/Industrial | Low Flow Shower Head | 4.5189 | 0.83886 | 234.6377 | 0.010895 | 0.057159 | 155.2928
[20 empty] | Commercial/Industrial | Strip Curtains for Walk-ins | 0.17915 | 1.1054 | -444.5323 | 0.060723 | 0.016724 | 420 | Commercial/Industrial | Low Flow Shower Head | 4.5189 | 0.83886 | 469.2753 | 0.021791 | 0.11432 | 310.5857
[20 empty] | Commercial/Industrial | Strip Curtains for Walk-ins | 0.17915 | 1.1054 | -444.5323 | 0.060723 | 0.016724 | 420 | Commercial/Industrial | Low Flow Shower Head | 4.5189 | 0.83886 | 469.2753 | 0.021791 | 0.11432 | 310.5857
[20 empty] | Commercial/Industrial | Strip Curtains for Walk-ins | 0.17915 | 1.1054 | -444.5323 | 0.060723 | 0.016724 | 420 | Commercial/Industrial | Low Flow Shower Head | 4.5189 | 0.83886 | 9150.8689 | 0.42491 | 2.2292 | 6056.4203
[20 empty] | Commercial/Industrial | Strip Curtains for Walk-ins | 0.17915 | 1.1054 | -444.5323 | 0.060723 | 0.016724 | 420 | Commercial/Industrial | Low Flow Shower Head | 4.5189 | 0.83886 | 9150.8689 | 0.42491 | 2.2292 | 6056.4203
[20 empty] | Commercial/Industrial | Strip Curtains for Walk-ins | 0.17915 | 1.1054 | -444.5323 | 0.060723 | 0.016724 | 420 | Commercial/Industrial | Low Flow Shower Head | 4.3564 | 1.3131 | 3595.1369 | 0.57736 | 0.38401 | 3416.4422
[20 empty] | Commercial/Industrial | Strip Curtains for Walk-ins | 0.17915 | 1.1054 | -444.5323 | 0.060723 | 0.016724 | 420 | Commercial/Industrial | Low Flow Shower Head | 4.3564 | 1.3131 | 3595.1369 | 0.57736 | 0.38401 | 3416.4422
[20 empty] | Commercial/Industrial | Strip Curtains for Walk-ins | 0.17915 | 1.1054 | -444.5323 | 0.060723 | 0.016724 | 420 | Commercial/Industrial | Low Flow Shower Head | 4.3563 | 1.3131 | 2778.0603 | 0.44614 | 0.29674 | 2639.9781
[20 empty] | Commercial/Industrial | Strip Curtains for Walk-ins | 0.17915 | 1.1054 | -444.5323 | 0.060723 | 0.016724 | 420 | Commercial/Industrial | Low Flow Shower Head | 4.3563 | 1.3131 | 2778.0603 | 0.44614 | 0.29674 | 2639.9781
[20 empty] | Commercial/Industrial | Strip Curtains for Walk-ins | 0.17915 | 1.1054 | -444.5323 | 0.060723 | 0.016724 | 420 | Commercial/Industrial | Low Flow Shower Head | 4.3546 | 1.3126 | 163.4153 | 0.026243 | 0.017455 | 155.2928
[20 empty] | Commercial/Industrial | Strip Curtains for Walk-ins | 0.17915 | 1.1054 | -444.5323 | 0.060723 | 0.016724 | 420 | Commercial/Industrial | Low Flow Shower Head | 4.3546 | 1.3126 | 163.4153 | 0.026243 | 0.017455 | 155.2928
[20 empty] | Commercial/Industrial | Tank Wrap on Water Heater | 0.29185 | 1.3614 | -7209.9601 | 0.6323 | 0.64513 | 6312.3578 | Commercial/Industrial | Low Flow Shower Head | 4.3546 | 1.3126 | 163.4153 | 0.026243 | 0.017455 | 155.2928
[20 empty] | Commercial/Industrial | Tank Wrap on Water Heater | 0.3051 | 1.3614 | -6990.8906 | 0.66098 | 0.67439 | 6598.6483 | Commercial/Industrial | Low Flow Shower Head | 4.3546 | 1.3126 | 163.4153 | 0.026243 | 0.017455 | 155.2928
[20 empty] | Commercial/Industrial | Tank Wrap on Water Heater | 0.29186 | 1.3614 | -5767.968 | 0.50584 | 0.5161 | 5049.8862 | Commercial/Industrial | Low Flow Shower Head | 4.3546 | 1.3126 | 163.4153 | 0.026243 | 0.017455 | 155.2928
[20 empty] | Commercial/Industrial | Tank Wrap on Water Heater | 0.30508 | 1.3614 | -5592.7124 | 0.52878 | 0.53951 | 5278.9187 | Commercial/Industrial | Low Flow Shower Head | 4.3546 | 1.3126 | 163.4153 | 0.026243 | 0.017455 | 155.2928
[20 empty] | Commercial/Industrial | Tank Wrap on Water Heater | 0.29186 | 1.3614 | -4325.976 | 0.37938 | 0.38708 | 3787.4147 | Commercial/Industrial | Low Flow Shower Head | 4.3546 | 1.3126 | 326.8306 | 0.052487 | 0.03491 | 310.5857
[20 empty] | Commercial/Industrial | Tank Wrap on Water Heater | 0.30508 | 1.3614 | -4194.5343 | 0.39659 | 0.40463 | 3959.189 | Commercial/Industrial | Low Flow Shower Head | 4.3546 | 1.3126 | 326.8306 | 0.052487 | 0.03491 | 310.5857
[20 empty] | Commercial/Industrial | Tank Wrap on Water Heater | 0.29186 | 1.3614 | -2883.984 | 0.25292 | 0.25805 | 2524.9431 | Commercial/Industrial | Low Flow Shower Head | 4.2395 | 1.0427 | 4918.5405 | 0.37223 | 0.97305 | 4037.6135
[20 empty] | Commercial/Industrial | Tank Wrap on Water Heater | 0.30508 | 1.3614 | -2796.3562 | 0.26439 | 0.26975 | 2639.4593 | Commercial/Industrial | Low Flow Shower Head | 4.2395 | 1.0427 | 4918.5405 | 0.37223 | 0.97305 | 4037.6135
[20 empty] | Commercial/Industrial | Tank Wrap on Water Heater | 0.29181 | 1.3612 | -865.1952 | 0.075876 | 0.077415 | 757.4829 | Commercial/Industrial | Low Flow Shower Head | 4.2384 | 1.0424 | 189.1746 | 0.014317 | 0.037425 | 155.2928
[20 empty] | Commercial/Industrial | Tank Wrap on Water Heater | 0.29181 | 1.3612 | -865.1952 | 0.075876 | 0.077415 | 757.4829 | Commercial/Industrial | Low Flow Shower Head | 4.2384 | 1.0424 | 189.1746 | 0.014317 | 0.037425 | 155.2928
[20 empty] | Commercial/Industrial | Tank Wrap on Water Heater | 0.29181 | 1.3612 | -865.1952 | 0.075876 | 0.077415 | 757.4829 | Commercial/Industrial | Low U-Value Windows | 0.1222 | 1.2765 | -874.0805 | 0.015694 | -0.0026501 | 45.587
[20 empty] | Commercial/Industrial | Tank Wrap on Water Heater | 0.30511 | 1.3615 | -838.9069 | 0.079318 | 0.080926 | 791.8378 | Commercial/Industrial | Low U-Value Windows | 0.1222 | 1.2765 | -874.0805 | 0.015694 | -0.0026501 | 45.587
[20 empty] | Commercial/Industrial | Tank Wrap on Water Heater | 0.30511 | 1.3615 | -838.9069 | 0.079318 | 0.080926 | 791.8378 | Commercial/Industrial | Low U-Value Windows | 0.12765 | 1.2632 | -868.5947 | 0.016945 | 0.00018946 | 45.587
[20 empty] | Commercial/Industrial | Tank Wrap on Water Heater | 0.30511 | 1.3615 | -838.9069 | 0.079318 | 0.080926 | 791.8378 | Commercial/Industrial | Low U-Value Windows | 0.12765 | 1.2632 | -868.5947 | 0.016945 | 0.00018946 | 45.587
[20 empty] | Commercial/Industrial | Tank Wrap on Water Heater | 0.29195 | 1.3618 | -576.7968 | 0.050584 | 0.05161 | 504.9886 | Commercial/Industrial | Low U-Value Windows | 0.12765 | 1.2632 | -868.5947 | 0.016945 | 0.00018946 | 45.587
[20 empty] | Commercial/Industrial | Tank Wrap on Water Heater | 0.30504 | 1.3612 | -559.2712 | 0.052878 | 0.053951 | 527.8919 | Commercial/Industrial | Low U-Value Windows | 0.12765 | 1.2632 | -868.5947 | 0.016945 | 0.00018946 | 45.587
[20 empty] | Commercial/Industrial | Tank Wrap on Water Heater | 0.29195 | 1.3618 | -288.3984 | 0.025292 | 0.025805 | 252.4943 | Commercial/Industrial | Low U-Value Windows | 0.12765 | 1.2632 | -868.5947 | 0.016945 | 0.00018946 | 45.587
[20 empty] | Commercial/Industrial | Tank Wrap on Water Heater | 0.29195 | 1.3618 | -288.3984 | 0.025292 | 0.025805 | 252.4943 | Commercial/Industrial | Low U-Value Windows | 0.12765 | 1.2632 | -868.5947 | 0.016945 | 0.00018946 | 45.587
[20 empty] | Commercial/Industrial | Tank Wrap on Water Heater | 0.29195 | 1.3618 | -288.3984 | 0.025292 | 0.025805 | 252.4943 | Commercial/Industrial | Low U-Value Windows | 0.12765 | 1.2632 | -868.5947 | 0.016945 | 0.00018946 | 45.587
[20 empty] | Commercial/Industrial | Tank Wrap on Water Heater | 0.29195 | 1.3618 | -288.3984 | 0.025292 | 0.025805 | 252.4943 | Commercial/Industrial | Low U-Value Windows | 0.12765 | 1.2632 | -868.5947 | 0.016945 | 0.00018946 | 45.587
[20 empty] | Commercial/Industrial | Tank Wrap on Water Heater | 0.29195 | 1.3618 | -288.3984 | 0.025292 | 0.025805 | 252.4943 | Commercial/Industrial | Low U-Value Windows | 0.12765 | 1.2632 | -868.5947 | 0.016945 | 0.00018946 | 45.587
[20 empty] | Commercial/Industrial | Tank Wrap on Water Heater | 0.30525 | 1.3621 | -279.6356 | 0.026439 | 0.026975 | 263.9459 | Commercial/Industrial | Low U-Value Windows | 0.12765 | 1.2632 | -868.5947 | 0.016945 | 0.00018946 | 45.587
[20 empty] | Commercial/Industrial | Tank Wrap on Water Heater | 0.30525 | 1.3621 | -279.6356 | 0.026439 | 0.026975 | 263.9459 | Commercial/Industrial | Low U-Value Windows | 0.13527 | 1.1812 | -854.6878 | 0.020116 | -0.004527 | 45.587
[20 empty] | Commercial/Industrial | Tank Wrap on Water Heater | 0.30525 | 1.3621 | -279.6356 | 0.026439 | 0.026975 | 263.9459 | Commercial/Industrial | Low U-Value Windows | 0.93733 | 1.2771 | 182.094 | 0.12032 | -0.020318 | 349.5006
[20 empty] | Commercial/Industrial | Tank Wrap on Water Heater | 0.30525 | 1.3621 | -279.6356 | 0.026439 | 0.026975 | 263.9459 | Commercial/Industrial | Low U-Value Windows | 0.93733 | 1.2771 | 182.094 | 0.12032 | -0.020318 | 349.5006
[20 empty] | Commercial/Industrial | Tank Wrap on Water Heater | 0.30525 | 1.3621 | -279.6356 | 0.026439 | 0.026975 | 263.9459 | Commercial/Industrial | Low U-Value Windows | 0.9795 | 1.2643 | 224.1522 | 0.12991 | 0.0014526 | 349.5006
[20 empty] | Commercial/Industrial | Thermal Energy Storage | 0.87221 | 0.79254 | 280.0802 | 1.622 | 0.46802 | -257.8161 | Commercial/Industrial | Low U-Value Windows | 0.9795 | 1.2643 | 224.1522 | 0.12991 | 0.0014526 | 349.5006
[20 empty] | Commercial/Industrial | Thermal Energy Storage | 0.87221 | 0.79254 | 280.0802 | 1.622 | 0.46802 | -257.8161 | Commercial/Industrial | Low U-Value Windows | 0.9795 | 1.2643 | 224.1522 | 0.12991 | 0.0014526 | 349.5006
[20 empty] | Commercial/Industrial | Thermal Energy Storage | 0.87218 | 0.79251 | 1657.654 | 9.5997 | 2.77 | -1525.8839 | Commercial/Industrial | Low U-Value Windows | 0.9795 | 1.2643 | 224.1522 | 0.12991 | 0.0014526 | 349.5006
[20 empty] | Commercial/Industrial | Thermal Energy Storage | 0.87218 | 0.79251 | 1657.654 | 9.5997 | 2.77 | -1525.8839 | Commercial/Industrial | Low U-Value Windows | 0.9795 | 1.2643 | 224.1522 | 0.12991 | 0.0014526 | 349.5006
[20 empty] | Commercial/Industrial | Thermal Energy Storage | 0.87218 | 0.79251 | 3344.8501 | 19.3704 | 5.5893 | -3078.9615 | Commercial/Industrial | Low U-Value Windows | 0.9795 | 1.2643 | 224.1522 | 0.12991 | 0.0014526 | 349.5006
[20 empty] | Commercial/Industrial | Thermal Energy Storage | 0.87218 | 0.79251 | 3344.8501 | 19.3704 | 5.5893 | -3078.9615 | Commercial/Industrial | Low U-Value Windows | 0.9795 | 1.2643 | 224.1522 | 0.12991 | 0.0014526 | 349.5006
[20 empty] | Commercial/Industrial | Thermal Energy Storage | 0.87218 | 0.79251 | 2743.8606 | 15.89 | 4.585 | -2525.7458 | Commercial/Industrial | Low U-Value Windows | 0.9795 | 1.2643 | 224.1522 | 0.12991 | 0.0014526 | 349.5006
[20 empty] | Commercial/Industrial | Thermal Energy Storage | 0.87218 | 0.79251 | 2743.8606 | 15.89 | 4.585 | -2525.7458 | Commercial/Industrial | Low U-Value Windows | 0.9795 | 1.2643 | 224.1522 | 0.12991 | 0.0014526 | 349.5006
[20 empty] | Commercial/Industrial | Thermal Energy Storage | 0.87218 | 0.79251 | 4112.1972 | 23.8142 | 6.8715 | -3785.3107 | Commercial/Industrial | Low U-Value Windows | 0.9795 | 1.2643 | 224.1522 | 0.12991 | 0.0014526 | 349.5006
[20 empty] | Commercial/Industrial | Thermal Energy Storage | 0.87218 | 0.79251 | 4112.1972 | 23.8142 | 6.8715 | -3785.3107 | Commercial/Industrial | Low-Flow Pre-Rinse Sprayers | 1.867 | 0.66707 | 1485.327 | 0.12005 | 1.0244 | 2261.9741
[20 empty] | Commercial/Industrial | Thermal Energy Storage | 0.87218 | 0.79251 | 1727.2856 | 10.0029 | 2.8863 | -1589.9803 | Commercial/Industrial | Low-Flow Pre-Rinse Sprayers | 1.867 | 0.66707 | 1485.327 | 0.12005 | 1.0244 | 2261.9741
[20 empty] | Commercial/Industrial | Thermal Energy Storage | 0.87218 | 0.79251 | 1727.2856 | 10.0029 | 2.8863 | -1589.9803 | Commercial/Industrial | Low-Flow Pre-Rinse Sprayers | 1.6636 | 0.91638 | 961.3143 | 0.20853 | 0.54512 | 2261.9741
[20 empty] | Commercial/Industrial | Thermal Energy Storage | 0.87217 | 0.79251 | 30149.2137 | 174.5978 | 50.3796 | -27752.5944 | Commercial/Industrial | Low-Flow Pre-Rinse Sprayers | 1.6636 | 0.91638 | 961.3143 | 0.20853 | 0.54512 | 2261.9741
[20 empty] | Commercial/Industrial | Thermal Energy Storage | 0.87217 | 0.79251 | 30149.2137 | 174.5978 | 50.3796 | -27752.5944 | Commercial/Industrial | Low-Flow Pre-Rinse Sprayers | 1.6636 | 0.91638 | 961.3143 | 0.20853 | 0.54512 | 2261.9741
[20 empty] | Commercial/Industrial | Thermal Energy Storage | 0.87217 | 0.79251 | 31888.7443 | 184.6717 | 53.2863 | -29353.8464 | Commercial/Industrial | Low-Flow Pre-Rinse Sprayers | 1.6636 | 0.91638 | 961.3143 | 0.20853 | 0.54512 | 2261.9741
[20 empty] | Commercial/Industrial | Thermal Energy Storage | 0.87217 | 0.79251 | 31888.7443 | 184.6717 | 53.2863 | -29353.8464 | Commercial/Industrial | Low-Flow Pre-Rinse Sprayers | 1.6636 | 0.91638 | 961.3143 | 0.20853 | 0.54512 | 2261.9741
[20 empty] | Commercial/Industrial | Thermal Energy Storage | 0.87217 | 0.79251 | 2819.3989 | 16.3275 | 4.7112 | -2595.2794 | Commercial/Industrial | Low-Flow Pre-Rinse Sprayers | 1.6636 | 0.91638 | 961.3143 | 0.20853 | 0.54512 | 2261.9741
[20 empty] | Commercial/Industrial | Thermal Energy Storage | 0.87217 | 0.79251 | 2819.3989 | 16.3275 | 4.7112 | -2595.2794 | Commercial/Industrial | Low-Flow Pre-Rinse Sprayers | 1.6636 | 0.91638 | 961.3143 | 0.20853 | 0.54512 | 2261.9741
[20 empty] | Commercial/Industrial | Thermal Energy Storage | 0.87217 | 0.7925 | 2893.4423 | 16.7563 | 4.835 | -2663.437 | Commercial/Industrial | Low-Flow Pre-Rinse Sprayers | 1.6636 | 0.91638 | 961.3143 | 0.20853 | 0.54512 | 2261.9741
[20 empty] | Commercial/Industrial | Thermal Energy Storage | 0.87217 | 0.7925 | 2893.4423 | 16.7563 | 4.835 | -2663.437 | Commercial/Industrial | Low-Flow Pre-Rinse Sprayers | 1.6636 | 0.91638 | 961.3143 | 0.20853 | 0.54512 | 2261.9741
[20 empty] | Commercial/Industrial | Thermal Energy Storage | 0.87217 | 0.7925 | 2383.6959 | 13.8043 | 3.9832 | -2194.2113 | Commercial/Industrial | Low-Flow Pre-Rinse Sprayers | 1.6636 | 0.91638 | 961.3143 | 0.20853 | 0.54512 | 2261.9741
[20 empty] | Commercial/Industrial | Thermal Energy Storage | 0.87217 | 0.7925 | 2383.6959 | 13.8043 | 3.9832 | -2194.2113 | Commercial/Industrial | Low-Flow Pre-Rinse Sprayers | 1.6636 | 0.91638 | 961.3143 | 0.20853 | 0.54512 | 2261.9741
[20 empty] | Commercial/Industrial | Thermal Energy Storage | 0.87216 | 0.79249 | 754.4363 | 4.369 | 1.2607 | -694.4647 | Commercial/Industrial | Low-Flow Pre-Rinse Sprayers | 1.6636 | 0.91638 | 961.3143 | 0.20853 | 0.54512 | 2261.9741
[20 empty] | Commercial/Industrial | Thermal Energy Storage | 0.87216 | 0.79249 | 754.4363 | 4.369 | 1.2607 | -694.4647 | Commercial/Industrial | Low-Flow Pre-Rinse Sprayers | 1.6636 | 0.91638 | 961.3143 | 0.20853 | 0.54512 | 2261.9741
[20 empty] | Commercial/Industrial | Thermal Energy Storage | 0.87216 | 0.79249 | 688.5098 | 3.9872 | 1.1505 | -633.7788 | Commercial/Industrial | Low-Flow Pre-Rinse Sprayers | 1.6636 | 0.91638 | 961.3143 | 0.20853 | 0.54512 | 2261.9741
[20 empty] | Commercial/Industrial | Thermal Energy Storage | 0.87216 | 0.79249 | 688.5098 | 3.9872 | 1.1505 | -633.7788 | Commercial/Industrial | Low-Flow Pre-Rinse Sprayers | 1.6636 | 0.91638 | 961.3143 | 0.20853 | 0.54512 | 2261.9741
[20 empty] | Commercial/Industrial | Thermostatic Shower Restriction Valve | 8.9024 | 0.83903 | 1236.7559 | 0.05356 | 0.28099 | 763.4095 | Commercial/Industrial | Low-Flow Pre-Rinse Sprayers | 1.6636 | 0.91638 | 961.3143 | 0.20853 | 0.54512 | 2261.9741
[20 empty] | Commercial/Industrial | Thermostatic Shower Restriction Valve | 8.9024 | 0.83903 | 1236.7559 | 0.05356 | 0.28099 | 763.4095 | Commercial/Industrial | Low-Flow Pre-Rinse Sprayers | 1.6636 | 0.91638 | 961.3143 | 0.20853 | 0.54512 | 2261.9741
[20 empty] | Commercial/Industrial | Thermostatic Shower Restriction Valve | 8.581 | 1.3132 | 15072.7348 | 2.1932 | 1.4587 | 12977.961 | Commercial/Industrial | Low-Flow Pre-Rinse Sprayers | 1.6636 | 0.91638 | 961.3143 | 0.20853 | 0.54512 | 2261.9741
[20 empty] | Commercial/Industrial | Thermostatic Shower Restriction Valve | 8.581 | 1.3132 | 15072.7348 | 2.1932 | 1.4587 | 12977.961 | Commercial/Industrial | Low-Flow Pre-Rinse Sprayers | 1.6636 | 0.91638 | 961.3143 | 0.20853 | 0.54512 | 2261.9741
[20 empty] | Commercial/Industrial | Thermostatic Shower Restriction Valve | 8.5809 | 1.3132 | 19505.892 | 2.8382 | 1.8878 | 16795.0084 | Commercial/Industrial | Low-Flow Pre-Rinse Sprayers | 1.6636 | 0.91638 | 961.3143 | 0.20853 | 0.54512 | 2261.9741
[20 empty] | Commercial/Industrial | Thermostatic Shower Restriction Valve | 8.5809 | 1.3132 | 19505.892 | 2.8382 | 1.8878 | 16795.0084 | Commercial/Industrial | Low-Flow Pre-Rinse Sprayers | 1.6634 | 0.91627 | 480.6571 | 0.10427 | 0.27256 | 1130.987
[20 empty] | Commercial/Industrial | Thermostatic Shower Restriction Valve | 8.5805 | 1.3131 | 886.6315 | 0.12901 | 0.085808 | 763.4095 | Commercial/Industrial | Low-Flow Pre-Rinse Sprayers | 1.6634 | 0.91627 | 480.6571 | 0.10427 | 0.27256 | 1130.987
[20 empty] | Commercial/Industrial | Thermostatic Shower Restriction Valve | 8.5805 | 1.3131 | 886.6315 | 0.12901 | 0.085808 | 763.4095 | Commercial/Industrial | Low-Flow Pre-Rinse Sprayers | 1.6403 | 1.1491 | 754.558 | 0.35603 | 0.19768 | 2261.9741
[20 empty] | Commercial/Industrial | Thermostatic Shower Restriction Valve | 8.5805 | 1.3131 | 886.6315 | 0.12901 | 0.085808 | 763.4095 | Commercial/Industrial | Low-Flow Pre-Rinse Sprayers | 1.6403 | 1.1491 | 754.558 | 0.35603 | 0.19768 | 2261.9741
[20 empty] | Commercial/Industrial | Thermostatic Shower Restriction Valve | 8.5805 | 1.3131 | 886.6315 | 0.12901 | 0.085808 | 763.4095 | Commercial/Industrial | Network PC Power Management | 0.43919 | 1.1418 | -113.5365 | 0.058244 | 0 | 391.5584
[20 empty] | Commercial/Industrial | Thermostatic Shower Restriction Valve | 8.5805 | 1.3131 | 886.6315 | 0.12901 | 0.085808 | 763.4095 | Commercial/Industrial | Network PC Power Management | 0.43919 | 1.1418 | -113.5365 | 0.058244 | 0 | 391.5584
[20 empty] | Commercial/Industrial | Thermostatic Shower Restriction Valve | 8.5805 | 1.3131 | 886.6315 | 0.12901 | 0.085808 | 763.4095 | Commercial/Industrial | Network PC Power Management | 0.54161 | 1.1422 | -562.7009 | 0.64622 | 0 | 4344.3187
[20 empty] | Commercial/Industrial | Thermostatic Shower Restriction Valve | 8.5805 | 1.3131 | 1773.2629 | 0.25802 | 0.17162 | 1526.8189 | Commercial/Industrial | Network PC Power Management | 0.54161 | 1.1422 | -562.7009 | 0.64622 | 0 | 4344.3187
[20 empty] | Commercial/Industrial | Thermostatic Shower Restriction Valve | 8.5805 | 1.3131 | 1773.2629 | 0.25802 | 0.17162 | 1526.8189 | Commercial/Industrial | Network PC Power Management | 0.54287 | 1.1422 | -340.4349 | 0.39582 | 0 | 2661.0035
[20 empty] | Commercial/Industrial | Thermostatic Shower Restriction Valve | 8.9024 | 0.83903 | 1236.7559 | 0.05356 | 0.28099 | 763.4095 | Commercial/Industrial | Network PC Power Management | 0.54287 | 1.1422 | -340.4349 | 0.39582 | 0 | 2661.0035
[20 empty] | Commercial/Industrial | Thermostatic Shower Restriction Valve | 8.9024 | 0.83903 | 1236.7559 | 0.05356 | 0.28099 | 763.4095 | Commercial/Industrial | Network PC Power Management | 0.54962 | 1.1422 | -380.5131 | 0.47359 | 0 | 3183.805
[20 empty] | Commercial/Industrial | Thermostatic Shower Restriction Valve | 8.9006 | 0.83885 | 48233.4807 | 2.0889 | 10.9586 | 29772.9694 | Commercial/Industrial | Network PC Power Management | 0.54962 | 1.1422 | -380.5131 | 0.47359 | 0 | 3183.805
[20 empty] | Commercial/Industrial | Thermostatic Shower Restriction Valve | 8.9006 | 0.83885 | 48233.4807 | 2.0889 | 10.9586 | 29772.9694 | Commercial/Industrial | Network PC Power Management | 0.55226 | 1.1707 | -191.7728 | 0.21429 | 0.14924 | 1440.5919
[20 empty] | Commercial/Industrial | Thermostatic Shower Restriction Valve | 8.9005 | 0.83885 | 2473.5118 | 0.10712 | 0.56198 | 1526.8189 | Commercial/Industrial | Network PC Power Management | 0.55226 | 1.1707 | -191.7728 | 0.21429 | 0.14924 | 1440.5919
[20 empty] | Commercial/Industrial | Thermostatic Shower Restriction Valve | 8.9005 | 0.83885 | 2473.5118 | 0.10712 | 0.56198 | 1526.8189 | Commercial/Industrial | Network PC Power Management | 0.55316 | 1.2056 | -937.2042 | 0.93955 | 0.81114 | 6992.2928
[20 empty] | Commercial/Industrial | Thermostatic Shower Restriction Valve | 8.349 | 1.0425 | 1013.2626 | 0.070379 | 0.18398 | 763.4095 | Commercial/Industrial | Network PC Power Management | 0.55316 | 1.2056 | -937.2042 | 0.93955 | 0.81114 | 6992.2928
[20 empty] | Commercial/Industrial | Thermostatic Shower Restriction Valve | 8.35 | 1.0426 | 26344.8281 | 1.8299 | 4.7834 | 19848.6463 | Commercial/Industrial | Network PC Power Management | 0.55584 | 1.1422 | -6526.7128 | 8.6767 | 0 | 58330.5263
[20 empty] | Commercial/Industrial | Thermostatic Shower Restriction Valve | 8.349 | 1.0425 | 1013.2626 | 0.070379 | 0.18398 | 763.4095 | Commercial/Industrial | Network PC Power Management | 0.55584 | 1.1422 | -6526.7128 | 8.6767 | 0 | 58330.5263
[20 empty] | Commercial/Industrial | Thermostatic Shower Restriction Valve | 8.35 | 1.0426 | 26344.8281 | 1.8299 | 4.7834 | 19848.6463 | Commercial/Industrial | Network PC Power Management | 0.55636 | 1.1708 | -433.5725 | 0.5037 | 0.3508 | 3386.2106
[20 empty] | Commercial/Industrial | Thermostatic Shower Restriction Valve | 9.2329 | 0.74944 | 15219.4004 | 0.44437 | 3.7919 | 8397.5042 | Commercial/Industrial | Network PC Power Management | 0.55636 | 1.1708 | -433.5725 | 0.5037 | 0.3508 | 3386.2106
[20 empty] | Commercial/Industrial | Thermostatic Shower Restriction Valve | 9.2329 | 0.74944 | 15219.4004 | 0.44437 | 3.7919 | 8397.5042 | Commercial/Industrial | Network PC Power Management | 0.55854 | 1.2056 | -5322.167 | 5.6089 | 4.8423 | 41742.7
[20 empty] | Commercial/Industrial | Variable Refrigerant Flow (VRF) HVAC Systems | 0.14545 | 1.2995 | -7792.8255 | 0.21925 | 0.2216 | 720.5138 | Commercial/Industrial | Network PC Power Management | 0.55854 | 1.2056 | -5322.167 | 5.6089 | 4.8423 | 41742.7
[20 empty] | Commercial/Industrial | Variable Refrigerant Flow (VRF) HVAC Systems | 0.14545 | 1.2995 | -7792.8255 | 0.21925 | 0.2216 | 720.5138 | Commercial/Industrial | Network PC Power Management | 0.56139 | 1.1708 | -580.1554 | 0.70789 | 0.49301 | 4758.9388
[20 empty] | Commercial/Industrial | Variable Refrigerant Flow (VRF) HVAC Systems | 0.31544 | 1.2992 | -5855.0042 | 0.47558 | 0.48068 | 1562.894 | Commercial/Industrial | Network PC Power Management | 0.56139 | 1.1708 | -580.1554 | 0.70789 | 0.49301 | 4758.9388
[20 empty] | Commercial/Industrial | Variable Refrigerant Flow (VRF) HVAC Systems | 0.31544 | 1.2992 | -5855.0042 | 0.47558 | 0.48068 | 1562.894 | Commercial/Industrial | Network PC Power Management | 0.56179 | 1.1708 | -474.4778 | 0.58124 | 0.40481 | 3907.5345
[20 empty] | Commercial/Industrial | Variable Refrigerant Flow (VRF) HVAC Systems | 0.31794 | 1.2993 | -5826.8242 | 0.4793 | 0.48445 | 1575.144 | Commercial/Industrial | Network PC Power Management | 0.56179 | 1.1708 | -474.4778 | 0.58124 | 0.40481 | 3907.5345
[20 empty] | Commercial/Industrial | Variable Refrigerant Flow (VRF) HVAC Systems | 0.31794 | 1.2993 | -5826.8242 | 0.4793 | 0.48445 | 1575.144 | Commercial/Industrial | Network PC Power Management | 0.56272 | 1.1708 | -397.2262 | 0.49125 | 0.34213 | 3302.5466
[20 empty] | Commercial/Industrial | Variable Refrigerant Flow (VRF) HVAC Systems | 0.34215 | 1.2993 | -5550.7621 | 0.51582 | 0.52136 | 1695.1495 | Commercial/Industrial | Network PC Power Management | 0.56272 | 1.1708 | -397.2262 | 0.49125 | 0.34213 | 3302.5466
[20 empty] | Commercial/Industrial | Variable Refrigerant Flow (VRF) HVAC Systems | 0.34215 | 1.2993 | -5550.7621 | 0.51582 | 0.52136 | 1695.1495 | Commercial/Industrial | Network PC Power Management | 0.56551 | 1.1708 | -560.5054 | 0.71311 | 0.49665 | 4794.046
[20 empty] | Commercial/Industrial | Variable Refrigerant Flow (VRF) HVAC Systems | 0.53449 | 1.3942 | -3232.7264 | 0.66142 | 0.48593 | 3117.4352 | Commercial/Industrial | Network PC Power Management | 0.56551 | 1.1708 | -560.5054 | 0.71311 | 0.49665 | 4794.046
[20 empty] | Commercial/Industrial | Variable Refrigerant Flow (VRF) HVAC Systems | 0.53449 | 1.3942 | -3232.7264 | 0.66142 | 0.48593 | 3117.4352 | Commercial/Industrial | Night Covers for Display Cases | 0.019209 | 1.1594 | -1989.8155 | 0.015518 | 0.0069353 | 103.3118
[20 empty] | Commercial/Industrial | Variable Refrigerant Flow (VRF) HVAC Systems | 0.56951 | 1.2993 | -2959.6408 | 0.85857 | 0.86779 | 2821.5222 | Commercial/Industrial | Night Covers for Display Cases | 0.019209 | 1.1594 | -1989.8155 | 0.015518 | 0.0069353 | 103.3118
[20 empty] | Commercial/Industrial | Variable Refrigerant Flow (VRF) HVAC Systems | 0.56951 | 1.2993 | -2959.6408 | 0.85857 | 0.86779 | 2821.5222 | Commercial/Industrial | Night Covers for Display Cases | 0.019209 | 1.1594 | -1989.8155 | 0.015518 | 0.0069353 | 103.3118
[20 empty] | Commercial/Industrial | Variable Refrigerant Flow (VRF) HVAC Systems | 0.62819 | 1.2993 | -2290.8397 | 0.94703 | 0.9572 | 3112.2532 | Commercial/Industrial | Night Covers for Display Cases | 0.019209 | 1.1594 | -1989.8155 | 0.015518 | 0.0069353 | 103.3118
[20 empty] | Commercial/Industrial | Variable Refrigerant Flow (VRF) HVAC Systems | 0.62819 | 1.2993 | -2290.8397 | 0.94703 | 0.9572 | 3112.2532 | Commercial/Industrial | Night Covers for Display Cases | 0.019209 | 1.1594 | -1989.8155 | 0.015518 | 0.0069353 | 103.3118
[20 empty] | Commercial/Industrial | Variable Refrigerant Flow (VRF) HVAC Systems | 0.65294 | 1.2993 | -2008.8548 | 0.98433 | 0.9949 | 3234.8334 | Commercial/Industrial | Night Covers for Display Cases | 0.019209 | 1.1594 | -1989.8155 | 0.015518 | 0.0069353 | 103.3118
[20 empty] | Commercial/Industrial | Variable Refrigerant Flow (VRF) HVAC Systems | 0.65294 | 1.2993 | -2008.8548 | 0.98433 | 0.9949 | 3234.8334 | Commercial/Industrial | Night Covers for Display Cases | 0.019209 | 1.1594 | -1989.8155 | 0.015518 | 0.0069353 | 103.3118
[20 empty] | Commercial/Industrial | Variable Refrigerant Flow (VRF) HVAC Systems | 0.74791 | 1.2993 | -926.3825 | 1.1275 | 1.1396 | 3705.3892 | Commercial/Industrial | Night Covers for Display Cases | 0.019209 | 1.1594 | -1989.8155 | 0.015518 | 0.0069353 | 103.3118
[20 empty] | Commercial/Industrial | Variable Refrigerant Flow (VRF) HVAC Systems | 0.74791 | 1.2993 | -926.3825 | 1.1275 | 1.1396 | 3705.3892 | Commercial/Industrial | Night Covers for Display Cases | 0.019209 | 1.1594 | -1989.8155 | 0.015518 | 0.0069353 | 103.3118
[20 empty] | Commercial/Industrial | Variable Refrigerant Flow (VRF) HVAC Systems | 0.78717 | 1.3943 | -293.5072 | 0.97409 | 0.71564 | 4591.1322 | Commercial/Industrial | Night Covers for Display Cases | 0.019209 | 1.1594 | -1989.8155 | 0.015518 | 0.0069353 | 103.3118
[20 empty] | Commercial/Industrial | Variable Refrigerant Flow (VRF) HVAC Systems | 0.78717 | 1.3943 | -293.5072 | 0.97409 | 0.71564 | 4591.1322 | Commercial/Industrial | Night Covers for Display Cases | 0.019209 | 1.1594 | -1989.8155 | 0.015518 | 0.0069353 | 103.3118
[20 empty] | Commercial/Industrial | Variable Refrigerant Flow (VRF) HVAC Systems | 0.97163 | 1.2993 | 1623.9201 | 1.4649 | 1.4806 | 4814.0178 | Commercial/Industrial | Night Covers for Display Cases | 0.019209 | 1.1594 | -1989.8155 | 0.015518 | 0.0069353 | 103.3118
[20 empty] | Commercial/Industrial | Variable Refrigerant Flow (VRF) HVAC Systems | 0.97163 | 1.2993 | 1623.9201 | 1.4649 | 1.4806 | 4814.0178 | Commercial/Industrial | Night Covers for Display Cases | 0.019209 | 1.1594 | -1989.8155 | 0.015518 | 0.0069353 | 103.3118
[20 empty] | Commercial/Industrial | VAV System | 5.7961 | 1.1876 | 93656.4821 | 19.8511 | 20.1456 | 69747.4569 | Commercial/Industrial | Night Covers for Display Cases | 0.019209 | 1.1594 | -1989.8155 | 0.015518 | 0.0069353 | 103.3118
[20 empty] | Commercial/Industrial | VAV System | 5.7961 | 1.1876 | 369104.8852 | 78.2342 | 79.3948 | 274878.2198 | Commercial/Industrial | Night Covers for Display Cases | 0.019209 | 1.1594 | -1989.8155 | 0.015518 | 0.0069353 | 103.3118
[20 empty] | Commercial/Industrial | VAV System | 5.796 | 1.1876 | 22903.158 | 4.8545 | 4.9265 | 17056.3424 | Commercial/Industrial | Night Covers for Display Cases | 0.019209 | 1.1594 | -1989.8155 | 0.015518 | 0.0069353 | 103.3118
[20 empty] | Commercial/Industrial | VAV System | 5.7961 | 1.1876 | 97805.3326 | 20.7305 | 21.038 | 72837.1712 | Commercial/Industrial | Night Covers for Display Cases | 0.019209 | 1.1594 | -1989.8155 | 0.015518 | 0.0069353 | 103.3118
[20 empty] | Commercial/Industrial | VAV System | 5.7961 | 1.1876 | 1019116.1772 | 216.0084 | 219.2128 | 758951.8639 | Commercial/Industrial | Night Covers for Display Cases | 0.019209 | 1.1594 | -1989.8155 | 0.015518 | 0.0069353 | 103.3118
[20 empty] | Commercial/Industrial | VAV System | 5.7961 | 1.1876 | 100282.0694 | 21.2554 | 21.5708 | 74681.6361 | Commercial/Industrial | Night Covers for Display Cases | 0.019209 | 1.1594 | -1989.8155 | 0.015518 | 0.0069353 | 103.3118
[20 empty] | Commercial/Industrial | VAV System | 5.7961 | 1.1876 | 164324.8644 | 34.8297 | 35.3464 | 122375.3139 | Commercial/Industrial | Night Covers for Display Cases | 0.019209 | 1.1594 | -1989.8155 | 0.015518 | 0.0069353 | 103.3118
[20 empty] | Commercial/Industrial | VAV System | 5.7961 | 1.1876 | 149069.0062 | 31.5962 | 32.0649 | 111014.0362 | Commercial/Industrial | Night Covers for Display Cases | 0.019209 | 1.1594 | -1989.8155 | 0.015518 | 0.0069353 | 103.3118
[20 empty] | Commercial/Industrial | VAV System | 5.7961 | 1.1876 | 78090.76 | 16.5519 | 16.7974 | 58155.4186 | Commercial/Industrial | Night Covers for Display Cases | 0.019209 | 1.1594 | -1989.8155 | 0.015518 | 0.0069353 | 103.3118
[20 empty] | Commercial/Industrial | VAV System | 5.7961 | 1.1876 | 24692.4246 | 5.2337 | 5.3114 | 18388.8374 | Commercial/Industrial | Night Covers for Display Cases | 0.019209 | 1.1594 | -1989.8155 | 0.015518 | 0.0069353 | 103.3118
[20 empty] | Commercial/Industrial | VAV System | 5.7961 | 1.1876 | 55627.5634 | 11.7906 | 11.9655 | 41426.7224 | Commercial/Industrial | Night Covers for Display Cases | 0.019209 | 1.1594 | -1989.8155 | 0.015518 | 0.0069353 | 103.3118
[20 empty] | Commercial/Industrial | VAV System | 5.7961 | 1.1876 | 253065.1769 | 53.6388 | 54.4345 | 188461.6219 | Commercial/Industrial | Night Covers for Display Cases | 0.019209 | 1.1594 | -1989.8155 | 0.015518 | 0.0069353 | 103.3118
[20 empty] | Commercial/Industrial | VAV System | 5.7961 | 1.1876 | 78085.7032 | 16.5508 | 16.7963 | 58151.6527 | Commercial/Industrial | Night Covers for Display Cases | 0.019209 | 1.1594 | -1989.8155 | 0.015518 | 0.0069353 | 103.3118
[20 empty] | Commercial/Industrial | VAV System | 5.7961 | 1.1876 | 93656.4821 | 19.8511 | 20.1456 | 69747.4569 | Commercial/Industrial | Outdoor Lighting Controls | 0.76874 | 1.8228 | 18.7226 | 0 | 0 | 562.52
[20 empty] | Commercial/Industrial | VAV System | 5.7961 | 1.1876 | 369104.8852 | 78.2342 | 79.3948 | 274878.2198 | Commercial/Industrial | Outdoor Lighting Controls | 0.76874 | 1.8228 | 18.7226 | 0 | 0 | 562.52
[20 empty] | Commercial/Industrial | VAV System | 5.796 | 1.1876 | 22903.158 | 4.8545 | 4.9265 | 17056.3424 | Commercial/Industrial | Outdoor Lighting Controls | 0.76874 | 1.8228 | 18.7226 | 0 | 0 | 562.52
[20 empty] | Commercial/Industrial | VAV System | 5.7961 | 1.1876 | 97805.3326 | 20.7305 | 21.038 | 72837.1712 | Commercial/Industrial | Outdoor Lighting Controls | 0.76874 | 1.8228 | 18.7226 | 0 | 0 | 562.52
[20 empty] | Commercial/Industrial | VAV System | 5.7961 | 1.1876 | 1019116.1772 | 216.0084 | 219.2128 | 758951.8639 | Commercial/Industrial | Outdoor Lighting Controls | 0.76874 | 1.8228 | 18.7226 | 0 | 0 | 562.52
[20 empty] | Commercial/Industrial | VAV System | 5.7961 | 1.1876 | 100282.0694 | 21.2554 | 21.5708 | 74681.6361 | Commercial/Industrial | Outdoor Lighting Controls | 0.76874 | 1.8228 | 18.7226 | 0 | 0 | 562.52
[20 empty] | Commercial/Industrial | VAV System | 5.7961 | 1.1876 | 164324.8644 | 34.8297 | 35.3464 | 122375.3139 | Commercial/Industrial | Outdoor Lighting Controls | 0.76874 | 1.8228 | 18.7226 | 0 | 0 | 562.52
[20 empty] | Commercial/Industrial | VAV System | 5.7961 | 1.1876 | 149069.0062 | 31.5962 | 32.0649 | 111014.0362 | Commercial/Industrial | Outdoor Lighting Controls | 0.76874 | 1.8228 | 18.7226 | 0 | 0 | 562.52
[20 empty] | Commercial/Industrial | VAV System | 5.7961 | 1.1876 | 78090.76 | 16.5519 | 16.7974 | 58155.4186 | Commercial/Industrial | Outdoor Lighting Controls | 0.76874 | 1.8228 | 18.7226 | 0 | 0 | 562.52
[20 empty] | Commercial/Industrial | VAV System | 5.7961 | 1.1876 | 24692.4246 | 5.2337 | 5.3114 | 18388.8374 | Commercial/Industrial | Outdoor Lighting Controls | 0.76874 | 1.8228 | 18.7226 | 0 | 0 | 562.52
[20 empty] | Commercial/Industrial | VAV System | 5.7961 | 1.1876 | 55627.5634 | 11.7906 | 11.9655 | 41426.7224 | Commercial/Industrial | Outdoor Lighting Controls | 0.76874 | 1.8228 | 18.7226 | 0 | 0 | 562.52
[20 empty] | Commercial/Industrial | VAV System | 5.7961 | 1.1876 | 253065.1769 | 53.6388 | 54.4345 | 188461.6219 | Commercial/Industrial | Outdoor Lighting Controls | 0.76874 | 1.8228 | 18.7226 | 0 | 0 | 562.52
[20 empty] | Commercial/Industrial | VAV System | 5.7961 | 1.1876 | 78085.7032 | 16.5508 | 16.7963 | 58151.6527 | Commercial/Industrial | Outdoor Lighting Controls | 0.76874 | 1.8228 | 18.7226 | 0 | 0 | 562.52
[20 empty] | Commercial/Industrial | Wall Insulation | 0 | #DIV/0! | -2.7014 | 0 | 0 | 0 | Commercial/Industrial | Outdoor Lighting Controls | 0.76874 | 1.8228 | 18.7226 | 0 | 0 | 562.52
[20 empty] | Commercial/Industrial | Wall Insulation | 0 | #DIV/0! | -2.7014 | 0 | 0 | 0 | Commercial/Industrial | Outdoor Lighting Controls | 0.76874 | 1.8228 | 18.7226 | 0 | 0 | 562.52
[20 empty] | Commercial/Industrial | Wall Insulation | 0 | #DIV/0! | -2.7014 | 0 | 0 | 0 | Commercial/Industrial | Outdoor Lighting Controls | 0.76874 | 1.8228 | 18.7226 | 0 | 0 | 562.52
[20 empty] | Commercial/Industrial | Wall Insulation | 0 | #DIV/0! | -2.7014 | 0 | 0 | 0 | Commercial/Industrial | Outdoor Lighting Controls | 0.76874 | 1.8228 | 18.7226 | 0 | 0 | 562.52
[20 empty] | Commercial/Industrial | Wall Insulation | 0 | #DIV/0! | -2.7014 | 0 | 0 | 0 | Commercial/Industrial | Outdoor Lighting Controls | 0.76874 | 1.8228 | 18.7226 | 0 | 0 | 562.52
[20 empty] | Commercial/Industrial | Wall Insulation | 0 | #DIV/0! | -2.7014 | 0 | 0 | 0 | Commercial/Industrial | Outdoor Lighting Controls | 0.76874 | 1.8228 | 18.7226 | 0 | 0 | 562.52
[20 empty] | Commercial/Industrial | Wall Insulation | 0 | #DIV/0! | -2.7014 | 0 | 0 | 0 | Commercial/Industrial | Outdoor Lighting Controls | 0.76874 | 1.8228 | 18.7226 | 0 | 0 | 562.52
[20 empty] | Commercial/Industrial | Wall Insulation | 0 | #DIV/0! | -2.7014 | 0 | 0 | 0 | Commercial/Industrial | Outdoor Lighting Controls | 0.76874 | 1.8228 | 18.7226 | 0 | 0 | 562.52
[20 empty] | Commercial/Industrial | Wall Insulation | 0 | #DIV/0! | -2.7014 | 0 | 0 | 0 | Commercial/Industrial | Outdoor Lighting Controls | 0.76874 | 1.8228 | 18.7226 | 0 | 0 | 562.52
[20 empty] | Commercial/Industrial | Wall Insulation | 0 | #DIV/0! | -2.7014 | 0 | 0 | 0 | Commercial/Industrial | Outdoor Lighting Controls | 0.76874 | 1.8228 | 18.7226 | 0 | 0 | 562.52
[20 empty] | Commercial/Industrial | Wall Insulation | 0 | #DIV/0! | -2.7014 | 0 | 0 | 0 | Commercial/Industrial | Outdoor Lighting Controls | 0.76874 | 1.8228 | 18.7226 | 0 | 0 | 562.52
[20 empty] | Commercial/Industrial | Wall Insulation | 0 | #DIV/0! | -2.7014 | 0 | 0 | 0 | Commercial/Industrial | Outdoor Lighting Controls | 0.76874 | 1.8228 | 18.7226 | 0 | 0 | 562.52
[20 empty] | Commercial/Industrial | Wall Insulation | 0 | #DIV/0! | -2.7014 | 0 | 0 | 0 | Commercial/Industrial | Outdoor Lighting Controls | 0.76874 | 1.8228 | 18.7226 | 0 | 0 | 562.52
[20 empty] | Commercial/Industrial | Warehouse Loading Dock Seals | 0.039772 | 1.1566 | -0.76941 | 2.4941e-06 | 4.45e-06 | 0.021979 | Commercial/Industrial | Premium T8 - Fixture Replacement | 0.35743 | 1.1168 | -28.5372 | 0.0060897 | 0.0013931 | 25.1222
[20 empty] | Commercial/Industrial | Warehouse Loading Dock Seals | 0.040392 | 1.1566 | -0.76863 | 2.533e-06 | 4.5194e-06 | 0.022321 | Commercial/Industrial | Premium T8 - Fixture Replacement | 0.35743 | 1.1168 | -28.5372 | 0.0060897 | 0.0013931 | 25.1222
[20 empty] | Commercial/Industrial | Warehouse Loading Dock Seals | 0.059019 | 1.1566 | -0.74522 | 3.701e-06 | 6.6035e-06 | 0.032615 | Commercial/Industrial | Premium T8 - Fixture Replacement | 0.43403 | 1.1217 | -22.5154 | 0.0073619 | 0.0016841 | 30.3706
[20 empty] | Commercial/Industrial | Warehouse Loading Dock Seals | 0.059221 | 1.1566 | -0.74497 | 3.7137e-06 | 6.6261e-06 | 0.032726 | Commercial/Industrial | Premium T8 - Fixture Replacement | 0.43403 | 1.1217 | -22.5154 | 0.0073619 | 0.0016841 | 30.3706
[20 empty] | Commercial/Industrial | Warehouse Loading Dock Seals | 0.059939 | 1.1566 | -0.74406 | 3.7587e-06 | 6.7064e-06 | 0.033123 | Commercial/Industrial | Premium T8 - Fixture Replacement | 0.49198 | 1.1242 | -17.9477 | 0.008327 | 0.0019049 | 34.3517
[20 empty] | Commercial/Industrial | Warehouse Loading Dock Seals | 0.060144 | 1.1566 | -0.74381 | 3.7716e-06 | 6.7294e-06 | 0.033237 | Commercial/Industrial | Premium T8 - Fixture Replacement | 0.49198 | 1.1242 | -17.9477 | 0.008327 | 0.0019049 | 34.3517
[20 empty] | Commercial/Industrial | Warehouse Loading Dock Seals | 0.073854 | 1.1566 | -0.72657 | 4.6313e-06 | 8.2633e-06 | 0.040813 | Commercial/Industrial | Premium T8 - Fixture Replacement | 0.49748 | 1.1209 | -17.3903 | 0.0084447 | 0.0019318 | 34.8374
[20 empty] | Commercial/Industrial | Warehouse Loading Dock Seals | 0.075005 | 1.1566 | -0.72513 | 4.7035e-06 | 8.3921e-06 | 0.041449 | Commercial/Industrial | Premium T8 - Fixture Replacement | 0.49748 | 1.1209 | -17.3903 | 0.0084447 | 0.0019318 | 34.8374
[20 empty] | Commercial/Industrial | Warehouse Loading Dock Seals | 0.10998 | 1.1566 | -0.68116 | 6.8968e-06 | 1.2305e-05 | 0.060777 | Commercial/Industrial | Premium T8 - Fixture Replacement | 0.5032 | 1.11 | -16.5908 | 0.0086452 | 4.7362e-07 | 35.4499
[20 empty] | Commercial/Industrial | Warehouse Loading Dock Seals | 0.11169 | 1.1566 | -0.67901 | 7.0043e-06 | 1.2497e-05 | 0.061724 | Commercial/Industrial | Premium T8 - Fixture Replacement | 0.5032 | 1.11 | -16.5908 | 0.0086452 | 4.7362e-07 | 35.4499
[20 empty] | Commercial/Industrial | Warehouse Loading Dock Seals | 0.11448 | 1.1566 | -0.6755 | 7.1792e-06 | 1.2809e-05 | 0.063266 | Commercial/Industrial | Premium T8 - Fixture Replacement | 0.53427 | 1.3872 | -15.8782 | 0.0048779 | 0.0045245 | 46.5485
[20 empty] | Commercial/Industrial | Warehouse Loading Dock Seals | 0.11627 | 1.1566 | -0.67325 | 7.2912e-06 | 1.3009e-05 | 0.064252 | Commercial/Industrial | Premium T8 - Fixture Replacement | 0.53427 | 1.3872 | -15.8782 | 0.0048779 | 0.0045245 | 46.5485
[20 empty] | Commercial/Industrial | Warehouse Loading Dock Seals | 0.12082 | 1.1566 | -0.66753 | 7.5765e-06 | 1.3518e-05 | 0.066767 | Commercial/Industrial | Premium T8 - Fixture Replacement | 0.55911 | 1.1029 | -11.7692 | 0.0096676 | 5.2963e-07 | 39.6422
[20 empty] | Commercial/Industrial | Warehouse Loading Dock Seals | 0.1227 | 1.1566 | -0.66517 | 7.6946e-06 | 1.3729e-05 | 0.067808 | Commercial/Industrial | Premium T8 - Fixture Replacement | 0.55911 | 1.1029 | -11.7692 | 0.0096676 | 5.2963e-07 | 39.6422
[20 empty] | Commercial/Industrial | Warehouse Loading Dock Seals | 0.17415 | 1.1566 | -0.6005 | 1.0921e-05 | 1.9485e-05 | 0.096238 | Commercial/Industrial | Premium T8 - Fixture Replacement | 0.57742 | 1.1224 | -11.0293 | 0.0097886 | 0.0022393 | 40.3814
[20 empty] | Commercial/Industrial | Warehouse Loading Dock Seals | 0.17687 | 1.1566 | -0.59708 | 1.1091e-05 | 1.9789e-05 | 0.097739 | Commercial/Industrial | Premium T8 - Fixture Replacement | 0.57742 | 1.1224 | -11.0293 | 0.0097886 | 0.0022393 | 40.3814
[20 empty] | Commercial/Industrial | Warehouse Loading Dock Seals | 0.27795 | 1.1566 | -0.47002 | 1.743e-05 | 3.1099e-05 | 0.1536 | Commercial/Industrial | Premium T8 - Fixture Replacement | 0.66442 | 1.1204 | -3.9535 | 0.011284 | 0.0025813 | 46.5485
[20 empty] | Commercial/Industrial | Warehouse Loading Dock Seals | 0.28228 | 1.1566 | -0.46457 | 1.7702e-05 | 3.1584e-05 | 0.15599 | Commercial/Industrial | Premium T8 - Fixture Replacement | 0.66442 | 1.1204 | -3.9535 | 0.011284 | 0.0025813 | 46.5485
[20 empty] | Commercial/Industrial | Warehouse Loading Dock Seals | 0.36948 | 1.1566 | -0.35496 | 2.317e-05 | 4.134e-05 | 0.20418 | Commercial/Industrial | Premium T8 - Fixture Replacement | 0.74436 | 1.106 | 3.1691 | 0.012835 | 7.0317e-07 | 52.631
[20 empty] | Commercial/Industrial | Warehouse Loading Dock Seals | 0.37524 | 1.1566 | -0.34772 | 2.3531e-05 | 4.1985e-05 | 0.20736 | Commercial/Industrial | Premium T8 - Fixture Replacement | 0.74436 | 1.106 | 3.1691 | 0.012835 | 7.0317e-07 | 52.631
[20 empty] | Commercial/Industrial | Warehouse Loading Dock Seals | 0.39866 | 1.1566 | -0.31828 | 2.5e-05 | 4.4605e-05 | 0.22031 | Commercial/Industrial | Premium T8 - Fixture Replacement | 0.76002 | 1.1236 | 3.5585 | 0.012871 | 0.0029443 | 53.0957
[20 empty] | Commercial/Industrial | Warehouse Loading Dock Seals | 0.40488 | 1.1566 | -0.31047 | 2.5389e-05 | 4.5301e-05 | 0.22374 | Commercial/Industrial | Premium T8 - Fixture Replacement | 0.76002 | 1.1236 | 3.5585 | 0.012871 | 0.0029443 | 53.0957
[20 empty] | Commercial/Industrial | Warehouse Loading Dock Seals | 0.41086 | 1.1566 | -0.30295 | 2.5764e-05 | 4.597e-05 | 0.22705 | Commercial/Industrial | Premium T8 - Fixture Replacement | 0.82576 | 1.3894 | 6.6515 | 0.0075271 | 0.0069818 | 71.8291
[20 empty] | Commercial/Industrial | Warehouse Loading Dock Seals | 0.41726 | 1.1566 | -0.2949 | 2.6166e-05 | 4.6686e-05 | 0.23058 | Commercial/Industrial | Premium T8 - Fixture Replacement | 0.82576 | 1.3894 | 6.6515 | 0.0075271 | 0.0069818 | 71.8291
[20 empty] | Commercial/Industrial | Warehouse Loading Dock Seals | 0.53621 | 1.1566 | -0.14538 | 3.3625e-05 | 5.9995e-05 | 0.29632 | Commercial/Industrial | Premium T8 - Fixture Replacement | 0.82829 | 1.1064 | 9.9703 | 0.014277 | 7.8218e-07 | 58.5446
[20 empty] | Commercial/Industrial | Warehouse Loading Dock Seals | 0.54457 | 1.1566 | -0.13487 | 3.4149e-05 | 6.093e-05 | 0.30093 | Commercial/Industrial | Premium T8 - Fixture Replacement | 0.82829 | 1.1064 | 9.9703 | 0.014277 | 7.8218e-07 | 58.5446
[20 empty] | Commercial/Industrial | Water Cooled Refrigeration Heat Recovery | 0.13143 | 1.5172 | -312817.575 | 0 | 3.5762 | 32929.7074 | Commercial/Industrial | Premium T8 - Lamp Replacement | 12.5267 | 1.1118 | 21.0858 | 0.0047075 | 7.8845e-07 | 19.5149
[20 empty] | Commercial/Industrial | Water Cooled Refrigeration Heat Recovery | 0.13143 | 1.5172 | -312817.575 | 0 | 3.5762 | 32929.7074 | Commercial/Industrial | Premium T8 - Lamp Replacement | 12.5267 | 1.1118 | 21.0858 | 0.0047075 | 7.8845e-07 | 19.5149
[20 empty] | Commercial/Industrial | Water Cooled Refrigeration Heat Recovery | 0.049498 | 1.5172 | -128878.7133 | 0 | 0.48778 | 4491.4422 | Commercial/Industrial | Premium T8 - Lamp Replacement | 12.4356 | 1.3876 | 20.0213 | 0.0024798 | 0.0023811 | 23.943
[20 empty] | Commercial/Industrial | Water Cooled Refrigeration Heat Recovery | 0.049498 | 1.5172 | -128878.7133 | 0 | 0.48778 | 4491.4422 | Commercial/Industrial | Premium T8 - Lamp Replacement | 12.4356 | 1.3876 | 20.0213 | 0.0024798 | 0.0023811 | 23.943
[20 empty] | Commercial/Industrial | Water Cooled Refrigeration Heat Recovery | 0.049498 | 1.5172 | -88361.6437 | 0 | 0.33443 | 3079.4163 | Commercial/Industrial | Premium T8 - Lamp Replacement | 11.4437 | 1.119 | 19.0168 | 0.0042752 | 0.00098159 | 17.6986
[20 empty] | Commercial/Industrial | Water Cooled Refrigeration Heat Recovery | 0.049498 | 1.5172 | -88361.6437 | 0 | 0.33443 | 3079.4163 | Commercial/Industrial | Premium T8 - Lamp Replacement | 11.4437 | 1.119 | 19.0168 | 0.0042752 | 0.00098159 | 17.6986
[20 empty] | Commercial/Industrial | Water Cooled Refrigeration Heat Recovery | 0.074181 | 1.5171 | -55286.4385 | 0 | 0.32547 | 2996.9115 | Commercial/Industrial | Premium T8 - Lamp Replacement | 11.3225 | 1.1178 | 18.8285 | 0.004232 | 7.0881e-07 | 17.5437
[20 empty] | Commercial/Industrial | Water Cooled Refrigeration Heat Recovery | 0.074181 | 1.5171 | -55286.4385 | 0 | 0.32547 | 2996.9115 | Commercial/Industrial | Premium T8 - Lamp Replacement | 11.3225 | 1.1178 | 18.8285 | 0.004232 | 7.0881e-07 | 17.5437
[20 empty] | Commercial/Industrial | Water Cooled Refrigeration Heat Recovery | 0.031529 | 1.7464 | -33635.9109 | 0 | 0.050273 | 752.0072 | Commercial/Industrial | Premium T8 - Lamp Replacement | 10.1262 | 1.1294 | 16.5163 | 0.003748 | 0.00086055 | 15.5162
[20 empty] | Commercial/Industrial | Water Cooled Refrigeration Heat Recovery | 0.031529 | 1.7464 | -33635.9109 | 0 | 0.050273 | 752.0072 | Commercial/Industrial | Premium T8 - Lamp Replacement | 10.1262 | 1.1294 | 16.5163 | 0.003748 | 0.00086055 | 15.5162
[20 empty] | Commercial/Industrial | Water Cooled Refrigeration Heat Recovery | 0.14306 | 1.7465 | -30508.1139 | 0 | 0.24423 | 3653.327 | Commercial/Industrial | Premium T8 - Lamp Replacement | 8.6787 | 1.1158 | 14.1609 | 0.0032515 | 0.00074654 | 13.4605
[20 empty] | Commercial/Industrial | Water Cooled Refrigeration Heat Recovery | 0.14306 | 1.7465 | -30508.1139 | 0 | 0.24423 | 3653.327 | Commercial/Industrial | Premium T8 - Lamp Replacement | 8.6787 | 1.1158 | 14.1609 | 0.0032515 | 0.00074654 | 13.4605
[20 empty] | Commercial/Industrial | Water Cooled Refrigeration Heat Recovery | 0.13143 | 1.5171 | -30021.3338 | 0 | 0.34321 | 3160.2884 | Commercial/Industrial | Premium T8 - Lamp Replacement | 8.5207 | 1.1169 | 13.8704 | 0.0031876 | 5.3388e-07 | 13.2141
[20 empty] | Commercial/Industrial | Water Cooled Refrigeration Heat Recovery | 0.13143 | 1.5171 | -30021.3338 | 0 | 0.34321 | 3160.2884 | Commercial/Industrial | Premium T8 - Lamp Replacement | 8.5207 | 1.1169 | 13.8704 | 0.0031876 | 5.3388e-07 | 13.2141
[20 empty] | Commercial/Industrial | Water Cooled Refrigeration Heat Recovery | 0.015392 | 1.7473 | -28664.6487 | 0 | 0.020451 | 305.9104 | Commercial/Industrial | Premium T8 - Lamp Replacement | 8.0229 | 1.3814 | 12.5306 | 0.001607 | 0.0015431 | 15.5162
[20 empty] | Commercial/Industrial | Water Cooled Refrigeration Heat Recovery | 0.015392 | 1.7473 | -28664.6487 | 0 | 0.020451 | 305.9104 | Commercial/Industrial | Premium T8 - Lamp Replacement | 8.0229 | 1.3814 | 12.5306 | 0.001607 | 0.0015431 | 15.5162
[20 empty] | Commercial/Industrial | Water Cooled Refrigeration Heat Recovery | 0.13093 | 1.7466 | -24223.708 | 0 | 0.17405 | 2603.5309 | Commercial/Industrial | Premium T8 - Lamp Replacement | 7.6102 | 1.1155 | 12.2701 | 0.0028505 | 4.7742e-07 | 11.8166
[20 empty] | Commercial/Industrial | Water Cooled Refrigeration Heat Recovery | 0.13093 | 1.7466 | -24223.708 | 0 | 0.17405 | 2603.5309 | Commercial/Industrial | Premium T8 - Lamp Replacement | 7.6102 | 1.1155 | 12.2701 | 0.0028505 | 4.7742e-07 | 11.8166
[20 empty] | Commercial/Industrial | Water Cooled Refrigeration Heat Recovery | 0.058167 | 1.7464 | -19248.473 | 0 | 0.055087 | 824.0137 | Commercial/Industrial | Premium T8 - Lamp Replacement | 7.5332 | 1.1226 | 12.0435 | 0.0028051 | 0.00064404 | 11.6125
[20 empty] | Commercial/Industrial | Water Cooled Refrigeration Heat Recovery | 0.058167 | 1.7464 | -19248.473 | 0 | 0.055087 | 824.0137 | Commercial/Industrial | Premium T8 - Lamp Replacement | 7.5332 | 1.1226 | 12.0435 | 0.0028051 | 0.00064404 | 11.6125
[20 empty] | Commercial/Industrial | Water Cooled Refrigeration Heat Recovery | 0.3108 | 1.5173 | -5297.6576 | 0 | 0.20489 | 1886.5835 | Commercial/Industrial | Premium T8 - Lamp Replacement | 7.4499 | 1.1259 | 11.8579 | 0.002766 | 0.00063506 | 11.4506
[20 empty] | Commercial/Industrial | Water Cooled Refrigeration Heat Recovery | 0.3108 | 1.5173 | -5297.6576 | 0 | 0.20489 | 1886.5835 | Commercial/Industrial | Premium T8 - Lamp Replacement | 7.4499 | 1.1259 | 11.8579 | 0.002766 | 0.00063506 | 11.4506
[20 empty] | Commercial/Industrial | Water Cooled Refrigeration Heat Recovery | 0.31043 | 1.7465 | -5080.1053 | 0 | 0.12104 | 1810.5302 | Commercial/Industrial | Premium T8 - Lamp Replacement | 6.5723 | 1.1235 | 10.3374 | 0.0024454 | 0.00056146 | 10.1235
[20 empty] | Commercial/Industrial | Water Cooled Refrigeration Heat Recovery | 0.31043 | 1.7465 | -5080.1053 | 0 | 0.12104 | 1810.5302 | Commercial/Industrial | Premium T8 - Lamp Replacement | 6.5723 | 1.1235 | 10.3374 | 0.0024454 | 0.00056146 | 10.1235
[20 empty] | Commercial/Industrial | Water Cooled Refrigeration Heat Recovery | 0.9175 | 1.7465 | 11497.6943 | 0 | 2.3284 | 34829.6652 | Commercial/Industrial | Premium T8 - Lamp Replacement | 5.4774 | 1.132 | 8.333 | 0.0020228 | 0.00046444 | 8.3741
[20 empty] | Commercial/Industrial | Water Cooled Refrigeration Heat Recovery | 0.9175 | 1.7465 | 11497.6943 | 0 | 2.3284 | 34829.6652 | Commercial/Industrial | Premium T8 - Lamp Replacement | 5.4774 | 1.132 | 8.333 | 0.0020228 | 0.00046444 | 8.3741
[20 empty] | Commercial/Industrial | Waterside Economizer | 0.0079455 | 1.2197 | -813419.8107 | 1.0063 | 0 | 2478.7873 | Commercial/Industrial | Programmable Thermostat | 2.915 | 1.076 | 5932.0559 | 1.5442 | -0.0029304 | 4167.1083
[20 empty] | Commercial/Industrial | Waterside Economizer | 0.0079455 | 1.2197 | -813419.8107 | 1.0063 | 0 | 2478.7873 | Commercial/Industrial | Programmable Thermostat | 2.915 | 1.076 | 5932.0559 | 1.5442 | -0.0029304 | 4167.1083
[20 empty] | Commercial/Industrial | Waterside Economizer | 0.017696 | 1.2197 | -803533.721 | 2.2411 | 0 | 5520.5799 | Commercial/Industrial | Programmable Thermostat | 2.4299 | 1.076 | 5763.683 | 1.6091 | -0.0030535 | 4342.1523
[20 empty] | Commercial/Industrial | Waterside Economizer | 0.017696 | 1.2197 | -803533.721 | 2.2411 | 0 | 5520.5799 | Commercial/Industrial | Programmable Thermostat | 2.4299 | 1.076 | 5763.683 | 1.6091 | -0.0030535 | 4342.1523
[20 empty] | Commercial/Industrial | Waterside Economizer | 0.018097 | 1.2197 | -803127.0952 | 2.2919 | 0 | 5645.6922 | Commercial/Industrial | Programmable Thermostat | 0.077135 | 1.7602 | -5815.9746 | 0.0083602 | -0.11569 | 704.082
[20 empty] | Commercial/Industrial | Waterside Economizer | 0.018097 | 1.2197 | -803127.0952 | 2.2919 | 0 | 5645.6922 | Commercial/Industrial | Programmable Thermostat | 0.077135 | 1.7602 | -5815.9746 | 0.0083602 | -0.11569 | 704.082
[20 empty] | Commercial/Industrial | Waterside Economizer | 0.018297 | 1.2197 | -802923.7823 | 2.3173 | 0 | 5708.2483 | Commercial/Industrial | Programmable Thermostat | 0.15409 | 1.7604 | -6288.4196 | 0.020551 | -0.2844 | 1730.8165
[20 empty] | Commercial/Industrial | Waterside Economizer | 0.018297 | 1.2197 | -802923.7823 | 2.3173 | 0 | 5708.2483 | Commercial/Industrial | Programmable Thermostat | 0.15409 | 1.7604 | -6288.4196 | 0.020551 | -0.2844 | 1730.8165
[20 empty] | Commercial/Industrial | Waterside Economizer | 0.03276 | 1.2197 | -788259.8395 | 4.149 | 0 | 10220.1104 | Commercial/Industrial | Programmable Thermostat | 0.24038 | 1.7605 | -13946.883 | 0.084157 | -1.1646 | 7087.571
[20 empty] | Commercial/Industrial | Waterside Economizer | 0.03276 | 1.2197 | -788259.8395 | 4.149 | 0 | 10220.1104 | Commercial/Industrial | Programmable Thermostat | 0.24038 | 1.7605 | -13946.883 | 0.084157 | -1.1646 | 7087.571
[20 empty] | Commercial/Industrial | Waterside Economizer | 0.036169 | 1.2197 | -784803.5203 | 4.5807 | 0 | 11283.5649 | Commercial/Industrial | Programmable Thermostat | 0.30381 | 1.5359 | -18354.3417 | 0.86408 | 0.25527 | 10337.4835
[20 empty] | Commercial/Industrial | Waterside Economizer | 0.036169 | 1.2197 | -784803.5203 | 4.5807 | 0 | 11283.5649 | Commercial/Industrial | Programmable Thermostat | 0.30381 | 1.5359 | -18354.3417 | 0.86408 | 0.25527 | 10337.4835
[20 empty] | Commercial/Industrial | Waterside Economizer | 0.036344 | 1.2197 | -784625.6215 | 4.6029 | 0 | 11338.3015 | Commercial/Industrial | Programmable Thermostat | 0.49432 | 1.7605 | -35266.0459 | 0.95185 | -13.172 | 80163.8039
[20 empty] | Commercial/Industrial | Waterside Economizer | 0.036344 | 1.2197 | -784625.6215 | 4.6029 | 0 | 11338.3015 | Commercial/Industrial | Programmable Thermostat | 0.49432 | 1.7605 | -35266.0459 | 0.95185 | -13.172 | 80163.8039
[20 empty] | Commercial/Industrial | Waterside Economizer | 0.03687 | 1.2197 | -784091.9251 | 4.6696 | 0 | 11502.5114 | Commercial/Industrial | Programmable Thermostat | 0.53063 | 1.076 | -1405.3523 | 0.70282 | -0.0013337 | 1896.5464
[20 empty] | Commercial/Industrial | Waterside Economizer | 0.03687 | 1.2197 | -784091.9251 | 4.6696 | 0 | 11502.5114 | Commercial/Industrial | Programmable Thermostat | 0.53063 | 1.076 | -1405.3523 | 0.70282 | -0.0013337 | 1896.5464
[20 empty] | Commercial/Industrial | Waterside Economizer | 0.041608 | 1.2197 | -779288.6579 | 5.2695 | 0 | 12980.4003 | Commercial/Industrial | Programmable Thermostat | 0.60946 | 1.7605 | -1212.4675 | 0.086367 | -1.1952 | 7273.7057
[20 empty] | Commercial/Industrial | Waterside Economizer | 0.041608 | 1.2197 | -779288.6579 | 5.2695 | 0 | 12980.4003 | Commercial/Industrial | Programmable Thermostat | 0.60946 | 1.7605 | -1212.4675 | 0.086367 | -1.1952 | 7273.7057
[20 empty] | Commercial/Industrial | Waterside Economizer | 0.053088 | 1.2197 | -767648.9945 | 6.7234 | 0 | 16561.7397 | Commercial/Industrial | Programmable Thermostat | 0.6566 | 1.7605 | -494.4402 | 0.071151 | -0.98461 | 5992.2752
[20 empty] | Commercial/Industrial | Waterside Economizer | 0.053088 | 1.2197 | -767648.9945 | 6.7234 | 0 | 16561.7397 | Commercial/Industrial | Programmable Thermostat | 0.6566 | 1.7605 | -494.4402 | 0.071151 | -0.98461 | 5992.2752
[20 empty] | Commercial/Industrial | Waterside Economizer | 0.054115 | 1.2197 | -766607.0159 | 6.8536 | 0 | 16882.3399 | Commercial/Industrial | Programmable Thermostat | 0.70453 | 1.7604 | -70.5374 | 0.099841 | -1.3816 | 8408.4813
[20 empty] | Commercial/Industrial | Waterside Economizer | 0.054115 | 1.2197 | -766607.0159 | 6.8536 | 0 | 16882.3399 | Commercial/Industrial | Programmable Thermostat | 0.70453 | 1.7604 | -70.5374 | 0.099841 | -1.3816 | 8408.4813
[20 empty] | Commercial/Industrial | Waterside Economizer | 0.067525 | 1.2197 | -753010.4658 | 8.5519 | 0 | 21065.7822 | Commercial/Industrial | Programmable Thermostat | 0.80878 | 1.5359 | 5573.9368 | 6.3351 | 1.8716 | 75790.8694
[20 empty] | Commercial/Industrial | Waterside Economizer | 0.067525 | 1.2197 | -753010.4658 | 8.5519 | 0 | 21065.7822 | Commercial/Industrial | Programmable Thermostat | 0.80878 | 1.5359 | 5573.9368 | 6.3351 | 1.8716 | 75790.8694
[20 empty] | Commercial/Industrial | Waterside Economizer | 0.071284 | 1.2197 | -749198.3489 | 9.0281 | 0 | 22238.71 | Commercial/Industrial | PSC to ECM Evaporator Fan Motor (Walk-In, Refrigerator) | 0.89175 | 1.4915 | 68.0807 | 0.04552 | 0.00417 | 327.0516
[20 empty] | Commercial/Industrial | Waterside Economizer | 0.071284 | 1.2197 | -749198.3489 | 9.0281 | 0 | 22238.71 | Commercial/Industrial | PSC to ECM Evaporator Fan Motor (Walk-In, Refrigerator) | 0.89175 | 1.4915 | 68.0807 | 0.04552 | 0.00417 | 327.0516
[20 empty] | Commercial/Industrial | Window Sun Protection | 0.079136 | 1.0205 | -891.7872 | 0.024258 | -0.0060129 | 63.479 | Commercial/Industrial | PSC to ECM Evaporator Fan Motor (Walk-In, Refrigerator) | 0.89175 | 1.4915 | 68.0807 | 0.04552 | 0.00417 | 327.0516
[20 empty] | Commercial/Industrial | Window Sun Protection | 0.079136 | 1.0205 | -891.7872 | 0.024258 | -0.0060129 | 63.479 | Commercial/Industrial | PSC to ECM Evaporator Fan Motor (Walk-In, Refrigerator) | 0.89175 | 1.4915 | 68.0807 | 0.04552 | 0.00417 | 327.0516
[20 empty] | Commercial/Industrial | Window Sun Protection | 0.079136 | 1.0205 | -891.7872 | 0.024258 | -0.0060129 | 63.479 | Commercial/Industrial | PSC to ECM Evaporator Fan Motor (Walk-In, Refrigerator) | 0.89175 | 1.4915 | 68.0807 | 0.04552 | 0.00417 | 327.0516
[20 empty] | Commercial/Industrial | Window Sun Protection | 0.079136 | 1.0205 | -891.7872 | 0.024258 | -0.0060129 | 63.479 | Commercial/Industrial | PSC to ECM Evaporator Fan Motor (Walk-In, Refrigerator) | 0.89175 | 1.4915 | 68.0807 | 0.04552 | 0.00417 | 327.0516
[20 empty] | Commercial/Industrial | Window Sun Protection | 0.079136 | 1.0205 | -891.7872 | 0.024258 | -0.0060129 | 63.479 | Commercial/Industrial | PSC to ECM Evaporator Fan Motor (Walk-In, Refrigerator) | 0.89175 | 1.4915 | 68.0807 | 0.04552 | 0.00417 | 327.0516
[20 empty] | Commercial/Industrial | Window Sun Protection | 0.079136 | 1.0205 | -891.7872 | 0.024258 | -0.0060129 | 63.479 | Commercial/Industrial | PSC to ECM Evaporator Fan Motor (Walk-In, Refrigerator) | 0.89175 | 1.4915 | 68.0807 | 0.04552 | 0.00417 | 327.0516
[20 empty] | Commercial/Industrial | Window Sun Protection | 0.079136 | 1.0205 | -891.7872 | 0.024258 | -0.0060129 | 63.479 | Commercial/Industrial | PSC to ECM Evaporator Fan Motor (Walk-In, Refrigerator) | 0.89175 | 1.4915 | 68.0807 | 0.04552 | 0.00417 | 327.0516
[20 empty] | Commercial/Industrial | Window Sun Protection | 0.079136 | 1.0205 | -891.7872 | 0.024258 | -0.0060129 | 63.479 | Commercial/Industrial | PSC to ECM Evaporator Fan Motor (Walk-In, Refrigerator) | 0.89175 | 1.4915 | 68.0807 | 0.04552 | 0.00417 | 327.0516
[20 empty] | Commercial/Industrial | Window Sun Protection | 0.079136 | 1.0205 | -891.7872 | 0.024258 | -0.0060129 | 63.479 | Commercial/Industrial | PSC to ECM Evaporator Fan Motor (Walk-In, Refrigerator) | 0.89175 | 1.4915 | 68.0807 | 0.04552 | 0.00417 | 327.0516
[20 empty] | Commercial/Industrial | Window Sun Protection | 0.079136 | 1.0205 | -891.7872 | 0.024258 | -0.0060129 | 63.479 | Commercial/Industrial | PSC to ECM Evaporator Fan Motor (Walk-In, Refrigerator) | 0.89175 | 1.4915 | 68.0807 | 0.04552 | 0.00417 | 327.0516
[20 empty] | Commercial/Industrial | Window Sun Protection | 0.083481 | 0.96056 | -882.39 | 0.028337 | -0.01401 | 63.479 | Commercial/Industrial | PSC to ECM Evaporator Fan Motor (Walk-In, Refrigerator) | 0.89175 | 1.4915 | 68.0807 | 0.04552 | 0.00417 | 327.0516
[20 empty] | Commercial/Industrial | Window Sun Protection | 0.088987 | 0.90411 | -870.8291 | 0.033355 | -0.024458 | 63.479 | Commercial/Industrial | PSC to ECM Evaporator Fan Motor (Walk-In, Refrigerator) | 0.89175 | 1.4915 | 68.0807 | 0.04552 | 0.00417 | 327.0516
[20 empty] | Commercial/Industrial | Window Sun Protection | 0.088987 | 0.90411 | -870.8291 | 0.033355 | -0.024458 | 63.479 | Commercial/Industrial | PSC to ECM Evaporator Fan Motor (Walk-In, Refrigerator) | 0.90257 | 1.561 | 58.0862 | 0.042404 | 0.035519 | 327.0516
[20 empty] | Commercial/Industrial | Window Sun Protection | 0.13211 | 1.0222 | -817.0947 | 0.04043 | -0.010022 | 105.7983 | Commercial/Industrial | PSC to ECM Evaporator Fan Motor (Walk-In, Refrigerator) | 0.90257 | 1.561 | 58.0862 | 0.042404 | 0.035519 | 327.0516
[20 empty] | Commercial/Industrial | Window Sun Protection | 0.13211 | 1.0222 | -817.0947 | 0.04043 | -0.010022 | 105.7983 | Commercial/Industrial | PSC to ECM Evaporator Fan Motor (Walk-In, Refrigerator) | 0.90257 | 1.561 | 58.0862 | 0.042404 | 0.035519 | 327.0516
[20 empty] | Commercial/Industrial | Window Sun Protection | 0.13211 | 1.0222 | -817.0947 | 0.04043 | -0.010022 | 105.7983 | Commercial/Industrial | PSC to ECM Evaporator Fan Motor (Walk-In, Refrigerator) | 0.90257 | 1.561 | 58.0862 | 0.042404 | 0.035519 | 327.0516
[20 empty] | Commercial/Industrial | Window Sun Protection | 0.13211 | 1.0222 | -817.0947 | 0.04043 | -0.010022 | 105.7983 | Commercial/Industrial | PSC to ECM Evaporator Fan Motor (Walk-In, Refrigerator) | 0.90257 | 1.561 | 58.0862 | 0.042404 | 0.035519 | 327.0516
[20 empty] | Commercial/Industrial | Window Sun Protection | 0.13211 | 1.0222 | -817.0947 | 0.04043 | -0.010022 | 105.7983 | Commercial/Industrial | PSC to ECM Evaporator Fan Motor (Walk-In, Refrigerator) | 0.90257 | 1.561 | 58.0862 | 0.042404 | 0.035519 | 327.0516
[20 empty] | Commercial/Industrial | Window Sun Protection | 0.13211 | 1.0222 | -817.0947 | 0.04043 | -0.010022 | 105.7983 | Commercial/Industrial | PSC to ECM Evaporator Fan Motor (Walk-In, Refrigerator) | 0.90257 | 1.561 | 58.0862 | 0.042404 | 0.035519 | 327.0516
[20 empty] | Commercial/Industrial | Window Sun Protection | 0.13211 | 1.0222 | -817.0947 | 0.04043 | -0.010022 | 105.7983 | Commercial/Industrial | PSC to ECM Evaporator Fan Motor (Walk-In, Refrigerator) | 0.90257 | 1.561 | 58.0862 | 0.042404 | 0.035519 | 327.0516
[20 empty] | Commercial/Industrial | Window Sun Protection | 0.13211 | 1.0222 | -817.0947 | 0.04043 | -0.010022 | 105.7983 | Commercial/Industrial | PSC to ECM Evaporator Fan Motor (Walk-In, Refrigerator) | 0.90257 | 1.561 | 58.0862 | 0.042404 | 0.035519 | 327.0516
[20 empty] | Commercial/Industrial | Window Sun Protection | 0.13211 | 1.0222 | -817.0947 | 0.04043 | -0.010022 | 105.7983 | Commercial/Industrial | PSC to ECM Evaporator Fan Motor (Walk-In, Refrigerator) | 0.90257 | 1.561 | 58.0862 | 0.042404 | 0.035519 | 327.0516
[20 empty] | Commercial/Industrial | Window Sun Protection | 0.13211 | 1.0222 | -817.0947 | 0.04043 | -0.010022 | 105.7983 | Commercial/Industrial | PSC to ECM Evaporator Fan Motor (Walk-In, Refrigerator) | 0.90257 | 1.561 | 58.0862 | 0.042404 | 0.035519 | 327.0516
[20 empty] | Commercial/Industrial | Window Sun Protection | 0.13935 | 0.96206 | -801.4328 | 0.047228 | -0.02335 | 105.7983 | Commercial/Industrial | PSC to ECM Evaporator Fan Motor (Walk-In, Refrigerator) | 0.90257 | 1.561 | 58.0862 | 0.042404 | 0.035519 | 327.0516
[20 empty] | Commercial/Industrial | Window Sun Protection | 0.14809 | 0.90278 | -782.1645 | 0.055592 | -0.040764 | 105.7983 | Commercial/Industrial | Refrigerated Display Case LED Lighting | 0 | #DIV/0! | -157.7441 | 0 | 0 | 0
[20 empty] | Commercial/Industrial | Window Sun Protection | 0.14809 | 0.90278 | -782.1645 | 0.055592 | -0.040764 | 105.7983 | Commercial/Industrial | Refrigerated Display Case LED Lighting | 0 | #DIV/0! | -157.7441 | 0 | 0 | 0
[20 empty] | Commercial/Industrial | Compressed Air Controls | 7.7542 | 1.3853 | 8378.3501 | 0.77895 | 0.75837 | 5784.509 | Commercial/Industrial | Refrigerated Display Case LED Lighting | 0 | #DIV/0! | -157.7441 | 0 | 0 | 0
[20 empty] | Commercial/Industrial | Compressed Air Controls | 13.9808 | 1.3853 | 8532.8479 | 0.75642 | 0.73644 | 5617.205 | Commercial/Industrial | Refrigerated Display Case LED Lighting | 0 | #DIV/0! | -157.7441 | 0 | 0 | 0
[20 empty] | Commercial/Industrial | Compressed Air Controls | 12.5799 | 1.3853 | 6770.0098 | 0.60404 | 0.58809 | 4485.6518 | Commercial/Industrial | Refrigerated Display Case LED Lighting | 0 | #DIV/0! | -157.7441 | 0 | 0 | 0
[20 empty] | Commercial/Industrial | Compressed Air Controls | 8.52 | 1.3853 | 21030.0455 | 1.9361 | 1.885 | 14377.8557 | Commercial/Industrial | Refrigerated Display Case LED Lighting | 0 | #DIV/0! | -157.7441 | 0 | 0 | 0
[20 empty] | Commercial/Industrial | Compressed Air Controls | 65.9873 | 1.3853 | 4161.0998 | 0.35277 | 0.34345 | 2619.6918 | Commercial/Industrial | Refrigerated Display Case LED Lighting | 0 | #DIV/0! | -157.7441 | 0 | 0 | 0
[20 empty] | Commercial/Industrial | Compressed Air Controls | 9.4175 | 1.3853 | 139690.248 | 12.7408 | 12.4043 | 94613.6033 | Commercial/Industrial | Refrigerated Display Case LED Lighting | 0 | #DIV/0! | -157.7441 | 0 | 0 | 0
[20 empty] | Commercial/Industrial | Compressed Air Controls | 8.0279 | 1.3853 | 5255.6485 | 0.48681 | 0.47395 | 3615.0596 | Commercial/Industrial | Refrigerated Display Case LED Lighting | 0 | #DIV/0! | -157.7441 | 0 | 0 | 0
[20 empty] | Commercial/Industrial | Compressed Air Controls | 7.8124 | 1.3853 | 11689.4363 | 1.0859 | 1.0572 | 8063.9272 | Commercial/Industrial | Refrigerated Display Case LED Lighting | 0 | #DIV/0! | -157.7441 | 0 | 0 | 0
[20 empty] | Commercial/Industrial | Compressed Air Controls | 7.7494 | 1.3844 | 385.3997 | 0.035831 | 0.034885 | 266.0844 | Commercial/Industrial | Refrigerated Display Case LED Lighting | 0 | #DIV/0! | -157.7441 | 0 | 0 | 0
[20 empty] | Commercial/Industrial | Compressed Air Equipment | 13.024 | 1.443 | 58267.2307 | 4.582 | 4.461 | 34026.2379 | Commercial/Industrial | Refrigerated Display Case LED Lighting | 0 | #DIV/0! | -157.7441 | 0 | 0 | 0
[20 empty] | Commercial/Industrial | Compressed Air Equipment | 34.5494 | 1.4432 | 982.8729 | 0.074326 | 0.072363 | 551.9476 | Commercial/Industrial | Refrigerated Display Case LED Lighting | 0 | #DIV/0! | -157.7441 | 0 | 0 | 0
[20 empty] | Commercial/Industrial | Compressed Air System Optimization | 6.4553 | 1.2923 | 15490.2222 | 1.8839 | 1.8341 | 13989.5773 | Commercial/Industrial | Refrigerated Display Case LED Lighting | 0.70664 | 1.3292 | -6.8212 | 0.020873 | 0.017484 | 160.9897
[20 empty] | Commercial/Industrial | Compressed Air System Optimization | 6.0422 | 1.2923 | 48611.1301 | 5.9643 | 5.8068 | 44291.0646 | Commercial/Industrial | Refrigerated Display Case LED Lighting | 0.70664 | 1.3292 | -6.8212 | 0.020873 | 0.017484 | 160.9897
[20 empty] | Commercial/Industrial | Compressed Air System Optimization | 5.9349 | 1.2923 | 6953.3046 | 0.85527 | 0.83268 | 6351.2539 | Commercial/Industrial | Refrigerated Display Case LED Lighting | 0.70664 | 1.3292 | -6.8212 | 0.020873 | 0.017484 | 160.9897
[20 empty] | Commercial/Industrial | Compressed Air System Optimization | 6.6409 | 1.2923 | 7541.6741 | 0.9139 | 0.88977 | 6786.6994 | Commercial/Industrial | Refrigerated Display Case LED Lighting | 0.70664 | 1.3292 | -6.8212 | 0.020873 | 0.017484 | 160.9897
[20 empty] | Commercial/Industrial | Compressed Air System Optimization | 6.5265 | 1.2923 | 10564.5135 | 1.283 | 1.2491 | 9527.6887 | Commercial/Industrial | Refrigerated Display Case LED Lighting | 0.70664 | 1.3292 | -6.8212 | 0.020873 | 0.017484 | 160.9897
[20 empty] | Commercial/Industrial | Compressed Air System Optimization | 6.7257 | 1.2923 | 7987.8083 | 0.96645 | 0.94092 | 7176.8987 | Commercial/Industrial | Refrigerated Display Case LED Lighting | 0.70664 | 1.3292 | -6.8212 | 0.020873 | 0.017484 | 160.9897
[20 empty] | Commercial/Industrial | Compressed Air System Optimization | 7.002 | 1.2923 | 86998.9024 | 10.4753 | 10.1986 | 77790.0701 | Commercial/Industrial | Refrigerated Display Case LED Lighting | 0.72425 | 1.2739 | -0.99625 | 0.024002 | 0.013074 | 160.9897
[20 empty] | Commercial/Industrial | Compressed Air System Optimization | 5.202 | 1.2923 | 11096.7841 | 1.3927 | 1.3559 | 10342.0206 | Commercial/Industrial | Refrigerated Display Case LED Lighting | 0.72425 | 1.2739 | -0.99625 | 0.024002 | 0.013074 | 160.9897
[20 empty] | Commercial/Industrial | Compressed Air System Optimization | 6.4091 | 1.2922 | 6912.8417 | 0.84149 | 0.81926 | 6248.9255 | Commercial/Industrial | Refrigerated Display Case LED Lighting | 0.72425 | 1.2739 | -0.99625 | 0.024002 | 0.013074 | 160.9897
[20 empty] | Commercial/Industrial | Compressed Air System Optimization | 5.2449 | 1.2923 | 25612.3382 | 3.2101 | 3.1253 | 23838.1872 | Commercial/Industrial | Refrigerated Display Case LED Lighting | 0.72425 | 1.2739 | -0.99625 | 0.024002 | 0.013074 | 160.9897
[20 empty] | Commercial/Industrial | Compressed Air System Optimization | 5.9339 | 1.292 | 319.8484 | 0.039342 | 0.038303 | 292.1544 | Commercial/Industrial | Refrigerated Display Case LED Lighting | 0.72425 | 1.2739 | -0.99625 | 0.024002 | 0.013074 | 160.9897
[20 empty] | Commercial/Industrial | Fan Improved Controls | 20.2407 | 1.443 | 35752.1464 | 2.7487 | 2.6761 | 20412.0914 | Commercial/Industrial | Refrigerated Display Case LED Lighting | 0.72425 | 1.2739 | -0.99625 | 0.024002 | 0.013074 | 160.9897
[20 empty] | Commercial/Industrial | Fan Improved Controls | 20.2405 | 1.443 | 386355.0533 | 29.7039 | 28.9194 | 220582.9709 | Commercial/Industrial | Refrigerated Display Case LED Lighting | 0.72425 | 1.2739 | -0.99625 | 0.024002 | 0.013074 | 160.9897
[20 empty] | Commercial/Industrial | Fan Improved Controls | 14.9408 | 1.443 | 222000.9427 | 17.3154 | 16.8581 | 128585.2378 | Commercial/Industrial | Refrigerated Display Case Lighting Controls | 0.053565 | 1.3111 | -276.9811 | 0.0031317 | 0.0029264 | 22.7985
[20 empty] | Commercial/Industrial | Fan Improved Controls | 20.2406 | 1.443 | 47983.3058 | 3.6891 | 3.5916 | 27395.2678 | Commercial/Industrial | Refrigerated Display Case Lighting Controls | 0.053565 | 1.3111 | -276.9811 | 0.0031317 | 0.0029264 | 22.7985
[20 empty] | Commercial/Industrial | Fan Improved Controls | 20.2405 | 1.443 | 53809.6127 | 4.137 | 4.0277 | 30721.7004 | Commercial/Industrial | Refrigerated Display Case Lighting Controls | 0.053565 | 1.3111 | -276.9811 | 0.0031317 | 0.0029264 | 22.7985
[20 empty] | Commercial/Industrial | Fan Improved Controls | 20.2407 | 1.443 | 21504.2665 | 1.6533 | 1.6096 | 12277.5021 | Commercial/Industrial | Refrigerated Display Case Lighting Controls | 0.053565 | 1.3111 | -276.9811 | 0.0031317 | 0.0029264 | 22.7985
[20 empty] | Commercial/Industrial | Fan Improved Controls | 20.2411 | 1.4431 | 3518.5121 | 0.27051 | 0.26337 | 2008.8358 | Commercial/Industrial | Refrigerated Display Case Lighting Controls | 0.053565 | 1.3111 | -276.9811 | 0.0031317 | 0.0029264 | 22.7985
[20 empty] | Commercial/Industrial | Fan Improved Controls | 20.2405 | 1.443 | 210025.5592 | 16.1473 | 15.7208 | 119910.5885 | Commercial/Industrial | Refrigerated Display Case Lighting Controls | 0.053565 | 1.3111 | -276.9811 | 0.0031317 | 0.0029264 | 22.7985
[20 empty] | Commercial/Industrial | Fan Improved Controls | 20.2403 | 1.443 | 27523.4925 | 2.1161 | 2.0602 | 15714.0788 | Commercial/Industrial | Refrigerated Display Case Lighting Controls | 0.053565 | 1.3111 | -276.9811 | 0.0031317 | 0.0029264 | 22.7985
[20 empty] | Commercial/Industrial | Fan Improved Controls | 20.2404 | 1.443 | 16121.614 | 1.2395 | 1.2067 | 9204.3665 | Commercial/Industrial | Refrigerated Display Case Lighting Controls | 0.053565 | 1.3111 | -276.9811 | 0.0031317 | 0.0029264 | 22.7985
[20 empty] | Commercial/Industrial | Fan Improved Controls | 50.5122 | 1.443 | 1100267.8323 | 82.5972 | 80.4156 | 613370.8042 | Commercial/Industrial | Refrigerated Display Case Lighting Controls | 0.053565 | 1.3111 | -276.9811 | 0.0031317 | 0.0029264 | 22.7985
[20 empty] | Commercial/Industrial | Fan Improved Controls | 14.9405 | 1.443 | 10211.928 | 0.7965 | 0.77546 | 5914.8541 | Commercial/Industrial | Refrigerated Display Case Lighting Controls | 0.053565 | 1.3111 | -276.9811 | 0.0031317 | 0.0029264 | 22.7985
[20 empty] | Commercial/Industrial | Fan System Optimization | 9.0697 | 1.2923 | 144227.1357 | 16.9136 | 16.4669 | 125601.5509 | Commercial/Industrial | Refrigerated Display Case Lighting Controls | 0.053565 | 1.3111 | -276.9811 | 0.0031317 | 0.0029264 | 22.7985
[20 empty] | Commercial/Industrial | Fan System Optimization | 9.1362 | 1.2923 | 101340.6099 | 11.8767 | 11.563 | 88196.7609 | Commercial/Industrial | Refrigerated Display Case Lighting Controls | 0.053565 | 1.3111 | -276.9811 | 0.0031317 | 0.0029264 | 22.7985
[20 empty] | Commercial/Industrial | Fan System Optimization | 15.5396 | 1.2923 | 170357.6722 | 19.2703 | 18.7613 | 143101.9569 | Commercial/Industrial | Refrigerated Display Case Lighting Controls | 0.053565 | 1.3111 | -276.9811 | 0.0031317 | 0.0029264 | 22.7985
[20 empty] | Commercial/Industrial | Fan System Optimization | 98.4003 | 1.2923 | 2220846.3591 | 241.1308 | 234.762 | 1790649.789 | Commercial/Industrial | Refrigerated Display Case Lighting Controls | 0.14521 | 1.319 | -240.205 | 0.0084392 | 0.0078859 | 61.4361
[20 empty] | Commercial/Industrial | Fan System Optimization | 9.1362 | 1.2923 | 117531.0131 | 13.7741 | 13.4103 | 102287.2733 | Commercial/Industrial | Refrigerated Display Case Lighting Controls | 0.14521 | 1.319 | -240.205 | 0.0084392 | 0.0078859 | 61.4361
[20 empty] | Commercial/Industrial | Fan System Optimization | 9.0698 | 1.2923 | 6634.3733 | 0.77802 | 0.75747 | 5777.606 | Commercial/Industrial | Refrigerated Display Case Lighting Controls | 0.14521 | 1.319 | -240.205 | 0.0084392 | 0.0078859 | 61.4361
[20 empty] | Commercial/Industrial | HVAC Improved Controls | 57.226 | 1.4231 | 104838.5344 | 8.1783 | 7.9798 | 57409.9009 | Commercial/Industrial | Refrigerated Display Case Lighting Controls | 0.14521 | 1.319 | -240.205 | 0.0084392 | 0.0078859 | 61.4361
[20 empty] | Commercial/Industrial | HVAC Improved Controls | 29.2081 | 1.4231 | 40363.8871 | 3.1912 | 3.1138 | 22401.6205 | Commercial/Industrial | Refrigerated Display Case Lighting Controls | 0.14521 | 1.319 | -240.205 | 0.0084392 | 0.0078859 | 61.4361
[20 empty] | Commercial/Industrial | HVAC Improved Controls | 10.0159 | 1.4231 | 21756.875 | 1.816 | 1.772 | 12748.0748 | Commercial/Industrial | Refrigerated Display Case Lighting Controls | 0.14521 | 1.319 | -240.205 | 0.0084392 | 0.0078859 | 61.4361
[20 empty] | Commercial/Industrial | HVAC Recommissioning | 9.0603 | 1.2751 | 55480.9697 | 6.7685 | 6.6043 | 47513.7294 | Commercial/Industrial | Refrigerated Display Case Lighting Controls | 0.14521 | 1.319 | -240.205 | 0.0084392 | 0.0078859 | 61.4361
[20 empty] | Commercial/Industrial | HVAC Recommissioning | 0.27943 | 1.2751 | -210534.947 | 14.4913 | 14.1397 | 101726.2981 | Commercial/Industrial | Refrigerated Display Case Lighting Controls | 0.14521 | 1.319 | -240.205 | 0.0084392 | 0.0078859 | 61.4361
[20 empty] | Commercial/Industrial | HVAC Recommissioning | 5.4828 | 1.2751 | 45290.6423 | 5.8628 | 5.7206 | 41155.9701 | Commercial/Industrial | Refrigerated Display Case Lighting Controls | 0.14521 | 1.319 | -240.205 | 0.0084392 | 0.0078859 | 61.4361
[20 empty] | Commercial/Industrial | Motor Equipment Upgrades | 4.8814 | 1.2923 | 7179.9011 | 0.91094 | 0.88688 | 6764.6869 | Commercial/Industrial | Refrigerated Display Case Lighting Controls | 0.14521 | 1.319 | -240.205 | 0.0084392 | 0.0078859 | 61.4361
[20 empty] | Commercial/Industrial | Motor Equipment Upgrades | 5.2323 | 1.2922 | 2440.7692 | 0.30603 | 0.29794 | 2272.5757 | Commercial/Industrial | Refrigerated Display Case Lighting Controls | 0.14521 | 1.319 | -240.205 | 0.0084392 | 0.0078859 | 61.4361
[20 empty] | Commercial/Industrial | Motor Equipment Upgrades | 10.1833 | 1.2923 | 24407.8597 | 2.835 | 2.7601 | 21052.7219 | Commercial/Industrial | Refrigerated Display Case Lighting Controls | 0.14521 | 1.319 | -240.205 | 0.0084392 | 0.0078859 | 61.4361
[20 empty] | Commercial/Industrial | Motor Improved Controls | 7.8045 | 1.443 | 5948.0694 | 0.48867 | 0.47576 | 3628.897 | Commercial/Industrial | Refrigerated Display Case Lighting Controls | 0.14521 | 1.319 | -240.205 | 0.0084392 | 0.0078859 | 61.4361
[20 empty] | Commercial/Industrial | Motor Improved Controls | 7.8048 | 1.443 | 2927.7925 | 0.24054 | 0.23418 | 1786.2363 | Commercial/Industrial | Regenerative Drive Elevator Motor | 0.08431 | 1.4323 | -25534.0587 | 0.28225 | 0.025857 | 2027.9355
[20 empty] | Commercial/Industrial | Motor Improved Controls | 10.1182 | 1.443 | 12702.7387 | 1.0176 | 0.99076 | 7556.9964 | Commercial/Industrial | Regenerative Drive Elevator Motor | 0.08431 | 1.4323 | -25534.0587 | 0.28225 | 0.025857 | 2027.9355
[20 empty] | Commercial/Industrial | Motor Improved Controls | 10.9823 | 1.4428 | 2240.7158 | 0.17833 | 0.17362 | 1324.2604 | Commercial/Industrial | Regenerative Drive Elevator Motor | 0.08431 | 1.4323 | -25534.0587 | 0.28225 | 0.025857 | 2027.9355
[20 empty] | Commercial/Industrial | Motor Improved Controls | 7.8073 | 1.4435 | 528.244 | 0.043399 | 0.042252 | 322.2799 | Commercial/Industrial | Regenerative Drive Elevator Motor | 0.08431 | 1.4323 | -25534.0587 | 0.28225 | 0.025857 | 2027.9355
[20 empty] | Commercial/Industrial | Motor Improved Controls | 7.8046 | 1.443 | 33714.7394 | 2.7699 | 2.6967 | 20569.2483 | Commercial/Industrial | Regenerative Drive Elevator Motor | 0.08431 | 1.4323 | -25534.0587 | 0.28225 | 0.025857 | 2027.9355
[20 empty] | Commercial/Industrial | Motor Improved Controls | 7.8047 | 1.443 | 4534.2733 | 0.37252 | 0.36268 | 2766.3448 | Commercial/Industrial | Regenerative Drive Elevator Motor | 0.08431 | 1.4323 | -25534.0587 | 0.28225 | 0.025857 | 2027.9355
[20 empty] | Commercial/Industrial | Motor Improved Controls | 7.8039 | 1.4429 | 2264.9447 | 0.18608 | 0.18116 | 1381.8351 | Commercial/Industrial | Regenerative Drive Elevator Motor | 0.08431 | 1.4323 | -25534.0587 | 0.28225 | 0.025857 | 2027.9355
[20 empty] | Commercial/Industrial | Motor Improved Controls | 7.8045 | 1.443 | 7310.4524 | 0.6006 | 0.58474 | 4460.0822 | Commercial/Industrial | Regenerative Drive Elevator Motor | 0.08431 | 1.4323 | -25534.0587 | 0.28225 | 0.025857 | 2027.9355
[20 empty] | Commercial/Industrial | Motor Optimization | 0.70232 | 1.2922 | -201.8785 | 0.46499 | 0.45271 | 3453.0256 | Commercial/Industrial | Regenerative Drive Elevator Motor | 0.08431 | 1.4323 | -25534.0587 | 0.28225 | 0.025857 | 2027.9355
[20 empty] | Commercial/Industrial | Motor Optimization | 0.51693 | 1.2919 | -281.0939 | 0.071811 | 0.069914 | 533.2714 | Commercial/Industrial | Regenerative Drive Elevator Motor | 0.08431 | 1.4323 | -25534.0587 | 0.28225 | 0.025857 | 2027.9355
[20 empty] | Commercial/Industrial | Motor Optimization | 5.2078 | 1.2923 | 322306.4731 | 40.4426 | 39.3744 | 300328.901 | Commercial/Industrial | Regenerative Drive Elevator Motor | 0.08431 | 1.4323 | -25534.0587 | 0.28225 | 0.025857 | 2027.9355
[20 empty] | Commercial/Industrial | Motor Optimization | 0.70184 | 1.2914 | -9.2863 | 0.021389 | 0.020824 | 158.8374 | Commercial/Industrial | Regenerative Drive Elevator Motor | 0.08431 | 1.4323 | -25534.0587 | 0.28225 | 0.025857 | 2027.9355
[20 empty] | Commercial/Industrial | Plant Energy Management | 15.4857 | 1.3248 | 390195.622 | 40.4573 | 39.5035 | 297677.8775 | Commercial/Industrial | Regenerative Drive Elevator Motor | 0.08431 | 1.4323 | -25534.0587 | 0.28225 | 0.025857 | 2027.9355
[20 empty] | Commercial/Industrial | Plant Energy Management | 15.5028 | 1.3236 | 48184.1977 | 5.0093 | 4.8973 | 36716.3143 | Commercial/Industrial | Regenerative Drive Elevator Motor | 0.08431 | 1.4323 | -25534.0587 | 0.28225 | 0.025857 | 2027.9355
[20 empty] | Commercial/Industrial | Plant Energy Management | 15.5365 | 1.3214 | 105578.2503 | 11.0329 | 10.816 | 80266.2836 | Commercial/Industrial | Regenerative Drive Elevator Motor | 0.085329 | 1.499 | -25589.6529 | 0.26293 | 0.22024 | 2027.9355
[20 empty] | Commercial/Industrial | Plant Energy Management | 15.521 | 1.3225 | 13595.0855 | 1.4172 | 1.3889 | 10346.9062 | Commercial/Industrial | Regenerative Drive Elevator Motor | 0.085329 | 1.499 | -25589.6529 | 0.26293 | 0.22024 | 2027.9355
[20 empty] | Commercial/Industrial | Plant Energy Management | 15.5228 | 1.3221 | 1558928.0737 | 162.6094 | 158.812 | 1186146.2059 | Commercial/Industrial | Regenerative Drive Elevator Motor | 0.085329 | 1.499 | -25589.6529 | 0.26293 | 0.22024 | 2027.9355
[20 empty] | Commercial/Industrial | Plant Energy Management | 15.489 | 1.3245 | 92135.0764 | 9.5587 | 9.3277 | 70270.864 | Commercial/Industrial | Regenerative Drive Elevator Motor | 0.085329 | 1.499 | -25589.6529 | 0.26293 | 0.22024 | 2027.9355
[20 empty] | Commercial/Industrial | Plant Energy Management | 15.522 | 1.3225 | 159840.7479 | 16.6642 | 16.3394 | 121646.283 | Commercial/Industrial | Regenerative Drive Elevator Motor | 0.085329 | 1.499 | -25589.6529 | 0.26293 | 0.22024 | 2027.9355
[20 empty] | Commercial/Industrial | Plant Energy Management | 15.5024 | 1.3238 | 2156.3889 | 0.22414 | 0.21915 | 1643.2936 | Commercial/Industrial | Regenerative Drive Elevator Motor | 0.085329 | 1.499 | -25589.6529 | 0.26293 | 0.22024 | 2027.9355
[20 empty] | Commercial/Industrial | Process Heat Equipment Upgrade | 8.6278 | 1.2856 | 100095.557 | 11.9767 | 11.6814 | 86994.1033 | Commercial/Industrial | Regenerative Drive Elevator Motor | 0.085329 | 1.499 | -25589.6529 | 0.26293 | 0.22024 | 2027.9355
[20 empty] | Commercial/Industrial | Process Heat Improved Controls | 0.55834 | 1.4355 | -144.9585 | 0.026952 | 0.026287 | 195.7692 | Commercial/Industrial | Regenerative Drive Elevator Motor | 0.085329 | 1.499 | -25589.6529 | 0.26293 | 0.22024 | 2027.9355
[20 empty] | Commercial/Industrial | Process Heat Improved Controls | 0.52018 | 1.4352 | -2807.7544 | 0.41626 | 0.406 | 3023.5854 | Commercial/Industrial | Regenerative Drive Elevator Motor | 0.085329 | 1.499 | -25589.6529 | 0.26293 | 0.22024 | 2027.9355
[20 empty] | Commercial/Industrial | Process Heat Improved Controls | 0.55823 | 1.4352 | -2430.3341 | 0.45187 | 0.44073 | 3282.2126 | Commercial/Industrial | Regenerative Drive Elevator Motor | 0.085329 | 1.499 | -25589.6529 | 0.26293 | 0.22024 | 2027.9355
[20 empty] | Commercial/Industrial | Process Heat Improved Controls | 0.55802 | 1.4347 | -224.6969 | 0.041778 | 0.040748 | 303.4574 | Commercial/Industrial | Regenerative Drive Elevator Motor | 0.085329 | 1.499 | -25589.6529 | 0.26293 | 0.22024 | 2027.9355
[20 empty] | Commercial/Industrial | Process Heat Improved Controls | 0.55691 | 1.4354 | -903.8179 | 0.16663 | 0.16252 | 1210.3165 | Commercial/Industrial | Regenerative Drive Elevator Motor | 0.085329 | 1.499 | -25589.6529 | 0.26293 | 0.22024 | 2027.9355
[20 empty] | Commercial/Industrial | Process Heat Improved Controls | 0.55823 | 1.4352 | -290.2794 | 0.053971 | 0.052641 | 392.0278 | Commercial/Industrial | Retro-Commissioning | 2.6809 | 0.69057 | 73116.2863 | 15.7616 | 48.8673 | 94278.48
[20 empty] | Commercial/Industrial | Process Heat Improved Controls | 0.55822 | 1.4352 | -20875.0566 | 3.8813 | 3.7856 | 28192.1619 | Commercial/Industrial | Retro-Commissioning | 2.6809 | 0.69057 | 73116.2863 | 15.7616 | 48.8673 | 94278.48
[20 empty] | Commercial/Industrial | Process Heat Improved Controls | 0.55823 | 1.4352 | -2364.2694 | 0.43959 | 0.42875 | 3192.9909 | Commercial/Industrial | Retro-Commissioning | 2.5401 | 0.86244 | 548818.3539 | 358.3151 | 4.1166 | 849790.53
[20 empty] | Commercial/Industrial | Process Heat Improved Controls | 0.55813 | 1.435 | -645.7709 | 0.12007 | 0.11711 | 872.126 | Commercial/Industrial | Retro-Commissioning | 2.5401 | 0.86244 | 548818.3539 | 358.3151 | 4.1166 | 849790.53
[20 empty] | Commercial/Industrial | Process Heat Improved Controls | 0.52038 | 1.4358 | -129.1552 | 0.019148 | 0.018676 | 139.0834 | Commercial/Industrial | Retro-Commissioning | 2.4534 | 0.69057 | 50933.3701 | 11.2325 | 34.8251 | 67187.23
[20 empty] | Commercial/Industrial | Process Heat Improved Controls | 0.81729 | 1.4352 | 255.5473 | 0.46655 | 0.45505 | 3388.8584 | Commercial/Industrial | Retro-Commissioning | 2.4534 | 0.69057 | 50933.3701 | 11.2325 | 34.8251 | 67187.23
[20 empty] | Commercial/Industrial | Process Heat System Optimization | 0.020238 | 0.94645 | -6633.9218 | 0.27983 | 0.27293 | 2032.5999 | Commercial/Industrial | Retro-Commissioning | 2.3778 | 0.69057 | 61291.6236 | 13.6345 | 42.2724 | 81555.02
[20 empty] | Commercial/Industrial | Process Heat System Optimization | 0.095347 | 0.94645 | -8379.6294 | 1.9291 | 1.8815 | 14012.1487 | Commercial/Industrial | Retro-Commissioning | 2.3778 | 0.69057 | 61291.6236 | 13.6345 | 42.2724 | 81555.02
[20 empty] | Commercial/Industrial | Process Heat System Optimization | 0.11307 | 0.94644 | -927.7569 | 0.26313 | 0.25664 | 1911.2621 | Commercial/Industrial | Retro-Commissioning | 1.831 | 0.69057 | 618514.1991 | 150.2665 | 465.8856 | 898821.23
[20 empty] | Commercial/Industrial | Process Heat System Optimization | 0.82696 | 0.94646 | 190.7411 | 0.7013 | 0.68401 | 5093.973 | Commercial/Industrial | Retro-Commissioning | 1.831 | 0.69057 | 618514.1991 | 150.2665 | 465.8856 | 898821.23
[20 empty] | Commercial/Industrial | Process Heat System Optimization | 0.12291 | 0.94639 | -154.6128 | 0.048716 | 0.047515 | 353.8579 | Commercial/Industrial | Retro-Commissioning | 1.5552 | 0.71478 | 52210.0217 | 23.8781 | 46.2663 | 77338.89
[20 empty] | Commercial/Industrial | Process Heat System Optimization | 0.18176 | 0.94646 | -504.895 | 0.27096 | 0.26428 | 1968.1432 | Commercial/Industrial | Retro-Commissioning | 1.5552 | 0.71478 | 52210.0217 | 23.8781 | 46.2663 | 77338.89
[20 empty] | Commercial/Industrial | Process Heat System Optimization | 0.22629 | 0.94648 | -19.8441 | 0.014978 | 0.014609 | 108.7936 | Commercial/Industrial | Retro-Commissioning | 1.2631 | 0.71478 | 12506.3879 | 6.5654 | 12.7211 | 21264.66
[20 empty] | Commercial/Industrial | Process Heat System Optimization | 0.20199 | 0.94645 | -10240.9826 | 6.4436 | 6.2847 | 46803.9523 | Commercial/Industrial | Retro-Commissioning | 1.2631 | 0.71478 | 12506.3879 | 6.5654 | 12.7211 | 21264.66
[20 empty] | Commercial/Industrial | Process Heat System Optimization | 0.10754 | 0.94646 | -700.6474 | 0.18673 | 0.18213 | 1356.3401 | Commercial/Industrial | Retro-Commissioning | 6.741 | 0.71478 | 45060.0127 | 14.4255 | 27.951 | 46722.91
[20 empty] | Commercial/Industrial | Process Heat System Optimization | 0.033095 | 0.94644 | -2149.9088 | 0.15186 | 0.14811 | 1103.0325 | Commercial/Industrial | Retro-Commissioning | 6.741 | 0.71478 | 45060.0127 | 14.4255 | 27.951 | 46722.91
[20 empty] | Commercial/Industrial | Process Heat System Optimization | 0.37778 | 0.94646 | -219.4053 | 0.49495 | 0.48275 | 3595.1331 | Commercial/Industrial | Retro-Commissioning | 6.5151 | 0.71478 | 46806.3698 | 15.0315 | 29.1251 | 48685.54
[20 empty] | Commercial/Industrial | Process Heat System Optimization | 0.11305 | 0.94626 | -42.6763 | 0.012104 | 0.011805 | 87.9171 | Commercial/Industrial | Retro-Commissioning | 6.5151 | 0.71478 | 46806.3698 | 15.0315 | 29.1251 | 48685.54
[20 empty] | Commercial/Industrial | Process Other Systems Optimization | 7.4217 | 1.1584 | 1390.4077 | 0.29235 | 0.28514 | 2123.4877 | Commercial/Industrial | Retro-Commissioning | 0.2883 | 0.69057 | -6213.0727 | 1.3198 | 4.0919 | 7894.4
[20 empty] | Commercial/Industrial | Process Other Systems Optimization | 7.4216 | 1.1584 | 25482.3379 | 5.3579 | 5.2258 | 38917.6715 | Commercial/Industrial | Retro-Commissioning | 0.2883 | 0.69057 | -6213.0727 | 1.3198 | 4.0919 | 7894.4
[20 empty] | Commercial/Industrial | Process Other Systems Optimization | 5.2579 | 1.1584 | 32982.6077 | 7.2372 | 7.0588 | 52568.6948 | Commercial/Industrial | Retro-Commissioning | 0.59088 | 0.69057 | 2126.251 | 3.2444 | 10.0589 | 19406.44
[20 empty] | Commercial/Industrial | Process Other Systems Optimization | 0.96975 | 1.1584 | 23626.0673 | 15.3071 | 14.9297 | 111185.4178 | Commercial/Industrial | Retro-Commissioning | 0.59088 | 0.69057 | 2126.251 | 3.2444 | 10.0589 | 19406.44
[20 empty] | Commercial/Industrial | Process Other Systems Optimization | 7.4203 | 1.1582 | 199.9041 | 0.042032 | 0.040995 | 305.3018 | Commercial/Industrial | Retro-Commissioning | 0.89546 | 0.69057 | 31797.8721 | 13.2856 | 41.1906 | 79468.03
[20 empty] | Commercial/Industrial | Process Other Systems Optimization | 0.89231 | 1.1584 | 2636.5695 | 2.1563 | 2.1031 | 15662.4021 | Commercial/Industrial | Retro-Commissioning | 0.89546 | 0.69057 | 31797.8721 | 13.2856 | 41.1906 | 79468.03
[20 empty] | Commercial/Industrial | Process Other Systems Optimization | 7.4219 | 1.1584 | 2188.6766 | 0.46019 | 0.44884 | 3342.6367 | Commercial/Industrial | Retro-Commissioning | 0.9566 | 0.86244 | 34125.8965 | 48.8723 | 0.56148 | 115907.03
[20 empty] | Commercial/Industrial | Process Other Systems Optimization | 3.1487 | 1.1583 | 1296.4768 | 0.31615 | 0.30835 | 2296.3945 | Commercial/Industrial | Retro-Commissioning | 0.9566 | 0.86244 | 34125.8965 | 48.8723 | 0.56148 | 115907.03
[20 empty] | Commercial/Industrial | Process Other Systems Optimization | 7.4215 | 1.1583 | 270.9978 | 0.05698 | 0.055575 | 413.879 | Commercial/Industrial | Roof Insulation | 0.13009 | 1.2544 | -1.5771 | 1.4841e-05 | 2.648e-05 | 0.13079
[20 empty] | Commercial/Industrial | Process Other Systems Optimization | 5.258 | 1.1584 | 1131.4143 | 0.24826 | 0.24214 | 1803.2829 | Commercial/Industrial | Roof Insulation | 0.14082 | 0.7964 | -1.4345 | 2.6171e-06 | 5.8995e-05 | 0.13079
[20 empty] | Commercial/Industrial | Process Refrig Controls | 0.56927 | 1.4352 | -3839.8853 | 0.76564 | 0.74676 | 5561.3173 | Commercial/Industrial | Roof Insulation | 0.14082 | 0.7964 | -1.4345 | 2.6171e-06 | 5.8995e-05 | 0.13079
[20 empty] | Commercial/Industrial | Process Refrig Controls | 0.56922 | 1.4351 | -592.9417 | 0.11823 | 0.11531 | 858.759 | Commercial/Industrial | Roof Insulation | 0.14082 | 0.7964 | -1.4345 | 2.6171e-06 | 5.8995e-05 | 0.13079
[20 empty] | Commercial/Industrial | Process Refrig Controls | 0.56936 | 1.4354 | -396.6715 | 0.079093 | 0.077143 | 574.5005 | Commercial/Industrial | Roof Insulation | 0.14082 | 0.7964 | -1.4345 | 2.6171e-06 | 5.8995e-05 | 0.13079
[20 empty] | Commercial/Industrial | Process Refrig Controls | 0.56929 | 1.4352 | -5956.6253 | 1.1877 | 1.1584 | 8626.9982 | Commercial/Industrial | Roof Insulation | 0.14082 | 0.7964 | -1.4345 | 2.6171e-06 | 5.8995e-05 | 0.13079
[20 empty] | Commercial/Industrial | Process Refrig Controls | 0.56923 | 1.4351 | -1080.4455 | 0.21543 | 0.21012 | 1564.8125 | Commercial/Industrial | Roof Insulation | 0.14082 | 0.7964 | -1.4345 | 2.6171e-06 | 5.8995e-05 | 0.13079
[20 empty] | Commercial/Industrial | Process Refrig Controls | 0.56929 | 1.4352 | -624.0774 | 0.12444 | 0.12137 | 903.8532 | Commercial/Industrial | Roof Insulation | 0.15058 | 0.83 | -1.4255 | 2.669e-05 | 6.1038e-05 | 0.13079
[20 empty] | Commercial/Industrial | Process Refrig Controls | 0.56929 | 1.4352 | -3150.5014 | 0.62818 | 0.61269 | 4562.8806 | Commercial/Industrial | Roof Insulation | 0.15058 | 0.83 | -1.4255 | 2.669e-05 | 6.1038e-05 | 0.13079
[20 empty] | Commercial/Industrial | Process Refrig Controls | 0.84195 | 1.4353 | 54.4243 | 0.059063 | 0.057607 | 429.013 | Commercial/Industrial | Roof Insulation | 0.15058 | 0.83 | -1.4255 | 2.669e-05 | 6.1038e-05 | 0.13079
[20 empty] | Commercial/Industrial | Process Refrig System Optimization | 0.63202 | 1.1138 | -470.1881 | 2.3753 | 2.3167 | 17253.3325 | Commercial/Industrial | Roof Insulation | 0.1555 | 0.9379 | -1.456 | 5.4091e-05 | 3.1861e-05 | 0.13079
[20 empty] | Commercial/Industrial | Process Refrig System Optimization | 0.41612 | 1.1137 | -955.7269 | 0.38785 | 0.37829 | 2817.2169 | Commercial/Industrial | Roof Insulation | 0.1555 | 0.9379 | -1.456 | 5.4091e-05 | 3.1861e-05 | 0.13079
[20 empty] | Commercial/Industrial | Process Refrig System Optimization | 6.347 | 1.1138 | 58907.9317 | 15.7697 | 15.3808 | 114545.0826 | Commercial/Industrial | Roof Insulation | 0.1555 | 0.9379 | -1.456 | 5.4091e-05 | 3.1861e-05 | 0.13079
[20 empty] | Commercial/Industrial | Process Refrig System Optimization | 18.4485 | 1.1138 | 23073.8846 | 5.7385 | 5.597 | 41682.6524 | Commercial/Industrial | Roof Insulation | 0.26424 | 1.2544 | -1.1923 | 3.0145e-05 | 5.3786e-05 | 0.26565
[20 empty] | Commercial/Industrial | Process Refrig System Optimization | 23.8192 | 1.1138 | 1233.7144 | 0.30428 | 0.29677 | 2210.1421 | Commercial/Industrial | Roof Insulation | 0.28603 | 0.7964 | -0.90264 | 5.3158e-06 | 0.00011983 | 0.26565
[20 empty] | Commercial/Industrial | Process Refrig System Optimization | 23.8183 | 1.1138 | 11660.948 | 2.876 | 2.8051 | 20890.0483 | Commercial/Industrial | Roof Insulation | 0.28603 | 0.7964 | -0.90264 | 5.3158e-06 | 0.00011983 | 0.26565
[20 empty] | Commercial/Industrial | Pump Improved Controls | 7.8047 | 1.443 | 5983.6508 | 0.49159 | 0.47861 | 3650.6051 | Commercial/Industrial | Roof Insulation | 0.28603 | 0.7964 | -0.90264 | 5.3158e-06 | 0.00011983 | 0.26565
[20 empty] | Commercial/Industrial | Pump Improved Controls | 7.8045 | 1.443 | 2910.1236 | 0.23908 | 0.23277 | 1775.4565 | Commercial/Industrial | Roof Insulation | 0.28603 | 0.7964 | -0.90264 | 5.3158e-06 | 0.00011983 | 0.26565
[20 empty] | Commercial/Industrial | Pump Improved Controls | 7.8042 | 1.4429 | 3086.32 | 0.25356 | 0.24686 | 1882.9534 | Commercial/Industrial | Roof Insulation | 0.28603 | 0.7964 | -0.90264 | 5.3158e-06 | 0.00011983 | 0.26565
[20 empty] | Commercial/Industrial | Pump Improved Controls | 7.8046 | 1.443 | 33513.1785 | 2.7533 | 2.6806 | 20446.2767 | Commercial/Industrial | Roof Insulation | 0.28603 | 0.7964 | -0.90264 | 5.3158e-06 | 0.00011983 | 0.26565
[20 empty] | Commercial/Industrial | Pump Improved Controls | 7.8042 | 1.4429 | 4506.8748 | 0.37027 | 0.36049 | 2749.629 | Commercial/Industrial | Roof Insulation | 0.30585 | 0.83 | -0.88444 | 5.4212e-05 | 0.00012398 | 0.26565
[20 empty] | Commercial/Industrial | Pump Improved Controls | 7.8043 | 1.443 | 2278.8284 | 0.18722 | 0.18228 | 1390.3055 | Commercial/Industrial | Roof Insulation | 0.30585 | 0.83 | -0.88444 | 5.4212e-05 | 0.00012398 | 0.26565
[20 empty] | Commercial/Industrial | Pump Improved Controls | 7.792 | 1.4407 | 103.2899 | 0.0084859 | 0.0082618 | 63.0168 | Commercial/Industrial | Roof Insulation | 0.30585 | 0.83 | -0.88444 | 5.4212e-05 | 0.00012398 | 0.26565
[20 empty] | Commercial/Industrial | Pump System Optimization | #DIV/0! | #DIV/0! | 0 | 0 | 0 | 0 | Commercial/Industrial | Roof Insulation | 0.31585 | 0.9379 | -0.94633 | 0.00010987 | 6.4716e-05 | 0.26565
[20 empty] | Commercial/Industrial | Pump System Optimization | 5.7805 | 1.2923 | 24217.8127 | 2.9901 | 2.9111 | 22204.8243 | Commercial/Industrial | Roof Insulation | 0.31585 | 0.9379 | -0.94633 | 0.00010987 | 6.4716e-05 | 0.26565
[20 empty] | Commercial/Industrial | Pump System Optimization | 3.3134 | 1.2923 | 421221.8829 | 58.3371 | 56.7963 | 433214.4934 | Commercial/Industrial | Roof Insulation | 0.31585 | 0.9379 | -0.94633 | 0.00010987 | 6.4716e-05 | 0.26565
[20 empty] | Commercial/Industrial | Pump System Optimization | 4.827 | 1.2923 | 16077.892 | 2.0439 | 1.99 | 15178.4005 | Commercial/Industrial | Server Virtualization | 0.061229 | 0.98672 | -45395.5479 | 3.1292 | 2.1764 | 21024
[20 empty] | Commercial/Industrial | Pump System Optimization | 1.2658 | 1.2923 | 45876.9829 | 11.7934 | 11.4819 | 87578.2988 | Commercial/Industrial | Server Virtualization | 0.061229 | 0.98672 | -45395.5479 | 3.1292 | 2.1764 | 21024
[20 empty] | Commercial/Industrial | Pump System Optimization | 10.9677 | 1.2923 | 8465.8108 | 0.97787 | 0.95204 | 7261.6779 | Commercial/Industrial | Server Virtualization | 0.061229 | 0.98672 | -45395.5479 | 3.1292 | 2.1764 | 21024
[20 empty] | Commercial/Industrial | Pump System Optimization | 2.2775 | 1.2923 | 5385.7798 | 0.85706 | 0.83443 | 6364.5928 | Commercial/Industrial | Server Virtualization | 0.061229 | 0.98672 | -45395.5479 | 3.1292 | 2.1764 | 21024
[20 empty] | Commercial/Industrial | Pump System Optimization | 38.2375 | 1.2923 | 223298.5877 | 24.5355 | 23.8875 | 182201.7698 | Commercial/Industrial | Server Virtualization | 0.061229 | 0.98672 | -45395.5479 | 3.1292 | 2.1764 | 21024
[20 empty] | Commercial/Industrial | Pump System Optimization | 4.0894 | 1.2923 | 629901.4364 | 82.7596 | 80.5738 | 614577.2082 | Commercial/Industrial | Server Virtualization | 0.061229 | 0.98672 | -45395.5479 | 3.1292 | 2.1764 | 21024
[28 empty] | Commercial/Industrial | Server Virtualization | 0.061229 | 0.98672 | -45395.5479 | 3.1292 | 2.1764 | 21024
[28 empty] | Commercial/Industrial | Server Virtualization | 0.061229 | 0.98672 | -45395.5479 | 3.1292 | 2.1764 | 21024
[28 empty] | Commercial/Industrial | Server Virtualization | 0.061229 | 0.98672 | -45395.5479 | 3.1292 | 2.1764 | 21024
[28 empty] | Commercial/Industrial | Server Virtualization | 0.061229 | 0.98672 | -45395.5479 | 3.1292 | 2.1764 | 21024
[28 empty] | Commercial/Industrial | Server Virtualization | 0.061229 | 0.98672 | -45395.5479 | 3.1292 | 2.1764 | 21024
[28 empty] | Commercial/Industrial | Server Virtualization | 0.061229 | 0.98672 | -45395.5479 | 3.1292 | 2.1764 | 21024
[28 empty] | Commercial/Industrial | Server Virtualization | 0.061229 | 0.98672 | -45395.5479 | 3.1292 | 2.1764 | 21024
[28 empty] | Commercial/Industrial | Server Virtualization | 0.061229 | 0.98672 | -45395.5479 | 3.1292 | 2.1764 | 21024
[28 empty] | Commercial/Industrial | Server Virtualization | 0.061229 | 0.98672 | -45395.5479 | 3.1292 | 2.1764 | 21024
[28 empty] | Commercial/Industrial | Server Virtualization | 0.061229 | 0.98672 | -45395.5479 | 3.1292 | 2.1764 | 21024
[28 empty] | Commercial/Industrial | Server Virtualization | 0.061229 | 0.98672 | -45395.5479 | 3.1292 | 2.1764 | 21024
[28 empty] | Commercial/Industrial | Server Virtualization | 0.061229 | 0.98672 | -45395.5479 | 3.1292 | 2.1764 | 21024
[28 empty] | Commercial/Industrial | Server Virtualization | 0.061229 | 0.98672 | -45395.5479 | 3.1292 | 2.1764 | 21024
[28 empty] | Commercial/Industrial | Server Virtualization | 0.061229 | 0.98672 | -45395.5479 | 3.1292 | 2.1764 | 21024
[28 empty] | Commercial/Industrial | Server Virtualization | 0.061229 | 0.98672 | -45395.5479 | 3.1292 | 2.1764 | 21024
[28 empty] | Commercial/Industrial | Server Virtualization | 0.061229 | 0.98672 | -45395.5479 | 3.1292 | 2.1764 | 21024
[28 empty] | Commercial/Industrial | Server Virtualization | 0.061229 | 0.98672 | -45395.5479 | 3.1292 | 2.1764 | 21024
[28 empty] | Commercial/Industrial | Server Virtualization | 0.061229 | 0.98672 | -45395.5479 | 3.1292 | 2.1764 | 21024
[28 empty] | Commercial/Industrial | Server Virtualization | 0.061229 | 0.98672 | -45395.5479 | 3.1292 | 2.1764 | 21024
[28 empty] | Commercial/Industrial | Server Virtualization | 0.061229 | 0.98672 | -45395.5479 | 3.1292 | 2.1764 | 21024
[28 empty] | Commercial/Industrial | Smart Strip Plug Outlet | 1.0213 | 1.1095 | 130.5407 | 0.1304 | 0.090625 | 876.9623
[28 empty] | Commercial/Industrial | Smart Strip Plug Outlet | 1.0213 | 1.1095 | 130.5407 | 0.1304 | 0.090625 | 876.9623
[28 empty] | Commercial/Industrial | Smart Strip Plug Outlet | 1.0181 | 1.0882 | 187.5509 | 0.18222 | 0 | 1225.4519
[28 empty] | Commercial/Industrial | Smart Strip Plug Outlet | 1.0181 | 1.0882 | 187.5509 | 0.18222 | 0 | 1225.4519
[28 empty] | Commercial/Industrial | Smart Strip Plug Outlet | 0.074499 | 1.0784 | -25.304 | 0.0012232 | 0 | 8.2262
[28 empty] | Commercial/Industrial | Smart Strip Plug Outlet | 0.074499 | 1.0784 | -25.304 | 0.0012232 | 0 | 8.2262
[28 empty] | Commercial/Industrial | Smart Strip Plug Outlet | 0.28161 | 1.108 | -16.2572 | 0.0045002 | 0.0031276 | 30.265
[28 empty] | Commercial/Industrial | Smart Strip Plug Outlet | 0.28161 | 1.108 | -16.2572 | 0.0045002 | 0.0031276 | 30.265
[28 empty] | Commercial/Industrial | Smart Strip Plug Outlet | 0.51164 | 1.0898 | -5.7324 | 0.0083127 | 0 | 55.9044
[28 empty] | Commercial/Industrial | Smart Strip Plug Outlet | 0.51164 | 1.0898 | -5.7324 | 0.0083127 | 0 | 55.9044
[28 empty] | Commercial/Industrial | Smart Strip Plug Outlet | 0.6111 | 1.088 | -1.2238 | 0.0099458 | 0 | 66.8878
[28 empty] | Commercial/Industrial | Smart Strip Plug Outlet | 0.6111 | 1.088 | -1.2238 | 0.0099458 | 0 | 66.8878
[28 empty] | Commercial/Industrial | Smart Strip Plug Outlet | 0.64744 | 1.1112 | -0.19977 | 0.010317 | 0.00717 | 69.3824
[28 empty] | Commercial/Industrial | Smart Strip Plug Outlet | 0.64744 | 1.1112 | -0.19977 | 0.010317 | 0.00717 | 69.3824
[28 empty] | Commercial/Industrial | Smart Strip Plug Outlet | 0.66212 | 1.1083 | 0.52174 | 0.010578 | 0.0073516 | 71.1401
[28 empty] | Commercial/Industrial | Smart Strip Plug Outlet | 0.66212 | 1.1083 | 0.52174 | 0.010578 | 0.0073516 | 71.1401
[28 empty] | Commercial/Industrial | Smart Strip Plug Outlet | 0.6845 | 1.1098 | 2.9396 | 0.021843 | 0.015181 | 146.8994
[28 empty] | Commercial/Industrial | Smart Strip Plug Outlet | 0.6845 | 1.1098 | 2.9396 | 0.021843 | 0.015181 | 146.8994
[28 empty] | Commercial/Industrial | Smart Strip Plug Outlet | 0.7639 | 1.1081 | 5.0176 | 0.012207 | 0.0084835 | 82.0924
[28 empty] | Commercial/Industrial | Smart Strip Plug Outlet | 0.7639 | 1.1081 | 5.0176 | 0.012207 | 0.0084835 | 82.0924
[28 empty] | Commercial/Industrial | Smart Strip Plug Outlet | 0.83417 | 1.0884 | 8.7844 | 0.013571 | 0 | 91.2687
[28 empty] | Commercial/Industrial | Smart Strip Plug Outlet | 0.83417 | 1.0884 | 8.7844 | 0.013571 | 0 | 91.2687
[28 empty] | Commercial/Industrial | Smart Strip Plug Outlet | 0.93182 | 1.1099 | 12.3601 | 0.014866 | 0.010332 | 99.9794
[28 empty] | Commercial/Industrial | Smart Strip Plug Outlet | 0.93182 | 1.1099 | 12.3601 | 0.014866 | 0.010332 | 99.9794
[28 empty] | Commercial/Industrial | Smart Strip Plug Outlet | 0.93798 | 1.109 | 12.6628 | 0.014976 | 0.010408 | 100.717
[28 empty] | Commercial/Industrial | Smart Strip Plug Outlet | 0.93798 | 1.109 | 12.6628 | 0.014976 | 0.010408 | 100.717
[28 empty] | Commercial/Industrial | Smart Thermostat | 2.6879 | 0.3785 | 140964.0986 | -0.61374 | 57.2461 | 19160.2176
[28 empty] | Commercial/Industrial | Smart Thermostat | 2.6879 | 0.3785 | 140964.0986 | -0.61374 | 57.2461 | 19160.2176
[28 empty] | Commercial/Industrial | Smart Thermostat | 5.1712 | 1.076 | 18911.016 | 4.2896 | -0.0081399 | 11575.3008
[28 empty] | Commercial/Industrial | Smart Thermostat | 5.1712 | 1.076 | 18911.016 | 4.2896 | -0.0081399 | 11575.3008
[28 empty] | Commercial/Industrial | Smart Thermostat | 4.3108 | 1.076 | 19051.5842 | 4.4698 | -0.0084818 | 12061.5342
[28 empty] | Commercial/Industrial | Smart Thermostat | 4.3108 | 1.076 | 19051.5842 | 4.4698 | -0.0084818 | 12061.5342
[28 empty] | Commercial/Industrial | Smart Thermostat | 0.13684 | 1.7603 | -8247.9657 | 0.023223 | -0.32136 | 1955.7834
[28 empty] | Commercial/Industrial | Smart Thermostat | 0.13684 | 1.7603 | -8247.9657 | 0.023223 | -0.32136 | 1955.7834
[28 empty] | Commercial/Industrial | Smart Thermostat | 0.27336 | 1.7605 | -7735.5008 | 0.057087 | -0.78999 | 4807.8235
[28 empty] | Commercial/Industrial | Smart Thermostat | 0.27336 | 1.7605 | -7735.5008 | 0.057087 | -0.78999 | 4807.8235
[28 empty] | Commercial/Industrial | Smart Thermostat | 0.42642 | 1.7604 | -13193.9715 | 0.23377 | -3.235 | 19687.6973
[28 empty] | Commercial/Industrial | Smart Thermostat | 0.42642 | 1.7604 | -13193.9715 | 0.23377 | -3.235 | 19687.6973
[28 empty] | Commercial/Industrial | Smart Thermostat | 0.53897 | 1.5359 | -13879.7685 | 2.4002 | 0.70909 | 28715.232
[28 empty] | Commercial/Industrial | Smart Thermostat | 0.53897 | 1.5359 | -13879.7685 | 2.4002 | 0.70909 | 28715.232
[28 empty] | Commercial/Industrial | Smart Thermostat | 0.87693 | 1.7605 | 42549.2978 | 2.644 | -36.5889 | 222677.233
[28 empty] | Commercial/Industrial | Smart Thermostat | 0.87693 | 1.7605 | 42549.2978 | 2.644 | -36.5889 | 222677.233
[28 empty] | Commercial/Industrial | Smart Thermostat | 0.94143 | 1.076 | 2178.9507 | 1.9523 | -0.0037047 | 5268.1844
[28 empty] | Commercial/Industrial | Smart Thermostat | 0.94143 | 1.076 | 2178.9507 | 1.9523 | -0.0037047 | 5268.1844
[28 empty] | Commercial/Industrial | Solar Powered Pool Pump | 0.66001 | 1.1844 | -678.9018 | 0.9567 | 0.1485 | 4065.1875
[28 empty] | Commercial/Industrial | Solar Powered Pool Pump | 0.66001 | 1.1844 | -678.9018 | 0.9567 | 0.1485 | 4065.1875
[28 empty] | Commercial/Industrial | Solar Powered Pool Pump | 0.66001 | 1.1844 | -678.9018 | 0.9567 | 0.1485 | 4065.1875
[28 empty] | Commercial/Industrial | Solar Powered Pool Pump | 0.66001 | 1.1844 | -678.9018 | 0.9567 | 0.1485 | 4065.1875
[28 empty] | Commercial/Industrial | Solar Powered Pool Pump | 0.66001 | 1.1844 | -678.9018 | 0.9567 | 0.1485 | 4065.1875
[28 empty] | Commercial/Industrial | Solar Powered Pool Pump | 0.66001 | 1.1844 | -678.9018 | 0.9567 | 0.1485 | 4065.1875
[28 empty] | Commercial/Industrial | Solar Powered Pool Pump | 0.66001 | 1.1844 | -678.9018 | 0.9567 | 0.1485 | 4065.1875
[28 empty] | Commercial/Industrial | Solar Powered Pool Pump | 0.66001 | 1.1844 | -678.9018 | 0.9567 | 0.1485 | 4065.1875
[28 empty] | Commercial/Industrial | Solar Powered Pool Pump | 0.66001 | 1.1844 | -678.9018 | 0.9567 | 0.1485 | 4065.1875
[28 empty] | Commercial/Industrial | Solar Powered Pool Pump | 0.66001 | 1.1844 | -678.9018 | 0.9567 | 0.1485 | 4065.1875
[28 empty] | Commercial/Industrial | Solar Powered Pool Pump | 0.66001 | 1.1844 | -678.9018 | 0.9567 | 0.1485 | 4065.1875
[28 empty] | Commercial/Industrial | Solar Powered Pool Pump | 0.66001 | 1.1844 | -678.9018 | 0.9567 | 0.1485 | 4065.1875
[28 empty] | Commercial/Industrial | Solar Powered Pool Pump | 0.66001 | 1.1844 | -678.9018 | 0.9567 | 0.1485 | 4065.1875
[28 empty] | Commercial/Industrial | Solar Powered Pool Pump | 0.66001 | 1.1844 | -678.9018 | 0.9567 | 0.1485 | 4065.1875
[28 empty] | Commercial/Industrial | Solar Powered Pool Pump | 0.66001 | 1.1844 | -678.9018 | 0.9567 | 0.1485 | 4065.1875
[28 empty] | Commercial/Industrial | Solar Powered Pool Pump | 0.66001 | 1.1844 | -678.9018 | 0.9567 | 0.1485 | 4065.1875
[28 empty] | Commercial/Industrial | Solar Powered Pool Pump | 0.66001 | 1.1844 | -678.9018 | 0.9567 | 0.1485 | 4065.1875
[28 empty] | Commercial/Industrial | Solar Powered Pool Pump | 0.66001 | 1.1844 | -678.9018 | 0.9567 | 0.1485 | 4065.1875
[28 empty] | Commercial/Industrial | Solar Powered Pool Pump | 0.66001 | 1.1844 | -678.9018 | 0.9567 | 0.1485 | 4065.1875
[28 empty] | Commercial/Industrial | Solar Powered Pool Pump | 0.66001 | 1.1844 | -678.9018 | 0.9567 | 0.1485 | 4065.1875
[28 empty] | Commercial/Industrial | Solar Powered Pool Pump | 0.66001 | 1.1844 | -678.9018 | 0.9567 | 0.1485 | 4065.1875
[28 empty] | Commercial/Industrial | Solar Powered Pool Pump | 0.66001 | 1.1844 | -678.9018 | 0.9567 | 0.1485 | 4065.1875
[28 empty] | Commercial/Industrial | Solar Powered Pool Pump | 0.66001 | 1.1844 | -678.9018 | 0.9567 | 0.1485 | 4065.1875
[28 empty] | Commercial/Industrial | Solar Powered Pool Pump | 0.66001 | 1.1844 | -678.9018 | 0.9567 | 0.1485 | 4065.1875
[28 empty] | Commercial/Industrial | Solar Water Heater | 0.13603 | 1.7028 | -16068.7158 | 0.16065 | 0.022555 | 2149.4448
[28 empty] | Commercial/Industrial | Solar Water Heater | 0.13603 | 1.7028 | -16068.7158 | 0.16065 | 0.022555 | 2149.4448
[28 empty] | Commercial/Industrial | Solar Water Heater | 0.32648 | 1.7029 | -11393.533 | 0.38556 | 0.05413 | 5158.5545
[28 empty] | Commercial/Industrial | Solar Water Heater | 0.32648 | 1.7029 | -11393.533 | 0.38556 | 0.05413 | 5158.5545
[28 empty] | Commercial/Industrial | Solar Water Heater | 0.43529 | 1.7028 | -8721.9581 | 0.51408 | 0.072174 | 6878.0727
[28 empty] | Commercial/Industrial | Solar Water Heater | 0.43529 | 1.7028 | -8721.9581 | 0.51408 | 0.072174 | 6878.0727
[28 empty] | Commercial/Industrial | Solar Water Heater | 0.54412 | 1.7028 | -12100.7665 | 1.2852 | 0.18043 | 17195.1818
[28 empty] | Commercial/Industrial | Solar Water Heater | 0.54412 | 1.7028 | -12100.7665 | 1.2852 | 0.18043 | 17195.1818
[28 empty] | Commercial/Industrial | Solar Water Heater | 0.64641 | 1.7028 | -10617.3086 | 2.2902 | 0.32153 | 30641.814
[28 empty] | Commercial/Industrial | Solar Water Heater | 0.64641 | 1.7028 | -10617.3086 | 2.2902 | 0.32153 | 30641.814
[28 empty] | Commercial/Industrial | Solar Water Heater | 0.65294 | 1.7028 | -3378.8084 | 0.77112 | 0.10826 | 10317.1091
[28 empty] | Commercial/Industrial | Solar Water Heater | 0.65294 | 1.7028 | -3378.8084 | 0.77112 | 0.10826 | 10317.1091
[28 empty] | Commercial/Industrial | Solar Water Heater | 0.65294 | 1.7028 | -3378.8084 | 0.77112 | 0.10826 | 10317.1091
[28 empty] | Commercial/Industrial | Solar Water Heater | 0.65294 | 1.7028 | -3378.8084 | 0.77112 | 0.10826 | 10317.1091
[28 empty] | Commercial/Industrial | Solar Water Heater | 0.75089 | 1.7028 | -9743.9099 | 8.8679 | 1.245 | 118646.7544
[28 empty] | Commercial/Industrial | Solar Water Heater | 0.75089 | 1.7028 | -9743.9099 | 8.8679 | 1.245 | 118646.7544
[28 empty] | Commercial/Industrial | Solar Water Heater | 0.87785 | 1.7028 | 32136.6953 | 15.5509 | 2.1833 | 208061.6998
[28 empty] | Commercial/Industrial | Solar Water Heater | 0.87785 | 1.7028 | 32136.6953 | 15.5509 | 2.1833 | 208061.6998
[28 empty] | Commercial/Industrial | Solar Water Heater | 0.90687 | 1.7028 | 8564.599 | 3.213 | 0.45109 | 42987.9545
[28 empty] | Commercial/Industrial | Solar Water Heater | 0.90687 | 1.7028 | 8564.599 | 3.213 | 0.45109 | 42987.9545
[28 empty] | Commercial/Industrial | Solar Water Heater | 0.97942 | 1.7028 | 92718.3246 | 23.1336 | 3.2478 | 309513.2724
[28 empty] | Commercial/Industrial | Solar Water Heater | 0.97942 | 1.7028 | 92718.3246 | 23.1336 | 3.2478 | 309513.2724
[28 empty] | Commercial/Industrial | Strip Curtains for Walk-ins | 0.17755 | 1.1539 | -449.5836 | 0.054455 | 0.045613 | 420
[28 empty] | Commercial/Industrial | Strip Curtains for Walk-ins | 0.17755 | 1.1539 | -449.5836 | 0.054455 | 0.045613 | 420
[28 empty] | Commercial/Industrial | Strip Curtains for Walk-ins | 0.17755 | 1.1539 | -449.5836 | 0.054455 | 0.045613 | 420
[28 empty] | Commercial/Industrial | Strip Curtains for Walk-ins | 0.17755 | 1.1539 | -449.5836 | 0.054455 | 0.045613 | 420
[28 empty] | Commercial/Industrial | Strip Curtains for Walk-ins | 0.17755 | 1.1539 | -449.5836 | 0.054455 | 0.045613 | 420
[28 empty] | Commercial/Industrial | Strip Curtains for Walk-ins | 0.17755 | 1.1539 | -449.5836 | 0.054455 | 0.045613 | 420
[28 empty] | Commercial/Industrial | Strip Curtains for Walk-ins | 0.17755 | 1.1539 | -449.5836 | 0.054455 | 0.045613 | 420
[28 empty] | Commercial/Industrial | Strip Curtains for Walk-ins | 0.17755 | 1.1539 | -449.5836 | 0.054455 | 0.045613 | 420
[28 empty] | Commercial/Industrial | Strip Curtains for Walk-ins | 0.17755 | 1.1539 | -449.5836 | 0.054455 | 0.045613 | 420
[28 empty] | Commercial/Industrial | Strip Curtains for Walk-ins | 0.17755 | 1.1539 | -449.5836 | 0.054455 | 0.045613 | 420
[28 empty] | Commercial/Industrial | Strip Curtains for Walk-ins | 0.17755 | 1.1539 | -449.5836 | 0.054455 | 0.045613 | 420
[28 empty] | Commercial/Industrial | Strip Curtains for Walk-ins | 0.17755 | 1.1539 | -449.5836 | 0.054455 | 0.045613 | 420
[28 empty] | Commercial/Industrial | Strip Curtains for Walk-ins | 0.17915 | 1.1054 | -444.5323 | 0.060723 | 0.016724 | 420
[28 empty] | Commercial/Industrial | Strip Curtains for Walk-ins | 0.17915 | 1.1054 | -444.5323 | 0.060723 | 0.016724 | 420
[28 empty] | Commercial/Industrial | Strip Curtains for Walk-ins | 0.17915 | 1.1054 | -444.5323 | 0.060723 | 0.016724 | 420
[28 empty] | Commercial/Industrial | Strip Curtains for Walk-ins | 0.17915 | 1.1054 | -444.5323 | 0.060723 | 0.016724 | 420
[28 empty] | Commercial/Industrial | Strip Curtains for Walk-ins | 0.17915 | 1.1054 | -444.5323 | 0.060723 | 0.016724 | 420
[28 empty] | Commercial/Industrial | Strip Curtains for Walk-ins | 0.17915 | 1.1054 | -444.5323 | 0.060723 | 0.016724 | 420
[28 empty] | Commercial/Industrial | Strip Curtains for Walk-ins | 0.17915 | 1.1054 | -444.5323 | 0.060723 | 0.016724 | 420
[28 empty] | Commercial/Industrial | Strip Curtains for Walk-ins | 0.17915 | 1.1054 | -444.5323 | 0.060723 | 0.016724 | 420
[28 empty] | Commercial/Industrial | Strip Curtains for Walk-ins | 0.17915 | 1.1054 | -444.5323 | 0.060723 | 0.016724 | 420
[28 empty] | Commercial/Industrial | Strip Curtains for Walk-ins | 0.17915 | 1.1054 | -444.5323 | 0.060723 | 0.016724 | 420
[28 empty] | Commercial/Industrial | Strip Curtains for Walk-ins | 0.17915 | 1.1054 | -444.5323 | 0.060723 | 0.016724 | 420
[28 empty] | Commercial/Industrial | Strip Curtains for Walk-ins | 0.17915 | 1.1054 | -444.5323 | 0.060723 | 0.016724 | 420
[28 empty] | Commercial/Industrial | Strip Curtains for Walk-ins | 0.17915 | 1.1054 | -444.5323 | 0.060723 | 0.016724 | 420
[28 empty] | Commercial/Industrial | Strip Curtains for Walk-ins | 0.17915 | 1.1054 | -444.5323 | 0.060723 | 0.016724 | 420
[28 empty] | Commercial/Industrial | Tank Wrap on Water Heater | 0.29181 | 1.3612 | -865.1952 | 0.075876 | 0.077415 | 757.4829
[28 empty] | Commercial/Industrial | Tank Wrap on Water Heater | 0.29181 | 1.3612 | -865.1952 | 0.075876 | 0.077415 | 757.4829
[28 empty] | Commercial/Industrial | Tank Wrap on Water Heater | 0.29181 | 1.3612 | -865.1952 | 0.075876 | 0.077415 | 757.4829
[28 empty] | Commercial/Industrial | Tank Wrap on Water Heater | 0.29185 | 1.3614 | -7209.9601 | 0.6323 | 0.64513 | 6312.3578
[28 empty] | Commercial/Industrial | Tank Wrap on Water Heater | 0.29186 | 1.3614 | -2883.984 | 0.25292 | 0.25805 | 2524.9431
[28 empty] | Commercial/Industrial | Tank Wrap on Water Heater | 0.29186 | 1.3614 | -5767.968 | 0.50584 | 0.5161 | 5049.8862
[28 empty] | Commercial/Industrial | Tank Wrap on Water Heater | 0.29186 | 1.3614 | -4325.976 | 0.37938 | 0.38708 | 3787.4147
[28 empty] | Commercial/Industrial | Tank Wrap on Water Heater | 0.29195 | 1.3618 | -288.3984 | 0.025292 | 0.025805 | 252.4943
[28 empty] | Commercial/Industrial | Tank Wrap on Water Heater | 0.29195 | 1.3618 | -288.3984 | 0.025292 | 0.025805 | 252.4943
[28 empty] | Commercial/Industrial | Tank Wrap on Water Heater | 0.29195 | 1.3618 | -288.3984 | 0.025292 | 0.025805 | 252.4943
[28 empty] | Commercial/Industrial | Tank Wrap on Water Heater | 0.29195 | 1.3618 | -576.7968 | 0.050584 | 0.05161 | 504.9886
[28 empty] | Commercial/Industrial | Tank Wrap on Water Heater | 0.29195 | 1.3618 | -288.3984 | 0.025292 | 0.025805 | 252.4943
[28 empty] | Commercial/Industrial | Tank Wrap on Water Heater | 0.29195 | 1.3618 | -288.3984 | 0.025292 | 0.025805 | 252.4943
[28 empty] | Commercial/Industrial | Tank Wrap on Water Heater | 0.30504 | 1.3612 | -559.2712 | 0.052878 | 0.053951 | 527.8919
[28 empty] | Commercial/Industrial | Tank Wrap on Water Heater | 0.30508 | 1.3614 | -4194.5343 | 0.39659 | 0.40463 | 3959.189
[28 empty] | Commercial/Industrial | Tank Wrap on Water Heater | 0.30508 | 1.3614 | -2796.3562 | 0.26439 | 0.26975 | 2639.4593
[28 empty] | Commercial/Industrial | Tank Wrap on Water Heater | 0.30508 | 1.3614 | -5592.7124 | 0.52878 | 0.53951 | 5278.9187
[28 empty] | Commercial/Industrial | Tank Wrap on Water Heater | 0.3051 | 1.3614 | -6990.8906 | 0.66098 | 0.67439 | 6598.6483
[28 empty] | Commercial/Industrial | Tank Wrap on Water Heater | 0.30511 | 1.3615 | -838.9069 | 0.079318 | 0.080926 | 791.8378
[28 empty] | Commercial/Industrial | Tank Wrap on Water Heater | 0.30511 | 1.3615 | -838.9069 | 0.079318 | 0.080926 | 791.8378
[28 empty] | Commercial/Industrial | Tank Wrap on Water Heater | 0.30511 | 1.3615 | -838.9069 | 0.079318 | 0.080926 | 791.8378
[28 empty] | Commercial/Industrial | Tank Wrap on Water Heater | 0.30525 | 1.3621 | -279.6356 | 0.026439 | 0.026975 | 263.9459
[28 empty] | Commercial/Industrial | Tank Wrap on Water Heater | 0.30525 | 1.3621 | -279.6356 | 0.026439 | 0.026975 | 263.9459
[28 empty] | Commercial/Industrial | Tank Wrap on Water Heater | 0.30525 | 1.3621 | -279.6356 | 0.026439 | 0.026975 | 263.9459
[28 empty] | Commercial/Industrial | Tank Wrap on Water Heater | 0.30525 | 1.3621 | -279.6356 | 0.026439 | 0.026975 | 263.9459
[28 empty] | Commercial/Industrial | Tank Wrap on Water Heater | 0.30525 | 1.3621 | -279.6356 | 0.026439 | 0.026975 | 263.9459
[28 empty] | Commercial/Industrial | Thermal Energy Storage | 0.87216 | 0.79249 | 688.5098 | 3.9872 | 1.1505 | -633.7788
[28 empty] | Commercial/Industrial | Thermal Energy Storage | 0.87216 | 0.79249 | 688.5098 | 3.9872 | 1.1505 | -633.7788
[28 empty] | Commercial/Industrial | Thermal Energy Storage | 0.87216 | 0.79249 | 754.4363 | 4.369 | 1.2607 | -694.4647
[28 empty] | Commercial/Industrial | Thermal Energy Storage | 0.87216 | 0.79249 | 754.4363 | 4.369 | 1.2607 | -694.4647
[28 empty] | Commercial/Industrial | Thermal Energy Storage | 0.87217 | 0.7925 | 2383.6959 | 13.8043 | 3.9832 | -2194.2113
[28 empty] | Commercial/Industrial | Thermal Energy Storage | 0.87217 | 0.7925 | 2383.6959 | 13.8043 | 3.9832 | -2194.2113
[28 empty] | Commercial/Industrial | Thermal Energy Storage | 0.87217 | 0.7925 | 2893.4423 | 16.7563 | 4.835 | -2663.437
[28 empty] | Commercial/Industrial | Thermal Energy Storage | 0.87217 | 0.7925 | 2893.4423 | 16.7563 | 4.835 | -2663.437
[28 empty] | Commercial/Industrial | Thermal Energy Storage | 0.87217 | 0.79251 | 2819.3989 | 16.3275 | 4.7112 | -2595.2794
[28 empty] | Commercial/Industrial | Thermal Energy Storage | 0.87217 | 0.79251 | 2819.3989 | 16.3275 | 4.7112 | -2595.2794
[28 empty] | Commercial/Industrial | Thermal Energy Storage | 0.87217 | 0.79251 | 31888.7443 | 184.6717 | 53.2863 | -29353.8464
[28 empty] | Commercial/Industrial | Thermal Energy Storage | 0.87217 | 0.79251 | 31888.7443 | 184.6717 | 53.2863 | -29353.8464
[28 empty] | Commercial/Industrial | Thermal Energy Storage | 0.87217 | 0.79251 | 30149.2137 | 174.5978 | 50.3796 | -27752.5944
[28 empty] | Commercial/Industrial | Thermal Energy Storage | 0.87217 | 0.79251 | 30149.2137 | 174.5978 | 50.3796 | -27752.5944
[28 empty] | Commercial/Industrial | Thermal Energy Storage | 0.87218 | 0.79251 | 1727.2856 | 10.0029 | 2.8863 | -1589.9803
[28 empty] | Commercial/Industrial | Thermal Energy Storage | 0.87218 | 0.79251 | 1727.2856 | 10.0029 | 2.8863 | -1589.9803
[28 empty] | Commercial/Industrial | Thermal Energy Storage | 0.87218 | 0.79251 | 4112.1972 | 23.8142 | 6.8715 | -3785.3107
[28 empty] | Commercial/Industrial | Thermal Energy Storage | 0.87218 | 0.79251 | 4112.1972 | 23.8142 | 6.8715 | -3785.3107
[28 empty] | Commercial/Industrial | Thermal Energy Storage | 0.87218 | 0.79251 | 2743.8606 | 15.89 | 4.585 | -2525.7458
[28 empty] | Commercial/Industrial | Thermal Energy Storage | 0.87218 | 0.79251 | 2743.8606 | 15.89 | 4.585 | -2525.7458
[28 empty] | Commercial/Industrial | Thermal Energy Storage | 0.87218 | 0.79251 | 3344.8501 | 19.3704 | 5.5893 | -3078.9615
[28 empty] | Commercial/Industrial | Thermal Energy Storage | 0.87218 | 0.79251 | 3344.8501 | 19.3704 | 5.5893 | -3078.9615
[28 empty] | Commercial/Industrial | Thermal Energy Storage | 0.87218 | 0.79251 | 1657.654 | 9.5997 | 2.77 | -1525.8839
[28 empty] | Commercial/Industrial | Thermal Energy Storage | 0.87218 | 0.79251 | 1657.654 | 9.5997 | 2.77 | -1525.8839
[28 empty] | Commercial/Industrial | Thermal Energy Storage | 0.87221 | 0.79254 | 280.0802 | 1.622 | 0.46802 | -257.8161
[28 empty] | Commercial/Industrial | Thermal Energy Storage | 0.87221 | 0.79254 | 280.0802 | 1.622 | 0.46802 | -257.8161
[28 empty] | Commercial/Industrial | Thermostatic Shower Restriction Valve | 9.2329 | 0.74944 | 15219.4004 | 0.44437 | 3.7919 | 8397.5042
[28 empty] | Commercial/Industrial | Thermostatic Shower Restriction Valve | 9.2329 | 0.74944 | 15219.4004 | 0.44437 | 3.7919 | 8397.5042
[28 empty] | Commercial/Industrial | Thermostatic Shower Restriction Valve | 8.9024 | 0.83903 | 1236.7559 | 0.05356 | 0.28099 | 763.4095
[28 empty] | Commercial/Industrial | Thermostatic Shower Restriction Valve | 8.9024 | 0.83903 | 1236.7559 | 0.05356 | 0.28099 | 763.4095
[28 empty] | Commercial/Industrial | Thermostatic Shower Restriction Valve | 8.9024 | 0.83903 | 1236.7559 | 0.05356 | 0.28099 | 763.4095
[28 empty] | Commercial/Industrial | Thermostatic Shower Restriction Valve | 8.9024 | 0.83903 | 1236.7559 | 0.05356 | 0.28099 | 763.4095
[28 empty] | Commercial/Industrial | Thermostatic Shower Restriction Valve | 8.9006 | 0.83885 | 48233.4807 | 2.0889 | 10.9586 | 29772.9694
[28 empty] | Commercial/Industrial | Thermostatic Shower Restriction Valve | 8.9006 | 0.83885 | 48233.4807 | 2.0889 | 10.9586 | 29772.9694
[28 empty] | Commercial/Industrial | Thermostatic Shower Restriction Valve | 8.9005 | 0.83885 | 2473.5118 | 0.10712 | 0.56198 | 1526.8189
[28 empty] | Commercial/Industrial | Thermostatic Shower Restriction Valve | 8.9005 | 0.83885 | 2473.5118 | 0.10712 | 0.56198 | 1526.8189
[28 empty] | Commercial/Industrial | Thermostatic Shower Restriction Valve | 8.581 | 1.3132 | 15072.7348 | 2.1932 | 1.4587 | 12977.961
[28 empty] | Commercial/Industrial | Thermostatic Shower Restriction Valve | 8.581 | 1.3132 | 15072.7348 | 2.1932 | 1.4587 | 12977.961
[28 empty] | Commercial/Industrial | Thermostatic Shower Restriction Valve | 8.5809 | 1.3132 | 19505.892 | 2.8382 | 1.8878 | 16795.0084
[28 empty] | Commercial/Industrial | Thermostatic Shower Restriction Valve | 8.5809 | 1.3132 | 19505.892 | 2.8382 | 1.8878 | 16795.0084
[28 empty] | Commercial/Industrial | Thermostatic Shower Restriction Valve | 8.5805 | 1.3131 | 886.6315 | 0.12901 | 0.085808 | 763.4095
[28 empty] | Commercial/Industrial | Thermostatic Shower Restriction Valve | 8.5805 | 1.3131 | 886.6315 | 0.12901 | 0.085808 | 763.4095
[28 empty] | Commercial/Industrial | Thermostatic Shower Restriction Valve | 8.5805 | 1.3131 | 886.6315 | 0.12901 | 0.085808 | 763.4095
[28 empty] | Commercial/Industrial | Thermostatic Shower Restriction Valve | 8.5805 | 1.3131 | 886.6315 | 0.12901 | 0.085808 | 763.4095
[28 empty] | Commercial/Industrial | Thermostatic Shower Restriction Valve | 8.5805 | 1.3131 | 886.6315 | 0.12901 | 0.085808 | 763.4095
[28 empty] | Commercial/Industrial | Thermostatic Shower Restriction Valve | 8.5805 | 1.3131 | 886.6315 | 0.12901 | 0.085808 | 763.4095
[28 empty] | Commercial/Industrial | Thermostatic Shower Restriction Valve | 8.5805 | 1.3131 | 1773.2629 | 0.25802 | 0.17162 | 1526.8189
[28 empty] | Commercial/Industrial | Thermostatic Shower Restriction Valve | 8.5805 | 1.3131 | 1773.2629 | 0.25802 | 0.17162 | 1526.8189
[28 empty] | Commercial/Industrial | Thermostatic Shower Restriction Valve | 8.35 | 1.0426 | 26344.8281 | 1.8299 | 4.7834 | 19848.6463
[28 empty] | Commercial/Industrial | Thermostatic Shower Restriction Valve | 8.35 | 1.0426 | 26344.8281 | 1.8299 | 4.7834 | 19848.6463
[28 empty] | Commercial/Industrial | Thermostatic Shower Restriction Valve | 8.349 | 1.0425 | 1013.2626 | 0.070379 | 0.18398 | 763.4095
[28 empty] | Commercial/Industrial | Thermostatic Shower Restriction Valve | 8.349 | 1.0425 | 1013.2626 | 0.070379 | 0.18398 | 763.4095
[28 empty] | Commercial/Industrial | Two Speed Pool Pump | 3.1679 | 1.1845 | 3394.5338 | 0.72975 | 0.11327 | 3100.8409
[28 empty] | Commercial/Industrial | Two Speed Pool Pump | 3.1679 | 1.1845 | 3394.5338 | 0.72975 | 0.11327 | 3100.8409
[28 empty] | Commercial/Industrial | Two Speed Pool Pump | 3.1679 | 1.1845 | 3394.5338 | 0.72975 | 0.11327 | 3100.8409
[28 empty] | Commercial/Industrial | Two Speed Pool Pump | 3.1679 | 1.1845 | 3394.5338 | 0.72975 | 0.11327 | 3100.8409
[28 empty] | Commercial/Industrial | Two Speed Pool Pump | 3.1679 | 1.1845 | 3394.5338 | 0.72975 | 0.11327 | 3100.8409
[28 empty] | Commercial/Industrial | Two Speed Pool Pump | 3.1679 | 1.1845 | 3394.5338 | 0.72975 | 0.11327 | 3100.8409
[28 empty] | Commercial/Industrial | Two Speed Pool Pump | 3.1679 | 1.1845 | 3394.5338 | 0.72975 | 0.11327 | 3100.8409
[28 empty] | Commercial/Industrial | Two Speed Pool Pump | 3.1679 | 1.1845 | 3394.5338 | 0.72975 | 0.11327 | 3100.8409
[28 empty] | Commercial/Industrial | Two Speed Pool Pump | 3.1679 | 1.1845 | 3394.5338 | 0.72975 | 0.11327 | 3100.8409
[28 empty] | Commercial/Industrial | Two Speed Pool Pump | 3.1679 | 1.1845 | 3394.5338 | 0.72975 | 0.11327 | 3100.8409
[28 empty] | Commercial/Industrial | Two Speed Pool Pump | 3.1679 | 1.1845 | 3394.5338 | 0.72975 | 0.11327 | 3100.8409
[28 empty] | Commercial/Industrial | Two Speed Pool Pump | 3.1679 | 1.1845 | 3394.5338 | 0.72975 | 0.11327 | 3100.8409
[28 empty] | Commercial/Industrial | Two Speed Pool Pump | 3.1679 | 1.1845 | 3394.5338 | 0.72975 | 0.11327 | 3100.8409
[28 empty] | Commercial/Industrial | Two Speed Pool Pump | 3.1679 | 1.1845 | 3394.5338 | 0.72975 | 0.11327 | 3100.8409
[28 empty] | Commercial/Industrial | Two Speed Pool Pump | 3.1679 | 1.1845 | 3394.5338 | 0.72975 | 0.11327 | 3100.8409
[28 empty] | Commercial/Industrial | Two Speed Pool Pump | 3.1679 | 1.1845 | 3394.5338 | 0.72975 | 0.11327 | 3100.8409
[28 empty] | Commercial/Industrial | Two Speed Pool Pump | 3.1679 | 1.1845 | 3394.5338 | 0.72975 | 0.11327 | 3100.8409
[28 empty] | Commercial/Industrial | Two Speed Pool Pump | 3.1679 | 1.1845 | 3394.5338 | 0.72975 | 0.11327 | 3100.8409
[28 empty] | Commercial/Industrial | Two Speed Pool Pump | 3.1679 | 1.1845 | 3394.5338 | 0.72975 | 0.11327 | 3100.8409
[28 empty] | Commercial/Industrial | Two Speed Pool Pump | 3.1679 | 1.1845 | 3394.5338 | 0.72975 | 0.11327 | 3100.8409
[28 empty] | Commercial/Industrial | Two Speed Pool Pump | 3.1679 | 1.1845 | 3394.5338 | 0.72975 | 0.11327 | 3100.8409
[28 empty] | Commercial/Industrial | Two Speed Pool Pump | 3.1679 | 1.1845 | 3394.5338 | 0.72975 | 0.11327 | 3100.8409
[28 empty] | Commercial/Industrial | Two Speed Pool Pump | 3.1679 | 1.1845 | 3394.5338 | 0.72975 | 0.11327 | 3100.8409
[28 empty] | Commercial/Industrial | Two Speed Pool Pump | 3.1679 | 1.1845 | 3394.5338 | 0.72975 | 0.11327 | 3100.8409
[28 empty] | Commercial/Industrial | Two Speed Pool Pump | 3.1679 | 1.1845 | 3394.5338 | 0.72975 | 0.11327 | 3100.8409
[28 empty] | Commercial/Industrial | Two Speed Pool Pump | 3.1679 | 1.1845 | 3394.5338 | 0.72975 | 0.11327 | 3100.8409
[28 empty] | Commercial/Industrial | Variable Refrigerant Flow (VRF) HVAC Systems | 0.14545 | 1.2995 | -7792.8255 | 0.21925 | 0.2216 | 720.5138
[28 empty] | Commercial/Industrial | Variable Refrigerant Flow (VRF) HVAC Systems | 0.14545 | 1.2995 | -7792.8255 | 0.21925 | 0.2216 | 720.5138
[28 empty] | Commercial/Industrial | Variable Refrigerant Flow (VRF) HVAC Systems | 0.31544 | 1.2992 | -5855.0042 | 0.47558 | 0.48068 | 1562.894
[28 empty] | Commercial/Industrial | Variable Refrigerant Flow (VRF) HVAC Systems | 0.31544 | 1.2992 | -5855.0042 | 0.47558 | 0.48068 | 1562.894
[28 empty] | Commercial/Industrial | Variable Refrigerant Flow (VRF) HVAC Systems | 0.31794 | 1.2993 | -5826.8242 | 0.4793 | 0.48445 | 1575.144
[28 empty] | Commercial/Industrial | Variable Refrigerant Flow (VRF) HVAC Systems | 0.31794 | 1.2993 | -5826.8242 | 0.4793 | 0.48445 | 1575.144
[28 empty] | Commercial/Industrial | Variable Refrigerant Flow (VRF) HVAC Systems | 0.34215 | 1.2993 | -5550.7621 | 0.51582 | 0.52136 | 1695.1495
[28 empty] | Commercial/Industrial | Variable Refrigerant Flow (VRF) HVAC Systems | 0.34215 | 1.2993 | -5550.7621 | 0.51582 | 0.52136 | 1695.1495
[28 empty] | Commercial/Industrial | Variable Refrigerant Flow (VRF) HVAC Systems | 0.53449 | 1.3942 | -3232.7264 | 0.66142 | 0.48593 | 3117.4352
[28 empty] | Commercial/Industrial | Variable Refrigerant Flow (VRF) HVAC Systems | 0.53449 | 1.3942 | -3232.7264 | 0.66142 | 0.48593 | 3117.4352
[28 empty] | Commercial/Industrial | Variable Refrigerant Flow (VRF) HVAC Systems | 0.56951 | 1.2993 | -2959.6408 | 0.85857 | 0.86779 | 2821.5222
[28 empty] | Commercial/Industrial | Variable Refrigerant Flow (VRF) HVAC Systems | 0.56951 | 1.2993 | -2959.6408 | 0.85857 | 0.86779 | 2821.5222
[28 empty] | Commercial/Industrial | Variable Refrigerant Flow (VRF) HVAC Systems | 0.62819 | 1.2993 | -2290.8397 | 0.94703 | 0.9572 | 3112.2532
[28 empty] | Commercial/Industrial | Variable Refrigerant Flow (VRF) HVAC Systems | 0.62819 | 1.2993 | -2290.8397 | 0.94703 | 0.9572 | 3112.2532
[28 empty] | Commercial/Industrial | Variable Refrigerant Flow (VRF) HVAC Systems | 0.65294 | 1.2993 | -2008.8548 | 0.98433 | 0.9949 | 3234.8334
[28 empty] | Commercial/Industrial | Variable Refrigerant Flow (VRF) HVAC Systems | 0.65294 | 1.2993 | -2008.8548 | 0.98433 | 0.9949 | 3234.8334
[28 empty] | Commercial/Industrial | Variable Refrigerant Flow (VRF) HVAC Systems | 0.74791 | 1.2993 | -926.3825 | 1.1275 | 1.1396 | 3705.3892
[28 empty] | Commercial/Industrial | Variable Refrigerant Flow (VRF) HVAC Systems | 0.74791 | 1.2993 | -926.3825 | 1.1275 | 1.1396 | 3705.3892
[28 empty] | Commercial/Industrial | Variable Refrigerant Flow (VRF) HVAC Systems | 0.78717 | 1.3943 | -293.5072 | 0.97409 | 0.71564 | 4591.1322
[28 empty] | Commercial/Industrial | Variable Refrigerant Flow (VRF) HVAC Systems | 0.78717 | 1.3943 | -293.5072 | 0.97409 | 0.71564 | 4591.1322
[28 empty] | Commercial/Industrial | Variable Refrigerant Flow (VRF) HVAC Systems | 0.97163 | 1.2993 | 1623.9201 | 1.4649 | 1.4806 | 4814.0178
[28 empty] | Commercial/Industrial | Variable Refrigerant Flow (VRF) HVAC Systems | 0.97163 | 1.2993 | 1623.9201 | 1.4649 | 1.4806 | 4814.0178
[28 empty] | Commercial/Industrial | VAV System | 5.7961 | 1.1876 | 78085.7032 | 16.5508 | 16.7963 | 58151.6527
[28 empty] | Commercial/Industrial | VAV System | 5.7961 | 1.1876 | 78085.7032 | 16.5508 | 16.7963 | 58151.6527
[28 empty] | Commercial/Industrial | VAV System | 5.7961 | 1.1876 | 93656.4821 | 19.8511 | 20.1456 | 69747.4569
[28 empty] | Commercial/Industrial | VAV System | 5.7961 | 1.1876 | 93656.4821 | 19.8511 | 20.1456 | 69747.4569
[28 empty] | Commercial/Industrial | VAV System | 5.7961 | 1.1876 | 253065.1769 | 53.6388 | 54.4345 | 188461.6219
[28 empty] | Commercial/Industrial | VAV System | 5.7961 | 1.1876 | 253065.1769 | 53.6388 | 54.4345 | 188461.6219
[28 empty] | Commercial/Industrial | VAV System | 5.7961 | 1.1876 | 369104.8852 | 78.2342 | 79.3948 | 274878.2198
[28 empty] | Commercial/Industrial | VAV System | 5.7961 | 1.1876 | 369104.8852 | 78.2342 | 79.3948 | 274878.2198
[28 empty] | Commercial/Industrial | VAV System | 5.7961 | 1.1876 | 1019116.1772 | 216.0084 | 219.2128 | 758951.8639
[28 empty] | Commercial/Industrial | VAV System | 5.7961 | 1.1876 | 1019116.1772 | 216.0084 | 219.2128 | 758951.8639
[28 empty] | Commercial/Industrial | VAV System | 5.7961 | 1.1876 | 164324.8644 | 34.8297 | 35.3464 | 122375.3139
[28 empty] | Commercial/Industrial | VAV System | 5.7961 | 1.1876 | 164324.8644 | 34.8297 | 35.3464 | 122375.3139
[28 empty] | Commercial/Industrial | VAV System | 5.7961 | 1.1876 | 149069.0062 | 31.5962 | 32.0649 | 111014.0362
[28 empty] | Commercial/Industrial | VAV System | 5.7961 | 1.1876 | 149069.0062 | 31.5962 | 32.0649 | 111014.0362
[28 empty] | Commercial/Industrial | VAV System | 5.7961 | 1.1876 | 78090.76 | 16.5519 | 16.7974 | 58155.4186
[28 empty] | Commercial/Industrial | VAV System | 5.7961 | 1.1876 | 78090.76 | 16.5519 | 16.7974 | 58155.4186
[28 empty] | Commercial/Industrial | VAV System | 5.7961 | 1.1876 | 55627.5634 | 11.7906 | 11.9655 | 41426.7224
[28 empty] | Commercial/Industrial | VAV System | 5.7961 | 1.1876 | 55627.5634 | 11.7906 | 11.9655 | 41426.7224
[28 empty] | Commercial/Industrial | VAV System | 5.7961 | 1.1876 | 100282.0694 | 21.2554 | 21.5708 | 74681.6361
[28 empty] | Commercial/Industrial | VAV System | 5.7961 | 1.1876 | 100282.0694 | 21.2554 | 21.5708 | 74681.6361
[28 empty] | Commercial/Industrial | VAV System | 5.7961 | 1.1876 | 97805.3326 | 20.7305 | 21.038 | 72837.1712
[28 empty] | Commercial/Industrial | VAV System | 5.7961 | 1.1876 | 97805.3326 | 20.7305 | 21.038 | 72837.1712
[28 empty] | Commercial/Industrial | VAV System | 5.7961 | 1.1876 | 24692.4246 | 5.2337 | 5.3114 | 18388.8374
[28 empty] | Commercial/Industrial | VAV System | 5.7961 | 1.1876 | 24692.4246 | 5.2337 | 5.3114 | 18388.8374
[28 empty] | Commercial/Industrial | VAV System | 5.796 | 1.1876 | 22903.158 | 4.8545 | 4.9265 | 17056.3424
[28 empty] | Commercial/Industrial | VAV System | 5.796 | 1.1876 | 22903.158 | 4.8545 | 4.9265 | 17056.3424
[28 empty] | Commercial/Industrial | Wall Insulation | 0 | #DIV/0! | -2.7014 | 0 | 0 | 0
[28 empty] | Commercial/Industrial | Wall Insulation | 0 | #DIV/0! | -2.7014 | 0 | 0 | 0
[28 empty] | Commercial/Industrial | Wall Insulation | 0 | #DIV/0! | -2.7014 | 0 | 0 | 0
[28 empty] | Commercial/Industrial | Wall Insulation | 0 | #DIV/0! | -2.7014 | 0 | 0 | 0
[28 empty] | Commercial/Industrial | Wall Insulation | 0 | #DIV/0! | -2.7014 | 0 | 0 | 0
[28 empty] | Commercial/Industrial | Wall Insulation | 0 | #DIV/0! | -2.7014 | 0 | 0 | 0
[28 empty] | Commercial/Industrial | Wall Insulation | 0 | #DIV/0! | -2.7014 | 0 | 0 | 0
[28 empty] | Commercial/Industrial | Wall Insulation | 0 | #DIV/0! | -2.7014 | 0 | 0 | 0
[28 empty] | Commercial/Industrial | Wall Insulation | 0 | #DIV/0! | -2.7014 | 0 | 0 | 0
[28 empty] | Commercial/Industrial | Wall Insulation | 0 | #DIV/0! | -2.7014 | 0 | 0 | 0
[28 empty] | Commercial/Industrial | Wall Insulation | 0 | #DIV/0! | -2.7014 | 0 | 0 | 0
[28 empty] | Commercial/Industrial | Wall Insulation | 0 | #DIV/0! | -2.7014 | 0 | 0 | 0
[28 empty] | Commercial/Industrial | Wall Insulation | 0 | #DIV/0! | -2.7014 | 0 | 0 | 0
[28 empty] | Commercial/Industrial | Warehouse Loading Dock Seals | 0.039772 | 1.1566 | -0.76941 | 2.4941e-06 | 4.45e-06 | 0.021979
[28 empty] | Commercial/Industrial | Warehouse Loading Dock Seals | 0.040392 | 1.1566 | -0.76863 | 2.533e-06 | 4.5194e-06 | 0.022321
[28 empty] | Commercial/Industrial | Warehouse Loading Dock Seals | 0.059019 | 1.1566 | -0.74522 | 3.701e-06 | 6.6035e-06 | 0.032615
[28 empty] | Commercial/Industrial | Warehouse Loading Dock Seals | 0.059221 | 1.1566 | -0.74497 | 3.7137e-06 | 6.6261e-06 | 0.032726
[28 empty] | Commercial/Industrial | Warehouse Loading Dock Seals | 0.059939 | 1.1566 | -0.74406 | 3.7587e-06 | 6.7064e-06 | 0.033123
[28 empty] | Commercial/Industrial | Warehouse Loading Dock Seals | 0.060144 | 1.1566 | -0.74381 | 3.7716e-06 | 6.7294e-06 | 0.033237
[28 empty] | Commercial/Industrial | Warehouse Loading Dock Seals | 0.073854 | 1.1566 | -0.72657 | 4.6313e-06 | 8.2633e-06 | 0.040813
[28 empty] | Commercial/Industrial | Warehouse Loading Dock Seals | 0.075005 | 1.1566 | -0.72513 | 4.7035e-06 | 8.3921e-06 | 0.041449
[28 empty] | Commercial/Industrial | Warehouse Loading Dock Seals | 0.10998 | 1.1566 | -0.68116 | 6.8968e-06 | 1.2305e-05 | 0.060777
[28 empty] | Commercial/Industrial | Warehouse Loading Dock Seals | 0.11169 | 1.1566 | -0.67901 | 7.0043e-06 | 1.2497e-05 | 0.061724
[28 empty] | Commercial/Industrial | Warehouse Loading Dock Seals | 0.11448 | 1.1566 | -0.6755 | 7.1792e-06 | 1.2809e-05 | 0.063266
[28 empty] | Commercial/Industrial | Warehouse Loading Dock Seals | 0.11627 | 1.1566 | -0.67325 | 7.2912e-06 | 1.3009e-05 | 0.064252
[28 empty] | Commercial/Industrial | Warehouse Loading Dock Seals | 0.12082 | 1.1566 | -0.66753 | 7.5765e-06 | 1.3518e-05 | 0.066767
[28 empty] | Commercial/Industrial | Warehouse Loading Dock Seals | 0.1227 | 1.1566 | -0.66517 | 7.6946e-06 | 1.3729e-05 | 0.067808
[28 empty] | Commercial/Industrial | Warehouse Loading Dock Seals | 0.17415 | 1.1566 | -0.6005 | 1.0921e-05 | 1.9485e-05 | 0.096238
[28 empty] | Commercial/Industrial | Warehouse Loading Dock Seals | 0.17687 | 1.1566 | -0.59708 | 1.1091e-05 | 1.9789e-05 | 0.097739
[28 empty] | Commercial/Industrial | Warehouse Loading Dock Seals | 0.27795 | 1.1566 | -0.47002 | 1.743e-05 | 3.1099e-05 | 0.1536
[28 empty] | Commercial/Industrial | Warehouse Loading Dock Seals | 0.28228 | 1.1566 | -0.46457 | 1.7702e-05 | 3.1584e-05 | 0.15599
[28 empty] | Commercial/Industrial | Warehouse Loading Dock Seals | 0.36948 | 1.1566 | -0.35496 | 2.317e-05 | 4.134e-05 | 0.20418
[28 empty] | Commercial/Industrial | Warehouse Loading Dock Seals | 0.37524 | 1.1566 | -0.34772 | 2.3531e-05 | 4.1985e-05 | 0.20736
[28 empty] | Commercial/Industrial | Warehouse Loading Dock Seals | 0.39866 | 1.1566 | -0.31828 | 2.5e-05 | 4.4605e-05 | 0.22031
[28 empty] | Commercial/Industrial | Warehouse Loading Dock Seals | 0.40488 | 1.1566 | -0.31047 | 2.5389e-05 | 4.5301e-05 | 0.22374
[28 empty] | Commercial/Industrial | Warehouse Loading Dock Seals | 0.41086 | 1.1566 | -0.30295 | 2.5764e-05 | 4.597e-05 | 0.22705
[28 empty] | Commercial/Industrial | Warehouse Loading Dock Seals | 0.41726 | 1.1566 | -0.2949 | 2.6166e-05 | 4.6686e-05 | 0.23058
[28 empty] | Commercial/Industrial | Warehouse Loading Dock Seals | 0.53621 | 1.1566 | -0.14538 | 3.3625e-05 | 5.9995e-05 | 0.29632
[28 empty] | Commercial/Industrial | Warehouse Loading Dock Seals | 0.54457 | 1.1566 | -0.13487 | 3.4149e-05 | 6.093e-05 | 0.30093
[28 empty] | Commercial/Industrial | Water Cooled Refrigeration Heat Recovery | 0.015392 | 1.7473 | -28664.6487 | 0 | 0.020451 | 305.9104
[28 empty] | Commercial/Industrial | Water Cooled Refrigeration Heat Recovery | 0.015392 | 1.7473 | -28664.6487 | 0 | 0.020451 | 305.9104
[28 empty] | Commercial/Industrial | Water Cooled Refrigeration Heat Recovery | 0.031529 | 1.7464 | -33635.9109 | 0 | 0.050273 | 752.0072
[28 empty] | Commercial/Industrial | Water Cooled Refrigeration Heat Recovery | 0.031529 | 1.7464 | -33635.9109 | 0 | 0.050273 | 752.0072
[28 empty] | Commercial/Industrial | Water Cooled Refrigeration Heat Recovery | 0.049498 | 1.5172 | -88361.6437 | 0 | 0.33443 | 3079.4163
[28 empty] | Commercial/Industrial | Water Cooled Refrigeration Heat Recovery | 0.049498 | 1.5172 | -88361.6437 | 0 | 0.33443 | 3079.4163
[28 empty] | Commercial/Industrial | Water Cooled Refrigeration Heat Recovery | 0.049498 | 1.5172 | -128878.7133 | 0 | 0.48778 | 4491.4422
[28 empty] | Commercial/Industrial | Water Cooled Refrigeration Heat Recovery | 0.049498 | 1.5172 | -128878.7133 | 0 | 0.48778 | 4491.4422
[28 empty] | Commercial/Industrial | Water Cooled Refrigeration Heat Recovery | 0.058167 | 1.7464 | -19248.473 | 0 | 0.055087 | 824.0137
[28 empty] | Commercial/Industrial | Water Cooled Refrigeration Heat Recovery | 0.058167 | 1.7464 | -19248.473 | 0 | 0.055087 | 824.0137
[28 empty] | Commercial/Industrial | Water Cooled Refrigeration Heat Recovery | 0.074181 | 1.5171 | -55286.4385 | 0 | 0.32547 | 2996.9115
[28 empty] | Commercial/Industrial | Water Cooled Refrigeration Heat Recovery | 0.074181 | 1.5171 | -55286.4385 | 0 | 0.32547 | 2996.9115
[28 empty] | Commercial/Industrial | Water Cooled Refrigeration Heat Recovery | 0.13093 | 1.7466 | -24223.708 | 0 | 0.17405 | 2603.5309
[28 empty] | Commercial/Industrial | Water Cooled Refrigeration Heat Recovery | 0.13093 | 1.7466 | -24223.708 | 0 | 0.17405 | 2603.5309
[28 empty] | Commercial/Industrial | Water Cooled Refrigeration Heat Recovery | 0.13143 | 1.5171 | -30021.3338 | 0 | 0.34321 | 3160.2884
[28 empty] | Commercial/Industrial | Water Cooled Refrigeration Heat Recovery | 0.13143 | 1.5171 | -30021.3338 | 0 | 0.34321 | 3160.2884
[28 empty] | Commercial/Industrial | Water Cooled Refrigeration Heat Recovery | 0.13143 | 1.5172 | -312817.575 | 0 | 3.5762 | 32929.7074
[28 empty] | Commercial/Industrial | Water Cooled Refrigeration Heat Recovery | 0.13143 | 1.5172 | -312817.575 | 0 | 3.5762 | 32929.7074
[28 empty] | Commercial/Industrial | Water Cooled Refrigeration Heat Recovery | 0.14306 | 1.7465 | -30508.1139 | 0 | 0.24423 | 3653.327
[28 empty] | Commercial/Industrial | Water Cooled Refrigeration Heat Recovery | 0.14306 | 1.7465 | -30508.1139 | 0 | 0.24423 | 3653.327
[28 empty] | Commercial/Industrial | Water Cooled Refrigeration Heat Recovery | 0.31043 | 1.7465 | -5080.1053 | 0 | 0.12104 | 1810.5302
[28 empty] | Commercial/Industrial | Water Cooled Refrigeration Heat Recovery | 0.31043 | 1.7465 | -5080.1053 | 0 | 0.12104 | 1810.5302
[28 empty] | Commercial/Industrial | Water Cooled Refrigeration Heat Recovery | 0.3108 | 1.5173 | -5297.6576 | 0 | 0.20489 | 1886.5835
[28 empty] | Commercial/Industrial | Water Cooled Refrigeration Heat Recovery | 0.3108 | 1.5173 | -5297.6576 | 0 | 0.20489 | 1886.5835
[28 empty] | Commercial/Industrial | Water Cooled Refrigeration Heat Recovery | 0.9175 | 1.7465 | 11497.6943 | 0 | 2.3284 | 34829.6652
[28 empty] | Commercial/Industrial | Water Cooled Refrigeration Heat Recovery | 0.9175 | 1.7465 | 11497.6943 | 0 | 2.3284 | 34829.6652
[28 empty] | Commercial/Industrial | Waterside Economizer | 0.0079455 | 1.2197 | -813419.8107 | 1.0063 | 0 | 2478.7873
[28 empty] | Commercial/Industrial | Waterside Economizer | 0.0079455 | 1.2197 | -813419.8107 | 1.0063 | 0 | 2478.7873
[28 empty] | Commercial/Industrial | Waterside Economizer | 0.017696 | 1.2197 | -803533.721 | 2.2411 | 0 | 5520.5799
[28 empty] | Commercial/Industrial | Waterside Economizer | 0.017696 | 1.2197 | -803533.721 | 2.2411 | 0 | 5520.5799
[28 empty] | Commercial/Industrial | Waterside Economizer | 0.018097 | 1.2197 | -803127.0952 | 2.2919 | 0 | 5645.6922
[28 empty] | Commercial/Industrial | Waterside Economizer | 0.018097 | 1.2197 | -803127.0952 | 2.2919 | 0 | 5645.6922
[28 empty] | Commercial/Industrial | Waterside Economizer | 0.018297 | 1.2197 | -802923.7823 | 2.3173 | 0 | 5708.2483
[28 empty] | Commercial/Industrial | Waterside Economizer | 0.018297 | 1.2197 | -802923.7823 | 2.3173 | 0 | 5708.2483
[28 empty] | Commercial/Industrial | Waterside Economizer | 0.03276 | 1.2197 | -788259.8395 | 4.149 | 0 | 10220.1104
[28 empty] | Commercial/Industrial | Waterside Economizer | 0.03276 | 1.2197 | -788259.8395 | 4.149 | 0 | 10220.1104
[28 empty] | Commercial/Industrial | Waterside Economizer | 0.036169 | 1.2197 | -784803.5203 | 4.5807 | 0 | 11283.5649
[28 empty] | Commercial/Industrial | Waterside Economizer | 0.036169 | 1.2197 | -784803.5203 | 4.5807 | 0 | 11283.5649
[28 empty] | Commercial/Industrial | Waterside Economizer | 0.036344 | 1.2197 | -784625.6215 | 4.6029 | 0 | 11338.3015
[28 empty] | Commercial/Industrial | Waterside Economizer | 0.036344 | 1.2197 | -784625.6215 | 4.6029 | 0 | 11338.3015
[28 empty] | Commercial/Industrial | Waterside Economizer | 0.03687 | 1.2197 | -784091.9251 | 4.6696 | 0 | 11502.5114
[28 empty] | Commercial/Industrial | Waterside Economizer | 0.03687 | 1.2197 | -784091.9251 | 4.6696 | 0 | 11502.5114
[28 empty] | Commercial/Industrial | Waterside Economizer | 0.041608 | 1.2197 | -779288.6579 | 5.2695 | 0 | 12980.4003
[28 empty] | Commercial/Industrial | Waterside Economizer | 0.041608 | 1.2197 | -779288.6579 | 5.2695 | 0 | 12980.4003
[28 empty] | Commercial/Industrial | Waterside Economizer | 0.053088 | 1.2197 | -767648.9945 | 6.7234 | 0 | 16561.7397
[28 empty] | Commercial/Industrial | Waterside Economizer | 0.053088 | 1.2197 | -767648.9945 | 6.7234 | 0 | 16561.7397
[28 empty] | Commercial/Industrial | Waterside Economizer | 0.054115 | 1.2197 | -766607.0159 | 6.8536 | 0 | 16882.3399
[28 empty] | Commercial/Industrial | Waterside Economizer | 0.054115 | 1.2197 | -766607.0159 | 6.8536 | 0 | 16882.3399
[28 empty] | Commercial/Industrial | Waterside Economizer | 0.067525 | 1.2197 | -753010.4658 | 8.5519 | 0 | 21065.7822
[28 empty] | Commercial/Industrial | Waterside Economizer | 0.067525 | 1.2197 | -753010.4658 | 8.5519 | 0 | 21065.7822
[28 empty] | Commercial/Industrial | Waterside Economizer | 0.071284 | 1.2197 | -749198.3489 | 9.0281 | 0 | 22238.71
[28 empty] | Commercial/Industrial | Waterside Economizer | 0.071284 | 1.2197 | -749198.3489 | 9.0281 | 0 | 22238.71
[28 empty] | Commercial/Industrial | Window Sun Protection | 0.079136 | 1.0205 | -891.7872 | 0.024258 | -0.0060129 | 63.479
[28 empty] | Commercial/Industrial | Window Sun Protection | 0.079136 | 1.0205 | -891.7872 | 0.024258 | -0.0060129 | 63.479
[28 empty] | Commercial/Industrial | Window Sun Protection | 0.079136 | 1.0205 | -891.7872 | 0.024258 | -0.0060129 | 63.479
[28 empty] | Commercial/Industrial | Window Sun Protection | 0.079136 | 1.0205 | -891.7872 | 0.024258 | -0.0060129 | 63.479
[28 empty] | Commercial/Industrial | Window Sun Protection | 0.079136 | 1.0205 | -891.7872 | 0.024258 | -0.0060129 | 63.479
[28 empty] | Commercial/Industrial | Window Sun Protection | 0.079136 | 1.0205 | -891.7872 | 0.024258 | -0.0060129 | 63.479
[28 empty] | Commercial/Industrial | Window Sun Protection | 0.079136 | 1.0205 | -891.7872 | 0.024258 | -0.0060129 | 63.479
[28 empty] | Commercial/Industrial | Window Sun Protection | 0.079136 | 1.0205 | -891.7872 | 0.024258 | -0.0060129 | 63.479
[28 empty] | Commercial/Industrial | Window Sun Protection | 0.079136 | 1.0205 | -891.7872 | 0.024258 | -0.0060129 | 63.479
[28 empty] | Commercial/Industrial | Window Sun Protection | 0.079136 | 1.0205 | -891.7872 | 0.024258 | -0.0060129 | 63.479
[28 empty] | Commercial/Industrial | Window Sun Protection | 0.083481 | 0.96056 | -882.39 | 0.028337 | -0.01401 | 63.479
[28 empty] | Commercial/Industrial | Window Sun Protection | 0.088987 | 0.90411 | -870.8291 | 0.033355 | -0.024458 | 63.479
[28 empty] | Commercial/Industrial | Window Sun Protection | 0.088987 | 0.90411 | -870.8291 | 0.033355 | -0.024458 | 63.479
[28 empty] | Commercial/Industrial | Window Sun Protection | 0.13211 | 1.0222 | -817.0947 | 0.04043 | -0.010022 | 105.7983
[28 empty] | Commercial/Industrial | Window Sun Protection | 0.13211 | 1.0222 | -817.0947 | 0.04043 | -0.010022 | 105.7983
[28 empty] | Commercial/Industrial | Window Sun Protection | 0.13211 | 1.0222 | -817.0947 | 0.04043 | -0.010022 | 105.7983
[28 empty] | Commercial/Industrial | Window Sun Protection | 0.13211 | 1.0222 | -817.0947 | 0.04043 | -0.010022 | 105.7983
[28 empty] | Commercial/Industrial | Window Sun Protection | 0.13211 | 1.0222 | -817.0947 | 0.04043 | -0.010022 | 105.7983
[28 empty] | Commercial/Industrial | Window Sun Protection | 0.13211 | 1.0222 | -817.0947 | 0.04043 | -0.010022 | 105.7983
[28 empty] | Commercial/Industrial | Window Sun Protection | 0.13211 | 1.0222 | -817.0947 | 0.04043 | -0.010022 | 105.7983
[28 empty] | Commercial/Industrial | Window Sun Protection | 0.13211 | 1.0222 | -817.0947 | 0.04043 | -0.010022 | 105.7983
[28 empty] | Commercial/Industrial | Window Sun Protection | 0.13211 | 1.0222 | -817.0947 | 0.04043 | -0.010022 | 105.7983
[28 empty] | Commercial/Industrial | Window Sun Protection | 0.13211 | 1.0222 | -817.0947 | 0.04043 | -0.010022 | 105.7983
[28 empty] | Commercial/Industrial | Window Sun Protection | 0.13935 | 0.96206 | -801.4328 | 0.047228 | -0.02335 | 105.7983
[28 empty] | Commercial/Industrial | Window Sun Protection | 0.14809 | 0.90278 | -782.1645 | 0.055592 | -0.040764 | 105.7983
[28 empty] | Commercial/Industrial | Window Sun Protection | 0.14809 | 0.90278 | -782.1645 | 0.055592 | -0.040764 | 105.7983
[28 empty] | Commercial/Industrial | Building Envelope Improvements | 4.8186 | 1.5997 | 27910.0134 | 1.7767 | 1.7336 | 12472.0277
[28 empty] | Commercial/Industrial | Building Envelope Improvements | 6.9533 | 1.5997 | 29033.4574 | 1.7379 | 1.6957 | 12199.7754
[28 empty] | Commercial/Industrial | Building Envelope Improvements | 5.3826 | 1.5997 | 8452.2365 | 0.52664 | 0.51386 | 3696.916
[28 empty] | Commercial/Industrial | Building Envelope Improvements | 4.4693 | 1.5997 | 22028.2815 | 1.4253 | 1.3907 | 10005.4113
[28 empty] | Commercial/Industrial | Building Envelope Improvements | 6.0284 | 1.5997 | 26694.621 | 1.6316 | 1.592 | 11453.7503
[28 empty] | Commercial/Industrial | Building Envelope Improvements | 7.7856 | 1.5997 | 15580.7697 | 0.9194 | 0.8971 | 6454.0455
[28 empty] | Commercial/Industrial | Building Envelope Improvements | 5.9816 | 1.5997 | 28056.2649 | 1.717 | 1.6753 | 12052.9238
[28 empty] | Commercial/Industrial | Building Envelope Improvements | 5.0193 | 1.5996 | 3701.1917 | 0.23368 | 0.22801 | 1640.3616
[28 empty] | Commercial/Industrial | Building Envelope Improvements | 5.7369 | 1.5997 | 113131.2878 | 6.971 | 6.8019 | 48935.2678
[28 empty] | Commercial/Industrial | Building Envelope Improvements | 5.3848 | 1.6003 | 388.7985 | 0.024225 | 0.023637 | 170.0562
[28 empty] | Commercial/Industrial | Compressed Air Controls | 2.3552 | 1.3853 | 190686.8787 | 23.6707 | 23.0455 | 175779.7881
[28 empty] | Commercial/Industrial | Compressed Air Controls | 7.7542 | 1.3853 | 8378.3501 | 0.77895 | 0.75837 | 5784.509
[28 empty] | Commercial/Industrial | Compressed Air Controls | 13.9808 | 1.3853 | 8532.8479 | 0.75642 | 0.73644 | 5617.205
[28 empty] | Commercial/Industrial | Compressed Air Controls | 12.5799 | 1.3853 | 6770.0098 | 0.60404 | 0.58809 | 4485.6518
[28 empty] | Commercial/Industrial | Compressed Air Controls | 8.52 | 1.3853 | 21030.0455 | 1.9361 | 1.885 | 14377.8557
[28 empty] | Commercial/Industrial | Compressed Air Controls | 65.9873 | 1.3853 | 4161.0998 | 0.35277 | 0.34345 | 2619.6918
[28 empty] | Commercial/Industrial | Compressed Air Controls | 9.4175 | 1.3853 | 139690.248 | 12.7408 | 12.4043 | 94613.6033
[28 empty] | Commercial/Industrial | Compressed Air Controls | 8.0279 | 1.3853 | 5255.6485 | 0.48681 | 0.47395 | 3615.0596
[28 empty] | Commercial/Industrial | Compressed Air Controls | 7.8124 | 1.3853 | 11689.4363 | 1.0859 | 1.0572 | 8063.9272
[28 empty] | Commercial/Industrial | Compressed Air Controls | 6.299 | 1.3853 | 21178.8469 | 2.0201 | 1.9668 | 15001.6536
[28 empty] | Commercial/Industrial | Compressed Air Controls | 7.7494 | 1.3844 | 385.3997 | 0.035831 | 0.034885 | 266.0844
[28 empty] | Commercial/Industrial | Compressed Air Equipment | 3.6904 | 1.443 | 658447.4261 | 61.7858 | 60.1539 | 458824.6722
[28 empty] | Commercial/Industrial | Compressed Air Equipment | 4.8093 | 1.443 | 16047.9533 | 1.417 | 1.3795 | 10522.4913
[28 empty] | Commercial/Industrial | Compressed Air Equipment | 13.024 | 1.443 | 58267.2307 | 4.582 | 4.461 | 34026.2379
[28 empty] | Commercial/Industrial | Compressed Air Equipment | 3.4212 | 1.443 | 189114.7226 | 18.1305 | 17.6516 | 134637.6612
[28 empty] | Commercial/Industrial | Compressed Air Equipment | 5.0463 | 1.443 | 18395.6385 | 1.6095 | 1.567 | 11952.5439
[28 empty] | Commercial/Industrial | Compressed Air Equipment | 34.5494 | 1.4432 | 982.8729 | 0.074326 | 0.072363 | 551.9476
[28 empty] | Commercial/Industrial | Compressed Air Equipment | 4.1199 | 1.443 | 352419.6444 | 32.1653 | 31.3158 | 238861.3339
[28 empty] | Commercial/Industrial | Compressed Air Equipment | 3.9551 | 1.443 | 11399.5078 | 1.0507 | 1.023 | 7802.6892
[28 empty] | Commercial/Industrial | Compressed Air Equipment | 5.746 | 1.443 | 72610.2833 | 6.2139 | 6.0498 | 46145.0098
[28 empty] | Commercial/Industrial | Compressed Air Equipment | 4.8082 | 1.4427 | 738.1975 | 0.06518 | 0.063458 | 484.0291
[28 empty] | Commercial/Industrial | Compressed Air System Optimization | 6.4553 | 1.2923 | 15490.2222 | 1.8839 | 1.8341 | 13989.5773
[28 empty] | Commercial/Industrial | Compressed Air System Optimization | 6.0422 | 1.2923 | 48611.1301 | 5.9643 | 5.8068 | 44291.0646
[28 empty] | Commercial/Industrial | Compressed Air System Optimization | 5.9349 | 1.2923 | 6953.3046 | 0.85527 | 0.83268 | 6351.2539
[28 empty] | Commercial/Industrial | Compressed Air System Optimization | 6.6409 | 1.2923 | 7541.6741 | 0.9139 | 0.88977 | 6786.6994
[28 empty] | Commercial/Industrial | Compressed Air System Optimization | 6.5265 | 1.2923 | 10564.5135 | 1.283 | 1.2491 | 9527.6887
[28 empty] | Commercial/Industrial | Compressed Air System Optimization | 6.7257 | 1.2923 | 7987.8083 | 0.96645 | 0.94092 | 7176.8987
[28 empty] | Commercial/Industrial | Compressed Air System Optimization | 4.3325 | 1.2921 | 1348.2467 | 0.17498 | 0.17036 | 1299.4403
[28 empty] | Commercial/Industrial | Compressed Air System Optimization | 7.002 | 1.2923 | 86998.9024 | 10.4753 | 10.1986 | 77790.0701
[28 empty] | Commercial/Industrial | Compressed Air System Optimization | 5.202 | 1.2923 | 11096.7841 | 1.3927 | 1.3559 | 10342.0206
[28 empty] | Commercial/Industrial | Compressed Air System Optimization | 6.4091 | 1.2922 | 6912.8417 | 0.84149 | 0.81926 | 6248.9255
[28 empty] | Commercial/Industrial | Compressed Air System Optimization | 5.2449 | 1.2923 | 25612.3382 | 3.2101 | 3.1253 | 23838.1872
[28 empty] | Commercial/Industrial | Compressed Air System Optimization | 5.9339 | 1.292 | 319.8484 | 0.039342 | 0.038303 | 292.1544
[28 empty] | Commercial/Industrial | Efficient Lighting - Exterior | 2.9673 | 2.1278 | 6477.3158 | 0 | 0 | 7154.6968
[28 empty] | Commercial/Industrial | Efficient Lighting - Exterior | 2.9673 | 2.1278 | 11417.6529 | 0 | 0 | 12611.6817
[28 empty] | Commercial/Industrial | Efficient Lighting - Exterior | 2.9673 | 2.1278 | 1923.3193 | 0 | 0 | 2124.4551
[28 empty] | Commercial/Industrial | Efficient Lighting - Exterior | 2.9673 | 2.1278 | 6951.3444 | 0 | 0 | 7678.298
[28 empty] | Commercial/Industrial | Efficient Lighting - Exterior | 2.9673 | 2.1278 | 2608.5686 | 0 | 0 | 2881.366
[28 empty] | Commercial/Industrial | Efficient Lighting - Exterior | 2.9673 | 2.1278 | 3444.8645 | 0 | 0 | 3805.1195
[28 empty] | Commercial/Industrial | Efficient Lighting - Exterior | 2.9673 | 2.1278 | 1550.2445 | 0 | 0 | 1712.3651
[28 empty] | Commercial/Industrial | Efficient Lighting - Exterior | 2.9673 | 2.1278 | 25437.6142 | 0 | 0 | 28097.8143
[28 empty] | Commercial/Industrial | Efficient Lighting - Exterior | 2.9673 | 2.1278 | 2541.5782 | 0 | 0 | 2807.3699
[28 empty] | Commercial/Industrial | Efficient Lighting - Exterior | 2.9673 | 2.1278 | 2310.3101 | 0 | 0 | 2551.9164
[28 empty] | Commercial/Industrial | Efficient Lighting - Exterior | 2.9673 | 2.1278 | 14231.8355 | 0 | 0 | 15720.1642
[28 empty] | Commercial/Industrial | Efficient Lighting - Exterior | 2.9673 | 2.1278 | 88.4717 | 0 | 0 | 97.7238
[28 empty] | Commercial/Industrial | Fan Equipment Upgrades | 2.7302 | 1.443 | 6133.7225 | 0.63588 | 0.61908 | 4722.0488
[28 empty] | Commercial/Industrial | Fan Equipment Upgrades | 3.3897 | 1.4431 | 3081.56 | 0.29625 | 0.28843 | 2199.9879
[28 empty] | Commercial/Industrial | Fan Equipment Upgrades | 2.7297 | 1.4428 | 512.7035 | 0.053151 | 0.051748 | 394.705
[28 empty] | Commercial/Industrial | Fan Equipment Upgrades | 4.4765 | 1.443 | 65580.5221 | 5.8756 | 5.7204 | 43632.1434
[28 empty] | Commercial/Industrial | Fan Equipment Upgrades | 2.7301 | 1.443 | 4010.6128 | 0.41578 | 0.40479 | 3087.572
[28 empty] | Commercial/Industrial | Fan Equipment Upgrades | 3.8939 | 1.443 | 3864.3146 | 0.35757 | 0.34813 | 2655.33
[28 empty] | Commercial/Industrial | Fan Equipment Upgrades | 2.7323 | 1.4442 | 282.148 | 0.02925 | 0.028477 | 217.2118
[28 empty] | Commercial/Industrial | Fan Improved Controls | 20.2407 | 1.443 | 35752.1464 | 2.7487 | 2.6761 | 20412.0914
[28 empty] | Commercial/Industrial | Fan Improved Controls | 20.2405 | 1.443 | 386355.0533 | 29.7039 | 28.9194 | 220582.9709
[28 empty] | Commercial/Industrial | Fan Improved Controls | 14.9408 | 1.443 | 222000.9427 | 17.3154 | 16.8581 | 128585.2378
[28 empty] | Commercial/Industrial | Fan Improved Controls | 20.2406 | 1.443 | 47983.3058 | 3.6891 | 3.5916 | 27395.2678
[28 empty] | Commercial/Industrial | Fan Improved Controls | 20.2405 | 1.443 | 53809.6127 | 4.137 | 4.0277 | 30721.7004
[28 empty] | Commercial/Industrial | Fan Improved Controls | 20.2407 | 1.443 | 21504.2665 | 1.6533 | 1.6096 | 12277.5021
[28 empty] | Commercial/Industrial | Fan Improved Controls | 20.2411 | 1.4431 | 3518.5121 | 0.27051 | 0.26337 | 2008.8358
[28 empty] | Commercial/Industrial | Fan Improved Controls | 20.2405 | 1.443 | 210025.5592 | 16.1473 | 15.7208 | 119910.5885
[28 empty] | Commercial/Industrial | Fan Improved Controls | 20.2403 | 1.443 | 27523.4925 | 2.1161 | 2.0602 | 15714.0788
[28 empty] | Commercial/Industrial | Fan Improved Controls | 20.2404 | 1.443 | 16121.614 | 1.2395 | 1.2067 | 9204.3665
[28 empty] | Commercial/Industrial | Fan Improved Controls | 50.5122 | 1.443 | 1100267.8323 | 82.5972 | 80.4156 | 613370.8042
[28 empty] | Commercial/Industrial | Fan Improved Controls | 14.9405 | 1.443 | 10211.928 | 0.7965 | 0.77546 | 5914.8541
[28 empty] | Commercial/Industrial | Fan System Optimization | 3.9041 | 1.2923 | 693966.4662 | 92.1356 | 89.7021 | 684203.5418
[28 empty] | Commercial/Industrial | Fan System Optimization | 9.0697 | 1.2923 | 144227.1357 | 16.9136 | 16.4669 | 125601.5509
[28 empty] | Commercial/Industrial | Fan System Optimization | 9.1362 | 1.2923 | 101340.6099 | 11.8767 | 11.563 | 88196.7609
[28 empty] | Commercial/Industrial | Fan System Optimization | 15.5396 | 1.2923 | 170357.6722 | 19.2703 | 18.7613 | 143101.9569
[28 empty] | Commercial/Industrial | Fan System Optimization | 98.4003 | 1.2923 | 2220846.3591 | 241.1308 | 234.762 | 1790649.789
[28 empty] | Commercial/Industrial | Fan System Optimization | 9.1362 | 1.2923 | 117531.0131 | 13.7741 | 13.4103 | 102287.2733
[28 empty] | Commercial/Industrial | Fan System Optimization | 9.0698 | 1.2923 | 6634.3733 | 0.77802 | 0.75747 | 5777.606
[28 empty] | Commercial/Industrial | HVAC Equipment Upgrades | 4.8622 | 1.5029 | 64407.5379 | 5.1234 | 4.9991 | 35965.3265
[28 empty] | Commercial/Industrial | HVAC Equipment Upgrades | 6.3626 | 1.5029 | 138924.4003 | 10.5546 | 10.2986 | 74091.795
[28 empty] | Commercial/Industrial | HVAC Equipment Upgrades | 4.4085 | 1.5029 | 13673.2053 | 1.1104 | 1.0835 | 7795.0583
[28 empty] | Commercial/Industrial | HVAC Equipment Upgrades | 4.8622 | 1.5029 | 89258.7772 | 7.1002 | 6.928 | 49842.3193
[28 empty] | Commercial/Industrial | HVAC Equipment Upgrades | 4.8625 | 1.503 | 4185.9755 | 0.33298 | 0.3249 | 2337.459
[28 empty] | Commercial/Industrial | HVAC Equipment Upgrades | 4.0734 | 1.5029 | 35746.0853 | 2.9577 | 2.8859 | 20762.3532
[28 empty] | Commercial/Industrial | HVAC Equipment Upgrades | 4.8619 | 1.5029 | 3336.9631 | 0.26544 | 0.259 | 1863.3683
[28 empty] | Commercial/Industrial | HVAC Equipment Upgrades | 4.7423 | 1.5029 | 25428.454 | 2.033 | 1.9837 | 14271.206
[28 empty] | Commercial/Industrial | HVAC Equipment Upgrades | 4.8622 | 1.5029 | 262571.7481 | 20.8867 | 20.3799 | 146620.7056
[28 empty] | Commercial/Industrial | HVAC Equipment Upgrades | 4.4071 | 1.5024 | 628.9603 | 0.051079 | 0.04984 | 358.5686
[28 empty] | Commercial/Industrial | HVAC Improved Controls | 57.226 | 1.4231 | 104838.5344 | 8.1783 | 7.9798 | 57409.9009
[28 empty] | Commercial/Industrial | HVAC Improved Controls | 29.2081 | 1.4231 | 40363.8871 | 3.1912 | 3.1138 | 22401.6205
[28 empty] | Commercial/Industrial | HVAC Improved Controls | 10.0159 | 1.4231 | 21756.875 | 1.816 | 1.772 | 12748.0748
[28 empty] | Commercial/Industrial | HVAC Improved Controls | 3.7184 | 1.4231 | 37739.447 | 3.6787 | 3.5894 | 25823.5234
[28 empty] | Commercial/Industrial | HVAC Improved Controls | 29.4187 | 1.4231 | 31008.215 | 2.451 | 2.3916 | 17205.9015
[28 empty] | Commercial/Industrial | HVAC Improved Controls | 8.6292 | 1.4231 | 21788.8918 | 1.8438 | 1.7991 | 12943.2916
[28 empty] | Commercial/Industrial | HVAC Improved Controls | 81.0532 | 1.4231 | 10753.5406 | 0.83545 | 0.81518 | 5864.7433
[28 empty] | Commercial/Industrial | HVAC Improved Controls | 16.2289 | 1.4231 | 8501.7332 | 0.6873 | 0.67062 | 4824.724
[28 empty] | Commercial/Industrial | HVAC Improved Controls | 12.4195 | 1.4233 | 1328.0453 | 0.10906 | 0.10641 | 765.5806
[28 empty] | Commercial/Industrial | HVAC Improved Controls | 154.4281 | 1.4231 | 37217.4008 | 2.8781 | 2.8083 | 20203.8701
[28 empty] | Commercial/Industrial | HVAC Improved Controls | 33.5873 | 1.4231 | 62083.9687 | 4.8908 | 4.7722 | 34332.7173
[28 empty] | Commercial/Industrial | HVAC Improved Controls | 10.0182 | 1.4234 | 1000.8049 | 0.083536 | 0.081509 | 586.4048
[28 empty] | Commercial/Industrial | HVAC Recommissioning | 0.27943 | 1.2751 | -210534.947 | 14.4913 | 14.1397 | 101726.2981
[28 empty] | Commercial/Industrial | HVAC Recommissioning | 4.0338 | 1.2751 | 484703.3101 | 66.4363 | 64.8244 | 466371.1843
[28 empty] | Commercial/Industrial | HVAC Recommissioning | 9.0603 | 1.2751 | 55480.9697 | 6.7685 | 6.6043 | 47513.7294
[28 empty] | Commercial/Industrial | HVAC Recommissioning | 5.4828 | 1.2751 | 45290.6423 | 5.8628 | 5.7206 | 41155.9701
[28 empty] | Commercial/Industrial | Lighting Controls | 2.5749 | 1.2743 | 4732.3709 | 0.74325 | 0.72246 | 5207.0968
[28 empty] | Commercial/Industrial | Lighting Controls | 2.2991 | 1.2743 | 14830.9103 | 2.4464 | 2.378 | 17139.1276
[28 empty] | Commercial/Industrial | Lighting Controls | 2.3269 | 1.2742 | 2491.8584 | 0.40874 | 0.39731 | 2863.6139
[28 empty] | Commercial/Industrial | Lighting Controls | 2.2534 | 1.2743 | 7311.4013 | 1.2176 | 1.1836 | 8530.5893
[28 empty] | Commercial/Industrial | Lighting Controls | 1.8656 | 1.2742 | 3757.3199 | 0.69565 | 0.67619 | 4873.6057
[28 empty] | Commercial/Industrial | Lighting Controls | 2.0455 | 1.2743 | 4135.8993 | 0.72437 | 0.70411 | 5074.8733
[28 empty] | Commercial/Industrial | Lighting Controls | 2.8842 | 1.2743 | 3400.505 | 0.51216 | 0.49783 | 3588.1374
[28 empty] | Commercial/Industrial | Lighting Controls | 2.215 | 1.2743 | 45583.446 | 7.6556 | 7.4414 | 53634.1324
[28 empty] | Commercial/Industrial | Lighting Controls | 2.1721 | 1.2743 | 3476.3482 | 0.58961 | 0.57311 | 4130.7181
[28 empty] | Commercial/Industrial | Lighting Controls | 2.5357 | 1.2743 | 2658.2432 | 0.42009 | 0.40834 | 2943.0846
[28 empty] | Commercial/Industrial | Lighting Controls | 2.4769 | 1.2743 | 22100.6221 | 3.5267 | 3.4281 | 24707.9086
[28 empty] | Commercial/Industrial | Lighting Controls | 2.329 | 1.2754 | 114.6242 | 0.018802 | 0.018276 | 131.7248
[28 empty] | Commercial/Industrial | Lighting Controls - Exterior | 1.8362 | 1.9249 | 661.9307 | 0 | 0 | 1268.1477
[28 empty] | Commercial/Industrial | Lighting Controls - Exterior | 2.0566 | 1.9249 | 170.2223 | 0 | 0 | 303.5114
[28 empty] | Commercial/Industrial | Lighting Controls - Exterior | 1.8082 | 1.9249 | 233.5561 | 0 | 0 | 452.3192
[28 empty] | Commercial/Industrial | Lighting Controls - Exterior | 1.7662 | 1.9249 | 770.4663 | 0 | 0 | 1517.8276
[28 empty] | Commercial/Industrial | Motor Equipment Upgrades | 2.0228 | 1.2923 | 7250.9035 | 1.2275 | 1.1951 | 9115.6447
[28 empty] | Commercial/Industrial | Motor Equipment Upgrades | 1.9215 | 1.2923 | 3326.7321 | 0.58069 | 0.56535 | 4312.2117
[28 empty] | Commercial/Industrial | Motor Equipment Upgrades | 1.9483 | 1.2923 | 6302.5585 | 1.0908 | 1.062 | 8100.4152
[28 empty] | Commercial/Industrial | Motor Equipment Upgrades | 4.8814 | 1.2923 | 7179.9011 | 0.91094 | 0.88688 | 6764.6869
[28 empty] | Commercial/Industrial | Motor Equipment Upgrades | 1.7488 | 1.2923 | 1598.4844 | 0.29721 | 0.28936 | 2207.0603
[28 empty] | Commercial/Industrial | Motor Equipment Upgrades | 1.8541 | 1.2923 | 10804.5796 | 1.9294 | 1.8784 | 14327.8776
[28 empty] | Commercial/Industrial | Motor Equipment Upgrades | 5.2323 | 1.2922 | 2440.7692 | 0.30603 | 0.29794 | 2272.5757
[28 empty] | Commercial/Industrial | Motor Equipment Upgrades | 2.2768 | 1.2922 | 2148.9855 | 0.34202 | 0.33299 | 2539.8748
[28 empty] | Commercial/Industrial | Motor Equipment Upgrades | 10.1833 | 1.2923 | 24407.8597 | 2.835 | 2.7601 | 21052.7219
[28 empty] | Commercial/Industrial | Motor Equipment Upgrades | 1.9213 | 1.2922 | 153.0279 | 0.026711 | 0.026006 | 198.3595
[28 empty] | Commercial/Industrial | Motor Improved Controls | 7.8045 | 1.443 | 5948.0694 | 0.48867 | 0.47576 | 3628.897
[28 empty] | Commercial/Industrial | Motor Improved Controls | 4.6985 | 1.443 | 31184.2919 | 2.7661 | 2.6931 | 20541.5213
[28 empty] | Commercial/Industrial | Motor Improved Controls | 4.8017 | 1.443 | 30340.2821 | 2.6797 | 2.609 | 19899.9473
[28 empty] | Commercial/Industrial | Motor Improved Controls | 7.8048 | 1.443 | 2927.7925 | 0.24054 | 0.23418 | 1786.2363
[28 empty] | Commercial/Industrial | Motor Improved Controls | 10.1182 | 1.443 | 12702.7387 | 1.0176 | 0.99076 | 7556.9964
[28 empty] | Commercial/Industrial | Motor Improved Controls | 10.9823 | 1.4428 | 2240.7158 | 0.17833 | 0.17362 | 1324.2604
[28 empty] | Commercial/Industrial | Motor Improved Controls | 7.8073 | 1.4435 | 528.244 | 0.043399 | 0.042252 | 322.2799
[28 empty] | Commercial/Industrial | Motor Improved Controls | 7.8046 | 1.443 | 33714.7394 | 2.7699 | 2.6967 | 20569.2483
[28 empty] | Commercial/Industrial | Motor Improved Controls | 7.8047 | 1.443 | 4534.2733 | 0.37252 | 0.36268 | 2766.3448
[28 empty] | Commercial/Industrial | Motor Improved Controls | 7.8039 | 1.4429 | 2264.9447 | 0.18608 | 0.18116 | 1381.8351
[28 empty] | Commercial/Industrial | Motor Improved Controls | 7.8045 | 1.443 | 7310.4524 | 0.6006 | 0.58474 | 4460.0822
[28 empty] | Commercial/Industrial | Motor Improved Controls | 4.8018 | 1.443 | 1395.6371 | 0.12327 | 0.12001 | 915.3872
[28 empty] | Commercial/Industrial | Motor Optimization | 0.51693 | 1.2919 | -281.0939 | 0.071811 | 0.069914 | 533.2714
[28 empty] | Commercial/Industrial | Motor Optimization | 0.70232 | 1.2922 | -201.8785 | 0.46499 | 0.45271 | 3453.0256
[28 empty] | Commercial/Industrial | Motor Optimization | 0.70184 | 1.2914 | -9.2863 | 0.021389 | 0.020824 | 158.8374
[28 empty] | Commercial/Industrial | Motor Optimization | 2.4923 | 1.2923 | 31258.158 | 4.778 | 4.6518 | 35481.3792
[28 empty] | Commercial/Industrial | Motor Optimization | 3.4335 | 1.2923 | 148444.2028 | 20.3557 | 19.818 | 151162.2172
[28 empty] | Commercial/Industrial | Motor Optimization | 4.5144 | 1.2923 | 64895.4471 | 8.3539 | 8.1333 | 62036.5996
[28 empty] | Commercial/Industrial | Motor Optimization | 4.0678 | 1.2923 | 26734.0375 | 3.5165 | 3.4237 | 26114.0667
[28 empty] | Commercial/Industrial | Motor Optimization | 3.9506 | 1.2923 | 22944.2218 | 3.0379 | 2.9577 | 22559.7811
[28 empty] | Commercial/Industrial | Motor Optimization | 5.2078 | 1.2923 | 322306.4731 | 40.4426 | 39.3744 | 300328.901
[28 empty] | Commercial/Industrial | Motor Optimization | 4.9042 | 1.2923 | 31987.2604 | 4.055 | 3.9479 | 30112.5486
[28 empty] | Commercial/Industrial | Motor Optimization | 3.8237 | 1.2923 | 28202.0929 | 3.7626 | 3.6633 | 27941.626
[28 empty] | Commercial/Industrial | Plant Energy Management | 2.9781 | 1.3229 | 328040.9609 | 43.4096 | 42.4818 | 317412.4363
[28 empty] | Commercial/Industrial | Plant Energy Management | 15.4857 | 1.3248 | 390195.622 | 40.4573 | 39.5035 | 297677.8775
[28 empty] | Commercial/Industrial | Plant Energy Management | 15.5028 | 1.3236 | 48184.1977 | 5.0093 | 4.8973 | 36716.3143
[28 empty] | Commercial/Industrial | Plant Energy Management | 15.5365 | 1.3214 | 105578.2503 | 11.0329 | 10.816 | 80266.2836
[28 empty] | Commercial/Industrial | Plant Energy Management | 2.9704 | 1.3257 | 179952.8256 | 23.6829 | 23.12 | 174731.5051
[28 empty] | Commercial/Industrial | Plant Energy Management | 3.8035 | 1.3232 | 171944.1028 | 21.1926 | 20.7069 | 155147.9329
[28 empty] | Commercial/Industrial | Plant Energy Management | 15.521 | 1.3225 | 13595.0855 | 1.4172 | 1.3889 | 10346.9062
[28 empty] | Commercial/Industrial | Plant Energy Management | 15.5228 | 1.3221 | 1558928.0737 | 162.6094 | 158.812 | 1186146.2059
[28 empty] | Commercial/Industrial | Plant Energy Management | 15.489 | 1.3245 | 92135.0764 | 9.5587 | 9.3277 | 70270.864
[28 empty] | Commercial/Industrial | Plant Energy Management | 15.522 | 1.3225 | 159840.7479 | 16.6642 | 16.3394 | 121646.283
[28 empty] | Commercial/Industrial | Plant Energy Management | 15.5024 | 1.3238 | 2156.3889 | 0.22414 | 0.21915 | 1643.2936
[28 empty] | Commercial/Industrial | Process Heat Equipment Upgrade | 3.1523 | 1.2856 | 64262.8112 | 9.1729 | 8.9467 | 66628.3832
[28 empty] | Commercial/Industrial | Process Heat Equipment Upgrade | 8.6278 | 1.2856 | 100095.557 | 11.9767 | 11.6814 | 86994.1033
[28 empty] | Commercial/Industrial | Process Heat Improved Controls | 0.55822 | 1.4352 | -20875.0566 | 3.8813 | 3.7856 | 28192.1619
[28 empty] | Commercial/Industrial | Process Heat Improved Controls | 0.52018 | 1.4352 | -2807.7544 | 0.41626 | 0.406 | 3023.5854
[28 empty] | Commercial/Industrial | Process Heat Improved Controls | 0.55823 | 1.4352 | -2430.3341 | 0.45187 | 0.44073 | 3282.2126
[28 empty] | Commercial/Industrial | Process Heat Improved Controls | 0.55823 | 1.4352 | -2364.2694 | 0.43959 | 0.42875 | 3192.9909
[28 empty] | Commercial/Industrial | Process Heat Improved Controls | 0.55691 | 1.4354 | -903.8179 | 0.16663 | 0.16252 | 1210.3165
[28 empty] | Commercial/Industrial | Process Heat Improved Controls | 0.55813 | 1.435 | -645.7709 | 0.12007 | 0.11711 | 872.126
[28 empty] | Commercial/Industrial | Process Heat Improved Controls | 0.55823 | 1.4352 | -290.2794 | 0.053971 | 0.052641 | 392.0278
[28 empty] | Commercial/Industrial | Process Heat Improved Controls | 0.55802 | 1.4347 | -224.6969 | 0.041778 | 0.040748 | 303.4574
[28 empty] | Commercial/Industrial | Process Heat Improved Controls | 0.55834 | 1.4355 | -144.9585 | 0.026952 | 0.026287 | 195.7692
[28 empty] | Commercial/Industrial | Process Heat Improved Controls | 0.52038 | 1.4358 | -129.1552 | 0.019148 | 0.018676 | 139.0834
[28 empty] | Commercial/Industrial | Process Heat Improved Controls | 0.81729 | 1.4352 | 255.5473 | 0.46655 | 0.45505 | 3388.8584
[28 empty] | Commercial/Industrial | Process Heat System Optimization | 0.11305 | 0.94626 | -42.6763 | 0.012104 | 0.011805 | 87.9171
[28 empty] | Commercial/Industrial | Process Heat System Optimization | 0.12291 | 0.94639 | -154.6128 | 0.048716 | 0.047515 | 353.8579
[28 empty] | Commercial/Industrial | Process Heat System Optimization | 0.033095 | 0.94644 | -2149.9088 | 0.15186 | 0.14811 | 1103.0325
[28 empty] | Commercial/Industrial | Process Heat System Optimization | 0.11307 | 0.94644 | -927.7569 | 0.26313 | 0.25664 | 1911.2621
[28 empty] | Commercial/Industrial | Process Heat System Optimization | 0.020238 | 0.94645 | -6633.9218 | 0.27983 | 0.27293 | 2032.5999
[28 empty] | Commercial/Industrial | Process Heat System Optimization | 0.095347 | 0.94645 | -8379.6294 | 1.9291 | 1.8815 | 14012.1487
[28 empty] | Commercial/Industrial | Process Heat System Optimization | 0.20199 | 0.94645 | -10240.9826 | 6.4436 | 6.2847 | 46803.9523
[28 empty] | Commercial/Industrial | Process Heat System Optimization | 0.82696 | 0.94646 | 190.7411 | 0.7013 | 0.68401 | 5093.973
[28 empty] | Commercial/Industrial | Process Heat System Optimization | 0.37778 | 0.94646 | -219.4053 | 0.49495 | 0.48275 | 3595.1331
[28 empty] | Commercial/Industrial | Process Heat System Optimization | 0.18176 | 0.94646 | -504.895 | 0.27096 | 0.26428 | 1968.1432
[28 empty] | Commercial/Industrial | Process Heat System Optimization | 0.10754 | 0.94646 | -700.6474 | 0.18673 | 0.18213 | 1356.3401
[28 empty] | Commercial/Industrial | Process Heat System Optimization | 0.22629 | 0.94648 | -19.8441 | 0.014978 | 0.014609 | 108.7936
[28 empty] | Commercial/Industrial | Process Other Equipment Upgrades | 3.6844 | 1.2855 | 9119.0136 | 1.2469 | 1.2161 | 9056.9681
[28 empty] | Commercial/Industrial | Process Other Systems Optimization | 7.4217 | 1.1584 | 1390.4077 | 0.29235 | 0.28514 | 2123.4877
[28 empty] | Commercial/Industrial | Process Other Systems Optimization | 7.4216 | 1.1584 | 25482.3379 | 5.3579 | 5.2258 | 38917.6715
[28 empty] | Commercial/Industrial | Process Other Systems Optimization | 5.2579 | 1.1584 | 32982.6077 | 7.2372 | 7.0588 | 52568.6948
[28 empty] | Commercial/Industrial | Process Other Systems Optimization | 1.4356 | 1.1584 | 1059.1448 | 0.38619 | 0.37667 | 2805.1499
[28 empty] | Commercial/Industrial | Process Other Systems Optimization | 1.4589 | 1.1582 | 101.9381 | 0.03663 | 0.035727 | 266.0672
[28 empty] | Commercial/Industrial | Process Other Systems Optimization | 0.96975 | 1.1584 | 23626.0673 | 15.3071 | 14.9297 | 111185.4178
[28 empty] | Commercial/Industrial | Process Other Systems Optimization | 7.4203 | 1.1582 | 199.9041 | 0.042032 | 0.040995 | 305.3018
[28 empty] | Commercial/Industrial | Process Other Systems Optimization | 0.89231 | 1.1584 | 2636.5695 | 2.1563 | 2.1031 | 15662.4021
[28 empty] | Commercial/Industrial | Process Other Systems Optimization | 7.4219 | 1.1584 | 2188.6766 | 0.46019 | 0.44884 | 3342.6367
[28 empty] | Commercial/Industrial | Process Other Systems Optimization | 3.1487 | 1.1583 | 1296.4768 | 0.31615 | 0.30835 | 2296.3945
[28 empty] | Commercial/Industrial | Process Other Systems Optimization | 7.4215 | 1.1583 | 270.9978 | 0.05698 | 0.055575 | 413.879
[28 empty] | Commercial/Industrial | Process Other Systems Optimization | 5.258 | 1.1584 | 1131.4143 | 0.24826 | 0.24214 | 1803.2829
[28 empty] | Commercial/Industrial | Process Refrig Controls | 0.56929 | 1.4352 | -5956.6253 | 1.1877 | 1.1584 | 8626.9982
[28 empty] | Commercial/Industrial | Process Refrig Controls | 0.56927 | 1.4352 | -3839.8853 | 0.76564 | 0.74676 | 5561.3173
[28 empty] | Commercial/Industrial | Process Refrig Controls | 0.56929 | 1.4352 | -3150.5014 | 0.62818 | 0.61269 | 4562.8806
[28 empty] | Commercial/Industrial | Process Refrig Controls | 0.56923 | 1.4351 | -1080.4455 | 0.21543 | 0.21012 | 1564.8125
[28 empty] | Commercial/Industrial | Process Refrig Controls | 0.56929 | 1.4352 | -624.0774 | 0.12444 | 0.12137 | 903.8532
[28 empty] | Commercial/Industrial | Process Refrig Controls | 0.56922 | 1.4351 | -592.9417 | 0.11823 | 0.11531 | 858.759
[28 empty] | Commercial/Industrial | Process Refrig Controls | 0.56936 | 1.4354 | -396.6715 | 0.079093 | 0.077143 | 574.5005
[28 empty] | Commercial/Industrial | Process Refrig Controls | 7.5527 | 1.4352 | 54895.1238 | 4.5993 | 4.4859 | 33407.3773
[28 empty] | Commercial/Industrial | Process Refrig Controls | 0.84195 | 1.4353 | 54.4243 | 0.059063 | 0.057607 | 429.013
[28 empty] | Commercial/Industrial | Process Refrig Controls | 7.5535 | 1.4354 | 2525.1472 | 0.21156 | 0.20635 | 1536.722
[28 empty] | Commercial/Industrial | Process Refrig Equipment Upgrade | 1.7533 | 1.2855 | 5157.4613 | 0.97196 | 0.948 | 7059.9939
[28 empty] | Commercial/Industrial | Process Refrig Equipment Upgrade | 1.9344 | 1.2856 | 31508.9606 | 5.5624 | 5.4252 | 40403.141
[28 empty] | Commercial/Industrial | Process Refrig Equipment Upgrade | 3.574 | 1.2856 | 14815.1112 | 2.0415 | 1.9911 | 14828.5214
[28 empty] | Commercial/Industrial | Process Refrig Equipment Upgrade | 2.1923 | 1.2856 | 39102.0435 | 6.4386 | 6.2798 | 46767.5107
[28 empty] | Commercial/Industrial | Process Refrig Equipment Upgrade | 1.9578 | 1.2856 | 1769.0753 | 0.31003 | 0.30238 | 2251.9345
[28 empty] | Commercial/Industrial | Process Refrig Equipment Upgrade | 2.6341 | 1.2856 | 1816.4906 | 0.27579 | 0.26899 | 2003.2006
[28 empty] | Commercial/Industrial | Process Refrig System Optimization | 0.41612 | 1.1137 | -955.7269 | 0.38785 | 0.37829 | 2817.2169
[28 empty] | Commercial/Industrial | Process Refrig System Optimization | 0.63202 | 1.1138 | -470.1881 | 2.3753 | 2.3167 | 17253.3325
[28 empty] | Commercial/Industrial | Process Refrig System Optimization | 6.347 | 1.1138 | 58907.9317 | 15.7697 | 15.3808 | 114545.0826
[28 empty] | Commercial/Industrial | Process Refrig System Optimization | 1.1729 | 1.1138 | 25678.4564 | 14.1351 | 13.7866 | 102672.0373
[28 empty] | Commercial/Industrial | Process Refrig System Optimization | 18.4485 | 1.1138 | 23073.8846 | 5.7385 | 5.597 | 41682.6524
[28 empty] | Commercial/Industrial | Process Refrig System Optimization | 23.8192 | 1.1138 | 1233.7144 | 0.30428 | 0.29677 | 2210.1421
[28 empty] | Commercial/Industrial | Process Refrig System Optimization | 23.8183 | 1.1138 | 11660.948 | 2.876 | 2.8051 | 20890.0483
[28 empty] | Commercial/Industrial | Process Refrig System Optimization | 1.1729 | 1.1137 | 1181.1956 | 0.65021 | 0.63417 | 4722.8603
[28 empty] | Commercial/Industrial | Pump Equipment Upgrade | 3.7397 | 1.443 | 21052.2033 | 1.9684 | 1.9164 | 14617.7361
[28 empty] | Commercial/Industrial | Pump Equipment Upgrade | 3.3895 | 1.443 | 6034.0599 | 0.5801 | 0.56478 | 4307.8371
[28 empty] | Commercial/Industrial | Pump Equipment Upgrade | 3.7395 | 1.4429 | 3697.0443 | 0.34568 | 0.33655 | 2567.0671
[28 empty] | Commercial/Industrial | Pump Equipment Upgrade | 4.4765 | 1.443 | 130321.4242 | 11.6759 | 11.3675 | 86705.6693
[28 empty] | Commercial/Industrial | Pump Equipment Upgrade | 2.7301 | 1.443 | 7182.271 | 0.74458 | 0.72491 | 5529.2743
[28 empty] | Commercial/Industrial | Pump Equipment Upgrade | 3.8938 | 1.443 | 5739.2563 | 0.53106 | 0.51703 | 3943.6799
[28 empty] | Commercial/Industrial | Pump Equipment Upgrade | 3.74 | 1.4431 | 968.3904 | 0.090547 | 0.088156 | 672.4083
[28 empty] | Commercial/Industrial | Pump Improved Controls | 7.8047 | 1.443 | 5983.6508 | 0.49159 | 0.47861 | 3650.6051
[28 empty] | Commercial/Industrial | Pump Improved Controls | 7.8046 | 1.443 | 20172.0666 | 1.6573 | 1.6135 | 12306.9095
[28 empty] | Commercial/Industrial | Pump Improved Controls | 7.8046 | 1.443 | 2245.4575 | 0.18448 | 0.17961 | 1369.946
[28 empty] | Commercial/Industrial | Pump Improved Controls | 7.8045 | 1.443 | 2910.1236 | 0.23908 | 0.23277 | 1775.4565
[28 empty] | Commercial/Industrial | Pump Improved Controls | 7.8047 | 1.443 | 4549.0856 | 0.37374 | 0.36386 | 2775.3817
[28 empty] | Commercial/Industrial | Pump Improved Controls | 7.8042 | 1.4429 | 3086.32 | 0.25356 | 0.24686 | 1882.9534
[28 empty] | Commercial/Industrial | Pump Improved Controls | 7.8083 | 1.4437 | 531.4821 | 0.043665 | 0.042511 | 324.2554
[28 empty] | Commercial/Industrial | Pump Improved Controls | 7.8046 | 1.443 | 33513.1785 | 2.7533 | 2.6806 | 20446.2767
[28 empty] | Commercial/Industrial | Pump Improved Controls | 7.8042 | 1.4429 | 4506.8748 | 0.37027 | 0.36049 | 2749.629
[28 empty] | Commercial/Industrial | Pump Improved Controls | 7.8043 | 1.443 | 2278.8284 | 0.18722 | 0.18228 | 1390.3055
[28 empty] | Commercial/Industrial | Pump Improved Controls | 7.8049 | 1.4431 | 7355.2641 | 0.60428 | 0.58832 | 4487.4217
[28 empty] | Commercial/Industrial | Pump Improved Controls | 7.792 | 1.4407 | 103.2899 | 0.0084859 | 0.0082618 | 63.0168
[28 empty] | Commercial/Industrial | Pump System Optimization | #DIV/0! | #DIV/0! | 0 | 0 | 0 | 0
[28 empty] | Commercial/Industrial | Pump System Optimization | 5.7805 | 1.2923 | 24217.8127 | 2.9901 | 2.9111 | 22204.8243
[28 empty] | Commercial/Industrial | Pump System Optimization | 3.3134 | 1.2923 | 421221.8829 | 58.3371 | 56.7963 | 433214.4934
[28 empty] | Commercial/Industrial | Pump System Optimization | 4.827 | 1.2923 | 16077.892 | 2.0439 | 1.99 | 15178.4005
[28 empty] | Commercial/Industrial | Pump System Optimization | 10.9677 | 1.2923 | 8465.8108 | 0.97787 | 0.95204 | 7261.6779
[28 empty] | Commercial/Industrial | Pump System Optimization | 2.2775 | 1.2923 | 5385.7798 | 0.85706 | 0.83443 | 6364.5928
[28 empty] | Commercial/Industrial | Pump System Optimization | 38.2375 | 1.2923 | 223298.5877 | 24.5355 | 23.8875 | 182201.7698
[28 empty] | Commercial/Industrial | Pump System Optimization | 4.0894 | 1.2923 | 629901.4364 | 82.7596 | 80.5738 | 614577.2082
[28 empty] | Commercial/Industrial | Pump System Optimization | 4.8259 | 1.292 | 739.5747 | 0.09402 | 0.091537 | 698.1985