## README
DSM_FORE18.xlsx Draft ready for review.
02/14/2017 Met with Erika to update the forecasted data for participants and savings/participant.
02/02/2017 Met with Erika Perez and updated the actuals (participants and savings [W/S/Energy]) for 2016 based on FPSC filing.
2016-07-28 | Updated 2010 Participant counts to be consistent with FPSC filings for this year, which changes cumulative participant counts going forward for several programs. Okay with updating this history change in TYSP and FRCC filing…explainable per Lori/Mark.
02/19/2016: Tweeked formulas on EIA 861 tabs…1) No longer put 100% of Com'l Cooling in COM, splitting 90%/10% like all other programs. 2) Removed all LM programs from totals used in data we provide for EIA 861 on rows 3 & 4, Schedule 6A.
02/18/2016: 1) Provided 20-year D&E projections as input for EIA 861 to DSM area of Regulatory (Mark Roche), responsible for completion of Schedule 6 section of filing due each April. See far right two orange tabs. 2) Forced cumulative savings to be 40 MW for Summer and Winter at the meter for Commercial Demand Response as it is contract based.
REGARDING HISTORY: 3/2004 This file format was originally created by Lori Cifuentes, Ld. Rsch. & Fcstg. to be used by the Forecasting Group to prepare forecasts and TYSP tables.
1) History matching the DSM Annual Reports is found in the file "DSM_HIST.xls". This file is based upon that file's data.
2) All Load Management Programs (Res. Prime Time, C/I Ld. Mgmt. Cyc., C/I Ld. Mgmt. Ext'd, C/I Standy Gen.) only look at CUMULATIVE participants.
This is to reflect the fact that participants get on and off these programs over time, unlike other conservation programs. So, you can't just add up incremental participants.
3) For all other conservation programs, cumulative data will be built based upon incremental participants provided by Regulatory. Anytime you add a program tab, be sure it is included in Res Summary and/or ComInd Summary tabs!
4) Summary tabs are set up: These TABS contain BOTH @METER and @GENERATOR LEVEL TOTALS.
a) "RES Summary"
b) "ComInd Summary"
5) A "FCSTG INPUT" tab is pasted into the "Model_Inputs.xls" file, "Consv" tab for annual forecast process (cumulative totals by customer class are converted to incremental)
NOTE: The forecast needs Com'l (90%) and Ind'l (10%) separated for all commercial programs EXCEPT Com'l Cooling which is 100% Commercial.
6) History has been merged for the "RES Heating and Cooling" and "RES Duct Repair" programs for the purposes of this file as the programs changed over the years.
When program requirements changed for these and overlapping programs occurred within these categories, an average of participants and savings was used for this file, not what was reported in the DSM Annual Reports.
7) All savings will be in terms of @ meter until the summary tabs and summary FCSTG tabs. On these tabs, @ meter will be converted to @ generator using the conversion factors" tab.
8) Load Mgmt. History…match HELSI files at month of winter and summer peak each year with actual participants at that time & temperature at time of peak
for a "potential" curtailment #. NEW Column added 4/07 to store ACTUAL curtailments - if any - at time of summer and winter peak.
9) Decided not to include STREET LIGHTING in TYSP filings. It is neither a Residential, nor Com'l/Ind'l program. No incremental growth. Also, kept annual energy savings at
16 gWhs, rather than use FEECA 90 (1981-1990) reported savings of 36.76 per Howard Bryant, 3/29/04.
10) Program tabs highlighted in Red are discontinued programs and will not longer have data entered in them after 2015.
| a) | RES Building Envelope (see note 11 below)
| b) | RES HVAC Re-commissioning (Proposed to discontinue this program with the 2015-2024 DSM Plan filing)
| c) | C-I Mail-In Audit
| d) | COM Building Envelope (see note 11 below)
| e) | COM EEMotors (Proposed to discontinue this program with the 2015-2024 DSM Plan filing)
| f) | COM Lighting (See note 11 below)
| g) | Street Lighting Conservation
| h) | COM ECM HVAC (combined ECM programs together with 2015-2024 DSM Plan filing)
| i) | COM HVAC Re-Commissioning ((Proposed to discontinue this program with the 2015-2024 DSM Plan filing)
| j) | COM ERV (Proposed to discontinue this program with the 2015-2024 DSM Plan filing)
11) The following programs were previously bundled and a weighted average was used to report savings. These programs have now been split up into their own programs:
a) | RES Building Envelope
| Now | Ceiling Insulation
Wall Insulation
Window Replacement
Discontinued the Window Film portion of the old building envelope program
b) | COM Building Envelop
| Now | Ceiling Insulation
Wall Insulation
Discontinued the Window Film and Roof Insulation portions of the old building envelope program
c) | COM Lighting
| Now | Conditioned Lighting
Non-conditioned Lighting
Discontinued the Exit Sign portion of this program

## Mark
DSM Historical Annual and Accumulative Accomplishments
| Annual Actuals |  |  | Accumulative Total
| Summer kW | Winter kW | Annual Energy | Summer kW | Winter kW | Annual Energy
1981-1990(1) |  |  |  | 0 | 0 | 0
1991-1994(2) |  |  |  | 0 | 0 | 0
1995 |  |  |  | 0 | 0 | 0
1996 |  |  |  | 0 | 0 | 0
1997 |  |  |  | 0 | 0 | 0
1998 |  |  |  | 0 | 0 | 0
1999 |  |  |  | 0 | 0 | 0
2000 |  |  |  | 0 | 0 | 0
2001 |  |  |  | 0 | 0 | 0
2002 |  |  |  | 0 | 0 | 0
2003 |  |  |  | 0 | 0 | 0
2004 |  |  |  | 0 | 0 | 0
2005 |  |  |  | 0 | 0 | 0
2006 |  |  |  | 0 | 0 | 0
2007 |  |  |  | 0 | 0 | 0
2008 |  |  |  | 0 | 0 | 0
2009 |  |  |  | 0 | 0 | 0
2010 |  |  |  | 0 | 0 | 0
2011 |  |  |  | 0 | 0 | 0
2012 |  |  |  | 0 | 0 | 0
2013 |  |  |  | 0 | 0 | 0
2014 |  |  |  | 0 | 0 | 0
2015 | EA | Programs |  | #VALUE! | #VALUE! | 0
2016 | 465523 | 764095 |  | #VALUE! | #VALUE! | 0
2017 |  |  |  | #VALUE! | #VALUE! | 0
2018 |  |  |  | #VALUE! | #VALUE! | 0
2019 |  |  |  | #VALUE! | #VALUE! | 0
2020 |  |  |  | #VALUE! | #VALUE! | 0
2021 |  |  |  | #VALUE! | #VALUE! | 0
2022 |  |  |  | #VALUE! | #VALUE! | 0
2023 |  |  |  | #VALUE! | #VALUE! | 0
2024 |  |  |  | #VALUE! | #VALUE! | 0
2025 |  |  |  | #VALUE! | #VALUE! | 0
2026 |  |  |  | #VALUE! | #VALUE! | 0
2027 |  |  |  | #VALUE! | #VALUE! | 0
2028 |  |  |  | #VALUE! | #VALUE! | 0
2029 |  |  |  | #VALUE! | #VALUE! | 0
2030 |  |  |  | #VALUE! | #VALUE! | 0
2031 |  |  |  | #VALUE! | #VALUE! | 0
2032 |  |  |  | #VALUE! | #VALUE! | 0
2033 |  |  |  | #VALUE! | #VALUE! | 0
2034 |  |  |  | #VALUE! | #VALUE! | 0
2035 |  |  |  | #VALUE! | #VALUE! | 0
2036 |  |  |  | #VALUE! | #VALUE! | 0
2037 |  |  |  | #VALUE! | #VALUE! | 0
2038 |  |  |  | #VALUE! | #VALUE! | 0
2039 |  |  |  | #VALUE! | #VALUE! | 0
2040 |  |  |  | #VALUE! | #VALUE! | 0
2041 |  |  |  | #VALUE! | #VALUE! | 0

## FCSTG INPUT
| Cut and Paste into "Model_Inputs.xls" file, "consv" tab | [5 empty] | not using at this point |  | Testimony/Filings |  | FOR LDAT & TYSP
| Conservation & Load Mgmt Energy Savings |  |  |  | Conservation Demand Savings |  | Load Management Demand Savings |  | Conservation & Load Mgmt Demand Savings |  | Load Management Demand Savings
Year | RES (GWH) | COM (GWH) | IND (GWH) | Total (GWH) | Winter PEAK (MW) | Summer PEAK (MW) | Winter PEAK (MW) | Summer PEAK (MW) | Winter PEAK (MW) | Summer PEAK (MW) | Winter PEAK (MW) | Summer PEAK (MW) | As of March 11, 2014, per conversations with Lori, Howard and Tim…
2000 | 332.5013 | 106.6924 | 11.8541 | 451.0478 | 446.0626 | 89.3134 | 228.7136 | 99.1185 | 674.7761 | 188.4319 | 228.7136 | 99.1185 | Putting Energy Planner Demand and Energy savings (history & Fcst) in TYSP under CONSERVATION column
2001 | 346.0424 | 113.8427 | 12.6313 | 472.5165 | 454.3169 | 95.8655 | 217.0929 | 110.7381 | 671.4098 | 206.6036 | 217.0929 | 110.7381 | NOT under Load Mgmt. as it had been discussed in the past…this keeps schedule 3.1 - 3.3
2002 | 361.4329 | 128.0261 | 14.1709 | 503.6298 | 465.2967 | 103.0499 | 197.8569 | 119.4794 | 663.1536 | 222.5293 | 197.8569 | 119.4794 | columns where you can still add firm + interr. + LM to get to forecasted retail peak
2003 | 377.9309 | 141.1748 | 15.5511 | 534.6567 | 475.0512 | 109.8503 | 231.0891 | 84.088 | 706.1403 | 193.9383 | 231.0891 | 84.088 | but accounts for savings due to this program
2004 | 393.9009 | 155.3119 | 17.0437 | 566.2565 | 486.0127 | 117.2361 | 154.6593 | 115.2154 | 640.672 | 232.4515 | 154.6593 | 115.2154 | NOT adding any other energy from programs like Stdby Gen or Dem Resp to conservation on 3.3
2005 | 403.8419 | 165.4485 | 18.1212 | 587.4116 | 492.7152 | 122.657 | 205.6159 | 96.7025 | 698.3311 | 219.3595 | 205.6159 | 96.7025 | as it is felt it has a payback that Energy Planner does not in terms of the savings over time.
2006 | 412.0341 | 173.5336 | 18.9688 | 604.5364 | 497.3436 | 127.5703 | 146.452 | 94.8973 | 643.7956 | 222.4676 | 146.452 | 94.8973 | FRCC filing will do the same…
2007 | 420.6175 | 182.7164 | 19.9017 | 623.2355 | 502.6628 | 133.7127 | 114.1517 | 87.5271 | 616.8145 | 221.2397 | 114.1517 | 87.3096
2008 | 430.6592 | 196.8879 | 21.4259 | 648.9731 | 507.8611 | 139.9463 | 190.9473 | 124.2291 | 698.8084 | 264.1754 | 190.3855 | 123.8108
2009 | 443.5772 | 215.9226 | 23.4253 | 682.9251 | 514.002 | 148.602 | 160.6996 | 134.2317 | 674.7015 | 282.8337 | 160.1755 | 133.2503 | Energy Planner is this difference between columns J & K vs. columns Q & R
2010 | 458.2401 | 227.6477 | 24.6174 | 710.5051 | 524.3856 | 158.4172 | 188.647 | 129.4777 | 713.0326 | 287.8949 | 186.6212 | 127.1658 | -2.0258 | -2.3119
2011 | 474.3381 | 240.9357 | 26.018 | 741.2918 | 533.3475 | 168.0179 | 171.7143 | 131.386 | 705.0619 | 299.404 | 167.4612 | 127.8344 | -4.2531 | -3.5517
2012 | 493.1497 | 254.7402 | 27.5186 | 775.4085 | 539.7766 | 179.3434 | 179.1727 | 141.2864 | 718.9492 | 320.6299 | 173.3036 | 137.0973 | -5.8691 | -4.1891
2013 | 513.4241 | 273.9618 | 29.6142 | 817.0001 | 555.6146 | 195.3155 | 168.1386 | 136.1488 | 723.7532 | 331.4643 | 161.8685 | 131.4789 | -6.2702 | -4.6699
2014 | 546.6836 | 284.48 | 30.7311 | 861.8948 | 569.6628 | 210.6182 | 170.8811 | 137.9268 | 740.5439 | 348.545 | 163.7948 | 131.909 | -7.0863 | -6.0178
2015 | 568.4549 | 294.392 | 31.5037 | 894.3506 | 576.3718 | 223.5681 | 156.9035 | 131.2328 | 733.2753 | 354.8009 | 146.4628 | 122.9653 | -10.4406 | -8.2675
2016 | 587.6383 | 307.1586 | 32.8965 | 927.6933 | 585.9522 | 232.0383 | 132.8985 | 110.9775 | 718.8507 | 343.0159 | 118.7991 | 100.5533 | -14.0993 | -10.4242
2017 | 599.8954 | 316.7502 | 33.945 | 950.5906 | 593.6268 | 238.3403 | 111.8486 | 111.5575 | 705.4755 | 349.8977 | 94.6892 | 99.0715 | -17.1595 | -12.4859
2018 | 611.4853 | 321.0852 | 34.3951 | 966.9655 | 597.8328 | 243.5492 | 115.8458 | 114.1478 | 713.6786 | 357.697 | 95.3236 | 99.5029 | -20.5223 | -14.6448
2019 | 623.7699 | 325.9419 | 34.9031 | 984.6149 | 602.204 | 249.2188 | 119.843 | 117.0079 | 722.047 | 366.2267 | 95.958 | 99.9344 | -23.885 | -17.0736
2020 | 636.4333 | 331.4101 | 35.4791 | 1003.3225 | 606.9943 | 255.112 | 124.6809 | 120.1379 | 731.6752 | 375.25 | 96.5924 | 100.3658 | -28.0885 | -19.7722
2021 | 649.0967 | 336.9865 | 36.0671 | 1022.1503 | 611.8431 | 261.0295 | 129.5188 | 123.268 | 741.3619 | 384.2975 | 97.2268 | 100.7972 | -32.292 | -22.4708
2022 | 661.7209 | 342.5691 | 36.6558 | 1040.9457 | 616.6919 | 266.9364 | 134.3567 | 126.398 | 751.0486 | 393.3344 | 97.8612 | 101.2286 | -36.4955 | -25.1693
2023 | 674.2863 | 348.1577 | 37.2452 | 1059.6892 | 621.4707 | 272.8274 | 139.1946 | 129.528 | 760.6653 | 402.3554 | 98.4956 | 101.6601 | -40.6989 | -27.8679
2024 | 686.8126 | 353.7463 | 37.8345 | 1078.3934 | 626.2138 | 278.7074 | 144.0325 | 132.658 | 770.2462 | 411.3654 | 99.13 | 102.0915 | -44.9024 | -30.5665
2025 | 699.3192 | 359.335 | 38.4239 | 1097.0781 | 630.9211 | 284.582 | 148.8704 | 135.788 | 779.7914 | 420.37 | 99.7644 | 102.5229 | -49.1059 | -33.2651
2026 | 711.8259 | 364.8856 | 39.009 | 1115.7206 | 635.6284 | 290.4565 | 153.7082 | 138.9181 | 789.3366 | 429.3745 | 100.3989 | 102.9543 | -53.3094 | -35.9637
2027 | 724.3326 | 370.4742 | 39.5984 | 1134.4052 | 640.3357 | 296.331 | 158.5461 | 142.0481 | 798.8818 | 438.3791 | 101.0333 | 103.3858 | -57.5129 | -38.6623
2028 | 736.8393 | 376.0629 | 40.1878 | 1153.0899 | 645.043 | 302.2056 | 163.384 | 145.1781 | 808.427 | 447.3837 | 101.6677 | 103.8172 | -61.7163 | -41.3609
2029 | 749.3459 | 381.6515 | 40.7771 | 1171.7746 | 649.7503 | 308.0801 | 168.2219 | 148.3081 | 817.9722 | 456.3882 | 102.3021 | 104.2486 | -65.9198 | -44.0595
2030 | 761.8526 | 387.2402 | 41.3665 | 1190.4593 | 654.4576 | 313.9547 | 173.0598 | 151.4381 | 827.5174 | 465.3928 | 102.9365 | 104.68 | -70.1233 | -46.7581
2031 | 774.3593 | 392.8288 | 41.9559 | 1209.144 | 659.165 | 319.8292 | 177.8977 | 154.5681 | 837.0626 | 474.3973 | 103.5709 | 105.1114 | -74.3268 | -49.4567
2032 | 786.866 | 398.4175 | 42.5452 | 1227.8287 | 663.8723 | 325.7037 | 182.7356 | 157.6982 | 846.6078 | 483.4019 | 104.2053 | 105.5429 | -78.5302 | -52.1553
2033 | 799.3726 | 404.0061 | 43.1346 | 1246.5133 | 668.5796 | 331.5783 | 187.5735 | 160.8282 | 856.1531 | 492.4065 | 104.8397 | 105.9743 | -82.7337 | -54.8539
2034 | 811.8793 | 409.5947 | 43.724 | 1265.198 | 673.2869 | 337.4528 | 192.4113 | 163.9582 | 865.6983 | 501.411 | 105.4741 | 106.4057 | -86.9372 | -57.5525
2035 | 824.386 | 415.1834 | 44.3133 | 1283.8827 | 677.9942 | 343.3274 | 197.2492 | 167.0882 | 875.2435 | 510.4156 | 106.1086 | 106.8371 | -91.1407 | -60.2511
2036 | 836.8927 | 420.7721 | 44.9027 | 1302.5674 | 682.7015 | 349.2019 | 202.0871 | 170.2182 | 884.7887 | 519.4201 | 106.743 | 107.2686 | -95.3442 | -62.9497
2037 | 849.3993 | 426.3608 | 45.4921 | 1321.2522 | 687.4089 | 355.0764 | 206.925 | 173.3483 | 894.3339 | 528.4247 | 107.3774 | 107.7 | -99.5476 | -65.6483
2038 | 861.906 | 431.9494 | 46.0814 | 1339.9369 | 692.1162 | 360.951 | 211.7629 | 176.4783 | 903.8791 | 537.4293 | 108.0118 | 108.1314 | -103.7511 | -68.3469
2039 | 874.4127 | 437.5381 | 46.6708 | 1358.6216 | 696.8235 | 366.8255 | 216.6008 | 179.6083 | 913.4243 | 546.4338 | 108.6462 | 108.5628 | -107.9546 | -71.0455
2040 | 886.9194 | 443.1268 | 47.2602 | 1377.3063 | 701.5308 | 372.7001 | 221.4387 | 182.7383 | 922.9695 | 555.4384 | 109.2806 | 108.9943 | -112.1581 | -73.7441
2041 | 899.426 | 448.7155 | 47.8495 | 1395.991 | 706.2381 | 378.5746 | 226.2766 | 185.8683 | 932.5147 | 564.4429 | 109.915 | 109.4257 | -116.3615 | -76.4427
[13 empty] | 0 | 0
| Cut and Paste into "Model_Inputs.xls" file, "consv" tab | [5 empty] | not using at this point |  | Testimony/Filings |  | FOR LDAT & TYSP
Split Between Com'l & Ind'l
|  | Com'l | Ind'l | [5 empty] | For TYSP: Discussed with Howard as of 3/11/2014…
|  | 90% | 10% | [5 empty] | INCLUDE Energy Planner Demand in conservation column of
|  | Com'l programs are equal to 90% of COM programs, except COM Cooling which is 100% Com'l, 0% Ind'l | [6 empty] | TYSP Schedule 3.2 and 3.1, NOT LM column!
Source: Regulatory Affairs, Conservation area

## Res Summary
Red = discontinued programs | SUMMER (MW) at the Meter | [20 empty] | Red = discontinued programs |  | Winter (MW) at the Meter | [20 empty] | Red = discontinued programs |  | Energy (GWH) at the Meter
Pink = FPSC will not let us count any additional savings to this existing program | Residential Conservation | [16 empty] | Residential LoadMgmt |  |  | Grand | Pink = FPSC will not let us count any additional savings to this existing program |  | Residential Conservation | [16 empty] | Residential LoadMgmt |  |  | Grand | Pink = FPSC will not let us count any additional savings to this existing program |  | Residential Conservation | [16 empty] | Residential LoadMgmt |  |  | Grand
| FREE | RCS | Assited Aud | DS | EnergyStar | LowInc | HC | Bld Envel | Ceiling Ins | Wall Ins | Wind Repl | Educate | ECM | Maint | Solar DHW | PV | Total Conserv | PrimeTime | Energy Pln | Total | Total |  |  | FREE | RCS | Assited Aud | DS | EnergyStar | LowInc | HC | Bld Envel | Ceiling Ins | Wall Ins | Wind Repl | Educate | ECM | Maint | Solar DHW | PV | Total Conserv | PrimeTime | Energy Pln | Total | Total |  |  | FREE | RCS | Assited Aud | DS | EnergyStar | LowInc | HC | Bld Envel | Ceiling Ins | Wall Ins | Wind Repl | Educate | ECM | Maint | Solar DHW | PV | Total Conserv | PrimeTime | Energy Pln | Total | Total
1981-1990(1) | 8.34 | 0.97 | 0 | 0 | 0 | 0 | 12.76 | 2.6 | 0 | 0 | 0 | 0 | 0 | 0 | 0 | 0 | 24.67 | 78.07 | 0 | 78.07 | 102.74 |  | 1981-1990(1) | 11.9 | 1.36 | 0 | 0 | 0 | 0 | 195.73 | 3.59 | 0 | 0 | 0 | 0 | 0 | 0 | 0 | 0 | 212.58 | 163.07 | 0 | 163.07 | 375.65 |  | 1981-1990(1) | 28.46 | 3.27 | 0 | 0 | 0 | 0 | 160.74 | 6.16 | 0 | 0 | 0 | 0 | 0 | 0 | 0 | 0 | 198.63 | 0 | 0 | 0 | 198.63
1991-1994(2) | 9.74 | 0.97 | 0 | 0.53 | 0 | 0 | 12.76 | 4.12 | 0 | 0 | 0 | 0 | 0 | 0 | 0 | 0 | 28.12 | 96.2 | 0 | 96.2 | 124.32 |  | 1991-1994(2) | 13.87 | 1.36 | 0 | 1.88 | 0 | 0 | 248.79 | 6.01 | 0 | 0 | 0 | 0 | 0 | 0 | 0 | 0 | 271.91 | 181.8 | 0 | 181.8 | 453.71 |  | 1991-1994(2) | 36.2 | 3.27 | 0 | 2.054 | 0 | 0 | 173.43 | 8.84 | 0 | 0 | 0 | 0 | 0 | 0 | 0 | 0 | 223.794 | 0 | 0 | 0 | 223.794
1995 | 10.1743 | 0.97 | 0 | 1.2155 | 0 | 0 | 12.76 | 4.4162 | 0 | 0 | 0 | 0 | 0 | 0 | 0 | 0 | 29.536 | 97.4 | 0 | 97.4 | 126.936 |  | 1995 | 14.344 | 1.36 | 0 | 2.4985 | 0 | 0 | 265.9024 | 6.4356 | 0 | 0 | 0 | 0 | 0 | 0 | 0 | 0 | 290.5405 | 227.2 | 0 | 227.2 | 517.7405 |  | 1995 | 38.5973 | 3.27 | 0 | 4.796 | 0 | 0 | 177.468 | 9.3954 | 0 | 0 | 0 | 0 | 0 | 0 | 0 | 0 | 233.5267 | 0 | 0 | 0 | 233.5267
1996 | 10.5119 | 0.97 | 0.04155 | 2.5428 | 0 | 0 | 14.0015 | 4.5593 | 0 | 0 | 0 | 0 | 0 | 0 | 0 | 0 | 32.6272 | 97.9 | 0 | 97.9 | 130.5272 |  | 1996 | 15.298 | 1.36 | 0 | 6.7163 | 0 | 0 | 281.4999 | 7.0077 | 0 | 0 | 0 | 0 | 0 | 0 | 0 | 0 | 311.882 | 244.6 | 0 | 244.6 | 556.482 |  | 1996 | 41.4082 | 3.27 | 0.34625 | 10.0552 | 0 | 0 | 183.4415 | 10.6788 | 0 | 0 | 0 | 0 | 0 | 0 | 0 | 0 | 249.1999 | 0 | 0 | 0 | 249.1999
1997 | 10.7228 | 0.97 | 0.35878 | 4.0612 | 0 | 0 | 15.4232 | 4.8005 | 0 | 0 | 0 | 0 | 0 | 0 | 0 | 0 | 36.3365 | 89.4 | 0 | 89.4 | 125.7365 |  | 1997 | 15.7518 | 1.36 | 0.18836 | 10.9705 | 0 | 0 | 295.8052 | 8.5063 | 0 | 0 | 0 | 0 | 0 | 0 | 0 | 0 | 332.5821 | 154.2 | 0 | 154.2 | 486.7821 |  | 1997 | 43.1636 | 3.27 | 2.2974 | 14.6648 | 0 | 0 | 189.3176 | 12.8415 | 0 | 0 | 0 | 0 | 0 | 0 | 0 | 0 | 265.5548 | 0 | 0 | 0 | 265.5548
1998 | 10.9528 | 0.97 | 1.1185 | 5.368 | 0 | 0 | 16.7267 | 5.7074 | 0 | 0 | 0 | 0 | 0 | 0 | 0 | 0 | 40.8433 | 100.6 | 0 | 100.6 | 141.4433 |  | 1998 | 16.3687 | 1.36 | 1.0614 | 13.0311 | 0 | 0 | 305.0991 | 11.0076 | 0 | 0 | 0 | 0 | 0 | 0 | 0 | 0 | 347.9279 | 150.3 | 0 | 150.3 | 498.2279 |  | 1998 | 45.078 | 3.27 | 5.4188 | 17.8124 | 0 | 0 | 194.4455 | 16.8923 | 0 | 0 | 0 | 0 | 0 | 0 | 0 | 0 | 282.917 | 0 | 0 | 0 | 282.917
1999 | 11.1456 | 0.97 | 1.8756 | 6.1896 | 0 | 0 | 17.4707 | 7.2235 | 0 | 0 | 0 | 0 | 0 | 0 | 0 | 0 | 44.8749 | 92 | 0 | 92 | 136.8749 |  | 1999 | 16.7866 | 1.36 | 1.8864 | 14.1578 | 0 | 0 | 314.0105 | 16.8695 | 0 | 0 | 0 | 0 | 0 | 0 | 0 | 0 | 365.0707 | 250.1 | 0 | 250.1 | 615.1707 |  | 1999 | 46.6836 | 3.27 | 8.6945 | 19.8173 | 0 | 0 | 197.5165 | 23.6641 | 0 | 0 | 0 | 0 | 0 | 0 | 0 | 0 | 299.646 | 0 | 0 | 0 | 299.646
2000 | 11.366 | 0.97 | 2.69 | 7.0313 | 0 | 0 | 17.9149 | 8.4716 | 0 | 0 | 0 | 0 | 0 | 0 | 0 | 0 | 48.4438 | 73.5 | 0 | 73.5 | 121.9438 |  | 2000 | 17.2365 | 1.36 | 2.8434 | 14.9911 | 0 | 0 | 316.3736 | 24.4959 | 0 | 0 | 0 | 0 | 0 | 0 | 0 | 0 | 377.3005 | 196.5 | 0 | 196.5 | 573.8005 |  | 2000 | 48.5182 | 3.27 | 11.9629 | 21.666 | 0 | 0 | 199.0658 | 29.1975 | 0 | 0 | 0 | 0 | 0 | 0 | 0 | 0 | 313.6805 | 0 | 0 | 0 | 313.6805
2001 | 11.6282 | 0.97 | 3.4331 | 7.8936 | 0.001685 | 0 | 18.6643 | 9.2496 | 0 | 0 | 0 | 0 | 0 | 0 | 0 | 0 | 51.8406 | 84.6 | 0 | 84.6 | 136.4406 |  | 2001 | 17.7783 | 1.36 | 3.6644 | 15.5868 | 0 | 0 | 318.114 | 27.7281 | 0 | 0 | 0 | 0 | 0 | 0 | 0 | 0 | 384.2316 | 184.3 | 0 | 184.3 | 568.5316 |  | 2001 | 50.7014 | 3.27 | 15.1372 | 23.5605 | 0.003451 | 0 | 201.1358 | 32.6467 | 0 | 0 | 0 | 0 | 0 | 0 | 0 | 0 | 326.4551 | 0 | 0 | 0 | 326.4551
2002 | 11.9431 | 0.97 | 4.2109 | 9.2755 | 0.0081783 | 0 | 19.6711 | 9.938 | 0 | 0 | 0 | 0 | 0 | 0 | 0 | 0 | 56.0167 | 92.9 | 0 | 92.9 | 148.9167 |  | 2002 | 18.4166 | 1.36 | 4.5703 | 16.4932 | 0.0026567 | 0 | 321.1972 | 31.2647 | 0 | 0 | 0 | 0 | 0 | 0 | 0 | 0 | 393.3046 | 165.2 | 0 | 165.2 | 558.5046 |  | 2002 | 53.3222 | 3.27 | 18.2881 | 26.597 | 0.016522 | 0 | 203.782 | 35.6985 | 0 | 0 | 0 | 0 | 0 | 0 | 0 | 0 | 340.9744 | 0 | 0 | 0 | 340.9744
2003 | 12.3091 | 0.97 | 4.9541 | 11.3338 | 0.01423 | 0 | 20.7152 | 10.4086 | 0 | 0 | 0 | 0 | 0 | 0 | 0 | 0 | 60.705 | 59.5 | 0 | 59.5 | 120.205 |  | 2003 | 19.195 | 1.36 | 5.3785 | 18.1263 | 0.0090407 | 0 | 324.0613 | 33.717 | 0 | 0 | 0 | 0 | 0 | 0 | 0 | 0 | 401.8472 | 197.1 | 0 | 197.1 | 598.9472 |  | 2003 | 56.3697 | 3.27 | 21.5101 | 31.1185 | 0.02919 | 0 | 206.4563 | 37.7848 | 0 | 0 | 0 | 0 | 0 | 0 | 0 | 0 | 356.5386 | 0 | 0 | 0 | 356.5386
2004 | 12.6695 | 0.97 | 5.7685 | 13.2503 | 0.01668 | 0 | 21.7579 | 10.8381 | 0 | 0 | 0 | 0 | 0 | 0 | 0 | 0 | 65.2709 | 88.9 | 0 | 88.9 | 154.1709 |  | 2004 | 20.0639 | 1.36 | 6.3231 | 20.1554 | 0.012341 | 0 | 326.9551 | 35.3587 | 0 | 0 | 0 | 0 | 0 | 0 | 0 | 0 | 410.2286 | 127.8 | 0 | 127.8 | 538.0286 |  | 2004 | 59.3699 | 3.27 | 24.824 | 35.3264 | 0.033786 | 0 | 209.0918 | 39.6888 | 0 | 0 | 0 | 0 | 0 | 0 | 0 | 0 | 371.6046 | 0 | 0 | 0 | 371.6046
2005 | 12.9052 | 0.97 | 6.1671 | 14.6988 | 0.020655 | 0 | 22.7026 | 11.3539 | 0 | 0 | 0 | 0 | 0 | 0 | 0 | 0 | 68.8182 | 72.2326 | 0 | 72.2326 | 141.0508 |  | 2005 | 20.3985 | 1.36 | 6.7017 | 21.4703 | 0.013668 | 0 | 329.527 | 36.3459 | 0 | 0 | 0 | 0 | 0 | 0 | 0 | 0 | 415.817 | 177.4 | 0 | 177.4 | 593.217 |  | 2005 | 60.4463 | 3.27 | 25.5772 | 38.5078 | 0.041726 | 0 | 211.428 | 41.7118 | 0 | 0 | 0 | 0 | 0 | 0 | 0 | 0 | 380.9829 | 0 | 0 | 0 | 380.9829
2006 | 13.1157 | 0.97 | 6.2442 | 16.3776 | 0.02514 | 0 | 23.3891 | 11.6664 | 0 | 0 | 0 | 0 | 0 | 0 | 0 | 0 | 71.7881 | 71.9 | 0 | 71.9 | 143.6881 |  | 2006 | 20.6925 | 1.36 | 6.7618 | 22.4303 | 0.018988 | 0 | 331.5513 | 36.7685 | 0 | 0 | 0 | 0 | 0 | 0 | 0 | 0 | 419.5833 | 121 | 0 | 121 | 540.5833 |  | 2006 | 61.4077 | 3.27 | 25.7676 | 42.1989 | 0.050429 | 0 | 213.0793 | 42.9374 | 0 | 0 | 0 | 0 | 0 | 0 | 0 | 0 | 388.7114 | 0 | 0 | 0 | 388.7114
2007 | 13.3137 | 0.97 | 6.311 | 18.8236 | 0.0278 | 0 | 23.6088 | 11.9335 | 0 | 0 | 0 | 0 | 0 | 0 | 0 | 0 | 74.9883 | 64.9 | 0.204 | 65.104 | 140.0923 |  | 2007 | 20.9599 | 1.36 | 6.8126 | 24.4856 | 0.021628 | 0 | 332.626 | 37.4701 | 0 | 0 | 0 | 0 | 0 | 0 | 0 | 0 | 423.7358 | 90.2 | 0 | 90.2 | 513.9358 |  | 2007 | 62.3117 | 3.27 | 25.9373 | 47.652 | 0.055665 | 0 | 214.0374 | 43.4539 | 0 | 0 | 0 | 0 | 0 | 0 | 0 | 0 | 396.7179 | 0 | 0.091035 | 0.091035 | 396.8089
2008 | 13.4985 | 0.97 | 6.3784 | 21.766 | 0.02955 | 0.00441 | 23.8445 | 12.311 | 0 | 0 | 0 | 0 | 0 | 0 | 0 | 0 | 78.8023 | 64.3219 | 0.3924 | 64.7143 | 143.5166 |  | 2008 | 21.2204 | 1.36 | 6.8613 | 26.9681 | 0.023608 | 0 | 333.3604 | 37.8829 | 0 | 0 | 0 | 0 | 0 | 0 | 0 | 0 | 427.6767 | 121 | 0.527 | 121.527 | 549.2037 |  | 2008 | 63.1556 | 3.27 | 26.1175 | 54.1506 | 0.058947 | 0.025767 | 215.046 | 44.2829 | 0 | 0 | 0 | 0 | 0 | 0 | 0 | 0 | 406.1072 | 0 | 0.17511 | 0.17511 | 406.2823
2009 | 13.7158 | 0.97 | 6.453 | 25.0609 | 0.10855 | 0.034819 | 24.253 | 13.0051 | 0 | 0 | 0 | 0 | 0 | 0 | 0 | 0 | 83.6012 | 52.3145 | 0.92059 | 53.235 | 136.8362 |  | 2009 | 21.4527 | 1.36 | 6.9168 | 29.7755 | 0.024768 | 0.028891 | 334.588 | 38.4689 | 0 | 0 | 0 | 0 | 0 | 0 | 0 | 0 | 432.6154 | 98.5849 | 0.49158 | 99.0765 | 531.6919 |  | 2009 | 64.148 | 3.27 | 26.3109 | 61.3617 | 0.20798 | 0.090901 | 216.8326 | 45.802 | 0 | 0 | 0 | 0 | 0 | 0 | 0 | 0 | 418.0241 | 0 | 0.445 | 0.445 | 418.4691
2010 | 14.0004 | 0.97 | 6.5297 | 28.2501 | 0.4974 | 0.051069 | 24.9621 | 13.3362 | 0 | 0 | 0 | 0 | 0 | 0 | 0 | 0 | 88.597 | 46.607 | 2.1688 | 48.7758 | 137.3728 |  | 2010 | 21.7999 | 1.36 | 6.974 | 33.0003 | 0.19439 | 0.062011 | 336.8112 | 39.2573 | 0 | 0 | 0 | 0 | 0 | 0 | 0 | 0 | 439.4591 | 102.5827 | 1.9004 | 104.4831 | 543.9422 |  | 2010 | 65.4476 | 3.27 | 26.5098 | 68.4556 | 0.93735 | 0.1454 | 219.9149 | 46.5386 | 0 | 0 | 0 | 0 | 0 | 0 | 0 | 0 | 431.2192 | 0 | 1.0828 | 1.0828 | 432.302
2011 | 14.3792 | 0.97 | 6.6395 | 29.8272 | 1.3811 | 0.066729 | 26.3698 | 13.3362 | 0 | 0 | 0 | 0.00026 | 0 | 0 | 0.00675 | 0.086975 | 93.0637 | 45.2445 | 3.3318 | 48.5763 | 141.64 |  | 2011 | 22.4174 | 1.36 | 7.0522 | 35.0164 | 0.76657 | 0.068461 | 340.0705 | 39.2573 | 0 | 0 | 0 | 0 | 0 | 0 | 0 | 0 | 446.0088 | 82.6193 | 3.9898 | 86.6091 | 532.618 |  | 2011 | 69.5772 | 3.27 | 27.0224 | 71.6564 | 2.7437 | 0.23153 | 224.3933 | 46.5386 | 0 | 0 | 0 | 0.003315 | 0 | 0 | 0.05346 | 0.24512 | 445.735 | 0 | 1.7538 | 1.7538 | 447.4888
2012 | 14.7932 | 0.97 | 6.7478 | 30.3462 | 2.8364 | 0.62053 | 27.7448 | 15.3515 | 0 | 0 | 0 | 0.00486 | 0 | 0.04697 | 0.01725 | 0.33842 | 99.8178 | 42.4881 | 3.9298 | 46.4179 | 146.2357 |  | 2012 | 23.023 | 1.36 | 7.1392 | 35.8594 | 2.0928 | 0.15691 | 342.411 | 39.2573 | 0 | 0 | 0 | 0.00078 | 0 | 0 | 0.02745 | 0 | 451.3278 | 79.2341 | 5.5057 | 84.7398 | 536.0677 |  | 2012 | 74.0815 | 3.27 | 27.6635 | 72.5354 | 6.1186 | 1.3687 | 228.0066 | 48.822 | 0 | 0 | 0 | 0.061965 | 0 | 0.1191 | 0.13662 | 0.95291 | 463.1367 | 0 | 2.0989 | 2.0989 | 465.2356
2013 | 15.1845 | 0.97 | 6.8253 | 30.6646 | 4.6203 | 2.1075 | 28.8619 | 19.3631 | 0 | 0 | 0 | 0.02517 | 7e-05 | 0.10836 | 0.02835 | 0.62342 | 109.3826 | 36.2047 | 4.3522 | 40.5569 | 149.9395 |  | 2013 | 23.5766 | 1.36 | 7.2031 | 36.3138 | 3.486 | 1.5795 | 343.1955 | 44.0337 | 0 | 0 | 0 | 0.0138 | 0 | 0.08723 | 0.0427 | 0 | 460.8917 | 64.2635 | 5.8436 | 70.1071 | 530.9989 |  | 2013 | 78.3386 | 3.27 | 28.1084 | 73.0747 | 10.3487 | 4.2646 | 230.4503 | 53.4785 | 0 | 0 | 0 | 0.32092 | 0.000176 | 0.27477 | 0.22453 | 1.7556 | 483.9097 | 0 | 2.2874 | 2.2874 | 486.1971
2014 | 15.6161 | 0.97 | 6.8874 | 30.9548 | 6.5534 | 3.5364 | 29.2687 | 23.0149 | 0 | 0 | 0 | 0.05238 | 0.00014 | 0.12824 | 0.0438 | 0.90936 | 117.9355 | 33.7224 | 5.6084 | 39.3308 | 157.2663 |  | 2014 | 24.1186 | 1.36 | 7.2439 | 36.6895 | 5.867 | 2.9558 | 344.0797 | 48.2508 | 0 | 0 | 0 | 0.06171 | 0.00013 | 0.11401 | 0.07259 | 0 | 470.8136 | 59.3177 | 6.6042 | 65.9219 | 536.7355 |  | 2014 | 83.0341 | 3.27 | 28.5539 | 73.5834 | 16.7535 | 11.5398 | 232.0734 | 62.546 | 0 | 0 | 0 | 0.66785 | 0.000352 | 0.32518 | 0.3469 | 2.5599 | 515.2542 | 0 | 2.4386 | 2.4386 | 517.6928
2015 | 15.6161 | 0.97 | 6.8874 | 31.2444 | 8.3282 | 4.991 | 30.8735 | 24.5348 | 0.41107 | 0.02086 | 0.60635 | 0.078925 | 0.00042 | 0.25136 | 0.06 | 1.2094 | 126.0837 | 19.9609 | 7.705 | 27.6659 | 153.7496 |  | 2015 | 24.1186 | 1.36 | 7.2439 | 37.033 | 7.1512 | 4.5592 | 346.2419 | 48.2508 | 0 | 0 | 0 | 0.098789 | 0.00013 | 0.12415 | 0.10553 | 0 | 476.2872 | 44 | 9.7303 | 53.7303 | 530.0175 |  | 2015 | 83.0341 | 3.27 | 28.5539 | 74.0751 | 20.9588 | 16.1904 | 236.3328 | 65.5501 | 0.4941 | 0.079268 | 0.99125 | 1.0118 | 0.001056 | 0.36352 | 0.4752 | 3.4045 | 534.7859 | 0 | 3.5236 | 3.5236 | 538.3095
2016 | 15.6161 | 0.97 | 6.8874 | 31.517 | 9.0973 | 6.6065 | 31.3277 | 24.5348 | 0.97657 | 0.027464 | 1.1083 | 0.10234 | 0.00072 | 0.25136 | 0.06 | 1.2094 | 130.293 | 0 | 9.715 | 9.715 | 140.008 |  | 2016 | 24.1186 | 1.36 | 7.2439 | 37.4442 | 8.3733 | 7.2255 | 347.9782 | 48.2508 | 1.1311 | 0.027572 | 0.38393 | 0.16374 | 0.000698 | 0.12415 | 0.10553 | 0 | 483.9312 | 19.8126 | 13.1401 | 32.9527 | 516.8839 |  | 2016 | 83.0341 | 3.27 | 28.5539 | 74.5501 | 24.5641 | 24.3821 | 237.9851 | 65.5501 | 2.3385 | 0.1046 | 2.8005 | 1.3321 | 0.001832 | 0.36352 | 0.4752 | 3.4045 | 552.7102 | 0 | 3.7654 | 3.7654 | 556.4756
2017 | 15.6161 | 0.97 | 6.8874 | 31.6916 | 9.2707 | 8.0218 | 31.5645 | 24.5348 | 1.2747 | 0.02918 | 1.4064 | 0.11435 | 0.00222 | 0.25136 | 0.06 | 1.2094 | 132.9045 | 0 | 11.6365 | 11.6365 | 144.541 |  | 2017 | 24.1186 | 1.36 | 7.2439 | 37.7248 | 8.5708 | 9.0774 | 349.208 | 48.2508 | 1.6095 | 0.028702 | 0.68434 | 0.18495 | 0.000698 | 0.12415 | 0.10553 | 0 | 488.2919 | 0 | 15.9921 | 15.9921 | 504.284 |  | 2017 | 83.0341 | 3.27 | 28.5539 | 74.8545 | 25.3767 | 31.5583 | 238.8463 | 65.5501 | 3.3107 | 0.11119 | 3.875 | 1.4964 | 0.005712 | 0.36352 | 0.4752 | 3.4045 | 564.0863 | 0 | 3.9965 | 3.9965 | 568.0828
2018 | 15.6161 | 0.97 | 6.8874 | 31.8199 | 9.4034 | 9.5883 | 31.6589 | 24.5348 | 1.5347 | 0.032092 | 1.5619 | 0.12685 | 0.006345 | 0.25136 | 0.06 | 1.2094 | 135.2614 | 0 | 13.6485 | 13.6485 | 148.9099 |  | 2018 | 24.1186 | 1.36 | 7.2439 | 37.8875 | 8.6933 | 11.1836 | 349.5243 | 48.2508 | 1.9795 | 0.03503 | 0.79034 | 0.20795 | 0.003538 | 0.12415 | 0.10553 | 0 | 491.508 | 0 | 19.1261 | 19.1261 | 510.634 |  | 2018 | 83.0341 | 3.27 | 28.5539 | 75.078 | 25.999 | 39.5013 | 239.1895 | 65.5501 | 4.1587 | 0.12236 | 4.4355 | 1.6674 | 0.016382 | 0.36352 | 0.4752 | 3.4045 | 574.8196 | 0 | 4.2385 | 4.2385 | 579.0581
2019 | 15.6161 | 0.97 | 6.8874 | 31.9268 | 9.5362 | 11.2452 | 31.7507 | 24.5348 | 1.8597 | 0.035004 | 1.7174 | 0.13935 | 0.01197 | 0.25136 | 0.06 | 1.2094 | 137.7512 | 0 | 15.912 | 15.912 | 153.6632 |  | 2019 | 24.1186 | 1.36 | 7.2439 | 38.0503 | 8.8158 | 13.4584 | 349.824 | 48.2508 | 2.3495 | 0.041358 | 0.89634 | 0.23095 | 0.008508 | 0.12415 | 0.10553 | 0 | 494.878 | 0 | 22.2601 | 22.2601 | 517.138 |  | 2019 | 83.0341 | 3.27 | 28.5539 | 75.2643 | 26.6212 | 47.9025 | 239.5234 | 65.5501 | 5.2187 | 0.13353 | 4.996 | 1.8384 | 0.030932 | 0.36352 | 0.4752 | 3.4045 | 586.1804 | 0 | 4.5108 | 4.5108 | 590.6912
2020 | 15.6161 | 0.97 | 6.8874 | 32.0123 | 9.6689 | 12.9322 | 31.8425 | 24.5348 | 2.2497 | 0.037916 | 1.8729 | 0.15185 | 0.01797 | 0.25136 | 0.06 | 1.2094 | 140.3152 | 0 | 18.427 | 18.427 | 158.7422 |  | 2020 | 24.1186 | 1.36 | 7.2439 | 38.1588 | 8.9383 | 15.8174 | 350.1237 | 48.2508 | 2.9045 | 0.047686 | 1.0023 | 0.25395 | 0.014188 | 0.12415 | 0.10553 | 0 | 498.4637 | 0 | 26.1776 | 26.1776 | 524.6412 |  | 2020 | 83.0341 | 3.27 | 28.5539 | 75.4133 | 27.2435 | 56.4565 | 239.8573 | 65.5501 | 6.4907 | 0.1447 | 5.5565 | 2.0094 | 0.046452 | 0.36352 | 0.4752 | 3.4045 | 597.8698 | 0 | 4.8133 | 4.8133 | 602.683
2021 | 15.6161 | 0.97 | 6.8874 | 32.0978 | 9.8017 | 14.6192 | 31.9343 | 24.5348 | 2.6397 | 0.040828 | 2.0284 | 0.16435 | 0.02397 | 0.25136 | 0.06 | 1.2094 | 142.8791 | 0 | 20.942 | 20.942 | 163.8211 |  | 2021 | 24.1186 | 1.36 | 7.2439 | 38.2673 | 9.0608 | 18.1764 | 350.4234 | 48.2508 | 3.4595 | 0.054014 | 1.1083 | 0.27695 | 0.019868 | 0.12415 | 0.10553 | 0 | 502.0494 | 0 | 30.0951 | 30.0951 | 532.1444 |  | 2021 | 83.0341 | 3.27 | 28.5539 | 75.5623 | 27.8657 | 65.0105 | 240.1912 | 65.5501 | 7.7627 | 0.15588 | 6.117 | 2.1804 | 0.061972 | 0.36352 | 0.4752 | 3.4045 | 609.5591 | 0 | 5.1158 | 5.1158 | 614.6749
2022 | 15.6161 | 0.97 | 6.8874 | 32.1833 | 9.9344 | 16.3062 | 32.0159 | 24.5348 | 3.0297 | 0.04374 | 2.1839 | 0.17685 | 0.02997 | 0.25136 | 0.06 | 1.2094 | 145.4329 | 0 | 23.457 | 23.457 | 168.8899 |  | 2022 | 24.1186 | 1.36 | 7.2439 | 38.3758 | 9.1833 | 20.5354 | 350.7231 | 48.2508 | 4.0145 | 0.060342 | 1.2143 | 0.29995 | 0.025548 | 0.12415 | 0.10553 | 0 | 505.6351 | 0 | 34.0126 | 34.0126 | 539.6476 |  | 2022 | 83.0341 | 3.27 | 28.5539 | 75.7113 | 28.488 | 73.5645 | 240.488 | 65.5501 | 9.0347 | 0.16705 | 6.6775 | 2.3514 | 0.077492 | 0.36352 | 0.4752 | 3.4045 | 621.2114 | 0 | 5.4183 | 5.4183 | 626.6296
2023 | 15.6161 | 0.97 | 6.8874 | 32.2688 | 10.0672 | 17.9932 | 32.0822 | 24.5348 | 3.4197 | 0.046652 | 2.3394 | 0.18935 | 0.03597 | 0.25136 | 0.06 | 1.2094 | 147.9714 | 0 | 25.972 | 25.972 | 173.9434 |  | 2023 | 24.1186 | 1.36 | 7.2439 | 38.4843 | 9.3058 | 22.8944 | 350.9562 | 48.2508 | 4.5695 | 0.06667 | 1.3203 | 0.32295 | 0.031228 | 0.12415 | 0.10553 | 0 | 509.1542 | 0 | 37.9301 | 37.9301 | 547.0842 |  | 2023 | 83.0341 | 3.27 | 28.5539 | 75.8603 | 29.1102 | 82.1185 | 240.7292 | 65.5501 | 10.3067 | 0.17822 | 7.238 | 2.5224 | 0.093012 | 0.36352 | 0.4752 | 3.4045 | 632.8079 | 0 | 5.7208 | 5.7208 | 638.5287
2024 | 15.6161 | 0.97 | 6.8874 | 32.3543 | 10.1999 | 19.6802 | 32.1383 | 24.5348 | 3.8097 | 0.049564 | 2.4949 | 0.20185 | 0.04197 | 0.25136 | 0.06 | 1.2094 | 150.4996 | 0 | 28.487 | 28.487 | 178.9866 |  | 2024 | 24.1186 | 1.36 | 7.2439 | 38.5928 | 9.4283 | 25.2534 | 351.156 | 48.2508 | 5.1245 | 0.072998 | 1.4263 | 0.34595 | 0.036908 | 0.12415 | 0.10553 | 0 | 512.64 | 0 | 41.8476 | 41.8476 | 554.4876 |  | 2024 | 83.0341 | 3.27 | 28.5539 | 76.0093 | 29.7325 | 90.6725 | 240.9332 | 65.5501 | 11.5787 | 0.18939 | 7.7985 | 2.6934 | 0.10853 | 0.36352 | 0.4752 | 3.4045 | 644.3674 | 0 | 6.0233 | 6.0233 | 650.3907
2025 | 15.6161 | 0.97 | 6.8874 | 32.4398 | 10.3327 | 21.3672 | 32.1893 | 24.5348 | 4.1997 | 0.052476 | 2.6504 | 0.21435 | 0.04797 | 0.25136 | 0.06 | 1.2094 | 153.0228 | 0 | 31.002 | 31.002 | 184.0248 |  | 2025 | 24.1186 | 1.36 | 7.2439 | 38.7013 | 9.5508 | 27.6124 | 351.3225 | 48.2508 | 5.6795 | 0.079326 | 1.5323 | 0.36895 | 0.042588 | 0.12415 | 0.10553 | 0 | 516.0925 | 0 | 45.7651 | 45.7651 | 561.8576 |  | 2025 | 83.0341 | 3.27 | 28.5539 | 76.1583 | 30.3547 | 99.2265 | 241.1187 | 65.5501 | 12.8507 | 0.20056 | 8.359 | 2.8644 | 0.12405 | 0.36352 | 0.4752 | 3.4045 | 655.9084 | 0 | 6.3258 | 6.3258 | 662.2341
2026 | 15.6161 | 0.97 | 6.8874 | 32.5253 | 10.4654 | 23.0542 | 32.2403 | 24.5348 | 4.5897 | 0.055388 | 2.8059 | 0.22685 | 0.05397 | 0.25136 | 0.06 | 1.2094 | 155.546 | 0 | 33.517 | 33.517 | 189.0629 |  | 2026 | 24.1186 | 1.36 | 7.2439 | 38.8098 | 9.6733 | 29.9714 | 351.489 | 48.2508 | 6.2345 | 0.085654 | 1.6383 | 0.39195 | 0.048268 | 0.12415 | 0.10553 | 0 | 519.545 | 0 | 49.6826 | 49.6826 | 569.2276 |  | 2026 | 83.0341 | 3.27 | 28.5539 | 76.3073 | 30.977 | 107.7805 | 241.3042 | 65.5501 | 14.1227 | 0.21174 | 8.9195 | 3.0354 | 0.13957 | 0.36352 | 0.4752 | 3.4045 | 667.4493 | 0 | 6.6283 | 6.6283 | 674.0776
2027 | 15.6161 | 0.97 | 6.8874 | 32.6108 | 10.5982 | 24.7412 | 32.2913 | 24.5348 | 4.9797 | 0.0583 | 2.9614 | 0.23935 | 0.05997 | 0.25136 | 0.06 | 1.2094 | 158.0691 | 0 | 36.032 | 36.032 | 194.1011 |  | 2027 | 24.1186 | 1.36 | 7.2439 | 38.9183 | 9.7958 | 32.3304 | 351.6555 | 48.2508 | 6.7895 | 0.091982 | 1.7443 | 0.41495 | 0.053948 | 0.12415 | 0.10553 | 0 | 522.9975 | 0 | 53.6001 | 53.6001 | 576.5976 |  | 2027 | 83.0341 | 3.27 | 28.5539 | 76.4563 | 31.5992 | 116.3345 | 241.4897 | 65.5501 | 15.3947 | 0.22291 | 9.48 | 3.2064 | 0.15509 | 0.36352 | 0.4752 | 3.4045 | 678.9903 | 0 | 6.9308 | 6.9308 | 685.921
2028 | 15.6161 | 0.97 | 6.8874 | 32.6963 | 10.7309 | 26.4282 | 32.3423 | 24.5348 | 5.3697 | 0.061212 | 3.1169 | 0.25185 | 0.06597 | 0.25136 | 0.06 | 1.2094 | 160.5923 | 0 | 38.547 | 38.547 | 199.1393 |  | 2028 | 24.1186 | 1.36 | 7.2439 | 39.0268 | 9.9183 | 34.6894 | 351.822 | 48.2508 | 7.3445 | 0.09831 | 1.8503 | 0.43795 | 0.059628 | 0.12415 | 0.10553 | 0 | 526.45 | 0 | 57.5176 | 57.5176 | 583.9676 |  | 2028 | 83.0341 | 3.27 | 28.5539 | 76.6053 | 32.2215 | 124.8885 | 241.6752 | 65.5501 | 16.6667 | 0.23408 | 10.0405 | 3.3774 | 0.17061 | 0.36352 | 0.4752 | 3.4045 | 690.5312 | 0 | 7.2333 | 7.2333 | 697.7645
2029 | 15.6161 | 0.97 | 6.8874 | 32.7818 | 10.8637 | 28.1152 | 32.3933 | 24.5348 | 5.7597 | 0.064124 | 3.2724 | 0.26435 | 0.07197 | 0.25136 | 0.06 | 1.2094 | 163.1154 | 0 | 41.062 | 41.062 | 204.1774 |  | 2029 | 24.1186 | 1.36 | 7.2439 | 39.1353 | 10.0408 | 37.0484 | 351.9885 | 48.2508 | 7.8995 | 0.10464 | 1.9563 | 0.46095 | 0.065308 | 0.12415 | 0.10553 | 0 | 529.9025 | 0 | 61.4351 | 61.4351 | 591.3376 |  | 2029 | 83.0341 | 3.27 | 28.5539 | 76.7543 | 32.8437 | 133.4425 | 241.8607 | 65.5501 | 17.9387 | 0.24525 | 10.601 | 3.5484 | 0.18613 | 0.36352 | 0.4752 | 3.4045 | 702.0721 | 0 | 7.5358 | 7.5358 | 709.6079
2030 | 15.6161 | 0.97 | 6.8874 | 32.8673 | 10.9964 | 29.8022 | 32.4443 | 24.5348 | 6.1497 | 0.067036 | 3.4279 | 0.27685 | 0.07797 | 0.25136 | 0.06 | 1.2094 | 165.6386 | 0 | 43.577 | 43.577 | 209.2156 |  | 2030 | 24.1186 | 1.36 | 7.2439 | 39.2438 | 10.1633 | 39.4074 | 352.155 | 48.2508 | 8.4545 | 0.11097 | 2.0623 | 0.48395 | 0.070988 | 0.12415 | 0.10553 | 0 | 533.355 | 0 | 65.3526 | 65.3526 | 598.7076 |  | 2030 | 83.0341 | 3.27 | 28.5539 | 76.9033 | 33.466 | 141.9965 | 242.0462 | 65.5501 | 19.2107 | 0.25642 | 11.1615 | 3.7194 | 0.20165 | 0.36352 | 0.4752 | 3.4045 | 713.6131 | 0 | 7.8383 | 7.8383 | 721.4513
2031 | 15.6161 | 0.97 | 6.8874 | 32.9528 | 11.1292 | 31.4892 | 32.4953 | 24.5348 | 6.5397 | 0.069948 | 3.5834 | 0.28935 | 0.08397 | 0.25136 | 0.06 | 1.2094 | 168.1618 | 0 | 46.092 | 46.092 | 214.2538 |  | 2031 | 24.1186 | 1.36 | 7.2439 | 39.3523 | 10.2858 | 41.7664 | 352.3215 | 48.2508 | 9.0095 | 0.11729 | 2.1683 | 0.50695 | 0.076668 | 0.12415 | 0.10553 | 0 | 536.8076 | 0 | 69.2701 | 69.2701 | 606.0776 |  | 2031 | 83.0341 | 3.27 | 28.5539 | 77.0523 | 34.0882 | 150.5505 | 242.2317 | 65.5501 | 20.4827 | 0.2676 | 11.722 | 3.8904 | 0.21717 | 0.36352 | 0.4752 | 3.4045 | 725.154 | 0 | 8.1408 | 8.1408 | 733.2948
2032 | 15.6161 | 0.97 | 6.8874 | 33.0383 | 11.2619 | 33.1762 | 32.5463 | 24.5348 | 6.9297 | 0.07286 | 3.7389 | 0.30185 | 0.08997 | 0.25136 | 0.06 | 1.2094 | 170.6849 | 0 | 48.607 | 48.607 | 219.2919 |  | 2032 | 24.1186 | 1.36 | 7.2439 | 39.4608 | 10.4083 | 44.1254 | 352.488 | 48.2508 | 9.5645 | 0.12362 | 2.2743 | 0.52995 | 0.082348 | 0.12415 | 0.10553 | 0 | 540.2601 | 0 | 73.1876 | 73.1876 | 613.4476 |  | 2032 | 83.0341 | 3.27 | 28.5539 | 77.2013 | 34.7105 | 159.1045 | 242.4172 | 65.5501 | 21.7547 | 0.27877 | 12.2825 | 4.0614 | 0.23269 | 0.36352 | 0.4752 | 3.4045 | 736.695 | 0 | 8.4433 | 8.4433 | 745.1382
2033 | 15.6161 | 0.97 | 6.8874 | 33.1238 | 11.3947 | 34.8632 | 32.5973 | 24.5348 | 7.3197 | 0.075772 | 3.8944 | 0.31435 | 0.09597 | 0.25136 | 0.06 | 1.2094 | 173.2081 | 0 | 51.122 | 51.122 | 224.3301 |  | 2033 | 24.1186 | 1.36 | 7.2439 | 39.5693 | 10.5308 | 46.4844 | 352.6545 | 48.2508 | 10.1195 | 0.12995 | 2.3803 | 0.55295 | 0.088028 | 0.12415 | 0.10553 | 0 | 543.7126 | 0 | 77.1051 | 77.1051 | 620.8176 |  | 2033 | 83.0341 | 3.27 | 28.5539 | 77.3503 | 35.3327 | 167.6585 | 242.6027 | 65.5501 | 23.0267 | 0.28994 | 12.843 | 4.2324 | 0.24821 | 0.36352 | 0.4752 | 3.4045 | 748.2359 | 0 | 8.7458 | 8.7458 | 756.9817
2034 | 15.6161 | 0.97 | 6.8874 | 33.2093 | 11.5274 | 36.5502 | 32.6483 | 24.5348 | 7.7097 | 0.078684 | 4.0499 | 0.32685 | 0.10197 | 0.25136 | 0.06 | 1.2094 | 175.7313 | 0 | 53.637 | 53.637 | 229.3682 |  | 2034 | 24.1186 | 1.36 | 7.2439 | 39.6778 | 10.6533 | 48.8434 | 352.821 | 48.2508 | 10.6745 | 0.13628 | 2.4863 | 0.57595 | 0.093708 | 0.12415 | 0.10553 | 0 | 547.1651 | 0 | 81.0226 | 81.0226 | 628.1876 |  | 2034 | 83.0341 | 3.27 | 28.5539 | 77.4993 | 35.955 | 176.2125 | 242.7882 | 65.5501 | 24.2987 | 0.30111 | 13.4035 | 4.4034 | 0.26373 | 0.36352 | 0.4752 | 3.4045 | 759.7769 | 0 | 9.0483 | 9.0483 | 768.8251
2035 | 15.6161 | 0.97 | 6.8874 | 33.2948 | 11.6602 | 38.2372 | 32.6993 | 24.5348 | 8.0997 | 0.081596 | 4.2054 | 0.33935 | 0.10797 | 0.25136 | 0.06 | 1.2094 | 178.2544 | 0 | 56.152 | 56.152 | 234.4064 |  | 2035 | 24.1186 | 1.36 | 7.2439 | 39.7863 | 10.7758 | 51.2024 | 352.9875 | 48.2508 | 11.2295 | 0.14261 | 2.5923 | 0.59895 | 0.099388 | 0.12415 | 0.10553 | 0 | 550.6176 | 0 | 84.9401 | 84.9401 | 635.5576 | 70.1389 | 2035 | 83.0341 | 3.27 | 28.5539 | 77.6483 | 36.5772 | 184.7665 | 242.9737 | 65.5501 | 25.5707 | 0.31228 | 13.964 | 4.5744 | 0.27925 | 0.36352 | 0.4752 | 3.4045 | 771.3178 | 0 | 9.3508 | 9.3508 | 780.6686
2036 | 15.6161 | 0.97 | 6.8874 | 33.3803 | 11.7929 | 39.9242 | 32.7503 | 24.5348 | 8.4897 | 0.084508 | 4.3609 | 0.35185 | 0.11397 | 0.25136 | 0.06 | 1.2094 | 180.7776 | 0 | 58.667 | 58.667 | 239.4446 |  | 2036 | 24.1186 | 1.36 | 7.2439 | 39.8948 | 10.8983 | 53.5614 | 353.154 | 48.2508 | 11.7845 | 0.14893 | 2.6983 | 0.62195 | 0.10507 | 0.12415 | 0.10553 | 0 | 554.0701 | 0 | 88.8576 | 88.8576 | 642.9276 |  | 2036 | 83.0341 | 3.27 | 28.5539 | 77.7973 | 37.1995 | 193.3205 | 243.1592 | 65.5501 | 26.8427 | 0.32346 | 14.5245 | 4.7454 | 0.29477 | 0.36352 | 0.4752 | 3.4045 | 782.8587 | 0 | 9.6533 | 9.6533 | 792.512
2037 | 15.6161 | 0.97 | 6.8874 | 33.4658 | 11.9257 | 41.6112 | 32.8013 | 24.5348 | 8.8797 | 0.08742 | 4.5164 | 0.36435 | 0.11997 | 0.25136 | 0.06 | 1.2094 | 183.3007 | 0 | 61.182 | 61.182 | 244.4827 |  | 2037 | 24.1186 | 1.36 | 7.2439 | 40.0033 | 11.0208 | 55.9204 | 353.3205 | 48.2508 | 12.3395 | 0.15526 | 2.8043 | 0.64495 | 0.11075 | 0.12415 | 0.10553 | 0 | 557.5226 | 0 | 92.7751 | 92.7751 | 650.2977 |  | 2037 | 83.0341 | 3.27 | 28.5539 | 77.9463 | 37.8217 | 201.8745 | 243.3447 | 65.5501 | 28.1147 | 0.33463 | 15.085 | 4.9164 | 0.31029 | 0.36352 | 0.4752 | 3.4045 | 794.3997 | 0 | 9.9558 | 9.9558 | 804.3554
2038 | 15.6161 | 0.97 | 6.8874 | 33.5513 | 12.0584 | 43.2982 | 32.8523 | 24.5348 | 9.2697 | 0.090332 | 4.6719 | 0.37685 | 0.12597 | 0.25136 | 0.06 | 1.2094 | 185.8239 | 0 | 63.697 | 63.697 | 249.5209 |  | 2038 | 24.1186 | 1.36 | 7.2439 | 40.1118 | 11.1433 | 58.2794 | 353.487 | 48.2508 | 12.8945 | 0.16159 | 2.9103 | 0.66795 | 0.11643 | 0.12415 | 0.10553 | 0 | 560.9751 | 0 | 96.6926 | 96.6926 | 657.6677 |  | 2038 | 83.0341 | 3.27 | 28.5539 | 78.0953 | 38.444 | 210.4285 | 243.5302 | 65.5501 | 29.3867 | 0.3458 | 15.6455 | 5.0874 | 0.32581 | 0.36352 | 0.4752 | 3.4045 | 805.9406 | 0 | 10.2583 | 10.2583 | 816.1989
2039 | 15.6161 | 0.97 | 6.8874 | 33.6368 | 12.1912 | 44.9852 | 32.9033 | 24.5348 | 9.6597 | 0.093244 | 4.8274 | 0.38935 | 0.13197 | 0.25136 | 0.06 | 1.2094 | 188.3471 | 0 | 66.212 | 66.212 | 254.559 |  | 2039 | 24.1186 | 1.36 | 7.2439 | 40.2203 | 11.2658 | 60.6384 | 353.6535 | 48.2508 | 13.4495 | 0.16792 | 3.0163 | 0.69095 | 0.12211 | 0.12415 | 0.10553 | 0 | 564.4276 | 0 | 100.6101 | 100.6101 | 665.0377 |  | 2039 | 83.0341 | 3.27 | 28.5539 | 78.2443 | 39.0662 | 218.9825 | 243.7157 | 65.5501 | 30.6587 | 0.35697 | 16.206 | 5.2584 | 0.34133 | 0.36352 | 0.4752 | 3.4045 | 817.4816 | 0 | 10.5608 | 10.5608 | 828.0423
2040 | 15.6161 | 0.97 | 6.8874 | 33.7223 | 12.3239 | 46.6722 | 32.9543 | 24.5348 | 10.0497 | 0.096156 | 4.9829 | 0.40185 | 0.13797 | 0.25136 | 0.06 | 1.2094 | 190.8702 | 0 | 68.727 | 68.727 | 259.5972 |  | 2040 | 24.1186 | 1.36 | 7.2439 | 40.3288 | 11.3883 | 62.9974 | 353.82 | 48.2508 | 14.0045 | 0.17425 | 3.1223 | 0.71395 | 0.12779 | 0.12415 | 0.10553 | 0 | 567.8801 | 0 | 104.5276 | 104.5276 | 672.4077 |  | 2040 | 83.0341 | 3.27 | 28.5539 | 78.3933 | 39.6885 | 227.5365 | 243.9012 | 65.5501 | 31.9307 | 0.36814 | 16.7665 | 5.4294 | 0.35685 | 0.36352 | 0.4752 | 3.4045 | 829.0225 | 0 | 10.8633 | 10.8633 | 839.8858
2041 | 15.6161 | 0.97 | 6.8874 | 33.8078 | 12.4567 | 48.3592 | 33.0053 | 24.5348 | 10.4397 | 0.099068 | 5.1384 | 0.41435 | 0.14397 | 0.25136 | 0.06 | 1.2094 | 193.3934 | 0 | 71.242 | 71.242 | 264.6354 |  | 2041 | 24.1186 | 1.36 | 7.2439 | 40.4373 | 11.5108 | 65.3564 | 353.9865 | 48.2508 | 14.5595 | 0.18057 | 3.2283 | 0.73695 | 0.13347 | 0.12415 | 0.10553 | 0 | 571.3326 | 0 | 108.4451 | 108.4451 | 679.7777 |  | 2041 | 83.0341 | 3.27 | 28.5539 | 78.5423 | 40.3107 | 236.0905 | 244.0867 | 65.5501 | 33.2027 | 0.37932 | 17.327 | 5.6004 | 0.37237 | 0.36352 | 0.4752 | 3.4045 | 840.5635 | 0 | 11.1658 | 11.1658 | 851.7292
Red = discontinued programs | SUMMER (MW) at the Generator | [20 empty] | Red = discontinued programs |  | Winter (MW) at the Generator | [20 empty] | Red = discontinued programs |  | Energy (GWH) at the Generator | [21 empty] | For graphs below
Pink = FPSC will not let us count any additional savings to this existing program | Residential Conservation | [16 empty] | Residential LoadMgmt |  |  | Grand | Pink = FPSC will not let us count any additional savings to this existing program |  | Residential Conservation | [16 empty] | Residential LoadMgmt |  |  | Grand | Pink = FPSC will not let us count any additional savings to this existing program |  | Residential Conservation | [16 empty] | Residential LoadMgmt |  |  | Grand |  | Prior
| FREE | RCS | Assited Aud | DS | EnergyStar | LowInc | HC | Bld Envel | Ceiling Ins | Wall Ins | Wind Repl | Educate | ECM | Maint | Solar DHW | PV | Total Conserv | PrimeTime | Energy Pln | Total | Total |  |  | FREE | RCS | Assited Aud | DS | EnergyStar | LowInc | HC | Bld Envel | Ceiling Ins | Wall Ins | Wind Repl | Educate | ECM | Maint | Solar DHW | PV | Total Conserv | PrimeTime | Energy Pln | Total | Total |  |  | FREE | RCS | Assited Aud | DS | EnergyStar | LowInc | HC | Bld Envel | Ceiling Ins | Wall Ins | Wind Repl | Educate | ECM | Maint | Solar DHW | PV | Total Conserv | PrimeTime | Energy Pln | Total | Total |  | to 2007 | Newer
1981-1990(1) | 8.34 | 0.97 | 0 | 0 | 0 | 0 | 12.76 | 2.6 | 0 |  |  | 0 | 0 | 0 | 0 | 0 | 24.67 | 78.07 | 0 | 78.07 | 102.74 |  | 1981-1990(1) | 11.9 | 1.36 | 0 | 0 | 0 | 0 | 195.73 | 3.59 | 0 | 0 | 0 | 0 | 0 | 0 | 0 | 0 | 212.58 | 163.07 | 0 | 163.07 | 375.65 |  | 1981-1990(1) | 28.46 | 3.27 | 0 | 0 | 0 | 0 | 160.74 | 6.16 | 0 | 0 | 0 | 0 | 0 | 0 | 0 | 0 | 198.63 | 0 | 0 | 0 | 198.63 |  | 198.63 | 0 | 202.44 | 0
1991-1994(2) | 10.5192 | 1.0476 | 0 | 0.5724 | 0 | 0 | 13.7808 | 4.4496 | 0 | 0 | 0 | 0 | 0 | 0 | 0 | 0 | 30.3696 | 96.2 | 0 | 96.2 | 126.5696 |  | 1991-1994(2) | 14.9796 | 1.4688 | 0 | 2.0304 | 0 | 0 | 268.6932 | 6.4908 | 0 | 0 | 0 | 0 | 0 | 0 | 0 | 0 | 293.6628 | 181.8 | 0 | 181.8 | 475.4628 |  | 1991-1994(2) | 38.01 | 3.4335 | 0 | 2.1567 | 0 | 0 | 182.1015 | 9.282 | 0 | 0 | 0 | 0 | 0 | 0 | 0 | 0 | 234.9837 | 0 | 0 | 0 | 234.9837 |  | 234.9837 | 0 | 253.8217 | 0
1995 | 10.9882 | 1.0476 | 0 | 1.3127 | 0 | 0 | 13.7808 | 4.7695 | 0 | 0 | 0 | 0 | 0 | 0 | 0 | 0 | 31.8989 | 105.192 | 0 | 105.192 | 137.0909 |  | 1995 | 15.4916 | 1.4688 | 0 | 2.6983 | 0 | 0 | 287.1745 | 6.9505 | 0 | 0 | 0 | 0 | 0 | 0 | 0 | 0 | 313.7837 | 245.376 | 0 | 245.376 | 559.1597 |  | 1995 | 40.5272 | 3.4335 | 0 | 5.0358 | 0 | 0 | 186.3414 | 9.8652 | 0 | 0 | 0 | 0 | 0 | 0 | 0 | 0 | 245.203 | 0 | 0 | 0 | 245.203 |  | 245.203 | 0 | 272.3263 | 0
1996 | 11.1637 | 1.0301 | 0.044126 | 2.7005 | 0 | 0 | 14.8696 | 4.842 | 0 | 0 | 0 | 0 | 0 | 0 | 0 | 0 | 34.65 | 103.9698 | 0 | 103.9698 | 138.6198 |  | 1996 | 16.2465 | 1.4443 | 0 | 7.1328 | 0 | 0 | 298.9529 | 7.4421 | 0 | 0 | 0 | 0 | 0 | 0 | 0 | 0 | 331.2186 | 259.7652 | 0 | 259.7652 | 590.9838 |  | 1996 | 43.52 | 3.4368 | 0.36391 | 10.568 | 0 | 0 | 192.797 | 11.2234 | 0 | 0 | 0 | 0 | 0 | 0 | 0 | 0 | 261.9091 | 0 | 0 | 0 | 261.9091 |  | 261.9091 | 0 | 304.1013 | 0
1997 | 11.3876 | 1.0301 | 0.38103 | 4.313 | 0 | 0 | 16.3795 | 5.0982 | 0 | 0 | 0 | 0 | 0 | 0 | 0 | 0 | 38.5894 | 94.9428 | 0 | 94.9428 | 133.5322 |  | 1997 | 16.7284 | 1.4443 | 0.20004 | 11.6506 | 0 | 0 | 314.1451 | 9.0336 | 0 | 0 | 0 | 0 | 0 | 0 | 0 | 0 | 353.2021 | 163.7604 | 0 | 163.7604 | 516.9625 |  | 1997 | 45.3649 | 3.4368 | 2.4145 | 15.4127 | 0 | 0 | 198.9728 | 13.4965 | 0 | 0 | 0 | 0 | 0 | 0 | 0 | 0 | 279.0981 | 0 | 0 | 0 | 279.0981 |  | 279.0981 | 0 | 342.0684 | 0
1998 | 11.6318 | 1.0301 | 1.1879 | 5.7008 | 0 | 0 | 17.7637 | 6.0613 | 0 | 0 | 0 | 0 | 0 | 0 | 0 | 0 | 43.3756 | 106.8372 | 0 | 106.8372 | 150.2128 |  | 1998 | 17.3835 | 1.4443 | 1.1272 | 13.8391 | 0 | 0 | 324.0153 | 11.69 | 0 | 0 | 0 | 0 | 0 | 0 | 0 | 0 | 369.4995 | 159.6186 | 0 | 159.6186 | 529.1181 |  | 1998 | 47.377 | 3.4368 | 5.6951 | 18.7208 | 0 | 0 | 204.3623 | 17.7538 | 0 | 0 | 0 | 0 | 0 | 0 | 0 | 0 | 297.3458 | 0 | 0 | 0 | 297.3458 |  | 297.3458 | 0 | 374.8569 | 0
1999 | 11.8366 | 1.0301 | 1.9919 | 6.5734 | 0 | 0 | 18.5538 | 7.6714 | 0 | 0 | 0 | 0 | 0 | 0 | 0 | 0 | 47.6572 | 97.704 | 0 | 97.704 | 145.3612 |  | 1999 | 17.8274 | 1.4443 | 2.0033 | 15.0355 | 0 | 0 | 333.4791 | 17.9154 | 0 | 0 | 0 | 0 | 0 | 0 | 0 | 0 | 387.7051 | 265.6062 | 0 | 265.6062 | 653.3113 |  | 1999 | 49.0644 | 3.4368 | 9.1379 | 20.828 | 0 | 0 | 207.5898 | 24.871 | 0 | 0 | 0 | 0 | 0 | 0 | 0 | 0 | 314.9279 | 0 | 0 | 0 | 314.9279 |  | 314.9279 | 0 | 409.0545 | 0
2000 | 12.1162 | 1.034 | 2.8675 | 7.4953 | 0 | 0 | 19.0972 | 9.0308 | 0 | 0 | 0 | 0 | 0 | 0 | 0 | 0 | 51.641 | 78.351 | 0 | 78.351 | 129.992 |  | 2000 | 18.3742 | 1.4498 | 3.0311 | 15.9805 | 0 | 0 | 337.2543 | 26.1126 | 0 | 0 | 0 | 0 | 0 | 0 | 0 | 0 | 402.2023 | 209.469 | 0 | 209.469 | 611.6713 |  | 2000 | 51.4293 | 3.4662 | 12.6806 | 22.966 | 0 | 0 | 211.0098 | 30.9493 | 0 | 0 | 0 | 0 | 0 | 0 | 0 | 0 | 332.5013 | 0 | 0 | 0 | 332.5013 |  | 332.5013 | 0 | 451.0478 | 0
2001 | 12.3957 | 1.034 | 3.6597 | 8.4145 | 0.0017962 | 0 | 19.8962 | 9.8601 | 0 | 0 | 0 | 0 | 0 | 0 | 0 | 0 | 55.2621 | 90.1836 | 0 | 90.1836 | 145.4457 |  | 2001 | 18.9517 | 1.4498 | 3.9062 | 16.6155 | 0 | 0 | 339.1095 | 29.5582 | 0 | 0 | 0 | 0 | 0 | 0 | 0 | 0 | 409.5909 | 196.4638 | 0 | 196.4638 | 606.0547 |  | 2001 | 53.7435 | 3.4662 | 16.0455 | 24.9742 | 0.0036581 | 0 | 213.204 | 34.6055 | 0 | 0 | 0 | 0 | 0 | 0 | 0 | 0 | 346.0424 | 0 | 0 | 0 | 346.0424 |  | 346.0424 | 0 | 472.5165 | 0
2002 | 12.7313 | 1.034 | 4.4888 | 9.8877 | 0.0087181 | 0 | 20.9693 | 10.5939 | 0 | 0 | 0 | 0 | 0 | 0 | 0 | 0 | 59.7138 | 99.0314 | 0 | 99.0314 | 158.7452 |  | 2002 | 19.6321 | 1.4498 | 4.8719 | 17.5817 | 0.002832 | 0 | 342.3962 | 33.3281 | 0 | 0 | 0 | 0 | 0 | 0 | 0 | 0 | 419.2627 | 176.1032 | 0 | 176.1032 | 595.3659 |  | 2002 | 56.5216 | 3.4662 | 19.3854 | 28.1928 | 0.017513 | 0 | 216.0089 | 37.8404 | 0 | 0 | 0 | 0 | 0 | 0 | 0 | 0 | 361.4329 | 0 | 0 | 0 | 361.4329 |  | 361.4329 | 0 | 503.6298 | 0
2003 | 13.1215 | 1.034 | 5.281 | 12.0818 | 0.01517 | 0 | 22.0824 | 11.0956 | 0 | 0 | 0 | 0 | 0 | 0 | 0 | 0 | 64.7115 | 63.427 | 0 | 63.427 | 128.1385 |  | 2003 | 20.4619 | 1.4498 | 5.7334 | 19.3226 | 0.0096374 | 0 | 345.4494 | 35.9423 | 0 | 0 | 0 | 0 | 0 | 0 | 0 | 0 | 428.3691 | 210.1086 | 0 | 210.1086 | 638.4777 |  | 2003 | 59.7519 | 3.4662 | 22.8007 | 32.9857 | 0.030941 | 0 | 218.8437 | 40.0518 | 0 | 0 | 0 | 0 | 0 | 0 | 0 | 0 | 377.9309 | 0 | 0 | 0 | 377.9309 |  | 377.9309 | 0 | 534.6567 | 0
2004 | 13.5057 | 1.034 | 6.1492 | 14.1249 | 0.017781 | 0 | 23.1939 | 11.5534 | 0 | 0 | 0 | 0 | 0 | 0 | 0 | 0 | 69.5788 | 94.7674 | 0 | 94.7674 | 164.3462 |  | 2004 | 21.3881 | 1.4498 | 6.7404 | 21.4857 | 0.013155 | 0 | 348.5342 | 37.6924 | 0 | 0 | 0 | 0 | 0 | 0 | 0 | 0 | 437.3037 | 136.2348 | 0 | 136.2348 | 573.5385 | TYSP & FRCC | 2004 | 62.9321 | 3.4662 | 26.3134 | 37.446 | 0.035813 | 0 | 221.6373 | 42.0701 | 0 | 0 | 0 | 0 | 0 | 0 | 0 | 0 | 393.9009 | 0 | 0 | 0 | 393.9009 | TYSP & FRCC | 393.9009 | 0 | 566.2565 | 0
2005 | 13.757 | 1.034 | 6.5741 | 15.6689 | 0.022019 | 0 | 24.201 | 12.1032 | 0 | 0 | 0 | 0 | 0 | 0 | 0 | 0 | 73.3602 | 77 | 0 | 77 | 150.3602 | TYSP & FRCC | 2005 | 21.7448 | 1.4498 | 7.144 | 22.8874 | 0.01457 | 0 | 351.2757 | 38.7447 | 0 | 0 | 0 | 0 | 0 | 0 | 0 | 0 | 443.2609 | 189.1084 | 0 | 189.1084 | 632.3693 | Conserv + EP | 2005 | 64.073 | 3.4662 | 27.1119 | 40.8183 | 0.044229 | 0 | 224.1137 | 44.2145 | 0 | 0 | 0 | 0 | 0 | 0 | 0 | 0 | 403.8419 | 0 | 0 | 0 | 403.8419 | Conserv + EP | 403.8419 | 0 | 587.4116 | 0
2006 | 13.9814 | 1.034 | 6.6563 | 17.4585 | 0.0268 | 0 | 24.9327 | 12.4363 | 0 | 0 | 0 | 0 | 0 | 0 | 0 | 0 | 76.5261 | 76.6454 | 0 | 76.6454 | 153.1715 | Conserv + EP | 2006 | 22.0582 | 1.4498 | 7.2081 | 23.9107 | 0.020241 | 0 | 353.4336 | 39.1953 | 0 | 0 | 0 | 0 | 0 | 0 | 0 | 0 | 447.2758 | 128.986 | 0 | 128.986 | 576.2618 | 447.2758 | 2006 | 65.0921 | 3.4662 | 27.3137 | 44.7309 | 0.053454 | 0 | 225.864 | 45.5137 | 0 | 0 | 0 | 0 | 0 | 0 | 0 | 0 | 412.0341 | 0 | 0 | 0 | 412.0341 | 412.0341 | 412.0341 | 0 | 604.5364 | 0
2007 | 14.1924 | 1.034 | 6.7275 | 20.0659 | 0.029635 | 0 | 25.167 | 12.7211 | 0 | 0 | 0 | 0 | 0 | 0 | 0 | 0 | 79.9376 | 69.1834 | 0.21746 | 69.4009 | 149.3384 | 80.155 | 2007 | 22.3432 | 1.4498 | 7.2622 | 26.1016 | 0.023056 | 0 | 354.5793 | 39.9432 | 0 | 0 | 0 | 0 | 0 | 0 | 0 | 0 | 451.7024 | 96.1532 | 0 | 96.1532 | 547.8556 | 451.7024 | 2007 | 66.0504 | 3.4662 | 27.4935 | 50.5111 | 0.059004 | 0 | 226.8796 | 46.0611 | 0 | 0 | 0 | 0 | 0 | 0 | 0 | 0 | 420.521 | 0 | 0.096497 | 0.096497 | 420.6175 | 420.6175 | 420.521 | 0.096497 | 623.139 | 0.096497
2008 | 14.3894 | 1.034 | 6.7994 | 23.2026 | 0.031501 | 0.0047011 | 25.4182 | 13.1235 | 0 | 0 | 0 | 0 | 0 | 0 | 0 | 0 | 84.0033 | 68.5671 | 0.4183 | 68.9854 | 152.9887 | 84.4216 | 2008 | 22.6209 | 1.4498 | 7.3141 | 28.748 | 0.025166 | 0 | 355.3622 | 40.3832 | 0 | 0 | 0 | 0 | 0 | 0 | 0 | 0 | 455.9034 | 128.986 | 0.56178 | 129.5478 | 585.4512 | 456.4652 | 2008 | 66.9449 | 3.4662 | 27.6845 | 57.3996 | 0.062484 | 0.027313 | 227.9487 | 46.9398 | 0 | 0 | 0 | 0 | 0 | 0 | 0 | 0 | 430.4736 | 0 | 0.18562 | 0.18562 | 430.6592 | 430.6592 | 430.4463 | 0.21293 | 647.2155 | 1.7575
2009 | 14.6211 | 1.034 | 6.8789 | 26.7149 | 0.11571 | 0.037117 | 25.8537 | 13.8634 | 0 | 0 | 0 | 0 | 0 | 0 | 0 | 0 | 89.1189 | 55.7672 | 0.98135 | 56.7486 | 145.8674 | 90.1002 | 2009 | 22.8685 | 1.4498 | 7.3733 | 31.7407 | 0.026403 | 0.030798 | 356.6708 | 41.0078 | 0 | 0 | 0 | 0 | 0 | 0 | 0 | 0 | 461.1681 | 105.0915 | 0.52402 | 105.6155 | 566.7835 | 461.6921 | 2009 | 67.9969 | 3.4662 | 27.8896 | 65.0434 | 0.22046 | 0.096356 | 229.8426 | 48.5501 | 0 | 0 | 0 | 0 | 0 | 0 | 0 | 0 | 443.1055 | 0 | 0.4717 | 0.4717 | 443.5772 | 443.5772 | 443.0092 | 0.56806 | 677.6076 | 5.3175
2010 | 14.9244 | 1.034 | 6.9607 | 30.1147 | 0.53022 | 0.05444 | 26.6096 | 14.2164 | 0 | 0 | 0 | 0 | 0 | 0 | 0 | 0 | 94.4444 | 49.6831 | 2.3119 | 51.995 | 146.4394 | 96.7563 | 2010 | 23.2387 | 1.4498 | 7.4342 | 35.1783 | 0.20722 | 0.066104 | 359.0408 | 41.8483 | 0 | 0 | 0 | 0 | 0 | 0 | 0 | 0 | 468.4634 | 109.3532 | 2.0258 | 111.379 | 579.8424 | 470.4892 | 2010 | 69.3744 | 3.4662 | 28.1004 | 72.5629 | 0.99359 | 0.15413 | 233.1098 | 49.3309 | 0 | 0 | 0 | 0 | 0 | 0 | 0 | 0 | 457.0923 | 0 | 1.1477 | 1.1477 | 458.2401 | 458.2401 | 456.9382 | 1.3019 | 700.1977 | 10.3075
2011 | 15.3283 | 1.034 | 7.0777 | 31.7958 | 1.4722 | 0.071133 | 28.1102 | 14.2164 | 0 | 0 | 0 | 0.00027716 | 0 | 0 | 0.0071955 | 0.092715 | 99.2059 | 48.2307 | 3.5517 | 51.7823 | 150.9882 | 102.7576 | 2011 | 23.8969 | 1.4498 | 7.5177 | 37.3274 | 0.81716 | 0.07298 | 362.5152 | 41.8483 | 0 | 0 | 0 | 0 | 0 | 0 | 0 | 0 | 475.4454 | 88.0722 | 4.2531 | 92.3253 | 567.7707 | 479.6985 | 2011 | 73.7518 | 3.4662 | 28.6437 | 75.9558 | 2.9083 | 0.24542 | 237.8569 | 49.3309 | 0 | 0 | 0 | 0.0035139 | 0 | 0 | 0.056668 | 0.25983 | 472.4791 | 0 | 1.8591 | 1.8591 | 474.3381 | 474.3381 | 471.9136 | 2.4245 | 716.6498 | 24.642
2012 | 15.7696 | 1.034 | 7.1931 | 32.349 | 3.0236 | 0.66148 | 29.5759 | 16.3647 | 0 | 0 | 0 | 0.0051808 | 0 | 0.05007 | 0.018389 | 0.36075 | 106.4058 | 45.2924 | 4.1891 | 49.4815 | 155.8873 | 110.5949 | 2012 | 24.5425 | 1.4498 | 7.6104 | 38.2261 | 2.2309 | 0.16727 | 365.0102 | 41.8483 | 0 | 0 | 0 | 0.00083148 | 0 | 0 | 0.029262 | 0 | 481.1155 | 84.4636 | 5.8691 | 90.3327 | 571.4481 | 486.9845 | 2012 | 78.5264 | 3.4662 | 29.3233 | 76.8875 | 6.4857 | 1.4508 | 241.687 | 51.7513 | 0 | 0 | 0 | 0.065683 | 0 | 0.12625 | 0.14482 | 1.0101 | 490.9249 | 0 | 2.2248 | 2.2248 | 493.1497 | 493.1497 | 488.1273 | 5.0224 | 742.2662 | 33.1422
2013 | 16.293 | 1.0408 | 7.3235 | 32.9031 | 4.9576 | 2.2614 | 30.9688 | 20.7767 | 0 | 0 | 0 | 0.027007 | 7.511e-05 | 0.11627 | 0.03042 | 0.66893 | 117.3675 | 38.8477 | 4.6699 | 43.5176 | 160.8851 | 122.0374 | 2013 | 25.2976 | 1.4593 | 7.7289 | 38.9647 | 3.7404 | 1.6948 | 368.2488 | 47.2481 | 0 | 0 | 0 | 0.014807 | 0 | 0.093598 | 0.045817 | 0 | 494.5368 | 68.9548 | 6.2702 | 75.2249 | 569.7618 | 500.807 | 2013 | 82.7255 | 3.4531 | 29.6825 | 77.1669 | 10.9283 | 4.5034 | 243.3555 | 56.4732 | 0 | 0 | 0 | 0.33889 | 0.00018586 | 0.29016 | 0.23711 | 1.8539 | 511.0087 | 0 | 2.4155 | 2.4155 | 513.4241 | 513.4241 | 503.785 | 9.6391 | 771.5278 | 45.4724
2014 | 16.7561 | 1.0408 | 7.3902 | 33.2145 | 7.0318 | 3.7945 | 31.4053 | 24.6949 | 0 | 0 | 0 | 0.056204 | 0.00015022 | 0.1376 | 0.046997 | 0.97574 | 126.5448 | 36.1842 | 6.0178 | 42.202 | 168.7468 | 132.5626 | 2014 | 25.8792 | 1.4593 | 7.7727 | 39.3678 | 6.2953 | 3.1715 | 369.1975 | 51.7731 | 0 | 0 | 0 | 0.066215 | 0.00013949 | 0.12233 | 0.077889 | 0 | 505.183 | 63.6479 | 7.0863 | 70.7342 | 575.9171 | 512.2693 | 2014 | 87.684 | 3.4531 | 30.1529 | 77.7041 | 17.6917 | 12.186 | 245.0695 | 66.0485 | 0 | 0 | 0 | 0.70524 | 0.00037171 | 0.34339 | 0.36632 | 2.7033 | 544.1085 | 0 | 2.5752 | 2.5752 | 546.6836 | 546.6836 | 527.8039 | 18.8798 | 803.8033 | 58.0915
2015 | 16.7561 | 1.0408 | 7.3902 | 33.5252 | 8.9361 | 5.3553 | 33.1272 | 26.3259 | 0.44108 | 0.022383 | 0.65062 | 0.084687 | 0.00045066 | 0.26971 | 0.06438 | 1.2977 | 135.2878 | 21.418 | 8.2675 | 29.6855 | 164.9733 | 143.5553 | 2015 | 25.8792 | 1.4593 | 7.7727 | 39.7364 | 7.6733 | 4.892 | 371.5176 | 51.7731 | 0 | 0 | 0 | 0.106 | 0.00013949 | 0.13321 | 0.11323 | 0 | 511.0561 | 47.212 | 10.4406 | 57.6526 | 568.7088 | 521.4968 | 2015 | 87.684 | 3.4531 | 30.1529 | 78.2233 | 22.1325 | 17.0971 | 249.5675 | 69.2209 | 0.52177 | 0.083707 | 1.0468 | 1.0685 | 0.0011151 | 0.38388 | 0.50181 | 3.5951 | 564.7339 | 0 | 3.721 | 3.721 | 568.4549 | 568.4549 | 540.4342 | 28.0207 | 821.0631 | 73.2875
2016 | 16.7561 | 1.0408 | 7.3902 | 33.8177 | 9.7614 | 7.0888 | 33.6146 | 26.3259 | 1.0479 | 0.029469 | 1.1892 | 0.10981 | 0.00077256 | 0.26971 | 0.06438 | 1.2977 | 139.8044 | 0 | 10.4242 | 10.4242 | 150.2286 | 150.2286 | 2016 | 25.8792 | 1.4593 | 7.7727 | 40.1776 | 8.9845 | 7.753 | 373.3806 | 51.7731 | 1.2137 | 0.029585 | 0.41196 | 0.17569 | 0.00074895 | 0.13321 | 0.11323 | 0 | 519.2581 | 21.2589 | 14.0993 | 35.3583 | 554.6164 | 533.3575 | 2016 | 87.684 | 3.4531 | 30.1529 | 78.7249 | 25.9397 | 25.7475 | 251.3122 | 69.2209 | 2.4695 | 0.11046 | 2.9574 | 1.4067 | 0.0019346 | 0.38388 | 0.50181 | 3.5951 | 583.662 | 0 | 3.9763 | 3.9763 | 587.6383 | 587.6383 | 546.4878 | 41.1505 | 827.2369 | 100.4564
2017 | 16.7561 | 1.0408 | 7.3902 | 34.0051 | 9.9474 | 8.6074 | 33.8687 | 26.3259 | 1.3677 | 0.03131 | 1.5091 | 0.1227 | 0.0023821 | 0.26971 | 0.06438 | 1.2977 | 142.6065 | 0 | 12.4859 | 12.4859 | 155.0925 |  | 2017 | 25.8792 | 1.4593 | 7.7727 | 40.4787 | 9.1964 | 9.74 | 374.7001 | 51.7731 | 1.727 | 0.030797 | 0.73429 | 0.19845 | 0.00074895 | 0.13321 | 0.11323 | 0 | 523.9373 | 0 | 17.1595 | 17.1595 | 541.0967 |  | 2017 | 87.684 | 3.4531 | 30.1529 | 79.0464 | 26.7978 | 33.3255 | 252.2217 | 69.2209 | 3.4961 | 0.11741 | 4.092 | 1.5802 | 0.0060319 | 0.38388 | 0.50181 | 3.5951 | 595.6751 | 0 | 4.2203 | 4.2203 | 599.8954 |  | 548.5769 | 51.3185 | 829.2869 | 121.3037
2018 | 16.7561 | 1.0408 | 7.3902 | 34.1427 | 10.0899 | 10.2882 | 33.97 | 26.3259 | 1.6467 | 0.034435 | 1.6759 | 0.13611 | 0.0068082 | 0.26971 | 0.06438 | 1.2977 | 145.1355 | 0 | 14.6448 | 14.6448 | 159.7803 |  | 2018 | 25.8792 | 1.4593 | 7.7727 | 40.6533 | 9.3279 | 12 | 375.0396 | 51.7731 | 2.124 | 0.037587 | 0.84803 | 0.22313 | 0.0037963 | 0.13321 | 0.11323 | 0 | 527.388 | 0 | 20.5223 | 20.5223 | 547.9103 |  | 2018 | 87.684 | 3.4531 | 30.1529 | 79.2824 | 27.4549 | 41.7134 | 252.5841 | 69.2209 | 4.3916 | 0.12921 | 4.6839 | 1.7608 | 0.017299 | 0.38388 | 0.50181 | 3.5951 | 607.0095 | 0 | 4.4759 | 4.4759 | 611.4853 |  | 549.8325 | 61.6529 | 830.8786 | 136.0869
2019 | 16.7561 | 1.0408 | 7.3902 | 34.2574 | 10.2323 | 12.0661 | 34.0685 | 26.3259 | 1.9954 | 0.037559 | 1.8428 | 0.14952 | 0.012844 | 0.26971 | 0.06438 | 1.2977 | 147.8071 | 0 | 17.0736 | 17.0736 | 164.8806 |  | 2019 | 25.8792 | 1.4593 | 7.7727 | 40.8279 | 9.4593 | 14.4408 | 375.3612 | 51.7731 | 2.521 | 0.044377 | 0.96177 | 0.24781 | 0.0091291 | 0.13321 | 0.11323 | 0 | 531.004 | 0 | 23.885 | 23.885 | 554.8891 |  | 2019 | 87.684 | 3.4531 | 30.1529 | 79.4791 | 28.112 | 50.5851 | 252.9367 | 69.2209 | 5.511 | 0.14101 | 5.2758 | 1.9414 | 0.032664 | 0.38388 | 0.50181 | 3.5951 | 619.0065 | 0 | 4.7634 | 4.7634 | 623.7699 |  | 551.0388 | 72.7311 | 832.4213 | 152.1936
2020 | 16.7561 | 1.0408 | 7.3902 | 34.3492 | 10.3748 | 13.8762 | 34.167 | 26.3259 | 2.4139 | 0.040684 | 2.0096 | 0.16294 | 0.019282 | 0.26971 | 0.06438 | 1.2977 | 150.5582 | 0 | 19.7722 | 19.7722 | 170.3303 |  | 2020 | 25.8792 | 1.4593 | 7.7727 | 40.9443 | 9.5907 | 16.972 | 375.6827 | 51.7731 | 3.1165 | 0.051167 | 1.0755 | 0.27249 | 0.015224 | 0.13321 | 0.11323 | 0 | 534.8515 | 0 | 28.0885 | 28.0885 | 562.94 |  | 2020 | 87.684 | 3.4531 | 30.1529 | 79.6364 | 28.7691 | 59.6181 | 253.2893 | 69.2209 | 6.8542 | 0.15281 | 5.8677 | 2.122 | 0.049053 | 0.38388 | 0.50181 | 3.5951 | 631.3505 | 0 | 5.0828 | 5.0828 | 636.4333 |  | 552.2059 | 84.2274 | 833.9246 | 169.3979
2021 | 16.7561 | 1.0408 | 7.3902 | 34.4409 | 10.5172 | 15.6864 | 34.2655 | 26.3259 | 2.8324 | 0.043808 | 2.1765 | 0.17635 | 0.02572 | 0.26971 | 0.06438 | 1.2977 | 153.3093 | 0 | 22.4708 | 22.4708 | 175.7801 |  | 2021 | 25.8792 | 1.4593 | 7.7727 | 41.0608 | 9.7222 | 19.5032 | 376.0043 | 51.7731 | 3.712 | 0.057957 | 1.1892 | 0.29716 | 0.021318 | 0.13321 | 0.11323 | 0 | 538.699 | 0 | 32.292 | 32.292 | 570.991 |  | 2021 | 87.684 | 3.4531 | 30.1529 | 79.7937 | 29.4262 | 68.6511 | 253.6419 | 69.2209 | 8.1974 | 0.16461 | 6.4596 | 2.3025 | 0.065442 | 0.38388 | 0.50181 | 3.5951 | 643.6944 | 0 | 5.4022 | 5.4022 | 649.0967 |  | 553.3729 | 95.7238 | 835.4279 | 186.7224
2022 | 16.7561 | 1.0408 | 7.3902 | 34.5326 | 10.6596 | 17.4965 | 34.353 | 26.3259 | 3.2508 | 0.046933 | 2.3433 | 0.18976 | 0.032158 | 0.26971 | 0.06438 | 1.2977 | 156.0495 | 0 | 25.1693 | 25.1693 | 181.2189 |  | 2022 | 25.8792 | 1.4593 | 7.7727 | 41.1772 | 9.8536 | 22.0344 | 376.3259 | 51.7731 | 4.3076 | 0.064747 | 1.303 | 0.32184 | 0.027413 | 0.13321 | 0.11323 | 0 | 542.5464 | 0 | 36.4955 | 36.4955 | 579.0419 |  | 2022 | 87.684 | 3.4531 | 30.1529 | 79.9511 | 30.0833 | 77.6841 | 253.9553 | 69.2209 | 9.5407 | 0.1764 | 7.0515 | 2.4831 | 0.081832 | 0.38388 | 0.50181 | 3.5951 | 655.9992 | 0 | 5.7217 | 5.7217 | 661.7209 |  | 554.5008 | 107.2201 | 836.892 | 204.0537
2023 | 16.7561 | 1.0408 | 7.3902 | 34.6244 | 10.8021 | 19.3067 | 34.4242 | 26.3259 | 3.6693 | 0.050058 | 2.5102 | 0.20317 | 0.038596 | 0.26971 | 0.06438 | 1.2977 | 158.7733 | 0 | 27.8679 | 27.8679 | 186.6412 |  | 2023 | 25.8792 | 1.4593 | 7.7727 | 41.2936 | 9.9851 | 24.5656 | 376.576 | 51.7731 | 4.9031 | 0.071537 | 1.4167 | 0.34652 | 0.033508 | 0.13321 | 0.11323 | 0 | 546.3224 | 0 | 40.6989 | 40.6989 | 587.0214 |  | 2023 | 87.684 | 3.4531 | 30.1529 | 80.1084 | 30.7404 | 86.7172 | 254.21 | 69.2209 | 10.8839 | 0.1882 | 7.6433 | 2.6637 | 0.098221 | 0.38388 | 0.50181 | 3.5951 | 668.2452 | 0 | 6.0411 | 6.0411 | 674.2863 |  | 555.5699 | 118.7164 | 838.2974 | 221.3918
2024 | 16.7561 | 1.0408 | 7.3902 | 34.7161 | 10.9445 | 21.1168 | 34.4844 | 26.3259 | 4.0878 | 0.053182 | 2.677 | 0.21659 | 0.045034 | 0.26971 | 0.06438 | 1.2977 | 161.4861 | 0 | 30.5665 | 30.5665 | 192.0526 |  | 2024 | 25.8792 | 1.4593 | 7.7727 | 41.41 | 10.1165 | 27.0969 | 376.7904 | 51.7731 | 5.4986 | 0.078327 | 1.5305 | 0.3712 | 0.039602 | 0.13321 | 0.11323 | 0 | 550.0627 | 0 | 44.9024 | 44.9024 | 594.9651 |  | 2024 | 87.684 | 3.4531 | 30.1529 | 80.2658 | 31.3975 | 95.7502 | 254.4255 | 69.2209 | 12.2271 | 0.2 | 8.2352 | 2.8443 | 0.11461 | 0.38388 | 0.50181 | 3.5951 | 680.452 | 0 | 6.3606 | 6.3606 | 686.8126 |  | 556.5998 | 130.2128 | 839.6635 | 238.7299
2025 | 16.7561 | 1.0408 | 7.3902 | 34.8079 | 11.087 | 22.927 | 34.5391 | 26.3259 | 4.5062 | 0.056307 | 2.8439 | 0.23 | 0.051472 | 0.26971 | 0.06438 | 1.2977 | 164.1935 | 0 | 33.2651 | 33.2651 | 197.4586 |  | 2025 | 25.8792 | 1.4593 | 7.7727 | 41.5265 | 10.248 | 29.6281 | 376.9691 | 51.7731 | 6.0941 | 0.085117 | 1.6442 | 0.39588 | 0.045697 | 0.13321 | 0.11323 | 0 | 553.7673 | 0 | 49.1059 | 49.1059 | 602.8732 |  | 2025 | 87.684 | 3.4531 | 30.1529 | 80.4231 | 32.0546 | 104.7832 | 254.6214 | 69.2209 | 13.5704 | 0.2118 | 8.8271 | 3.0248 | 0.131 | 0.38388 | 0.50181 | 3.5951 | 692.6392 | 0 | 6.68 | 6.68 | 699.3192 |  | 557.6101 | 141.7091 | 841.0101 | 256.068
2026 | 16.7561 | 1.0408 | 7.3902 | 34.8996 | 11.2294 | 24.7371 | 34.5938 | 26.3259 | 4.9247 | 0.059431 | 3.0107 | 0.24341 | 0.05791 | 0.26971 | 0.06438 | 1.2977 | 166.9008 | 0 | 35.9637 | 35.9637 | 202.8645 |  | 2026 | 25.8792 | 1.4593 | 7.7727 | 41.6429 | 10.3794 | 32.1593 | 377.1477 | 51.7731 | 6.6896 | 0.091907 | 1.7579 | 0.42056 | 0.051792 | 0.13321 | 0.11323 | 0 | 557.4718 | 0 | 53.3094 | 53.3094 | 610.7812 |  | 2026 | 87.684 | 3.4531 | 30.1529 | 80.5805 | 32.7117 | 113.8162 | 254.8173 | 69.2209 | 14.9136 | 0.22359 | 9.419 | 3.2054 | 0.14739 | 0.38388 | 0.50181 | 3.5951 | 704.8265 | 0 | 6.9994 | 6.9994 | 711.8259 |  | 558.6204 | 153.2055 | 842.3516 | 273.369
2027 | 16.7561 | 1.0408 | 7.3902 | 34.9913 | 11.3718 | 26.5473 | 34.6485 | 26.3259 | 5.3432 | 0.062556 | 3.1776 | 0.25682 | 0.064348 | 0.26971 | 0.06438 | 1.2977 | 169.6082 | 0 | 38.6623 | 38.6623 | 208.2705 |  | 2027 | 25.8792 | 1.4593 | 7.7727 | 41.7593 | 10.5108 | 34.6905 | 377.3264 | 51.7731 | 7.2851 | 0.098697 | 1.8717 | 0.44524 | 0.057886 | 0.13321 | 0.11323 | 0 | 561.1763 | 0 | 57.5129 | 57.5129 | 618.6892 |  | 2027 | 87.684 | 3.4531 | 30.1529 | 80.7378 | 33.3688 | 122.8493 | 255.0131 | 69.2209 | 16.2568 | 0.23539 | 10.0109 | 3.386 | 0.16378 | 0.38388 | 0.50181 | 3.5951 | 717.0137 | 0 | 7.3189 | 7.3189 | 724.3326 |  | 559.6308 | 164.7018 | 843.6982 | 290.7071
2028 | 16.7561 | 1.0408 | 7.3902 | 35.0831 | 11.5143 | 28.3574 | 34.7032 | 26.3259 | 5.7616 | 0.06568 | 3.3444 | 0.27024 | 0.070786 | 0.26971 | 0.06438 | 1.2977 | 172.3155 | 0 | 41.3609 | 41.3609 | 213.6764 |  | 2028 | 25.8792 | 1.4593 | 7.7727 | 41.8757 | 10.6423 | 37.2217 | 377.505 | 51.7731 | 7.8806 | 0.10549 | 1.9854 | 0.46992 | 0.063981 | 0.13321 | 0.11323 | 0 | 564.8809 | 0 | 61.7163 | 61.7163 | 626.5972 |  | 2028 | 87.684 | 3.4531 | 30.1529 | 80.8952 | 34.0259 | 131.8823 | 255.209 | 69.2209 | 17.6001 | 0.24719 | 10.6028 | 3.5666 | 0.18017 | 0.38388 | 0.50181 | 3.5951 | 729.201 | 0 | 7.6383 | 7.6383 | 736.8393 |  | 560.6411 | 176.1982 | 845.0448 | 308.0451
2029 | 16.7561 | 1.0408 | 7.3902 | 35.1748 | 11.6567 | 30.1676 | 34.758 | 26.3259 | 6.1801 | 0.068805 | 3.5113 | 0.28365 | 0.077224 | 0.26971 | 0.06438 | 1.2977 | 175.0229 | 0 | 44.0595 | 44.0595 | 219.0824 |  | 2029 | 25.8792 | 1.4593 | 7.7727 | 41.9921 | 10.7737 | 39.7529 | 377.6837 | 51.7731 | 8.4762 | 0.11228 | 2.0991 | 0.4946 | 0.070075 | 0.13321 | 0.11323 | 0 | 568.5854 | 0 | 65.9198 | 65.9198 | 634.5052 |  | 2029 | 87.684 | 3.4531 | 30.1529 | 81.0525 | 34.683 | 140.9153 | 255.4049 | 69.2209 | 18.9433 | 0.25899 | 11.1947 | 3.7471 | 0.19656 | 0.38388 | 0.50181 | 3.5951 | 741.3882 | 0 | 7.9578 | 7.9578 | 749.3459 |  | 561.6514 | 187.6945 | 846.3914 | 325.3832
2030 | 16.7561 | 1.0408 | 7.3902 | 35.2666 | 11.7992 | 31.9777 | 34.8127 | 26.3259 | 6.5986 | 0.07193 | 3.6781 | 0.29706 | 0.083662 | 0.26971 | 0.06438 | 1.2977 | 177.7302 | 0 | 46.7581 | 46.7581 | 224.4883 |  | 2030 | 25.8792 | 1.4593 | 7.7727 | 42.1086 | 10.9052 | 42.2841 | 377.8623 | 51.7731 | 9.0717 | 0.11907 | 2.2129 | 0.51928 | 0.07617 | 0.13321 | 0.11323 | 0 | 572.29 | 0 | 70.1233 | 70.1233 | 642.4133 |  | 2030 | 87.684 | 3.4531 | 30.1529 | 81.2098 | 35.3401 | 149.9483 | 255.6008 | 69.2209 | 20.2865 | 0.27078 | 11.7866 | 3.9277 | 0.21294 | 0.38388 | 0.50181 | 3.5951 | 753.5754 | 0 | 8.2772 | 8.2772 | 761.8526 |  | 562.6617 | 199.1909 | 847.738 | 342.7213
2031 | 16.7561 | 1.0408 | 7.3902 | 35.3583 | 11.9416 | 33.7879 | 34.8674 | 26.3259 | 7.0171 | 0.075054 | 3.845 | 0.31047 | 0.0901 | 0.26971 | 0.06438 | 1.2977 | 180.4376 | 0 | 49.4567 | 49.4567 | 229.8943 |  | 2031 | 25.8792 | 1.4593 | 7.7727 | 42.225 | 11.0366 | 44.8153 | 378.041 | 51.7731 | 9.6672 | 0.12586 | 2.3266 | 0.54395 | 0.082265 | 0.13321 | 0.11323 | 0 | 575.9945 | 0 | 74.3268 | 74.3268 | 650.3213 |  | 2031 | 87.684 | 3.4531 | 30.1529 | 81.3672 | 35.9972 | 158.9814 | 255.7967 | 69.2209 | 21.6298 | 0.28258 | 12.3785 | 4.1083 | 0.22933 | 0.38388 | 0.50181 | 3.5951 | 765.7627 | 0 | 8.5966 | 8.5966 | 774.3593 |  | 563.6721 | 210.6872 | 849.0845 | 360.0594
2032 | 16.7561 | 1.0408 | 7.3902 | 35.4501 | 12.0841 | 35.598 | 34.9221 | 26.3259 | 7.4355 | 0.078179 | 4.0118 | 0.32389 | 0.096538 | 0.26971 | 0.06438 | 1.2977 | 183.1449 | 0 | 52.1553 | 52.1553 | 235.3002 |  | 2032 | 25.8792 | 1.4593 | 7.7727 | 42.3414 | 11.1681 | 47.3465 | 378.2196 | 51.7731 | 10.2627 | 0.13265 | 2.4404 | 0.56863 | 0.088359 | 0.13321 | 0.11323 | 0 | 579.699 | 0 | 78.5302 | 78.5302 | 658.2293 |  | 2032 | 87.684 | 3.4531 | 30.1529 | 81.5245 | 36.6543 | 168.0144 | 255.9926 | 69.2209 | 22.973 | 0.29438 | 12.9703 | 4.2889 | 0.24572 | 0.38388 | 0.50181 | 3.5951 | 777.9499 | 0 | 8.9161 | 8.9161 | 786.866 |  | 564.6824 | 222.1836 | 850.4311 | 377.3975
2033 | 16.7561 | 1.0408 | 7.3902 | 35.5418 | 12.2265 | 37.4082 | 34.9769 | 26.3259 | 7.854 | 0.081303 | 4.1787 | 0.3373 | 0.10298 | 0.26971 | 0.06438 | 1.2977 | 185.8523 | 0 | 54.8539 | 54.8539 | 240.7062 |  | 2033 | 25.8792 | 1.4593 | 7.7727 | 42.4578 | 11.2995 | 49.8777 | 378.3983 | 51.7731 | 10.8582 | 0.13944 | 2.5541 | 0.59331 | 0.094454 | 0.13321 | 0.11323 | 0 | 583.4036 | 0 | 82.7337 | 82.7337 | 666.1373 |  | 2033 | 87.684 | 3.4531 | 30.1529 | 81.6819 | 37.3114 | 177.0474 | 256.1885 | 69.2209 | 24.3162 | 0.30618 | 13.5622 | 4.4694 | 0.26211 | 0.38388 | 0.50181 | 3.5951 | 790.1371 | 0 | 9.2355 | 9.2355 | 799.3726 |  | 565.6927 | 233.6799 | 851.7777 | 394.7356
2034 | 16.7561 | 1.0408 | 7.3902 | 35.6335 | 12.3689 | 39.2183 | 35.0316 | 26.3259 | 8.2725 | 0.084428 | 4.3455 | 0.35071 | 0.10941 | 0.26971 | 0.06438 | 1.2977 | 188.5596 | 0 | 57.5525 | 57.5525 | 246.1121 |  | 2034 | 25.8792 | 1.4593 | 7.7727 | 42.5742 | 11.4309 | 52.4089 | 378.5769 | 51.7731 | 11.4537 | 0.14623 | 2.6678 | 0.61799 | 0.10055 | 0.13321 | 0.11323 | 0 | 587.1081 | 0 | 86.9372 | 86.9372 | 674.0453 |  | 2034 | 87.684 | 3.4531 | 30.1529 | 81.8392 | 37.9685 | 186.0804 | 256.3844 | 69.2209 | 25.6595 | 0.31797 | 14.1541 | 4.65 | 0.2785 | 0.38388 | 0.50181 | 3.5951 | 802.3244 | 0 | 9.555 | 9.555 | 811.8793 |  | 566.7031 | 245.1763 | 853.1243 | 412.0737
2035 | 16.7561 | 1.0408 | 7.3902 | 35.7253 | 12.5114 | 41.0285 | 35.0863 | 26.3259 | 8.6909 | 0.087553 | 4.5124 | 0.36412 | 0.11585 | 0.26971 | 0.06438 | 1.2977 | 191.267 | 0 | 60.2511 | 60.2511 | 251.5181 |  | 2035 | 25.8792 | 1.4593 | 7.7727 | 42.6907 | 11.5624 | 54.9401 | 378.7556 | 51.7731 | 12.0493 | 0.15302 | 2.7816 | 0.64267 | 0.10664 | 0.13321 | 0.11323 | 0 | 590.8127 | 0 | 91.1407 | 91.1407 | 681.9533 |  | 2035 | 87.684 | 3.4531 | 30.1529 | 81.9966 | 38.6256 | 195.1135 | 256.5802 | 69.2209 | 27.0027 | 0.32977 | 14.746 | 4.8306 | 0.29489 | 0.38388 | 0.50181 | 3.5951 | 814.5116 | 0 | 9.8744 | 9.8744 | 824.386 |  | 567.7134 | 256.6726 | 854.4709 | 429.4118
2036 | 16.7561 | 1.0408 | 7.3902 | 35.817 | 12.6538 | 42.8386 | 35.141 | 26.3259 | 9.1094 | 0.090677 | 4.6792 | 0.37754 | 0.12229 | 0.26971 | 0.06438 | 1.2977 | 193.9743 | 0 | 62.9497 | 62.9497 | 256.924 |  | 2036 | 25.8792 | 1.4593 | 7.7727 | 42.8071 | 11.6938 | 57.4713 | 378.9343 | 51.7731 | 12.6448 | 0.15981 | 2.8953 | 0.66735 | 0.11274 | 0.13321 | 0.11323 | 0 | 594.5172 | 0 | 95.3442 | 95.3442 | 689.8614 | 75.2591 | 2036 | 87.684 | 3.4531 | 30.1529 | 82.1539 | 39.2827 | 204.1465 | 256.7761 | 69.2209 | 28.3459 | 0.34157 | 15.3379 | 5.0112 | 0.31128 | 0.38388 | 0.50181 | 3.5951 | 826.6988 | 0 | 10.1938 | 10.1938 | 836.8927 |  | 568.7237 | 268.169 | 855.8176 | 446.7499
2037 | 16.7561 | 1.0408 | 7.3902 | 35.9088 | 12.7963 | 44.6488 | 35.1958 | 26.3259 | 9.5279 | 0.093802 | 4.8461 | 0.39095 | 0.12873 | 0.26971 | 0.06438 | 1.2977 | 196.6817 | 0 | 65.6483 | 65.6483 | 262.33 |  | 2037 | 25.8792 | 1.4593 | 7.7727 | 42.9235 | 11.8253 | 60.0025 | 379.1129 | 51.7731 | 13.2403 | 0.1666 | 3.0091 | 0.69203 | 0.11883 | 0.13321 | 0.11323 | 0 | 598.2218 | 0 | 99.5476 | 99.5476 | 697.7694 |  | 2037 | 87.684 | 3.4531 | 30.1529 | 82.3113 | 39.9398 | 213.1795 | 256.972 | 69.2209 | 29.6892 | 0.35337 | 15.9298 | 5.1917 | 0.32767 | 0.38388 | 0.50181 | 3.5951 | 838.8861 | 0 | 10.5133 | 10.5133 | 849.3993 |  | 569.734 | 279.6653 | 857.1642 | 464.088
2038 | 16.7561 | 1.0408 | 7.3902 | 36.0005 | 12.9387 | 46.4589 | 35.2505 | 26.3259 | 9.9463 | 0.096926 | 5.013 | 0.40436 | 0.13517 | 0.26971 | 0.06438 | 1.2977 | 199.389 | 0 | 68.3469 | 68.3469 | 267.7359 |  | 2038 | 25.8792 | 1.4593 | 7.7727 | 43.0399 | 11.9567 | 62.5337 | 379.2916 | 51.7731 | 13.8358 | 0.17339 | 3.1228 | 0.71671 | 0.12493 | 0.13321 | 0.11323 | 0 | 601.9263 | 0 | 103.7511 | 103.7511 | 705.6774 |  | 2038 | 87.684 | 3.4531 | 30.1529 | 82.4686 | 40.5968 | 222.2125 | 257.1679 | 69.2209 | 31.0324 | 0.36516 | 16.5217 | 5.3723 | 0.34406 | 0.38388 | 0.50181 | 3.5951 | 851.0733 | 0 | 10.8327 | 10.8327 | 861.906 |  | 570.7444 | 291.1616 | 858.5108 | 481.4261
2039 | 16.7561 | 1.0408 | 7.3902 | 36.0922 | 13.0811 | 48.2691 | 35.3052 | 26.3259 | 10.3648 | 0.10005 | 5.1798 | 0.41777 | 0.1416 | 0.26971 | 0.06438 | 1.2977 | 202.0964 | 0 | 71.0455 | 71.0455 | 273.1419 |  | 2039 | 25.8792 | 1.4593 | 7.7727 | 43.1563 | 12.0882 | 65.065 | 379.4702 | 51.7731 | 14.4313 | 0.18018 | 3.2365 | 0.74139 | 0.13102 | 0.13321 | 0.11323 | 0 | 605.6308 | 0 | 107.9546 | 107.9546 | 713.5854 |  | 2039 | 87.684 | 3.4531 | 30.1529 | 82.6259 | 41.2539 | 231.2456 | 257.3638 | 69.2209 | 32.3756 | 0.37696 | 17.1136 | 5.5529 | 0.36045 | 0.38388 | 0.50181 | 3.5951 | 863.2605 | 0 | 11.1522 | 11.1522 | 874.4127 |  | 571.7547 | 302.658 | 859.8574 | 498.7642
2040 | 16.7561 | 1.0408 | 7.3902 | 36.184 | 13.2236 | 50.0792 | 35.3599 | 26.3259 | 10.7833 | 0.10318 | 5.3467 | 0.43119 | 0.14804 | 0.26971 | 0.06438 | 1.2977 | 204.8038 | 0 | 73.7441 | 73.7441 | 278.5478 |  | 2040 | 25.8792 | 1.4593 | 7.7727 | 43.2728 | 12.2196 | 67.5962 | 379.6489 | 51.7731 | 15.0268 | 0.18697 | 3.3503 | 0.76607 | 0.13712 | 0.13321 | 0.11323 | 0 | 609.3354 | 0 | 112.1581 | 112.1581 | 721.4934 |  | 2040 | 87.684 | 3.4531 | 30.1529 | 82.7833 | 41.911 | 240.2786 | 257.5597 | 69.2209 | 33.7189 | 0.38876 | 17.7054 | 5.7335 | 0.37684 | 0.38388 | 0.50181 | 3.5951 | 875.4478 | 0 | 11.4716 | 11.4716 | 886.9194 |  | 572.765 | 314.1543 | 861.2041 | 516.1023
2041 | 16.7561 | 1.0408 | 7.3902 | 36.2757 | 13.366 | 51.8894 | 35.4146 | 26.3259 | 11.2018 | 0.1063 | 5.5135 | 0.4446 | 0.15448 | 0.26971 | 0.06438 | 1.2977 | 207.5111 | 0 | 76.4427 | 76.4427 | 283.9538 |  | 2041 | 25.8792 | 1.4593 | 7.7727 | 43.3892 | 12.351 | 70.1274 | 379.8275 | 51.7731 | 15.6223 | 0.19376 | 3.464 | 0.79074 | 0.14321 | 0.13321 | 0.11323 | 0 | 613.0399 | 0 | 116.3615 | 116.3615 | 729.4015 |  | 2041 | 87.684 | 3.4531 | 30.1529 | 82.9406 | 42.5681 | 249.3116 | 257.7556 | 69.2209 | 35.0621 | 0.40056 | 18.2973 | 5.914 | 0.39322 | 0.38388 | 0.50181 | 3.5951 | 887.635 | 0 | 11.791 | 11.791 | 899.426 |  | 573.7754 | 325.6507 | 862.5507 | 533.4403
| Summer (MW) At the Generator, Incremental Change | [22 empty] | Winter (MW) At the Generator, Incremental Change | [22 empty] | Energy (GWH), Incremental Change, At the Generator
| FREE | RCS | Assited Aud | DS | EnergyStar | LowInc | HC | Bld Envel | Ceiling Ins | Wall Ins | Wind Repl | Educate | ECM | Maint | Solar DHW | PV | Total Conserv | PrimeTime | Energy Pln | Total | Total |  |  | FREE | RCS | Assited Aud | DS | EnergyStar | LowInc | HC | Bld Envel | Ceiling Ins | Wall Ins | Wind Repl | Educate | ECM | Maint | Solar DHW | PV | Total Conserv | PrimeTime | Energy Pln | Total | Total |  |  | FREE | RCS | Assited Aud | DS | EnergyStar | LowInc | HC | Bld Envel | Ceiling Ins | Wall Ins | Wind Repl | Educate | ECM | Maint | Solar DHW | PV | Total Conserv | PrimeTime | Energy Pln | Total | Total |  | For graphs below
1995 | 0.46904 | 0 | 0 | 0.74034 | 0 | 0 | 0 | 0.3199 | 0 | 0 | 0 | 0 | 0 | 0 | 0 | 0 | 1.5293 | 8.992 | 0 | 8.992 | 10.5213 |  | 1995 | 0.51196 | 0 | 0 | 0.66793 | 0 | 0 | 18.4813 | 0.4597 | 0 | 0 | 0 | 0 | 0 | 0 | 0 | 0 | 20.1209 | 63.576 | 0 | 63.576 | 83.6969 |  | 1995 | 2.5172 | 0 | 0 | 2.8791 | 0 | 0 | 4.2399 | 0.58316 | 0 | 0 | 0 | 0 | 0 | 0 | 0 | 0 |  | 0 | 0 | 0 | 10.2193 |  | 10.2193 | 0 | 18.5046
1996 | 0.17544 | -0.01746 | 0.044126 | 1.3877 | 0 | 0 | 1.0888 | 0.072512 | 0 | 0 | 0 | 0 | 0 | 0 | 0 | 0 | 2.7512 | -1.2222 | 0 | -1.2222 | 1.529 |  | 1996 | 0.75496 | -0.02448 | 0 | 4.4344 | 0 | 0 | 11.7784 | 0.49163 | 0 | 0 | 0 | 0 | 0 | 0 | 0 | 0 | 17.4349 | 14.3892 | 0 | 14.3892 | 31.8241 |  | 1996 | 2.9928 | 0.00327 | 0.36391 | 5.5322 | 0 | 0 | 6.4556 | 1.3582 | 0 | 0 | 0 | 0 | 0 | 0 | 0 | 0 |  | 0 | 0 | 0 | 16.7061 |  | 16.7061 | 0 | 31.775
1997 | 0.22393 | 0 | 0.3369 | 1.6125 | 0 | 0 | 1.5098 | 0.25615 | 0 | 0 | 0 | 0 | 0 | 0 | 0 | 0 | 3.9393 | -9.027 | 0 | -9.027 | -5.0877 |  | 1997 | 0.48191 | 0 | 0.20004 | 4.5179 | 0 | 0 | 15.1922 | 1.5915 | 0 | 0 | 0 | 0 | 0 | 0 | 0 | 0 | 21.9835 | -96.0048 | 0 | -96.0048 | -74.0213 |  | 1997 | 1.8449 | 0 | 2.0506 | 4.8446 | 0 | 0 | 6.1758 | 2.2731 | 0 | 0 | 0 | 0 | 0 | 0 | 0 | 0 |  | 0 | 0 | 0 | 17.189 |  | 17.189 | 0 | 37.9671
1998 | 0.24422 | 0 | 0.80684 | 1.3878 | 0 | 0 | 1.3843 | 0.96312 | 0 | 0 | 0 | 0 | 0 | 0 | 0 | 0 | 4.7863 | 11.8944 | 0 | 11.8944 | 16.6807 |  | 1998 | 0.65511 | 0 | 0.92719 | 2.1885 | 0 | 0 | 9.8702 | 2.6564 | 0 | 0 | 0 | 0 | 0 | 0 | 0 | 0 | 16.2973 | -4.1418 | 0 | -4.1418 | 12.1555 |  | 1998 | 2.0121 | 0 | 3.2806 | 3.3082 | 0 | 0 | 5.3895 | 4.2574 | 0 | 0 | 0 | 0 | 0 | 0 | 0 | 0 |  | 0 | 0 | 0 | 18.2477 |  | 18.2477 | 0 | 32.7885
1999 | 0.20482 | 0 | 0.80399 | 0.87257 | 0 | 0 | 0.79012 | 1.6101 | 0 | 0 | 0 | 0 | 0 | 0 | 0 | 0 | 4.2816 | -9.1332 | 0 | -9.1332 | -4.8516 |  | 1999 | 0.44387 | 0 | 0.87612 | 1.1965 | 0 | 0 | 9.4639 | 6.2253 | 0 | 0 | 0 | 0 | 0 | 0 | 0 | 0 | 18.2057 | 105.9876 | 0 | 105.9876 | 124.1933 |  | 1999 | 1.6874 | 0 | 3.4428 | 2.1072 | 0 | 0 | 3.2275 | 7.1172 | 0 | 0 | 0 | 0 | 0 | 0 | 0 | 0 |  | 0 | 0 | 0 | 17.5822 |  | 17.5822 | 0 | 34.1977
2000 | 0.27951 | 0.00388 | 0.87568 | 0.92198 | 0 | 0 | 0.54341 | 1.3594 | 0 | 0 | 0 | 0 | 0 | 0 | 0 | 0 | 3.9839 | -19.353 | 0 | -19.353 | -15.3691 |  | 2000 | 0.54675 | 0.00544 | 1.0277 | 0.94493 | 0 | 0 | 3.7751 | 8.1972 | 0 | 0 | 0 | 0 | 0 | 0 | 0 | 0 | 14.4972 | -56.1372 | 0 | -56.1372 | -41.64 |  | 2000 | 2.3649 | 0.02943 | 3.5427 | 2.138 | 0 | 0 | 3.42 | 6.0783 | 0 | 0 | 0 | 0 | 0 | 0 | 0 | 0 |  | 0 | 0 | 0 | 17.5734 |  | 17.5734 | 0 | 41.9933
2001 | 0.27955 | 0 | 0.79216 | 0.9192 | 0.0017962 | 0 | 0.79893 | 0.82937 | 0 | 0 | 0 | 0 | 0 | 0 | 0 | 0 | 3.621 | 11.8326 | 0 | 11.8326 | 15.4536 |  | 2001 | 0.57756 | 0 | 0.87515 | 0.63505 | 0 | 0 | 1.8552 | 3.4456 | 0 | 0 | 0 | 0 | 0 | 0 | 0 | 0 | 7.3886 | -13.0052 | 0 | -13.0052 | -5.6166 |  | 2001 | 2.3141 | 0 | 3.3648 | 2.0082 | 0.0036581 | 0 | 2.1942 | 3.6562 | 0 | 0 | 0 | 0 | 0 | 0 | 0 | 0 |  | 0 | 0 | 0 | 13.5411 |  | 13.5411 | 0 | 21.4687
2002 | 0.3356 | 0 | 0.8291 | 1.4732 | 0.0069219 | 0 | 1.0732 | 0.73381 | 0 | 0 | 0 | 0 | 0 | 0 | 0 | 0 | 4.4518 | 8.8478 | 0 | 8.8478 | 13.2996 |  | 2002 | 0.68041 | 0 | 0.96569 | 0.9662 | 0.002832 | 0 | 3.2867 | 3.77 | 0 | 0 | 0 | 0 | 0 | 0 | 0 | 0 | 9.6718 | -20.3606 | 0 | -20.3606 | -10.6888 |  | 2002 | 2.7781 | 0 | 3.3399 | 3.2187 | 0.013855 | 0 | 2.805 | 3.2349 | 0 | 0 | 0 | 0 | 0 | 0 | 0 | 0 |  | 0 | 0 | 0 | 15.3904 |  | 15.3904 | 0 | 31.1134
2003 | 0.39022 | 0 | 0.79224 | 2.1941 | 0.0064514 | 0 | 1.113 | 0.50164 | 0 | 0 | 0 | 0 | 0 | 0 | 0 | 0 | 4.9977 | -35.6044 | 0 | -35.6044 | -30.6067 |  | 2003 | 0.82979 | 0 | 0.86152 | 1.7409 | 0.0068053 | 0 | 3.0532 | 2.6142 | 0 | 0 | 0 | 0 | 0 | 0 | 0 | 0 | 9.1064 | 34.0054 | 0 | 34.0054 | 43.1118 |  | 2003 | 3.2303 | 0 | 3.4153 | 4.7928 | 0.013429 | 0 | 2.8347 | 2.2114 | 0 | 0 | 0 | 0 | 0 | 0 | 0 | 0 |  | 0 | 0 | 0 | 16.498 |  | 16.498 | 0 | 31.0269
2004 | 0.38417 | 0 | 0.86815 | 2.043 | 0.0026117 | 0 | 1.1115 | 0.45783 | 0 | 0 | 0 | 0 | 0 | 0 | 0 | 0 | 4.8673 | 31.3404 | 0 | 31.3404 | 36.2077 |  | 2004 | 0.9262 | 0 | 1.0069 | 2.1631 | 0.0035178 | 0 | 3.0848 | 1.75 | 0 | 0 | 0 | 0 | 0 | 0 | 0 | 0 | 8.9346 | -73.8738 | 0 | -73.8738 | -64.9392 |  | 2004 | 3.1802 | 0 | 3.5127 | 4.4604 | 0.0048712 | 0 | 2.7936 | 2.0183 | 0 | 0 | 0 | 0 | 0 | 0 | 0 | 0 |  | 0 | 0 | 0 | 15.97 |  | 15.97 | 0 | 31.5997
2005 | 0.25127 | 0 | 0.42497 | 1.544 | 0.0042374 | 0 | 1.0071 | 0.54983 | 0 | 0 | 0 | 0 | 0 | 0 | 0 | 0 | 3.7814 | -17.7674 | 0 | -17.7674 | -13.986 |  | 2005 | 0.35668 | 0 | 0.40359 | 1.4017 | 0.0014151 | 0 | 2.7416 | 1.0524 | 0 | 0 | 0 | 0 | 0 | 0 | 0 | 0 | 5.9573 | 52.8736 | 0 | 52.8736 | 58.8309 |  | 2005 | 1.141 | 0 | 0.79843 | 3.3723 | 0.0084164 | 0 | 2.4764 | 2.1444 | 0 | 0 | 0 | 0 | 0 | 0 | 0 | 0 |  | 0 | 0 | 0 | 9.9409 |  | 9.9409 | 0 | 21.1551
2006 | 0.22442 | 0 | 0.082178 | 1.7897 | 0.004781 | 0 | 0.73178 | 0.3331 | 0 | 0 | 0 | 0 | 0 | 0 | 0 | 0 | 3.1659 | -0.3546 | 0 | -0.3546 | 2.8113 |  | 2006 | 0.31336 | 0 | 0.064152 | 1.0233 | 0.0056711 | 0 | 2.1579 | 0.45052 | 0 | 0 | 0 | 0 | 0 | 0 | 0 | 0 | 4.0149 | -60.1224 | 0 | -60.1224 | -56.1075 |  | 2006 | 1.0191 | 0 | 0.20182 | 3.9126 | 0.0092252 | 0 | 1.7504 | 1.2992 | 0 | 0 | 0 | 0 | 0 | 0 | 0 | 0 |  | 0 | 0 | 0 | 8.1922 |  | 8.1922 | 0 | 17.1248
2007 | 0.21104 | 0 | 0.071166 | 2.6074 | 0.0028356 | 0 | 0.23425 | 0.28475 | 0 | 0 | 0 | 0 | 0 | 0 | 0 | 0 | 3.4114 | -7.462 | 0.21746 | -7.2445 | -3.8331 |  | 2007 | 0.28509 | 0 | 0.054078 | 2.1909 | 0.0028142 | 0 | 1.1457 | 0.74791 | 0 | 0 | 0 | 0 | 0 | 0 | 0 | 0 | 4.4266 | -32.8328 | 0 | -32.8328 | -28.4062 |  | 2007 | 0.95831 | 0 | 0.17982 | 5.7802 | 0.0055502 | 0 | 1.0156 | 0.54742 | 0 | 0 | 0 | 0 | 0 | 0 | 0 | 0 |  | 0 | 0.096497 | 0.096497 | 8.5834 |  | 8.4869 | 0.096497 | 18.6026 | 0.096497
2008 | 0.19698 | 0 | 0.071916 | 3.1367 | 0.0018655 | 0.0047011 | 0.2512 | 0.40241 | 0 | 0 | 0 | 0 | 0 | 0 | 0 | 0 | 4.0657 | -0.61629 | 0.20083 | -0.41545 | 3.6503 |  | 2008 | 0.27767 | 0 | 0.051929 | 2.6464 | 0.0021107 | 0 | 0.78287 | 0.44 | 0 | 0 | 0 | 0 | 0 | 0 | 0 | 0 | 4.201 | 32.8328 | 0.56178 | 33.3946 | 37.5956 |  | 2008 | 0.89448 | 0 | 0.191 | 6.8885 | 0.0034794 | 0.027313 | 1.0691 | 0.87873 | 0 | 0 | 0 | 0 | 0 | 0 | 0 | 0 |  | 0 | 0.089118 | 0.089118 | 10.0417 |  | 9.9253 | 0.11643 | 24.0765 | 1.6611
2009 | 0.23166 | 0 | 0.079502 | 3.5124 | 0.084209 | 0.032416 | 0.43549 | 0.73993 | 0 | 0 | 0 | 0 | 0 | 0 | 0 | 0 | 5.1156 | -12.7999 | 0.56305 | -12.2369 | -7.1213 |  | 2009 | 0.24761 | 0 | 0.059195 | 2.9926 | 0.0012366 | 0.030798 | 1.3085 | 0.62464 | 0 | 0 | 0 | 0 | 0 | 0 | 0 | 0 | 5.2647 | -23.8945 | -0.037763 | -23.9323 | -18.6676 |  | 2009 | 1.052 | 0 | 0.20504 | 7.6438 | 0.15797 | 0.069043 | 1.8938 | 1.6103 | 0 | 0 | 0 | 0 | 0 | 0 | 0 | 0 |  | 0 | 0.28609 | 0.28609 | 12.918 |  | 12.5629 | 0.35513 | 30.3921 | 3.5599
2010 | 0.30336 | 0 | 0.081784 | 3.3997 | 0.41451 | 0.017323 | 0.75593 | 0.35296 | 0 | 0 | 0 | 0 | 0 | 0 | 0 | 0 | 5.3256 | -6.0841 | 1.3305 | -4.7536 | 0.57202 |  | 2010 | 0.37016 | 0 | 0.060922 | 3.4376 | 0.18081 | 0.035306 | 2.37 | 0.84053 | 0 | 0 | 0 | 0 | 0 | 0 | 0 | 0 | 7.2953 | 4.2617 | 1.5018 | 5.7635 | 13.0588 |  | 2010 | 1.3776 | 0 | 0.21083 | 7.5195 | 0.77313 | 0.05777 | 3.2673 | 0.78077 | 0 | 0 | 0 | 0 | 0 | 0 | 0 | 0 |  | 0 | 0.67605 | 0.67605 | 14.6629 |  | 13.929 | 0.73382 | 22.59 | 4.99
2011 | 0.40386 | 0 | 0.11705 | 1.6812 | 0.94198 | 0.016694 | 1.5005 | 0 | 0 | 0 | 0 | 0.00027716 | 0 | 0 | 0.0071955 | 0.092715 | 4.7615 | -1.4524 | 1.2398 | -0.21269 | 4.5488 |  | 2011 | 0.65821 | 0 | 0.083446 | 2.1492 | 0.60994 | 0.0068757 | 3.4744 | 0 | 0 | 0 | 0 | 0 | 0 | 0 | 0 | 0 | 6.982 | -21.281 | 2.2273 | -19.0537 | -12.0716 |  | 2011 | 4.3773 | 0 | 0.54336 | 3.3929 | 1.9147 | 0.091298 | 4.7471 | 0 | 0 | 0 | 0 | 0.0035139 | 0 | 0 | 0.056668 | 0.25983 |  | 0 | 0.71131 | 0.71131 | 16.098 |  | 14.9754 | 1.1226 | 16.4521 | 14.3346
2012 | 0.44132 | 0 | 0.11538 | 0.55321 | 1.5513 | 0.59035 | 1.4658 | 2.1483 | 0 | 0 | 0 | 0.0049036 | 0 | 0.05007 | 0.011193 | 0.26804 | 7.1999 | -2.9383 | 0.63747 | -2.3008 | 4.8991 |  | 2012 | 0.64561 | 0 | 0.092678 | 0.89864 | 1.4137 | 0.094288 | 2.495 | 0 | 0 | 0 | 0 | 0.00083148 | 0 | 0 | 0.029262 | 0 | 5.67 | -3.6086 | 1.6159 | -1.9927 | 3.6774 |  | 2012 | 4.7746 | 0 | 0.67953 | 0.93173 | 3.5774 | 1.2054 | 3.83 | 2.4204 | 0 | 0 | 0 | 0.062169 | 0 | 0.12625 | 0.08815 | 0.75025 |  | 0 | 0.36575 | 0.36575 | 18.8116 |  | 16.2137 | 2.5979 | 25.6164 | 8.5002
2013 | 0.52339 | 0.00679 | 0.13039 | 0.55407 | 1.934 | 1.5999 | 1.3929 | 4.412 | 0 | 0 | 0 | 0.021827 | 7.511e-05 | 0.0662 | 0.012031 | 0.30818 | 10.9617 | -6.4447 | 0.48074 | -5.9639 | 4.9978 |  | 2013 | 0.75513 | 0.00952 | 0.11854 | 0.73859 | 1.5096 | 1.5275 | 3.2386 | 5.3998 | 0 | 0 | 0 | 0.013976 | 0 | 0.093598 | 0.016555 | 0 | 13.4214 | -15.5088 | 0.40111 | -15.1077 | -1.6863 |  | 2013 | 4.1991 | -0.01308 | 0.35924 | 0.27935 | 4.4426 | 3.0526 | 1.6685 | 4.722 | 0 | 0 | 0 | 0.27321 | 0.00018586 | 0.16391 | 0.092289 | 0.84379 |  | 0 | 0.19066 | 0.19066 | 20.2744 |  | 15.6577 | 4.6167 | 29.2615 | 12.3301
2014 | 0.46308 | 0 | 0.066676 | 0.31137 | 2.0742 | 1.5331 | 0.4365 | 3.9183 | 0 | 0 | 0 | 0.029196 | 7.511e-05 | 0.021331 | 0.016578 | 0.30681 | 9.1772 | -2.6635 | 1.348 | -1.3156 | 7.8617 |  | 2014 | 0.58158 | 0 | 0.043778 | 0.40319 | 2.5548 | 1.4768 | 0.94866 | 4.525 | 0 | 0 | 0 | 0.051407 | 0.00013949 | 0.028735 | 0.032072 | 0 | 10.6462 | -5.3069 | 0.81611 | -4.4908 | 6.1554 |  | 2014 | 4.9585 | 0 | 0.47043 | 0.53717 | 6.7634 | 7.6826 | 1.714 | 9.5753 | 0 | 0 | 0 | 0.36636 | 0.00018586 | 0.053233 | 0.12922 | 0.84939 |  | 0 | 0.15972 | 0.15972 | 33.2595 |  | 24.0188 | 9.2407 | 32.2755 | 12.6191
2015 | 0 | 0 | 0 | 0.31076 | 1.9044 | 1.5608 | 1.7219 | 1.6309 | 0.44108 | 0.022383 | 0.65062 | 0.028483 | 0.00030044 | 0.13211 | 0.017383 | 0.32192 | 8.743 | -14.7662 | 2.2497 | -12.5165 | -3.7734 |  | 2015 | 0 | 0 | 0 | 0.36852 | 1.378 | 1.7205 | 2.3201 | 0 | 0 | 0 | 0 | 0.039786 | 0 | 0.01088 | 0.035345 | 0 | 5.8731 | -16.4359 | 3.3543 | -13.0815 | -7.2084 |  | 2015 | 0 | 0 | 0 | 0.51924 | 4.4408 | 4.9111 | 4.4979 | 3.1724 | 0.52177 | 0.083707 | 1.0468 | 0.36323 | 0.00074342 | 0.040487 | 0.13549 | 0.89186 |  | 0 | 1.1458 | 1.1458 | 21.7712 |  | 12.6304 | 9.1409 | 17.2598 | 15.196
2016 | 0 | 0 | 0 | 0.29247 | 0.8253 | 1.7335 | 0.48742 | 0 | 0.60678 | 0.0070861 | 0.5386 | 0.025122 | 0.0003219 | 0 | 0 | 0 | 4.5166 | -21.418 | 2.1567 | -19.2613 | -14.7447 |  | 2016 | 0 | 0 | 0 | 0.44123 | 1.3113 | 2.861 | 1.863 | 0 | 1.2137 | 0.029585 | 0.41196 | 0.069693 | 0.00060946 | 0 | 0 | 0 | 8.202 | -25.9531 | 3.6587 | -22.2944 | -14.0924 |  | 2016 | 0 | 0 | 0 | 0.50161 | 3.8072 | 8.6504 | 1.7448 | 0 | 1.9477 | 0.026755 | 1.9106 | 0.33822 | 0.00081946 | 0 | 0 | 0 |  | 0 | 0.2553 | 0.2553 | 19.1834 |  | 6.0536 | 13.1298 | 6.1738 | 27.1689
2017 | 0 | 0 | 0 | 0.18743 | 0.18603 | 1.5186 | 0.25408 | 0 | 0.31985 | 0.0018413 | 0.31985 | 0.012889 | 0.0016095 | 0 | 0 | 0 | 2.8022 | 0 | 2.0617 | 2.0617 | 4.8639 |  | 2017 | 0 | 0 | 0 | 0.30106 | 0.21189 | 1.987 | 1.3195 | 0 | 0.51333 | 0.0012125 | 0.32233 | 0.022754 | 0 | 0 | 0 | 0 | 4.6791 | -21.2589 | 3.0601 | -18.1988 | -13.5197 |  | 2017 | 0 | 0 | 0 | 0.32145 | 0.85817 | 7.5781 | 0.90951 | 0 | 1.0267 | 0.0069522 | 1.1346 | 0.17353 | 0.0040973 | 0 | 0 | 0 |  | 0 | 0.24405 | 0.24405 | 12.2572 |  | 2.0891 | 10.168 | 2.05 | 20.8473
2018 | 0 | 0 | 0 | 0.13761 | 0.14244 | 1.6809 | 0.10124 | 0 | 0.27898 | 0.0031246 | 0.16685 | 0.013413 | 0.0044261 | 0 | 0 | 0 | 2.5289 | 0 | 2.1589 | 2.1589 | 4.6878 |  | 2018 | 0 | 0 | 0 | 0.17463 | 0.13144 | 2.26 | 0.33944 | 0 | 0.39701 | 0.0067899 | 0.11374 | 0.024679 | 0.0030473 | 0 | 0 | 0 | 3.4508 | 0 | 3.3628 | 3.3628 | 6.8136 |  | 2018 | 0 | 0 | 0 | 0.23602 | 0.6571 | 8.3878 | 0.36239 | 0 | 0.89549 | 0.011798 | 0.59189 | 0.18058 | 0.011268 | 0 | 0 | 0 |  | 0 | 0.25555 | 0.25555 | 11.5899 |  | 1.2555 | 10.3344 | 1.5918 | 14.7832
2019 | 0 | 0 | 0 | 0.11468 | 0.14244 | 1.7778 | 0.098501 | 0 | 0.34872 | 0.0031246 | 0.16685 | 0.013412 | 0.0060356 | 0 | 0 | 0 | 2.6716 | 0 | 2.4287 | 2.4287 | 5.1003 |  | 2019 | 0 | 0 | 0 | 0.17463 | 0.13144 | 2.4408 | 0.32158 | 0 | 0.39701 | 0.0067899 | 0.11374 | 0.024679 | 0.0053328 | 0 | 0 | 0 | 3.616 | 0 | 3.3628 | 3.3628 | 6.9788 |  | 2019 | 0 | 0 | 0 | 0.19668 | 0.6571 | 8.8717 | 0.3526 | 0 | 1.1194 | 0.011798 | 0.59189 | 0.18058 | 0.015365 | 0 | 0 | 0 |  | 0 | 0.2875 | 0.2875 | 12.2846 |  | 1.2064 | 11.0782 | 1.5426 | 16.1067
2020 | 0 | 0 | 0 | 0.091741 | 0.14244 | 1.8102 | 0.098501 | 0 | 0.41847 | 0.0031246 | 0.16685 | 0.013413 | 0.006438 | 0 | 0 | 0 | 2.7511 | 0 | 2.6986 | 2.6986 | 5.4497 |  | 2020 | 0 | 0 | 0 | 0.11642 | 0.13144 | 2.5312 | 0.32158 | 0 | 0.59551 | 0.0067899 | 0.11374 | 0.024679 | 0.0060946 | 0 | 0 | 0 | 3.8475 | 0 | 4.2035 | 4.2035 | 8.0509 |  | 2020 | 0 | 0 | 0 | 0.15734 | 0.6571 | 9.033 | 0.3526 | 0 | 1.3432 | 0.011798 | 0.59189 | 0.18058 | 0.016389 | 0 | 0 | 0 |  | 0 | 0.31944 | 0.31944 | 12.6634 |  | 1.167 | 11.4963 | 1.5033 | 17.2044
2021 | 0 | 0 | 0 | 0.091742 | 0.14244 | 1.8102 | 0.098501 | 0 | 0.41847 | 0.0031246 | 0.16685 | 0.013413 | 0.006438 | 0 | 0 | 0 | 2.7511 | 0 | 2.6986 | 2.6986 | 5.4497 |  | 2021 | 0 | 0 | 0 | 0.11642 | 0.13144 | 2.5312 | 0.32158 | 0 | 0.59552 | 0.0067899 | 0.11374 | 0.024679 | 0.0060946 | 0 | 0 | 0 | 3.8475 | 0 | 4.2035 | 4.2035 | 8.0509 |  | 2021 | 0 | 0 | 0 | 0.15734 | 0.6571 | 9.033 | 0.3526 | 0 | 1.3432 | 0.011798 | 0.59189 | 0.18058 | 0.016389 | 0 | 0 | 0 |  | 0 | 0.31944 | 0.31944 | 12.6634 |  | 1.167 | 11.4963 | 1.5033 | 17.3245
2022 | 0 | 0 | 0 | 0.091742 | 0.14244 | 1.8102 | 0.087557 | 0 | 0.41847 | 0.0031246 | 0.16685 | 0.013412 | 0.006438 | 0 | 0 | 0 | 2.7402 | 0 | 2.6986 | 2.6986 | 5.4388 |  | 2022 | 0 | 0 | 0 | 0.11642 | 0.13144 | 2.5312 | 0.32158 | 0 | 0.59551 | 0.0067899 | 0.11374 | 0.024679 | 0.0060946 | 0 | 0 | 0 | 3.8475 | 0 | 4.2035 | 4.2035 | 8.0509 |  | 2022 | 0 | 0 | 0 | 0.15734 | 0.6571 | 9.033 | 0.31342 | 0 | 1.3432 | 0.011798 | 0.59189 | 0.18058 | 0.016389 | 0 | 0 | 0 |  | 0 | 0.31944 | 0.31944 | 12.6242 |  | 1.1279 | 11.4963 | 1.4641 | 17.3313

## ComInd Summary
Red = discontinued programs | SUMMER (MW) at the Meter | [33 empty] | WINTER (MW) at the Meter | [33 empty] | Energy (GWH) at the Meter
Pink = FPSC will not let us count any additional savings to this existing program | Commercial/Industrial Conservation | [26 empty] | Commercial/Idustrial LoadMgmt |  |  |  |  | Grand |  | Commercial/Industrial Conservation | [26 empty] | Commercial/Idustrial LoadMgmt |  |  |  |  | Grand |  | Commercial/Industrial Conservation | [26 empty] | Commercial/Industrial LoadMgmt |  |  |  |  | Grand
| Audit Free | Audit Paid | Audit Mail-In | Cooling | DuctRepair | Bld Envel | Ceiling Ins | Wall Ins | E E Motors | Chillers | Occ Sensors | REF | WH | Lighting | Cond-Ltg | Non-Cond Ltg | ConsValue | TES | Street Lt | ECM | ECM HVAC | Cool Roof | HVAC Recom | ERV | School PV | PV | Tot Conserv | COM LM cyc | COM LM ext | Standby | DMD Resp | Total | Total |  | Audit Free | Audit Paid | Audit Mail-In | Cooling | DuctRepair | Bld Envel | Ceiling Ins | Wall Ins | E E Motors | Chillers | Occ Sensors | Anti-Cond | WH | Lighting | Cond-Ltg | Non-Cond Ltg | ConsValue | TES | Street Lt | ECM | ECM HVAC | Cool Roof | HVAC Recom | ERV | School PV | PV | Total Conserv | LM cyc | LM ext | Standby | DMD Resp | Total | Total |  | Audit Free | Audit Paid | Audit Mail-In | Cooling | DuctRepair | Bld Envel | Ceiling Ins | Wall Ins | E E Motors | Chillers | Occ Sensors | Anti-Cond | WH | Lighting | Cond-Ltg | Non-Cond Ltg | ConsValue | TES | Street Lt | ECM | ECM HVAC | Cool Roof | HVAC Recom | ERV | School PV | PV | Total Conserv | LM cyc | LM ext | Standby | DMD Resp | Total | Total
1981-1990(1) | 10.6 | 0.39 | 0 | 0 | 0 | 0 | 0 | 0 | 0 | 0 | 0 | 0 | 0 | 0 | 0 | 0 | 0 | 0 | 0 | 0 | 0 | 0 | 0 | 0 | 0 | 0 | 10.99 | 1.34 | 0.23 | 0 | 0 | 1.57 | 12.56 | 1981-1990(1) | 22.94 | 0.85 | 0 | 0 | 0 | 0 | 0 | 0 | 0 | 0 | 0 | 0 | 0 | 0 | 0 | 0 | 0 | 0 | 0 | 0 | 0 | 0 | 0 | 0 | 0 | 0 | 23.79 | 0 | 0.23 | 0 | 0 | 0.23 | 24.02 | 1981-1990(1) | 3.67 | 0.14 | 0 | 0 | 0 | 0 | 0 | 0 | 0 | 0 | 0 | 0 | 0 | 0 | 0 | 0 | 0 | 0 | 16 | 0 | 0 | 0 | 0 | 0 | 0 | 0 | 3.81 | 0 | 0 | 0 | 0 | 0 | 3.81
1991-1994(2) | 12.23 | 0.39 | 0 | 0 | 0 | 0 | 0 | 0 | 0 | 0 | 0 | 0 | 0 | 0.6 | 0 | 0 | 0.4 | 0 | 0 | 0 | 0 | 0 | 0 | 0 | 0 | 0 | 13.62 | 0 | 0.5 | 6.18 | 0 | 6.68 | 20.3 | 1991-1994(2) | 30.27 | 0.89 | 0 | 0 | 0 | 0 | 0 | 0 | 0 | 0 | 0 | 0 | 0 | 0.22 | 0 | 0 | 0.1 | 0 | 0 | 0 | 0 | 0 | 0 | 0 | 0 | 0 | 31.48 | 0 | 0.69 | 6 | 0 | 6.69 | 38.17 | 1991-1994(2) | 14.75 | 0.19 | 0 | 0 | 0 | 0 | 0 | 0 | 0 | 0 | 0 | 0 | 0 | 1.98 | 0 | 0 | 0.64 | 0 | 16 | 0 | 0 | 0 | 0 | 0 | 0 | 0 | 17.56 | 0 | 0 | 0.4 | 0 | 0.4 | 17.96
1995 | 12.73 | 0.39418 | 0 | 0 | 0 | 0 | 0 | 0 | 0 | 0 | 0 | 0 | 0 | 1.7651 | 0 | 0 | 0.6 | 0 | 0 | 0 | 0 | 0 | 0 | 0 | 0 | 0 | 15.4893 | 0 | 2.7 | 7 | 0 | 9.7 | 25.1893 | 1995 | 31.8848 | 0.91394 | 0 | 0 | 0 | 0 | 0 | 0 | 0 | 0 | 0 | 0 | 0 | 0.31424 | 0 | 0 | 0.15 | 0 | 0 | 0 | 0 | 0 | 0 | 0 | 0 | 0 | 33.263 | 0 | 2.7 | 7 | 0 | 9.7 | 42.963 | 1995 | 18.1097 | 0.21847 | 0 | 0 | 0 | 0 | 0 | 0 | 0 | 0 | 0 | 0 | 0 | 5.8635 | 0 | 0 | 0.94 | 0 | 16 | 0 | 0 | 0 | 0 | 0 | 0 | 0 | 25.1317 | 0 | 0 | 0.7 | 0 | 0.7 | 25.8317
1996 | 12.8262 | 0.39458 | 0.003 | 0 | 0 | 0 | 0 | 0 | 0 | 0 | 0 | 0 | 0 | 4.8993 | 0 | 0 | 0.673 | 0 | 0 | 0 | 0 | 0 | 0 | 0 | 0 | 0 | 18.7962 | 0 | 2.7 | 10.2 | 0 | 12.9 | 31.6962 | 1996 | 31.9854 | 0.91442 | 0 | 0 | 0 | 0 | 0 | 0 | 0 | 0 | 0 | 0 | 0 | 1.3686 | 0 | 0 | 0.15 | 0 | 0 | 0 | 0 | 0 | 0 | 0 | 0 | 0 | 34.4183 | 0 | 2.7 | 7 | 0 | 9.7 | 44.1183 | 1996 | 18.5197 | 0.22017 | 0.0128 | 0 | 0 | 0 | 0 | 0 | 0 | 0 | 0 | 0 | 0 | 20.1815 | 0 | 0 | 1.262 | 0 | 16 | 0 | 0 | 0 | 0 | 0 | 0 | 0 | 40.1962 | 0 | 0 | 0.88667 | 0 | 0.88667 | 41.0829
1997 | 12.8659 | 0.39458 | 0.02319 | 0 | 0 | 0 | 0 | 0 | 0 | 0 | 0 | 0 | 0 | 9.1015 | 0 | 0 | 0.673 | 0 | 0 | 0 | 0 | 0 | 0 | 0 | 0 | 0 | 23.0582 | 0 | 2.7 | 17.3 | 0 | 20 | 43.0582 | 1997 | 32.0291 | 0.91442 | 0.005 | 0 | 0 | 0 | 0 | 0 | 0 | 0 | 0 | 0 | 0 | 3.1899 | 0 | 0 | 0.15 | 0 | 0 | 0 | 0 | 0 | 0 | 0 | 0 | 0 | 36.2884 | 0 | 2.7 | 17.3 | 0 | 20 | 56.2884 | 1997 | 18.6889 | 0.22017 | 0.098944 | 0 | 0 | 0 | 0 | 0 | 0 | 0 | 0 | 0 | 0 | 39.3147 | 0 | 0 | 1.262 | 0 | 16 | 0 | 0 | 0 | 0 | 0 | 0 | 0 | 59.5848 | 0 | 0 | 1.73 | 0 | 1.73 | 61.3148
1998 | 12.8868 | 0.39458 | 0.05643 | 0 | 0 | 0 | 0 | 0 | 0 | 0 | 0 | 0 | 0 | 12.1145 | 0 | 0 | 0.69138 | 0 | 0 | 0 | 0 | 0 | 0 | 0 | 0 | 0 | 26.1437 | 0 | 2.7 | 17.3 | 0 | 20 | 46.1437 | 1998 | 32.0449 | 0.91442 | 0.03365 | 0 | 0 | 0 | 0 | 0 | 0 | 0 | 0 | 0 | 0 | 4.3086 | 0 | 0 | 0.15 | 0 | 0 | 0 | 0 | 0 | 0 | 0 | 0 | 0 | 37.4516 | 0 | 2.7 | 17.3 | 0 | 20 | 57.4516 | 1998 | 18.7779 | 0.22017 | 0.24077 | 0 | 0 | 0 | 0 | 0 | 0 | 0 | 0 | 0 | 0 | 53.1865 | 0 | 0 | 1.318 | 0 | 16 | 0 | 0 | 0 | 0 | 0 | 0 | 0 | 73.7433 | 0 | 0 | 1.73 | 0 | 1.73 | 75.4733
1999 | 12.9144 | 0.39458 | 0.07965 | 0 | 0 | 0 | 0 | 0 | 0 | 0 | 0 | 0 | 0 | 15.5107 | 0 | 0 | 0.69138 | 0 | 0 | 0 | 0 | 0 | 0 | 0 | 0 | 0 | 29.5907 | 0.2 | 0.2 | 17.9 | 0 | 18.3 | 47.8907 | 1999 | 32.0604 | 0.91442 | 0.0604 | 0 | 0 | 0 | 0 | 0 | 0 | 0 | 0 | 0 | 0 | 5.7608 | 0 | 0 | 0.15 | 0 | 0 | 0 | 0 | 0 | 0 | 0 | 0 | 0 | 38.9461 | 0 | 0.2198 | 17.6 | 0 | 17.8198 | 56.7659 | 1999 | 18.8955 | 0.22017 | 0.33984 | 0 | 0 | 0 | 0 | 0 | 0 | 0 | 0 | 0 | 0 | 69.101 | 0 | 0 | 1.318 | 0 | 16 | 0 | 0 | 0 | 0 | 0 | 0 | 0 | 89.8745 | 0 | 0 | 1.7775 | 0 | 1.7775 | 91.652
2000 | 12.9482 | 0.39458 | 0.07965 | 0.00118 | 0 | 0 | 0 | 0 | 0 | 0 | 0 | 0 | 0 | 20.9184 | 0 | 0 | 1.0311 | 0 | 0 | 0 | 0 | 0 | 0 | 0 | 0 | 0 | 35.3731 | 0.1 | 0.2 | 19.2 | 0 | 19.5 | 54.8731 | 2000 | 32.0863 | 0.91442 | 0.0604 | 0 | 0 | 0 | 0 | 0 | 0 | 0 | 0 | 0 | 0 | 7.9722 | 0 | 0 | 0.15 | 0 | 0 | 0 | 0 | 0 | 0 | 0 | 0 | 0 | 41.1833 | 0 | 0.17 | 17.9 | 0 | 18.07 | 59.2533 | 2000 | 19.0394 | 0.22017 | 0.33984 | 0.0047915 | 0 | 0 | 0 | 0 | 0 | 0 | 0 | 0 | 0 | 87.3443 | 0 | 0 | 3.2334 | 0 | 16 | 0 | 0 | 0 | 0 | 0 | 0 | 0 | 110.1819 | 0 | 0 | 1.8658 | 0 | 1.8658 | 112.0477
2001 | 12.9877 | 0.3947 | 0.07965 | 0.037644 | 0 | 0 | 0 | 0 | 0 | 0 | 0 | 0 | 0 | 23.2007 | 0 | 0 | 1.4249 | 0 | 0 | 0 | 0 | 0 | 0 | 0 | 0 | 0 | 38.1253 | 0.085 | 0.115 | 19.1 | 0 | 19.3 | 57.4253 | 2001 | 32.1111 | 0.91442 | 0.0604 | 0 | 0 | 0 | 0 | 0 | 0 | 0 | 0 | 0 | 0 | 8.6728 | 0 | 0 | 0.23759 | 0 | 0 | 0 | 0 | 0 | 0 | 0 | 0 | 0 | 41.9963 | 0 | 0.17 | 19.2 | 0 | 19.37 | 61.3663 | 2001 | 19.2079 | 0.22068 | 0.33984 | 0.15179 | 0 | 0 | 0 | 0 | 0 | 0 | 0 | 0 | 0 | 92.91 | 0 | 0 | 4.7963 | 0 | 16 | 0 | 0 | 0 | 0 | 0 | 0 | 0 | 117.6265 | 0 | 0 | 1.9142 | 0 | 1.9142 | 119.5407
2002 | 13.0311 | 0.3947 | 0.07965 | 0.11413 | 0 | 0 | 0 | 0 | 0 | 0 | 0 | 0 | 0 | 24.3022 | 0 | 0 | 2.7694 | 0 | 0 | 0 | 0 | 0 | 0 | 0 | 0 | 0 | 40.6912 | 0.15 | 0.15 | 18.9 | 0 | 19.2 | 59.8912 | 2002 | 32.1456 | 0.91442 | 0.0604 | 0 | 0 | 0 | 0 | 0 | 0 | 0 | 0 | 0 | 0 | 9.0794 | 0 | 0 | 1.0246 | 0 | 0 | 0 | 0 | 0 | 0 | 0 | 0 | 0 | 43.2244 | 0 | 0.226 | 20.2 | 0 | 20.426 | 63.6504 | 2002 | 19.3929 | 0.22068 | 0.33984 | 0.46132 | 0 | 0 | 0 | 0 | 0 | 0 | 0 | 0 | 0 | 100.9592 | 0 | 0 | 11.0835 | 0 | 16 | 0 | 0 | 0 | 0 | 0 | 0 | 0 | 132.4575 | 0 | 0 | 1.9442 | 0 | 1.9442 | 134.4017
2003 | 13.0702 | 0.3947 | 0.07965 | 0.28772 | 0 | 0 | 0 | 0 | 0 | 0 | 0 | 0 | 0 | 25.7218 | 0 | 0 | 2.8297 | 0 | 0 | 0 | 0 | 0 | 0 | 0 | 0 | 0 | 42.3838 | 0.19 | 0.11 | 19.1 | 0 | 19.4 | 61.7838 | 2003 | 32.1762 | 0.91442 | 0.0604 | 0 | 0 | 0 | 0 | 0 | 0 | 0 | 0 | 0 | 0 | 9.6312 | 0 | 0 | 1.0508 | 0 | 0 | 0 | 0 | 0 | 0 | 0 | 0 | 0 | 43.833 | 0 | 0.2 | 19.5 | 0 | 19.7 | 63.533 | 2003 | 19.5598 | 0.22068 | 0.33984 | 1.1487 | 0 | 0 | 0 | 0 | 0 | 0 | 0 | 0 | 0 | 113.5652 | 0 | 0 | 11.3732 | 0 | 16 | 0 | 0 | 0 | 0 | 0 | 0 | 0 | 146.2074 | 0 | 0 | 1.9267 | 0 | 1.9267 | 148.1341
2004 | 13.1149 | 0.3947 | 0.07965 | 0.45481 | 0 | 0 | 0 | 0 | 0 | 0 | 0 | 0 | 0 | 27.4059 | 0 | 0 | 3.2987 | 0 | 0 | 0 | 0 | 0 | 0 | 0 | 0 | 0 | 44.7486 | 0.185 | 0.115 | 18.9 | 0 | 19.2 | 63.9486 | 2004 | 32.2043 | 0.91442 | 0.0604 | 0 | 0 | 0 | 0 | 0 | 0 | 0 | 0 | 0 | 0 | 10.108 | 0 | 0 | 2.449 | 0 | 0 | 0 | 0 | 0 | 0 | 0 | 0 | 0 | 45.7362 | 0 | 0.2 | 17.1 | 0 | 17.3 | 63.0362 | 2004 | 19.7501 | 0.22068 | 0.33984 | 1.8138 | 0 | 0 | 0 | 0 | 0 | 0 | 0 | 0 | 0 | 123.2372 | 0 | 0 | 15.7303 | 0 | 16 | 0 | 0 | 0 | 0 | 0 | 0 | 0 | 161.092 | 0 | 0 | 1.815 | 0 | 1.815 | 162.907
2005 | 13.1605 | 0.3947 | 0.07965 | 0.55967 | 0 | 0 | 0 | 0 | 0 | 0 | 0 | 0 | 0 | 28.7031 | 0 | 0 | 3.3905 | 0 | 0 | 0 | 0 | 0 | 0 | 0 | 0 | 0 | 46.288 | 0.3 | 0.5 | 17.7 | 0 | 18.5 | 64.788 | 2005 | 32.2431 | 0.91442 | 0.0604 | 0 | 0 | 0 | 0 | 0 | 0 | 0 | 0 | 0 | 0 | 10.7077 | 0 | 0 | 2.5102 | 0 | 0 | 0 | 0 | 0 | 0 | 0 | 0 | 0 | 46.4359 | 0 | 0.1 | 15.4 | 0 | 15.5 | 61.9359 | 2005 | 19.9444 | 0.22068 | 0.33984 | 2.2282 | 0 | 0 | 0 | 0 | 0 | 0 | 0 | 0 | 0 | 132.938 | 0 | 0 | 16.161 | 0 | 16 | 0 | 0 | 0 | 0 | 0 | 0 | 0 | 171.8322 | 0 | 0 | 1.6742 | 0 | 1.6742 | 173.5064
2006 | 13.2042 | 0.3947 | 0.07965 | 0.66922 | 0 | 0 | 0 | 0 | 0 | 0 | 0 | 0 | 0 | 29.9361 | 0 | 0 | 3.6449 | 0 | 0 | 0 | 0 | 0 | 0 | 0 | 0 | 0 | 47.9288 | 0.53795 | 0 | 16.6 | 0 | 17.138 | 65.0667 | 2006 | 32.2727 | 0.91442 | 0.0604 | 0 | 0 | 0 | 0 | 0 | 0 | 0 | 0 | 0 | 0 | 11.2141 | 0 | 0 | 2.5504 | 0 | 0 | 0 | 0 | 0 | 0 | 0 | 0 | 0 | 47.012 | 0 | 0 | 16.4 | 0 | 16.4 | 63.412 | 2006 | 20.1306 | 0.22068 | 0.33984 | 2.6605 | 0 | 0 | 0 | 0 | 0 | 0 | 0 | 0 | 0 | 139.9035 | 0 | 0 | 17.0425 | 0 | 16 | 0 | 0 | 0 | 0 | 0 | 0 | 0 | 180.2976 | 0 | 0 | 1.6517 | 0 | 1.6517 | 181.9493
2007 | 13.2528 | 0.3947 | 0.07965 | 0.85837 | 0 | 0 | 0 | 0 | 0 | 0 | 0 | 0 | 0 | 30.9771 | 0 | 0 | 4.9304 | 0 | 0 | 0 | 0 | 0 | 0 | 0 | 0 | 0 | 50.4931 | 0.4199 | 0 | 16.6 | 0 | 17.0199 | 67.513 | 2007 | 32.3086 | 0.91442 | 0.0604 | 0 | 0 | 0 | 0 | 0 | 0 | 0 | 0 | 0 | 0 | 11.4399 | 0 | 0 | 3.1268 | 0 | 0 | 0 | 0 | 0 | 0 | 0 | 0 | 0 | 47.8502 | 0 | 0 | 16.9 | 0 | 16.9 | 64.7502 | 2007 | 20.3381 | 0.22068 | 0.33984 | 3.4039 | 0 | 0 | 0 | 0 | 0 | 0 | 0 | 0 | 0 | 146.3468 | 0 | 0 | 19.1886 | 0 | 16 | 0 | 0 | 0 | 0 | 0 | 0 | 0 | 189.8379 | 0 | 0 | 1.6725 | 0 | 1.6725 | 191.5104
2008 | 13.3164 | 0.3947 | 0.07965 | 0.9661 | 0.01222 | 0.001825 | 0 | 0 | 0 | 0.094755 | 0.004911 | 0 | 0 | 32.7277 | 0 | 0 | 4.9304 | 0 | 0 | 0 | 0 | 0 | 0 | 0 | 0 | 0 | 52.5286 | 0.4199 | 0 | 16.6 | 34.8521 | 51.872 | 104.4007 | 2008 | 32.3457 | 0.91442 | 0.0604 | 0 | 0 | 0 | 0 | 0 | 0 | 0 | 0 | 0 | 0 | 12.3392 | 0 | 0 | 3.1268 | 0 | 0 | 0 | 0 | 0 | 0 | 0 | 0 | 0 | 48.7866 | 0 | 0 | 22.8 | 34.8521 | 57.6521 | 106.4387 | 2008 | 20.6089 | 0.22068 | 0.33984 | 3.8326 | 0.017784 | 0.0064 | 0 | 0 | 0 | 0.32482 | 0.010955 | 0 | 0 | 158.777 | 0 | 0 | 19.1886 | 0 | 16 | 0 | 0 | 0 | 0 | 0 | 0 | 0 | 203.3275 | 0 | 0 | 1.9183 | 1.1 | 3.0183 | 206.3458
2009 | 13.3955 | 0.3947 | 0.07965 | 1.2136 | 0.30291 | 0.016318 | 0 | 0 | 0.0011 | 0.58336 | 0.045136 | 0 | 0 | 34.8901 | 0 | 0 | 4.9304 | 0 | 0 | 0 | 0 | 0 | 0 | 0 | 0 | 0 | 55.8527 | 0.202 | 0 | 37.7 | 34.8521 | 72.7541 | 128.6069 | 2009 | 32.4039 | 0.91442 | 0.0604 | 0 | 0.00884 | 0.00011613 | 0 | 0 | 0 | 0.10733 | 0.010493 | 0 | 0 | 12.9769 | 0 | 0 | 3.1268 | 0 | 0 | 0 | 0 | 0 | 0 | 0 | 0 | 0 | 49.6093 | 0 | 0 | 16.87 | 34.8521 | 51.7221 | 101.3314 | 2009 | 20.9463 | 0.22068 | 0.33984 | 4.8159 | 0.44084 | 0.066017 | 0 | 0 | 0.0027302 | 1.6834 | 0.042461 | 0 | 0 | 173.3243 | 0 | 0 | 19.1886 | 0 | 16 | 0 | 0 | 0 | 0 | 0 | 0 | 0 | 221.071 | 0 | 0 | 2.9021 | 2.2536 | 5.1557 | 226.2267
2010 | 13.462 | 0.3947 | 0.07965 | 1.4523 | 1.8725 | 0.13424 | 0 | 0 | 0.02658 | 0.89919 | 0.71009 | 0 | 0 | 35.8421 | 0 | 0 | 5.195 | 0 | 0 | 0 | 0 | 0 | 0 | 0 | 0 | 0 | 60.0683 | 0.2016 | 0 | 37.7 | 34.8521 | 72.7537 | 132.822 | 2010 | 32.4645 | 0.91442 | 0.0604 | 0 | 0.21029 | 0.0057581 | 0 | 0 | 0.00637 | 0.46858 | 0.32909 | 0 | 0 | 14.9229 | 0 | 0 | 3.1268 | 0 | 0 | 0 | 0 | 0 | 0 | 0 | 0 | 0 | 52.5092 | 0 | 0 | 37.7 | 34.8521 | 72.5521 | 125.0613 | 2010 | 21.2295 | 0.22068 | 0.33984 | 5.7572 | 2.7251 | 0.1604 | 0 | 0 | 0.23608 | 2.4943 | 0.24871 | 0 | 0 | 179.2018 | 0 | 0 | 19.4049 | 0 | 16 | 0 | 0 | 0 | 0 | 0 | 0 | 0 | 232.0184 | 0 | 0 | 3.77 | 2.6474 | 6.4174 | 238.4358
2011 | 13.514 | 0.3947 | 0.07965 | 1.7974 | 4.5209 | 0.13424 | 0 | 0 | 0.0363 | 1.0195 | 1.8971 | 0 | 0 | 35.8421 | 0 | 0 | 5.2794 | 0 | 0 | 0 | 0 | 0.073375 | 0 | 0 | 0.0028 | 0.02076 | 64.5153 | 0.2016 | 0 | 37.7 | 36.8437 | 74.7453 | 139.2606 | 2011 | 32.5166 | 0.91442 | 0.0604 | 0 | 0.75969 | 0.0057581 | 0 | 0 | 0.01372 | 0.58858 | 1.3938 | 0 | 0 | 14.9229 | 0 | 0 | 3.1922 | 0 | 0 | 0 | 0 | 0 | 0 | 0 | 0 | 0 | 54.3682 | 0 | 0 | 37.7 | 36.8437 | 74.5437 | 128.9119 | 2011 | 21.5749 | 0.22068 | 0.33984 | 6.4021 | 12.6098 | 0.1604 | 0 | 0 | 0.26702 | 2.9619 | 1.7206 | 0 | 0 | 179.2018 | 0 | 0 | 19.8103 | 0 | 16 | 0 | 0 | 0.42934 | 0 | 0 | 0.007884 | 0.058468 | 245.765 | 0 | 0 | 3.77 | 2.7842 | 6.5542 | 252.3192
2012 | 13.5686 | 0.3947 | 0.07965 | 1.9437 | 5.0321 | 0.23846 | 0 | 0 | 0.0483 | 1.1567 | 2.4215 | 0 | 0 | 37.0181 | 0 | 0 | 6.1154 | 0 | 0 | 0 | 0 | 0.36826 | 0.0348 | 0 | 0.0084 | 0.05736 | 68.0172 | 0.33138 | 0 | 48.031 | 37.8394 | 86.2018 | 154.219 | 2012 | 32.5621 | 0.91442 | 0.0604 | 0 | 0.75969 | 0.0057581 | 0 | 0 | 0.03732 | 0.58858 | 2.0374 | 0 | 0 | 14.9229 | 0 | 0 | 3.1922 | 0 | 0 | 0 | 0 | 0 | 0 | 0 | 0 | 0 | 55.0809 | 0 | 0 | 45.5784 | 37.8394 | 83.4179 | 138.4987 | 2012 | 21.9833 | 0.22068 | 0.33984 | 6.6854 | 15.0008 | 0.45605 | 0 | 0 | 0.29615 | 3.175 | 2.3491 | 0 | 0 | 186.3142 | 0 | 0 | 19.9626 | 0 | 16 | 0 | 0.13463 | 1.9286 | 0.13463 | 0 | 0.023652 | 0.16153 | 259.1662 | 0 | 0 | 4.7009 | 2.9181 | 7.619 | 266.7852
2013 | 13.6428 | 0.39485 | 0.07965 | 2.1426 | 5.4741 | 0.42888 | 0 | 0 | 0.04925 | 1.2708 | 2.8336 | 0 | 0 | 39.1181 | 0 | 0 | 6.1998 | 0 | 0 | 0 | 0 | 0.93407 | 0.1374 | 0.010005 | 0.014 | 0.11864 | 71.6345 | 0.336 | 0 | 47.4 | 38.8352 | 86.5712 | 158.2057 | 2013 | 32.6149 | 0.91442 | 0.0604 | 0 | 0.76612 | 0.0074566 | 0 | 0 | 0.0377 | 0.58858 | 2.1845 | 0 | 0 | 16.6241 | 0 | 0 | 3.2838 | 0 | 0 | 0 | 0 | 0 | 0 | 0 | 0 | 0 | 57.082 | 0 | 0 | 48 | 38.8352 | 86.8352 | 143.9172 | 2013 | 22.5383 | 0.22181 | 0.33984 | 7.0665 | 16.9289 | 1.0851 | 0 | 0 | 0.29995 | 3.4334 | 2.7601 | 0 | 0 | 199.2088 | 0 | 0 | 20.3681 | 0 | 16 | 0 | 0.43137 | 5.3097 | 0.43137 | 0.015665 | 0.03942 | 0.33409 | 280.8122 | 0 | 0 | 4.765 | 2.9931 | 7.7581 | 288.5703
2014 | 13.7233 | 0.39515 | 0.07965 | 2.3771 | 5.5519 | 0.98681 | 0 | 0 | 0.05641 | 1.4084 | 3.276 | 0 | 0 | 42.788 | 0 | 0 | 6.4443 | 0 | 0 | 0 | 0 | 1.1223 | 0.15621 | 0.02001 | 0.0196 | 0.16809 | 77.0871 | 0.2 | 0 | 48.57 | 40.6924 | 89.4624 | 166.5495 | 2014 | 32.6956 | 0.91469 | 0.0604 | 0 | 0.76612 | 0.0096966 | 0 | 0 | 0.04338 | 0.67834 | 2.4846 | 0 | 0 | 19.3034 | 0 | 0 | 3.2838 | 0 | 0 | 0 | 0 | 0 | 0 | 0.02142 | 0 | 0 | 60.2615 | 0 | 0 | 53.76 | 39.8352 | 93.5952 | 153.8567 | 2014 | 23.1404 | 0.22405 | 0.33984 | 7.5095 | 17.308 | 1.671 | 0 | 0 | 0.30781 | 3.7104 | 3.1706 | 0 | 0 | 205.6767 | 0 | 0 | 20.3931 | 0 | 16 | 0 | 0.54277 | 6.3888 | 0.54277 | 0.031329 | 0.055188 | 0.41249 | 291.4247 | 0 | 0 | 5.0732 | 3.1324 | 8.2056 | 299.6303
2015 | 13.7233 | 0.39515 | 0.07965 | 2.6712 | 5.5997 | 1.5417 | 0.014885 | 0 | 0.05999 | 1.6215 | 3.646 | 0 | 0 | 42.7972 | 0.48548 | 0.09119 | 7.8007 | 0 | 0 | 0.0017 | 0 | 1.2681 | 0.48852 | 0.02001 | 0.0252 | 0.17369 | 80.5277 | 0.2 | 0 | 54.704 | 40 | 94.904 | 175.4317 | 2015 | 32.6956 | 0.91469 | 0.0604 | 0.0032532 | 0.76612 | 0.022437 | 0 | 0 | 0.04906 | 0.86754 | 3.0409 | 0 | 0 | 19.3174 | 0 | 0 | 3.2838 | 0 | 0 | 0 | 0 | 0 | 0 | 0.02142 | 0 | 0 | 61.0427 | 0 | 0 | 52.7578 | 40 | 92.7578 | 153.8005 | 2015 | 23.1404 | 0.22405 | 0.33984 | 10.3215 | 17.5309 | 2.0869 | 0.19464 | 0 | 0.31173 | 4.2059 | 3.4722 | 0 | 0 | 205.6838 | 1.6848 | 0.39545 | 21.6585 | 0 | 16 | 0.012664 | 1.1355 | 6.9749 | 1.1355 | 0.031329 | 0.070956 | 0.42826 | 301.0398 | 0 | 0 | 5.3893 | 3.3577 | 8.747 | 309.7868
2016 | 13.7233 | 0.39515 | 0.07965 | 2.7842 | 5.6332 | 1.5417 | 0.03551 | 0 | 0.05999 | 1.7238 | 3.7559 | 0 | 0 | 42.7972 | 2.3095 | 0.50729 | 8.3377 | 0 | 0 | 0.0279 | 0 | 1.7805 | 0.48852 | 0.02001 | 0.0252 | 0.17369 | 83.6841 | 0.2 | 0 | 53.7751 | 40 | 93.9751 | 177.6592 | 2016 | 32.6956 | 0.91469 | 0.0604 | 0.0032532 | 0.76612 | 0.022437 | 0.00082 | 0 | 0.04906 | 0.95707 | 3.066 | 0 | 0 | 19.3174 | 0.9976 | 0.1752 | 3.2838 | 0 | 0 | 0 | 0 | 0 | 0 | 0.02142 | 0 | 0 | 62.3309 | 0 | 0 | 51.1591 | 40 | 91.1591 | 153.49 | 2016 | 23.1404 | 0.22405 | 0.33984 | 10.5419 | 17.6839 | 2.0869 | 0.45602 | 0 | 0.31173 | 4.4932 | 4.1429 | 0 | 0 | 205.6838 | 10.2648 | 2.4605 | 21.6731 | 0 | 16 | 0.020524 | 1.1355 | 8.2241 | 1.1355 | 0.031329 | 0.070956 | 0.42826 | 314.5494 | 0 | 0 | 5.2685 | 3.4283 | 8.6968 | 323.2462 |  | 8696.8118
2017 | 13.7233 | 0.39515 | 0.07965 | 2.8605 | 5.6661 | 1.5417 | 0.05951 | 0.0005 | 0.05999 | 1.809 | 4.0912 | 0.000802 | 0.0003155 | 42.7972 | 3.6794 | 0.86316 | 8.6957 | 0.27771 | 0 | 0.0525 | 0 | 2.1099 | 0.48852 | 0.02001 | 0.0252 | 0.17369 | 86.6009 | 0.19653 | 0.046 | 52.3477 | 40 | 92.5902 | 179.1911 | 2017 | 32.6956 | 0.91469 | 0.0604 | 0.0032532 | 0.76612 | 0.022437 | 0.0011 | 0 | 0.04906 | 1.021 | 3.2999 | 0 | 0 | 19.3174 | 2.842 | 0.8322 | 3.2838 | 0 | 0 | 0 | 0 | 0 | 0 | 0.02142 | 0 | 0 | 65.1304 | 0 | 0 | 48.4945 | 40 | 88.4945 | 153.625 | 2017 | 23.1404 | 0.22405 | 0.33984 | 10.6893 | 17.8339 | 2.0869 | 0.76018 | 0.000682 | 0.31173 | 4.7327 | 4.5178 | 0.012933 | 0.0023675 | 205.6838 | 16.7086 | 4.2267 | 21.6829 | 0.028866 | 16 | 0.027904 | 1.1355 | 9.0272 | 1.1355 | 0.031329 | 0.070956 | 0.42826 | 324.8403 | 0 | 0 | 5.0742 | 3.446 | 8.5202 | 333.3604
2018 | 13.7233 | 0.39515 | 0.07965 | 3.0005 | 5.7136 | 1.5417 | 0.09701 | 0.0015 | 0.05999 | 1.8943 | 4.4638 | 0.002406 | 0.0009465 | 42.7972 | 4.0516 | 0.91791 | 9.0537 | 1.0183 | 0 | 0.0527 | 0 | 2.4027 | 0.48852 | 0.02001 | 0.0252 | 0.17369 | 88.8126 | 0.20973 | 0.138 | 52.6457 | 40 | 92.9934 | 181.806 | 2018 | 32.6956 | 0.91469 | 0.0604 | 0.0032532 | 0.76612 | 0.022437 | 0.0021 | 0.00078 | 0.04906 | 1.085 | 3.5922 | 0.002632 | 0.000329 | 19.3174 | 3.132 | 0.88695 | 3.2838 | 0 | 0 | 0 | 0 | 0 | 0 | 0.02142 | 0 | 0 | 65.8362 | 0 | 0.06 | 49.0275 | 40 | 89.0875 | 154.9237 | 2018 | 23.1404 | 0.22405 | 0.33984 | 10.9596 | 18.0506 | 2.0869 | 1.2354 | 0.002046 | 0.31173 | 4.9721 | 4.9344 | 0.038799 | 0.0071025 | 205.6838 | 18.4596 | 4.4984 | 21.6927 | 0.10584 | 16 | 0.027964 | 1.1355 | 9.741 | 1.1355 | 0.031329 | 0.070956 | 0.42826 | 329.3139 | 0 | 0 | 5.1138 | 3.4812 | 8.5951 | 337.909
2019 | 13.7233 | 0.39515 | 0.07965 | 3.1405 | 5.7611 | 1.5417 | 0.13451 | 0.0025 | 0.05999 | 1.9795 | 4.8364 | 0.004411 | 0.0015775 | 42.7972 | 4.5356 | 0.97266 | 9.4117 | 1.944 | 0 | 0.0529 | 0 | 2.6955 | 0.48852 | 0.02001 | 0.0252 | 0.17369 | 91.3214 | 0.22293 | 0.23 | 52.9437 | 40 | 93.3966 | 184.718 | 2019 | 32.6956 | 0.91469 | 0.0604 | 0.0032532 | 0.76612 | 0.022437 | 0.0031 | 0.00156 | 0.04906 | 1.1489 | 3.8846 | 0.005264 | 0.000658 | 19.3174 | 3.422 | 0.9417 | 3.2838 | 0 | 0 | 0 | 0 | 0 | 0 | 0.02142 | 0 | 0 | 66.542 | 0 | 0.12 | 49.5604 | 40 | 89.6804 | 156.2224 | 2019 | 23.1404 | 0.22405 | 0.33984 | 11.2299 | 18.2674 | 2.0869 | 1.7107 | 0.00341 | 0.31173 | 5.2116 | 5.351 | 0.071132 | 0.011837 | 205.6838 | 20.7359 | 4.7701 | 21.7024 | 0.20206 | 16 | 0.028024 | 1.1355 | 10.4549 | 1.1355 | 0.031329 | 0.070956 | 0.42826 | 334.3386 | 0 | 0 | 5.1534 | 3.5165 | 8.6699 | 343.0085
2020 | 13.7233 | 0.39515 | 0.07965 | 3.2805 | 5.8039 | 1.5417 | 0.17201 | 0.0035 | 0.05999 | 2.0648 | 5.209 | 0.006817 | 0.0022085 | 42.7972 | 5.1312 | 1.0548 | 9.7697 | 2.8697 | 0 | 0.0531 | 0 | 2.9883 | 0.48852 | 0.02001 | 0.0252 | 0.17369 | 93.965 | 0.23613 | 0.322 | 53.2417 | 40 | 93.7998 | 187.7648 | 2020 | 32.6956 | 0.91469 | 0.0604 | 0.0032532 | 0.76612 | 0.022437 | 0.0041 | 0.00234 | 0.04906 | 1.2129 | 4.1769 | 0.009212 | 0.000987 | 19.3174 | 3.886 | 0.99645 | 3.2838 | 0 | 0 | 0 | 0 | 0 | 0 | 0.02142 | 0 | 0 | 67.4231 | 0 | 0.18 | 50.0933 | 40 | 90.2733 | 157.6964 | 2020 | 23.1404 | 0.22405 | 0.33984 | 11.5002 | 18.4625 | 2.0869 | 2.1859 | 0.004774 | 0.31173 | 5.451 | 5.7675 | 0.10993 | 0.016572 | 205.6838 | 23.5376 | 5.1777 | 21.7122 | 0.29828 | 16 | 0.028084 | 1.1355 | 11.1687 | 1.1355 | 0.031329 | 0.070956 | 0.42826 | 340.0092 | 0 | 0 | 5.193 | 3.5518 | 8.7448 | 348.754
2021 | 13.7233 | 0.39515 | 0.07965 | 3.4205 | 5.8419 | 1.5417 | 0.20951 | 0.0045 | 0.05999 | 2.15 | 5.5816 | 0.009223 | 0.0028395 | 42.7972 | 5.7268 | 1.1643 | 10.1277 | 3.7954 | 0 | 0.0533 | 0 | 3.2811 | 0.48852 | 0.02001 | 0.0252 | 0.17369 | 96.6312 | 0.24933 | 0.414 | 53.5397 | 40 | 94.203 | 190.8342 | 2021 | 32.6956 | 0.91469 | 0.0604 | 0.0032532 | 0.76612 | 0.022437 | 0.0051 | 0.00312 | 0.04906 | 1.2768 | 4.4693 | 0.01316 | 0.001316 | 19.3174 | 4.35 | 1.1059 | 3.2838 | 0 | 0 | 0 | 0 | 0 | 0 | 0.02142 | 0 | 0 | 68.359 | 0 | 0.24 | 50.6262 | 40 | 90.8662 | 159.2252 | 2021 | 23.1404 | 0.22405 | 0.33984 | 11.7705 | 18.6359 | 2.0869 | 2.6612 | 0.006138 | 0.31173 | 5.6904 | 6.1841 | 0.14873 | 0.021307 | 205.6838 | 26.3392 | 5.7212 | 21.7219 | 0.3945 | 16 | 0.028144 | 1.1355 | 11.8826 | 1.1355 | 0.031329 | 0.070956 | 0.42826 | 345.794 | 0 | 0 | 5.2326 | 3.5871 | 8.8197 | 354.6137
2022 | 13.7233 | 0.39515 | 0.07965 | 3.5605 | 5.8799 | 1.5417 | 0.24701 | 0.0055 | 0.05999 | 2.2353 | 5.9542 | 0.01203 | 0.0034705 | 42.7972 | 6.3224 | 1.2738 | 10.4857 | 4.7211 | 0 | 0.0535 | 0 | 3.5739 | 0.48852 | 0.02001 | 0.0252 | 0.17369 | 99.2978 | 0.26253 | 0.506 | 53.8377 | 40 | 94.6062 | 193.904 | 2022 | 32.6956 | 0.91469 | 0.0604 | 0.0032532 | 0.76612 | 0.022437 | 0.0061 | 0.0039 | 0.04906 | 1.3408 | 4.7616 | 0.017108 | 0.001645 | 19.3174 | 4.814 | 1.2154 | 3.2838 | 0 | 0 | 0 | 0 | 0 | 0 | 0.02142 | 0 | 0 | 69.2948 | 0 | 0.3 | 51.1591 | 40 | 91.4591 | 160.7539 | 2022 | 23.1404 | 0.22405 | 0.33984 | 12.0408 | 18.8093 | 2.0869 | 3.1364 | 0.007502 | 0.31173 | 5.9299 | 6.6007 | 0.194 | 0.026042 | 205.6838 | 29.1408 | 6.2646 | 21.7317 | 0.49072 | 16 | 0.028204 | 1.1355 | 12.5964 | 1.1355 | 0.031329 | 0.070956 | 0.42826 | 351.5853 | 0 | 0 | 5.2722 | 3.6224 | 8.8946 | 360.4799
2023 | 13.7233 | 0.39515 | 0.07965 | 3.7005 | 5.9179 | 1.5417 | 0.28451 | 0.0065 | 0.05999 | 2.3205 | 6.3268 | 0.015238 | 0.0041015 | 42.7972 | 6.918 | 1.3833 | 10.8437 | 5.6468 | 0 | 0.0537 | 0 | 3.8667 | 0.48852 | 0.02001 | 0.0252 | 0.17369 | 101.9648 | 0.27573 | 0.598 | 54.1357 | 40 | 95.0094 | 196.9742 | 2023 | 32.6956 | 0.91469 | 0.0604 | 0.0032532 | 0.76612 | 0.022437 | 0.0071 | 0.00468 | 0.04906 | 1.4047 | 5.054 | 0.022372 | 0.001974 | 19.3174 | 5.278 | 1.3249 | 3.2838 | 0 | 0 | 0 | 0 | 0 | 0 | 0.02142 | 0 | 0 | 70.232 | 0 | 0.36 | 51.692 | 40 | 92.052 | 162.284 | 2023 | 23.1404 | 0.22405 | 0.33984 | 12.3111 | 18.9827 | 2.0869 | 3.6117 | 0.008866 | 0.31173 | 6.1693 | 7.0173 | 0.24573 | 0.030777 | 205.6838 | 31.9425 | 6.808 | 21.7414 | 0.58694 | 16 | 0.028264 | 1.1355 | 13.3102 | 1.1355 | 0.031329 | 0.070956 | 0.42826 | 357.3831 | 0 | 0 | 5.3117 | 3.6577 | 8.9695 | 366.3525
2024 | 13.7233 | 0.39515 | 0.07965 | 3.8405 | 5.9559 | 1.5417 | 0.32201 | 0.0075 | 0.05999 | 2.4058 | 6.6994 | 0.018446 | 0.0047325 | 42.7972 | 7.5136 | 1.4928 | 11.2017 | 6.5725 | 0 | 0.0539 | 0 | 4.1595 | 0.48852 | 0.02001 | 0.0252 | 0.17369 | 104.6318 | 0.28893 | 0.69 | 54.4337 | 40 | 95.4126 | 200.0444 | 2024 | 32.6956 | 0.91469 | 0.0604 | 0.0032532 | 0.76612 | 0.022437 | 0.0081 | 0.00546 | 0.04906 | 1.4687 | 5.3463 | 0.027636 | 0.002303 | 19.3174 | 5.742 | 1.4344 | 3.2838 | 0 | 0 | 0 | 0 | 0 | 0 | 0.02142 | 0 | 0 | 71.1692 | 0 | 0.42 | 52.2249 | 40 | 92.6449 | 163.8141 | 2024 | 23.1404 | 0.22405 | 0.33984 | 12.5814 | 19.1561 | 2.0869 | 4.0869 | 0.01023 | 0.31173 | 6.4087 | 7.4339 | 0.29746 | 0.035512 | 205.6838 | 34.7441 | 7.3515 | 21.7512 | 0.68316 | 16 | 0.028324 | 1.1355 | 14.0241 | 1.1355 | 0.031329 | 0.070956 | 0.42826 | 363.1808 | 0 | 0 | 5.3513 | 3.693 | 9.0443 | 372.2252
2025 | 13.7233 | 0.39515 | 0.07965 | 3.9805 | 5.9939 | 1.5417 | 0.35951 | 0.0085 | 0.05999 | 2.491 | 7.072 | 0.021654 | 0.0053635 | 42.7972 | 8.1092 | 1.6023 | 11.5597 | 7.4982 | 0 | 0.0541 | 0 | 4.4523 | 0.48852 | 0.02001 | 0.0252 | 0.17369 | 107.2987 | 0.30213 | 0.782 | 54.7317 | 40 | 95.8158 | 203.1145 | 2025 | 32.6956 | 0.91469 | 0.0604 | 0.0032532 | 0.76612 | 0.022437 | 0.0091 | 0.00624 | 0.04906 | 1.5326 | 5.6387 | 0.0329 | 0.002632 | 19.3174 | 6.206 | 1.5439 | 3.2838 | 0 | 0 | 0 | 0 | 0 | 0 | 0.02142 | 0 | 0 | 72.1064 | 0 | 0.48 | 52.7578 | 40 | 93.2378 | 165.3442 | 2025 | 23.1404 | 0.22405 | 0.33984 | 12.8517 | 19.3295 | 2.0869 | 4.5622 | 0.011594 | 0.31173 | 6.6482 | 7.8504 | 0.34919 | 0.040247 | 205.6838 | 37.5458 | 7.8949 | 21.7609 | 0.77938 | 16 | 0.028384 | 1.1355 | 14.7379 | 1.1355 | 0.031329 | 0.070956 | 0.42826 | 368.9786 | 0 | 0 | 5.3909 | 3.7283 | 9.1192 | 378.0978
2026 | 13.7233 | 0.39515 | 0.07965 | 4.1205 | 6.0319 | 1.5417 | 0.39701 | 0.0095 | 0.05999 | 2.5763 | 7.4446 | 0.024862 | 0.0059945 | 42.7972 | 8.7048 | 1.7118 | 11.9177 | 8.4239 | 0 | 0.0543 | 0 | 4.7451 | 0.48852 | 0.02001 | 0.0252 | 0.17369 | 109.9657 | 0.31533 | 0.874 | 55.0297 | 40 | 96.219 | 206.1847 | 2026 | 32.6956 | 0.91469 | 0.0604 | 0.0032532 | 0.76612 | 0.022437 | 0.0101 | 0.00702 | 0.04906 | 1.5966 | 5.931 | 0.038164 | 0.002961 | 19.3174 | 6.67 | 1.6534 | 3.2838 | 0 | 0 | 0 | 0 | 0 | 0 | 0.02142 | 0 | 0 | 73.0435 | 0 | 0.54 | 53.2907 | 40 | 93.8307 | 166.8742 | 2026 | 23.1404 | 0.22405 | 0.33984 | 13.122 | 19.5029 | 2.0869 | 5.0374 | 0.012958 | 0.31173 | 6.8876 | 8.267 | 0.40092 | 0.044982 | 205.6838 | 40.3474 | 8.4384 | 21.7658 | 0.8756 | 16 | 0.028444 | 1.1355 | 15.4518 | 1.1355 | 0.031329 | 0.070956 | 0.42826 | 374.7714 | 0 | 0 | 5.4305 | 3.7283 | 9.1588 | 383.9303
2027 | 13.7233 | 0.39515 | 0.07965 | 4.2605 | 6.0699 | 1.5417 | 0.43451 | 0.0105 | 0.05999 | 2.6615 | 7.8172 | 0.02807 | 0.0066255 | 42.7972 | 9.3004 | 1.8213 | 12.2757 | 9.3496 | 0 | 0.0545 | 0 | 5.0379 | 0.48852 | 0.02001 | 0.0252 | 0.17369 | 112.6327 | 0.32853 | 0.966 | 55.3277 | 40 | 96.6222 | 209.2549 | 2027 | 32.6956 | 0.91469 | 0.0604 | 0.0032532 | 0.76612 | 0.022437 | 0.0111 | 0.0078 | 0.04906 | 1.6605 | 6.2234 | 0.043428 | 0.00329 | 19.3174 | 7.134 | 1.7629 | 3.2838 | 0 | 0 | 0 | 0 | 0 | 0 | 0.02142 | 0 | 0 | 73.9807 | 0 | 0.6 | 53.8236 | 40 | 94.4236 | 168.4043 | 2027 | 23.1404 | 0.22405 | 0.33984 | 13.3923 | 19.6763 | 2.0869 | 5.5127 | 0.014322 | 0.31173 | 7.127 | 8.6836 | 0.45266 | 0.049717 | 205.6838 | 43.149 | 8.9818 | 21.7756 | 0.97182 | 16 | 0.028504 | 1.1355 | 16.1656 | 1.1355 | 0.031329 | 0.070956 | 0.42826 | 380.5692 | 0 | 0 | 5.4701 | 3.7636 | 9.2337 | 389.8029
2028 | 13.7233 | 0.39515 | 0.07965 | 4.4005 | 6.1079 | 1.5417 | 0.47201 | 0.0115 | 0.05999 | 2.7468 | 8.1898 | 0.031278 | 0.0072565 | 42.7972 | 9.896 | 1.9308 | 12.6337 | 10.2753 | 0 | 0.0547 | 0 | 5.3307 | 0.48852 | 0.02001 | 0.0252 | 0.17369 | 115.2997 | 0.34173 | 1.058 | 55.6257 | 40 | 97.0254 | 212.3251 | 2028 | 32.6956 | 0.91469 | 0.0604 | 0.0032532 | 0.76612 | 0.022437 | 0.0121 | 0.00858 | 0.04906 | 1.7245 | 6.5157 | 0.048692 | 0.003619 | 19.3174 | 7.598 | 1.8724 | 3.2838 | 0 | 0 | 0 | 0 | 0 | 0 | 0.02142 | 0 | 0 | 74.9179 | 0 | 0.66 | 54.3565 | 40 | 95.0165 | 169.9344 | 2028 | 23.1404 | 0.22405 | 0.33984 | 13.6626 | 19.8497 | 2.0869 | 5.9879 | 0.015686 | 0.31173 | 7.3665 | 9.1002 | 0.50439 | 0.054453 | 205.6838 | 45.9507 | 9.5252 | 21.7853 | 1.068 | 16 | 0.028564 | 1.1355 | 16.8794 | 1.1355 | 0.031329 | 0.070956 | 0.42826 | 386.3669 | 0 | 0 | 5.5097 | 3.7989 | 9.3086 | 395.6755
2029 | 13.7233 | 0.39515 | 0.07965 | 4.5405 | 6.1459 | 1.5417 | 0.50951 | 0.0125 | 0.05999 | 2.832 | 8.5624 | 0.034486 | 0.0078875 | 42.7972 | 10.4916 | 2.0403 | 12.9917 | 11.201 | 0 | 0.0549 | 0 | 5.6235 | 0.48852 | 0.02001 | 0.0252 | 0.17369 | 117.9667 | 0.35493 | 1.15 | 55.9237 | 40 | 97.4286 | 215.3953 | 2029 | 32.6956 | 0.91469 | 0.0604 | 0.0032532 | 0.76612 | 0.022437 | 0.0131 | 0.00936 | 0.04906 | 1.7884 | 6.8081 | 0.053956 | 0.003948 | 19.3174 | 8.062 | 1.9819 | 3.2838 | 0 | 0 | 0 | 0 | 0 | 0 | 0.02142 | 0 | 0 | 75.8551 | 0 | 0.72 | 54.8894 | 40 | 95.6094 | 171.4645 | 2029 | 23.1404 | 0.22405 | 0.33984 | 13.9329 | 20.0231 | 2.0869 | 6.4632 | 0.01705 | 0.31173 | 7.6059 | 9.5168 | 0.55612 | 0.059188 | 205.6838 | 48.7523 | 10.0687 | 21.7951 | 1.1643 | 16 | 0.028624 | 1.1355 | 17.5933 | 1.1355 | 0.031329 | 0.070956 | 0.42826 | 392.1647 | 0 | 0 | 5.5493 | 3.8342 | 9.3835 | 401.5482
2030 | 13.7233 | 0.39515 | 0.07965 | 4.6805 | 6.1839 | 1.5417 | 0.54701 | 0.0135 | 0.05999 | 2.9173 | 8.935 | 0.037694 | 0.0085185 | 42.7972 | 11.0872 | 2.1498 | 13.3497 | 12.1267 | 0 | 0.0551 | 0 | 5.9163 | 0.48852 | 0.02001 | 0.0252 | 0.17369 | 120.6337 | 0.36813 | 1.242 | 56.2217 | 40 | 97.8318 | 218.4655 | 2030 | 32.6956 | 0.91469 | 0.0604 | 0.0032532 | 0.76612 | 0.022437 | 0.0141 | 0.01014 | 0.04906 | 1.8524 | 7.1004 | 0.05922 | 0.004277 | 19.3174 | 8.526 | 2.0914 | 3.2838 | 0 | 0 | 0 | 0 | 0 | 0 | 0.02142 | 0 | 0 | 76.7922 | 0 | 0.78 | 55.4223 | 40 | 96.2023 | 172.9946 | 2030 | 23.1404 | 0.22405 | 0.33984 | 14.2032 | 20.1965 | 2.0869 | 6.9384 | 0.018414 | 0.31173 | 7.8453 | 9.9333 | 0.60785 | 0.063923 | 205.6838 | 51.554 | 10.6121 | 21.8048 | 1.2605 | 16 | 0.028684 | 1.1355 | 18.3071 | 1.1355 | 0.031329 | 0.070956 | 0.42826 | 397.9624 | 0 | 0 | 5.5889 | 3.8695 | 9.4583 | 407.4208
2031 | 13.7233 | 0.39515 | 0.07965 | 4.8205 | 6.2219 | 1.5417 | 0.58451 | 0.0145 | 0.05999 | 3.0025 | 9.3076 | 0.040902 | 0.0091495 | 42.7972 | 11.6828 | 2.2593 | 13.7077 | 13.0524 | 0 | 0.0553 | 0 | 6.2091 | 0.48852 | 0.02001 | 0.0252 | 0.17369 | 123.3007 | 0.38133 | 1.334 | 56.5197 | 40 | 98.235 | 221.5357 | 2031 | 32.6956 | 0.91469 | 0.0604 | 0.0032532 | 0.76612 | 0.022437 | 0.0151 | 0.01092 | 0.04906 | 1.9163 | 7.3928 | 0.064484 | 0.004606 | 19.3174 | 8.99 | 2.2009 | 3.2838 | 0 | 0 | 0 | 0 | 0 | 0 | 0.02142 | 0 | 0 | 77.7294 | 0 | 0.84 | 55.9552 | 40 | 96.7952 | 174.5246 | 2031 | 23.1404 | 0.22405 | 0.33984 | 14.4735 | 20.3699 | 2.0869 | 7.4137 | 0.019778 | 0.31173 | 8.0848 | 10.3499 | 0.65958 | 0.068658 | 205.6838 | 54.3556 | 11.1556 | 21.8146 | 1.3567 | 16 | 0.028744 | 1.1355 | 19.021 | 1.1355 | 0.031329 | 0.070956 | 0.42826 | 403.7602 | 0 | 0 | 5.6284 | 3.9048 | 9.5332 | 413.2934
2032 | 13.7233 | 0.39515 | 0.07965 | 4.9605 | 6.2599 | 1.5417 | 0.62201 | 0.0155 | 0.05999 | 3.0878 | 9.6802 | 0.04411 | 0.0097805 | 42.7972 | 12.2784 | 2.3688 | 14.0657 | 13.9781 | 0 | 0.0555 | 0 | 6.5019 | 0.48852 | 0.02001 | 0.0252 | 0.17369 | 125.9677 | 0.39453 | 1.426 | 56.8177 | 40 | 98.6382 | 224.6059 | 2032 | 32.6956 | 0.91469 | 0.0604 | 0.0032532 | 0.76612 | 0.022437 | 0.0161 | 0.0117 | 0.04906 | 1.9803 | 7.6851 | 0.069748 | 0.004935 | 19.3174 | 9.454 | 2.3104 | 3.2838 | 0 | 0 | 0 | 0 | 0 | 0 | 0.02142 | 0 | 0 | 78.6666 | 0 | 0.9 | 56.4881 | 40 | 97.3881 | 176.0547 | 2032 | 23.1404 | 0.22405 | 0.33984 | 14.7438 | 20.5433 | 2.0869 | 7.8889 | 0.021142 | 0.31173 | 8.3242 | 10.7665 | 0.71132 | 0.073393 | 205.6838 | 57.1572 | 11.699 | 21.8243 | 1.4529 | 16 | 0.028804 | 1.1355 | 19.7348 | 1.1355 | 0.031329 | 0.070956 | 0.42826 | 409.5579 | 0 | 0 | 5.668 | 3.9401 | 9.6081 | 419.1661
2033 | 13.7233 | 0.39515 | 0.07965 | 5.1005 | 6.2979 | 1.5417 | 0.65951 | 0.0165 | 0.05999 | 3.173 | 10.0528 | 0.047318 | 0.010411 | 42.7972 | 12.874 | 2.4783 | 14.4237 | 14.9038 | 0 | 0.0557 | 0 | 6.7947 | 0.48852 | 0.02001 | 0.0252 | 0.17369 | 128.6347 | 0.40773 | 1.518 | 57.1157 | 40 | 99.0414 | 227.6761 | 2033 | 32.6956 | 0.91469 | 0.0604 | 0.0032532 | 0.76612 | 0.022437 | 0.0171 | 0.01248 | 0.04906 | 2.0442 | 7.9775 | 0.075012 | 0.005264 | 19.3174 | 9.918 | 2.42 | 3.2838 | 0 | 0 | 0 | 0 | 0 | 0 | 0.02142 | 0 | 0 | 79.6037 | 0 | 0.96 | 57.0211 | 40 | 97.9811 | 177.5848 | 2033 | 23.1404 | 0.22405 | 0.33984 | 15.0141 | 20.7167 | 2.0869 | 8.3642 | 0.022506 | 0.31173 | 8.5636 | 11.1831 | 0.76305 | 0.078128 | 205.6838 | 59.9589 | 12.2424 | 21.8341 | 1.5491 | 16 | 0.028864 | 1.1355 | 20.4486 | 1.1355 | 0.031329 | 0.070956 | 0.42826 | 415.3557 | 0 | 0 | 5.7076 | 3.9754 | 9.683 | 425.0387
2034 | 13.7233 | 0.39515 | 0.07965 | 5.2405 | 6.3359 | 1.5417 | 0.69701 | 0.0175 | 0.05999 | 3.2583 | 10.4254 | 0.050526 | 0.011042 | 42.7972 | 13.4696 | 2.5878 | 14.7817 | 15.8295 | 0 | 0.0559 | 0 | 7.0875 | 0.48852 | 0.02001 | 0.0252 | 0.17369 | 131.3017 | 0.42093 | 1.61 | 57.4137 | 40 | 99.4446 | 230.7462 | 2034 | 32.6956 | 0.91469 | 0.0604 | 0.0032532 | 0.76612 | 0.022437 | 0.0181 | 0.01326 | 0.04906 | 2.1082 | 8.2698 | 0.080276 | 0.005593 | 19.3174 | 10.382 | 2.5295 | 3.2838 | 0 | 0 | 0 | 0 | 0 | 0 | 0.02142 | 0 | 0 | 80.5409 | 0 | 1.02 | 57.554 | 40 | 98.574 | 179.1149 | 2034 | 23.1404 | 0.22405 | 0.33984 | 15.2844 | 20.8901 | 2.0869 | 8.8394 | 0.02387 | 0.31173 | 8.8031 | 11.5997 | 0.81478 | 0.082863 | 205.6838 | 62.7605 | 12.7859 | 21.8438 | 1.6454 | 16 | 0.028924 | 1.1355 | 21.1625 | 1.1355 | 0.031329 | 0.070956 | 0.42826 | 421.1534 | 0 | 0 | 5.7472 | 4.0107 | 9.7579 | 430.9113
2035 | 13.7233 | 0.39515 | 0.07965 | 5.3805 | 6.3739 | 1.5417 | 0.73451 | 0.0185 | 0.05999 | 3.3435 | 10.798 | 0.053734 | 0.011673 | 42.7972 | 14.0652 | 2.6973 | 15.1397 | 16.7552 | 0 | 0.0561 | 0 | 7.3803 | 0.48852 | 0.02001 | 0.0252 | 0.17369 | 133.9686 | 0.43413 | 1.702 | 57.7117 | 40 | 99.8478 | 233.8164 | 2035 | 32.6956 | 0.91469 | 0.0604 | 0.0032532 | 0.76612 | 0.022437 | 0.0191 | 0.01404 | 0.04906 | 2.1721 | 8.5622 | 0.08554 | 0.005922 | 19.3174 | 10.846 | 2.639 | 3.2838 | 0 | 0 | 0 | 0 | 0 | 0 | 0.02142 | 0 | 0 | 81.4781 | 0 | 1.08 | 58.0869 | 40 | 99.1669 | 180.645 | 2035 | 23.1404 | 0.22405 | 0.33984 | 15.5547 | 21.0635 | 2.0869 | 9.3147 | 0.025234 | 0.31173 | 9.0425 | 12.0162 | 0.86651 | 0.087598 | 205.6838 | 65.5622 | 13.3293 | 21.8536 | 1.7416 | 16 | 0.028984 | 1.1355 | 21.8763 | 1.1355 | 0.031329 | 0.070956 | 0.42826 | 426.9512 | 2.45e-05 | 0 | 5.7868 | 4.0459 | 9.8328 | 436.784
2036 | 13.7233 | 0.39515 | 0.07965 | 5.5205 | 6.4119 | 1.5417 | 0.77201 | 0.0195 | 0.05999 | 3.4288 | 11.1706 | 0.056942 | 0.012304 | 42.7972 | 14.6608 | 2.8068 | 15.4977 | 17.6809 | 0 | 0.0563 | 0 | 7.6731 | 0.48852 | 0.02001 | 0.0252 | 0.17369 | 136.6356 | 0.44733 | 1.794 | 58.0097 | 40 | 100.251 | 236.8866 | 2036 | 32.6956 | 0.91469 | 0.0604 | 0.0032532 | 0.76612 | 0.022437 | 0.0201 | 0.01482 | 0.04906 | 2.2361 | 8.8545 | 0.090804 | 0.006251 | 19.3174 | 11.31 | 2.7485 | 3.2838 | 0 | 0 | 0 | 0 | 0 | 0 | 0.02142 | 0 | 0 | 82.4153 | 0 | 1.14 | 58.6198 | 40 | 99.7598 | 182.175 | 2036 | 23.1404 | 0.22405 | 0.33984 | 15.825 | 21.2369 | 2.0869 | 9.7899 | 0.026598 | 0.31173 | 9.2819 | 12.4328 | 0.91824 | 0.092333 | 205.6838 | 68.3638 | 13.8728 | 21.8633 | 1.8378 | 16 | 0.029044 | 1.1355 | 22.5902 | 1.1355 | 0.031329 | 0.070956 | 0.42826 | 432.7489 | 5.1e-05 | 0 | 5.8264 | 4.0812 | 9.9077 | 442.6566
2037 | 13.7233 | 0.39515 | 0.07965 | 5.6605 | 6.4499 | 1.5417 | 0.80951 | 0.0205 | 0.05999 | 3.514 | 11.5432 | 0.06015 | 0.012935 | 42.7972 | 15.2564 | 2.9163 | 15.8557 | 18.6066 | 0 | 0.0565 | 0 | 7.9659 | 0.48852 | 0.02001 | 0.0252 | 0.17369 | 139.3026 | 0.46053 | 1.886 | 58.3077 | 40 | 100.6542 | 239.9568 | 2037 | 32.6956 | 0.91469 | 0.0604 | 0.0032532 | 0.76612 | 0.022437 | 0.0211 | 0.0156 | 0.04906 | 2.3 | 9.1469 | 0.096068 | 0.00658 | 19.3174 | 11.774 | 2.858 | 3.2838 | 0 | 0 | 0 | 0 | 0 | 0 | 0.02142 | 0 | 0 | 83.3524 | 0 | 1.2 | 59.1527 | 40 | 100.3527 | 183.7051 | 2037 | 23.1404 | 0.22405 | 0.33984 | 16.0953 | 21.4103 | 2.0869 | 10.2652 | 0.027962 | 0.31173 | 9.5214 | 12.8494 | 0.96998 | 0.097068 | 205.6838 | 71.1654 | 14.4162 | 21.8731 | 1.934 | 16 | 0.029104 | 1.1355 | 23.304 | 1.1355 | 0.031329 | 0.070956 | 0.42826 | 438.5467 | 7.95e-05 | 0 | 5.866 | 4.1165 | 9.9826 | 448.5293
2038 | 13.7233 | 0.39515 | 0.07965 | 5.8005 | 6.4879 | 1.5417 | 0.84701 | 0.0215 | 0.05999 | 3.5993 | 11.9158 | 0.063358 | 0.013566 | 42.7972 | 15.852 | 3.0258 | 16.2137 | 19.5323 | 0 | 0.0567 | 0 | 8.2587 | 0.48852 | 0.02001 | 0.0252 | 0.17369 | 141.9696 | 0.47373 | 1.978 | 58.6057 | 40 | 101.0574 | 243.027 | 2038 | 32.6956 | 0.91469 | 0.0604 | 0.0032532 | 0.76612 | 0.022437 | 0.0221 | 0.01638 | 0.04906 | 2.364 | 9.4392 | 0.10133 | 0.006909 | 19.3174 | 12.238 | 2.9675 | 3.2838 | 0 | 0 | 0 | 0 | 0 | 0 | 0.02142 | 0 | 0 | 84.2896 | 0 | 1.26 | 59.6856 | 40 | 100.9456 | 185.2352 | 2038 | 23.1404 | 0.22405 | 0.33984 | 16.3656 | 21.5837 | 2.0869 | 10.7404 | 0.029326 | 0.31173 | 9.7608 | 13.266 | 1.0217 | 0.1018 | 205.6838 | 73.9671 | 14.9596 | 21.8829 | 2.0302 | 16 | 0.029164 | 1.1355 | 24.0178 | 1.1355 | 0.031329 | 0.070956 | 0.42826 | 444.3444 | 0.00011 | 0 | 5.9056 | 4.1518 | 10.0575 | 454.402
2039 | 13.7233 | 0.39515 | 0.07965 | 5.9405 | 6.5259 | 1.5417 | 0.88451 | 0.0225 | 0.05999 | 3.6845 | 12.2884 | 0.066566 | 0.014197 | 42.7972 | 16.4476 | 3.1353 | 16.5717 | 20.458 | 0 | 0.0569 | 0 | 8.5515 | 0.48852 | 0.02001 | 0.0252 | 0.17369 | 144.6366 | 0.48693 | 2.07 | 58.9037 | 40 | 101.4606 | 246.0972 | 2039 | 32.6956 | 0.91469 | 0.0604 | 0.0032532 | 0.76612 | 0.022437 | 0.0231 | 0.01716 | 0.04906 | 2.4279 | 9.7316 | 0.1066 | 0.007238 | 19.3174 | 12.702 | 3.077 | 3.2838 | 0 | 0 | 0 | 0 | 0 | 0 | 0.02142 | 0 | 0 | 85.2268 | 0 | 1.32 | 60.2185 | 40 | 101.5385 | 186.7653 | 2039 | 23.1404 | 0.22405 | 0.33984 | 16.6359 | 21.7571 | 2.0869 | 11.2157 | 0.03069 | 0.31173 | 10.0003 | 13.6826 | 1.0734 | 0.10654 | 205.6838 | 76.7687 | 15.5031 | 21.8926 | 2.1265 | 16 | 0.029224 | 1.1355 | 24.7317 | 1.1355 | 0.031329 | 0.070956 | 0.42826 | 450.1422 | 0.0001425 | 0 | 5.9452 | 4.1871 | 10.1324 | 460.2746
2040 | 13.7233 | 0.39515 | 0.07965 | 6.0805 | 6.5639 | 1.5417 | 0.92201 | 0.0235 | 0.05999 | 3.7698 | 12.661 | 0.069774 | 0.014828 | 42.7972 | 17.0432 | 3.2448 | 16.9297 | 21.3837 | 0 | 0.0571 | 0 | 8.8443 | 0.48852 | 0.02001 | 0.0252 | 0.17369 | 147.3036 | 0.50013 | 2.162 | 59.2017 | 40 | 101.8638 | 249.1674 | 2040 | 32.6956 | 0.91469 | 0.0604 | 0.0032532 | 0.76612 | 0.022437 | 0.0241 | 0.01794 | 0.04906 | 2.4919 | 10.0239 | 0.11186 | 0.007567 | 19.3174 | 13.166 | 3.1865 | 3.2838 | 0 | 0 | 0 | 0 | 0 | 0 | 0.02142 | 0 | 0 | 86.164 | 0 | 1.38 | 60.7514 | 40 | 102.1314 | 188.2954 | 2040 | 23.1404 | 0.22405 | 0.33984 | 16.9062 | 21.9305 | 2.0869 | 11.6909 | 0.032054 | 0.31173 | 10.2397 | 14.0991 | 1.1252 | 0.11127 | 205.6838 | 79.5704 | 16.0465 | 21.9024 | 2.2227 | 16 | 0.029284 | 1.1355 | 25.4455 | 1.1355 | 0.031329 | 0.070956 | 0.42826 | 455.9399 | 0.000177 | 0 | 5.9847 | 4.2224 | 10.2073 | 466.1473
2041 | 13.7233 | 0.39515 | 0.07965 | 6.2205 | 6.6019 | 1.5417 | 0.95951 | 0.0245 | 0.05999 | 3.855 | 13.0336 | 0.072982 | 0.015459 | 42.7972 | 17.6388 | 3.3543 | 17.2877 | 22.3094 | 0 | 0.0573 | 0 | 9.1371 | 0.48852 | 0.02001 | 0.0252 | 0.17369 | 149.9706 | 0.51333 | 2.254 | 59.4997 | 40 | 102.267 | 252.2376 | 2041 | 32.6956 | 0.91469 | 0.0604 | 0.0032532 | 0.76612 | 0.022437 | 0.0251 | 0.01872 | 0.04906 | 2.5558 | 10.3163 | 0.11712 | 0.007896 | 19.3174 | 13.63 | 3.296 | 3.2838 | 0 | 0 | 0 | 0 | 0 | 0 | 0.02142 | 0 | 0 | 87.1011 | 0 | 1.44 | 61.2843 | 40 | 102.7243 | 189.8254 | 2041 | 23.1404 | 0.22405 | 0.33984 | 17.1765 | 22.1039 | 2.0869 | 12.1662 | 0.033418 | 0.31173 | 10.4791 | 14.5157 | 1.1769 | 0.11601 | 205.6838 | 82.372 | 16.59 | 21.9121 | 2.3189 | 16 | 0.029344 | 1.1355 | 26.1594 | 1.1355 | 0.031329 | 0.070956 | 0.42826 | 461.7377 | 0.0002135 | 0 | 6.0243 | 4.2577 | 10.2823 | 472.02
Excludes StLt
| SUMMER (MW) at the Generator | [33 empty] | WINTER (MW) at the Generator | [33 empty] | Energy (GWH) at the Generator
| Commercial/Industrial Conservation | [26 empty] | Commercial/Idustrial LoadMgmt |  |  |  |  | Grand |  | Commercial/Industrial Conservation | [26 empty] | Commercial/Idustrial LoadMgmt |  |  |  |  | Grand |  | Commercial/Industrial Conservation | [26 empty] | Commercial/Idustrial LoadMgmt |  |  |  |  | Grand
| Audit Free | Audit Paid | Audit Mail-In | Cooling | DuctRepair | Bld Envel | Ceiling Ins | Wall Ins | E E Motors | Chillers | Occ Sensors | Anti-Cond | WH | Lighting | Cond-Ltg | Non-Cond Ltg | ConsValue | TES | Street Lt | ECM | ECM HVAC | Cool Roof | HVAC Recom | ERV | School PV | PV | Tot Consv | LM cyc | LM ext | Standby | DMD Resp | Total | Total |  | Audit Free | Audit Paid | Audit Mail-In | Cooling | DuctRepair | Bld Envel | Ceiling Ins | Wall Ins | E E Motors | Chillers | Occ Sensors | Anti-Cond | WH | Lighting | Cond-Ltg | Non-Cond Ltg | ConsValue | TES | Street Lt | ECM | ECM HVAC | Cool Roof | HVAC Recom | ERV | School PV | PV | Total Conserv | LM cyc | LM ext | Standby | DMD Resp | Total | Total |  | Audit Free | Audit Paid | Audit Mail-In | Cooling | DuctRepair | Bld Envel | Ceiling Ins | Wall Ins | E E Motors | Chillers | Occ Sensors | Anti-Cond | WH | Lighting | Cond-Ltg | Non-Cond Ltg | ConsValue | TES | Street Lt | ECM | ECM HVAC | Cool Roof | HVAC Recom | ERV | School PV | PV | Total Conserv | LM cyc | LM ext | Standby | DMD Resp | Total | Total
1981-1990(1) | 10.6 | 0.39 | 0 | 0 | 0 | 0 | 0 | 0 | 0 | 0 | 0 | 0 | 0 | 0 | 0 | 0 | 0 | 0 | 0 | 0 | 0 | 0 | 0 | 0 | 0 | 0 | 10.99 | 1.34 | 0.23 | 0 | 0 | 1.57 | 12.56 | 1981-1990(1) | 22.94 | 0.85 | 0 | 0 | 0 | 0 | 0 | 0 | 0 | 0 | 0 | 0 | 0 | 0 | 0 | 0 | 0 | 0 | 0 | 0 | 0 | 0 | 0 | 0 | 0 | 0 | 23.79 | 0 | 0.23 | 0 | 0 | 0.23 | 24.02 | 1981-1990(1) | 3.67 | 0.14 | 0 | 0 | 0 | 0 | 0 | 0 | 0 | 0 | 0 | 0 | 0 | 0 | 0 | 0 | 0 | 0 | 16 | 0 | 0 | 0 | 0 | 0 | 0 | 0 | 3.81 | 0 | 0 | 0 | 0 | 0 | 3.81 | 3.81 | 0
1991-1994(2) | 12.9638 | 0.4134 | 0 | 0 | 0 | 0 | 0 | 0 | 0 | 0 | 0 | 0 | 0 | 0.636 | 0 | 0 | 0.424 | 0 | 0 | 0 | 0 | 0 | 0 | 0 | 0 | 0 | 14.4372 | 0 | 0.5 | 6.18 | 0 | 6.68 | 21.1172 | 1991-1994(2) | 32.0862 | 0.9434 | 0 | 0 | 0 | 0 | 0 | 0 | 0 | 0 | 0 | 0 | 0 | 0.2332 | 0 | 0 | 0.106 | 0 | 0 | 0 | 0 | 0 | 0 | 0 | 0 | 0 | 33.3688 | 0 | 0.69 | 6 | 0 | 6.69 | 40.0588 | 1991-1994(2) | 15.4875 | 0.1995 | 0 | 0 | 0 | 0 | 0 | 0 | 0 | 0 | 0 | 0 | 0 | 2.079 | 0 | 0 | 0.672 | 0 | 16.8 | 0 | 0 | 0 | 0 | 0 | 0 | 0 | 18.438 | 0 | 0 | 0.4 | 0 | 0.4 | 18.838 | 18.838 | 0
1995 | 13.4939 | 0.41783 | 0 | 0 | 0 | 0 | 0 | 0 | 0 | 0 | 0 | 0 | 0 | 1.871 | 0 | 0 | 0.636 | 0 | 0 | 0 | 0 | 0 | 0 | 0 | 0 | 0 | 16.4186 | 0 | 2.862 | 7.42 | 0 | 10.282 | 26.7006 | 1995 | 33.7979 | 0.96878 | 0 | 0 | 0 | 0 | 0 | 0 | 0 | 0 | 0 | 0 | 0 | 0.3331 | 0 | 0 | 0.159 | 0 | 0 | 0 | 0 | 0 | 0 | 0 | 0 | 0 | 35.2588 | 0 | 2.862 | 7.42 | 0 | 10.282 | 45.5408 | 1995 | 19.0152 | 0.22939 | 0 | 0 | 0 | 0 | 0 | 0 | 0 | 0 | 0 | 0 | 0 | 6.1567 | 0 | 0 | 0.987 | 0 | 16.8 | 0 | 0 | 0 | 0 | 0 | 0 | 0 | 26.3883 | 0 | 0 | 0.735 | 0 | 0.735 | 27.1233 | 27.1233 | 0
1996 | 13.2623 | 0.408 | 0.003102 | 0 | 0 | 0 | 0 | 0 | 0 | 0 | 0 | 0 | 0 | 5.0659 | 0 | 0 | 0.69588 | 0 | 0 | 0 | 0 | 0 | 0 | 0 | 0 | 0 | 19.4352 | 0 | 2.7918 | 10.5468 | 0 | 13.3386 | 32.7738 | 1996 | 33.0729 | 0.94551 | 0 | 0 | 0 | 0 | 0 | 0 | 0 | 0 | 0 | 0 | 0 | 1.4151 | 0 | 0 | 0.1551 | 0 | 0 | 0 | 0 | 0 | 0 | 0 | 0 | 0 | 35.5886 | 0 | 2.7918 | 7.238 | 0 | 10.0298 | 45.6184 | 1996 | 19.0198 | 0.22612 | 0.013146 | 0 | 0 | 0 | 0 | 0 | 0 | 0 | 0 | 0 | 0 | 20.7264 | 0 | 0 | 1.2961 | 0 | 16.432 | 0 | 0 | 0 | 0 | 0 | 0 | 0 | 41.2815 | 0 | 0 | 0.91061 | 0 | 0.91061 | 42.1921 | 42.1921 | 0
1997 | 13.3034 | 0.408 | 0.023978 | 0 | 0 | 0 | 0 | 0 | 0 | 0 | 0 | 0 | 0 | 9.4109 | 0 | 0 | 0.69588 | 0 | 0 | 0 | 0 | 0 | 0 | 0 | 0 | 0 | 23.8422 | 0 | 2.7918 | 17.8882 | 0 | 20.68 | 44.5222 | 1997 | 33.1181 | 0.94551 | 0.00517 | 0 | 0 | 0 | 0 | 0 | 0 | 0 | 0 | 0 | 0 | 3.2983 | 0 | 0 | 0.1551 | 0 | 0 | 0 | 0 | 0 | 0 | 0 | 0 | 0 | 37.5222 | 0 | 2.7918 | 17.8882 | 0 | 20.68 | 58.2022 | 1997 | 19.1935 | 0.22612 | 0.10162 | 0 | 0 | 0 | 0 | 0 | 0 | 0 | 0 | 0 | 0 | 40.3762 | 0 | 0 | 1.2961 | 0 | 16.432 | 0 | 0 | 0 | 0 | 0 | 0 | 0 | 61.1936 | 0 | 0 | 1.7767 | 0 | 1.7767 | 62.9703 | 62.9703 | 0
1998 | 13.325 | 0.408 | 0.058349 | 0 | 0 | 0 | 0 | 0 | 0 | 0 | 0 | 0 | 0 | 12.5264 | 0 | 0 | 0.71489 | 0 | 0 | 0 | 0 | 0 | 0 | 0 | 0 | 0 | 27.0326 | 0 | 2.7918 | 17.8882 | 0 | 20.68 | 47.7126 | 1998 | 33.1344 | 0.94551 | 0.034794 | 0 | 0 | 0 | 0 | 0 | 0 | 0 | 0 | 0 | 0 | 4.4551 | 0 | 0 | 0.1551 | 0 | 0 | 0 | 0 | 0 | 0 | 0 | 0 | 0 | 38.7249 | 0 | 2.7918 | 17.8882 | 0 | 20.68 | 59.4049 | 1998 | 19.2849 | 0.22612 | 0.24727 | 0 | 0 | 0 | 0 | 0 | 0 | 0 | 0 | 0 | 0 | 54.6225 | 0 | 0 | 1.3536 | 0 | 16.432 | 0 | 0 | 0 | 0 | 0 | 0 | 0 | 75.7344 | 0 | 0 | 1.7767 | 0 | 1.7767 | 77.5111 | 77.5111 | 0
1999 | 13.3535 | 0.408 | 0.082358 | 0 | 0 | 0 | 0 | 0 | 0 | 0 | 0 | 0 | 0 | 16.038 | 0 | 0 | 0.71489 | 0 | 0 | 0 | 0 | 0 | 0 | 0 | 0 | 0 | 30.5968 | 0.2068 | 0.2068 | 18.5086 | 0 | 18.9222 | 49.519 | 1999 | 33.1505 | 0.94551 | 0.062454 | 0 | 0 | 0 | 0 | 0 | 0 | 0 | 0 | 0 | 0 | 5.9567 | 0 | 0 | 0.1551 | 0 | 0 | 0 | 0 | 0 | 0 | 0 | 0 | 0 | 40.2702 | 0 | 0.22727 | 18.1984 | 0 | 18.4257 | 58.6959 | 1999 | 19.4057 | 0.22612 | 0.34902 | 0 | 0 | 0 | 0 | 0 | 0 | 0 | 0 | 0 | 0 | 70.9667 | 0 | 0 | 1.3536 | 0 | 16.432 | 0 | 0 | 0 | 0 | 0 | 0 | 0 | 92.3011 | 0 | 0 | 1.8255 | 0 | 1.8255 | 94.1266 | 94.1266 | 0
2000 | 13.7898 | 0.42023 | 0.084827 | 0.0012567 | 0 | 0 | 0 | 0 | 0 | 0 | 0 | 0 | 0 | 22.2781 | 0 | 0 | 1.0982 | 0 | 0 | 0 | 0 | 0 | 0 | 0 | 0 | 0 | 37.6724 | 0.1065 | 0.213 | 20.448 | 0 | 20.7675 | 58.4399 | 2000 | 34.1719 | 0.97386 | 0.064326 | 0 | 0 | 0 | 0 | 0 | 0 | 0 | 0 | 0 | 0 | 8.4904 | 0 | 0 | 0.15975 | 0 | 0 | 0 | 0 | 0 | 0 | 0 | 0 | 0 | 43.8602 | 0 | 0.18105 | 19.0635 | 0 | 19.2445 | 63.1048 | 2000 | 20.1437 | 0.23294 | 0.35955 | 0.0050694 | 0 | 0 | 0 | 0 | 0 | 0 | 0 | 0 | 0 | 92.4103 | 0 | 0 | 3.4209 | 0 | 16.928 | 0 | 0 | 0 | 0 | 0 | 0 | 0 | 116.5724 | 0 | 0 | 1.9741 | 0 | 1.9741 | 118.5465 | 118.5465 | 0
2001 | 13.8319 | 0.42036 | 0.084827 | 0.04009 | 0 | 0 | 0 | 0 | 0 | 0 | 0 | 0 | 0 | 24.7088 | 0 | 0 | 1.5175 | 0 | 0 | 0 | 0 | 0 | 0 | 0 | 0 | 0 | 40.6034 | 0.090525 | 0.12248 | 20.3415 | 0 | 20.5545 | 61.1579 | 2001 | 34.1983 | 0.97386 | 0.064326 | 0 | 0 | 0 | 0 | 0 | 0 | 0 | 0 | 0 | 0 | 9.2365 | 0 | 0 | 0.25303 | 0 | 0 | 0 | 0 | 0 | 0 | 0 | 0 | 0 | 44.726 | 0 | 0.18105 | 20.448 | 0 | 20.629 | 65.3551 | 2001 | 20.3219 | 0.23348 | 0.35955 | 0.1606 | 0 | 0 | 0 | 0 | 0 | 0 | 0 | 0 | 0 | 98.2987 | 0 | 0 | 5.0745 | 0 | 16.928 | 0 | 0 | 0 | 0 | 0 | 0 | 0 | 124.4489 | 0 | 0 | 2.0252 | 0 | 2.0252 | 126.474 | 126.474 | 0
2002 | 13.8781 | 0.42036 | 0.084827 | 0.12155 | 0 | 0 | 0 | 0 | 0 | 0 | 0 | 0 | 0 | 25.8818 | 0 | 0 | 2.9494 | 0 | 0 | 0 | 0 | 0 | 0 | 0 | 0 | 0 | 43.3361 | 0.15975 | 0.15975 | 20.1285 | 0 | 20.448 | 63.7841 | 2002 | 34.235 | 0.97386 | 0.064326 | 0 | 0 | 0 | 0 | 0 | 0 | 0 | 0 | 0 | 0 | 9.6695 | 0 | 0 | 1.0912 | 0 | 0 | 0 | 0 | 0 | 0 | 0 | 0 | 0 | 46.034 | 0 | 0.24069 | 21.513 | 0 | 21.7537 | 67.7877 | 2002 | 20.5177 | 0.23348 | 0.35955 | 0.48807 | 0 | 0 | 0 | 0 | 0 | 0 | 0 | 0 | 0 | 106.8149 | 0 | 0 | 11.7264 | 0 | 16.928 | 0 | 0 | 0 | 0 | 0 | 0 | 0 | 140.14 | 0 | 0 | 2.0569 | 0 | 2.0569 | 142.197 | 142.197 | 0
2003 | 13.9198 | 0.42036 | 0.084827 | 0.30643 | 0 | 0 | 0 | 0 | 0 | 0 | 0 | 0 | 0 | 27.3937 | 0 | 0 | 3.0137 | 0 | 0 | 0 | 0 | 0 | 0 | 0 | 0 | 0 | 45.1388 | 0.20235 | 0.11715 | 20.3415 | 0 | 20.661 | 65.7998 | 2003 | 34.2676 | 0.97386 | 0.064326 | 0 | 0 | 0 | 0 | 0 | 0 | 0 | 0 | 0 | 0 | 10.2572 | 0 | 0 | 1.1191 | 0 | 0 | 0 | 0 | 0 | 0 | 0 | 0 | 0 | 46.6821 | 0 | 0.213 | 20.7675 | 0 | 20.9805 | 67.6626 | 2003 | 20.6943 | 0.23348 | 0.35955 | 1.2153 | 0 | 0 | 0 | 0 | 0 | 0 | 0 | 0 | 0 | 120.152 | 0 | 0 | 12.0328 | 0 | 16.928 | 0 | 0 | 0 | 0 | 0 | 0 | 0 | 154.6874 | 0 | 0 | 2.0384 | 0 | 2.0384 | 156.7258 | 156.7258 | 0
2004 | 13.9674 | 0.42036 | 0.084827 | 0.48437 | 0 | 0 | 0 | 0 | 0 | 0 | 0 | 0 | 0 | 29.1873 | 0 | 0 | 3.5131 | 0 | 0 | 0 | 0 | 0 | 0 | 0 | 0 | 0 | 47.6573 | 0.19702 | 0.12248 | 20.1285 | 0 | 20.448 | 68.1053 | 2004 | 34.2976 | 0.97386 | 0.064326 | 0 | 0 | 0 | 0 | 0 | 0 | 0 | 0 | 0 | 0 | 10.765 | 0 | 0 | 2.6082 | 0 | 0 | 0 | 0 | 0 | 0 | 0 | 0 | 0 | 48.709 | 0 | 0.213 | 18.2115 | 0 | 18.4245 | 67.1335 | 2004 | 20.8956 | 0.23348 | 0.35955 | 1.919 | 0 | 0 | 0 | 0 | 0 | 0 | 0 | 0 | 0 | 130.385 | 0 | 0 | 16.6426 | 0 | 16.928 | 0 | 0 | 0 | 0 | 0 | 0 | 0 | 170.4353 | 0 | 0 | 1.9203 | 0 | 1.9203 | 172.3556 | 172.3556 | 0
2005 | 14.0159 | 0.42036 | 0.084827 | 0.59605 | 0 | 0 | 0 | 0 | 0 | 0 | 0 | 0 | 0 | 30.5687 | 0 | 0 | 3.6109 | 0 | 0 | 0 | 0 | 0 | 0 | 0 | 0 | 0 | 49.2968 | 0.3195 | 0.5325 | 18.8505 | 0 | 19.7025 | 68.9993 | 2005 | 34.3389 | 0.97386 | 0.064326 | 0 | 0 | 0 | 0 | 0 | 0 | 0 | 0 | 0 | 0 | 11.4037 | 0 | 0 | 2.6734 | 0 | 0 | 0 | 0 | 0 | 0 | 0 | 0 | 0 | 49.4542 | 0 | 0.1065 | 16.401 | 0 | 16.5075 | 65.9617 | 2005 | 21.1012 | 0.23348 | 0.35955 | 2.3574 | 0 | 0 | 0 | 0 | 0 | 0 | 0 | 0 | 0 | 140.6484 | 0 | 0 | 17.0984 | 0 | 16.928 | 0 | 0 | 0 | 0 | 0 | 0 | 0 | 181.7985 | 0 | 0 | 1.7713 | 0 | 1.7713 | 183.5697 | 183.5697 | 0
2006 | 14.0624 | 0.42036 | 0.084827 | 0.71272 | 0 | 0 | 0 | 0 | 0 | 0 | 0 | 0 | 0 | 31.882 | 0 | 0 | 3.8818 | 0 | 0 | 0 | 0 | 0 | 0 | 0 | 0 | 0 | 51.0442 | 0.57292 | 0 | 17.679 | 0 | 18.2519 | 69.2961 | 2006 | 34.3704 | 0.97386 | 0.064326 | 0 | 0 | 0 | 0 | 0 | 0 | 0 | 0 | 0 | 0 | 11.943 | 0 | 0 | 2.7162 | 0 | 0 | 0 | 0 | 0 | 0 | 0 | 0 | 0 | 50.0678 | 0 | 0 | 17.466 | 0 | 17.466 | 67.5338 | 2006 | 21.2982 | 0.23348 | 0.35955 | 2.8148 | 0 | 0 | 0 | 0 | 0 | 0 | 0 | 0 | 0 | 148.0179 | 0 | 0 | 18.0309 | 0 | 16.928 | 0 | 0 | 0 | 0 | 0 | 0 | 0 | 190.7549 | 0 | 0 | 1.7475 | 0 | 1.7475 | 192.5024 | 192.5024 | 0
2007 | 14.1143 | 0.42036 | 0.084827 | 0.91417 | 0 | 0 | 0 | 0 | 0 | 0 | 0 | 0 | 0 | 32.9906 | 0 | 0 | 5.2509 | 0 | 0 | 0 | 0 | 0 | 0 | 0 | 0 | 0 | 53.7751 | 0.44719 | 0 | 17.679 | 0 | 18.1262 | 71.9013 | 2007 | 34.4087 | 0.97386 | 0.064326 | 0 | 0 | 0 | 0 | 0 | 0 | 0 | 0 | 0 | 0 | 12.1835 | 0 | 0 | 3.3301 | 0 | 0 | 0 | 0 | 0 | 0 | 0 | 0 | 0 | 50.9604 | 0 | 0 | 17.9985 | 0 | 17.9985 | 68.9589 | 2007 | 21.5177 | 0.23348 | 0.35955 | 3.6013 | 0 | 0 | 0 | 0 | 0 | 0 | 0 | 0 | 0 | 154.8349 | 0 | 0 | 20.3015 | 0 | 16.928 | 0 | 0 | 0 | 0 | 0 | 0 | 0 | 200.8485 | 0 | 0 | 1.7695 | 0 | 1.7695 | 202.618 | 202.618 | 0
2008 | 14.1819 | 0.42036 | 0.084827 | 1.0289 | 0.013014 | 0.0019436 | 0 | 0 | 0 | 0.10091 | 0.0052302 | 0 | 0 | 34.855 | 0 | 0 | 5.2509 | 0 | 0 | 0 | 0 | 0 | 0 | 0 | 0 | 0 | 55.943 | 0.44719 | 0 | 17.679 | 37.1175 | 55.2437 | 111.1867 | 2008 | 34.4482 | 0.97386 | 0.064326 | 0 | 0 | 0 | 0 | 0 | 0 | 0 | 0 | 0 | 0 | 13.1413 | 0 | 0 | 3.3301 | 0 | 0 | 0 | 0 | 0 | 0 | 0 | 0 | 0 | 51.9578 | 0 | 0 | 24.282 | 37.1175 | 61.3995 | 113.3573 | 2008 | 21.8042 | 0.23348 | 0.35955 | 4.0548 | 0.018815 | 0.0067712 | 0 | 0 | 0 | 0.34366 | 0.01159 | 0 | 0 | 167.9861 | 0 | 0 | 20.3015 | 0 | 16.928 | 0 | 0 | 0 | 0 | 0 | 0 | 0 | 215.1205 | 0 | 0 | 2.0296 | 1.1638 | 3.1934 | 218.3138 | 216.7692 | 1.5446
2009 | 14.2662 | 0.42036 | 0.084827 | 1.2924 | 0.3226 | 0.017379 | 0 | 0 | 0.0011715 | 0.62127 | 0.04807 | 0 | 0 | 37.158 | 0 | 0 | 5.2509 | 0 | 0 | 0 | 0 | 0 | 0 | 0 | 0 | 0 | 59.4832 | 0.21513 | 0 | 40.1505 | 37.1175 | 77.4831 | 136.9663 | 2009 | 34.5102 | 0.97386 | 0.064326 | 0 | 0.0094146 | 0.00012368 | 0 | 0 | 0 | 0.11431 | 0.011175 | 0 | 0 | 13.8205 | 0 | 0 | 3.3301 | 0 | 0 | 0 | 0 | 0 | 0 | 0 | 0 | 0 | 52.8339 | 0 | 0 | 17.9666 | 37.1175 | 55.0841 | 107.918 | 2009 | 22.1612 | 0.23348 | 0.35955 | 5.0952 | 0.46641 | 0.069846 | 0 | 0 | 0.0028886 | 1.781 | 0.044924 | 0 | 0 | 183.3771 | 0 | 0 | 20.3015 | 0 | 16.928 | 0 | 0 | 0 | 0 | 0 | 0 | 0 | 233.8931 | 0 | 0 | 3.0704 | 2.3843 | 5.4548 | 239.3479 | 234.5985 | 4.7494
2010 | 14.337 | 0.42036 | 0.084827 | 1.5467 | 1.9942 | 0.14297 | 0 | 0 | 0.028308 | 0.95764 | 0.75624 | 0 | 0 | 38.1718 | 0 | 0 | 5.5327 | 0 | 0 | 0 | 0 | 0 | 0 | 0 | 0 | 0 | 63.9728 | 0.2147 | 0 | 40.1505 | 37.1175 | 77.4827 | 141.4555 | 2010 | 34.5747 | 0.97386 | 0.064326 | 0 | 0.22396 | 0.0061324 | 0 | 0 | 0.006784 | 0.49904 | 0.35048 | 0 | 0 | 15.8929 | 0 | 0 | 3.3301 | 0 | 0 | 0 | 0 | 0 | 0 | 0 | 0 | 0 | 55.9223 | 0 | 0 | 40.1505 | 37.1175 | 77.268 | 133.1903 | 2010 | 22.4608 | 0.23348 | 0.35955 | 6.0911 | 2.8831 | 0.1697 | 0 | 0 | 0.24977 | 2.6389 | 0.26313 | 0 | 0 | 189.5955 | 0 | 0 | 20.5303 | 0 | 16.928 | 0 | 0 | 0 | 0 | 0 | 0 | 0 | 245.4755 | 0 | 0 | 3.9887 | 2.8009 | 6.7896 | 252.265 | 243.2594 | 9.0056
2011 | 14.3924 | 0.42036 | 0.084827 | 1.9142 | 4.8148 | 0.14297 | 0 | 0 | 0.038659 | 1.0858 | 2.0204 | 0 | 0 | 38.1718 | 0 | 0 | 5.6226 | 0 | 0 | 0 | 0 | 0.078144 | 0 | 0 | 0.002982 | 0.022109 | 68.812 | 0.2147 | 0 | 40.1505 | 39.2385 | 79.6037 | 148.4157 | 2011 | 34.6302 | 0.97386 | 0.064326 | 0 | 0.80907 | 0.0061324 | 0 | 0 | 0.014612 | 0.62684 | 1.4844 | 0 | 0 | 15.8929 | 0 | 0 | 3.3997 | 0 | 0 | 0 | 0 | 0 | 0 | 0 | 0 | 0 | 57.9021 | 0 | 0 | 40.1505 | 39.2385 | 79.389 | 137.2911 | 2011 | 22.8262 | 0.23348 | 0.35955 | 6.7734 | 13.3412 | 0.1697 | 0 | 0 | 0.28251 | 3.1337 | 1.8203 | 0 | 0 | 189.5955 | 0 | 0 | 20.9593 | 0 | 16.928 | 0 | 0 | 0.45424 | 0 | 0 | 0.0083413 | 0.061859 | 260.0194 | 0 | 0 | 3.9887 | 2.9457 | 6.9343 | 266.9537 | 244.7362 | 22.2175
2012 | 14.4506 | 0.42036 | 0.084827 | 2.07 | 5.3592 | 0.25396 | 0 | 0 | 0.051439 | 1.2319 | 2.5789 | 0 | 0 | 39.4243 | 0 | 0 | 6.5129 | 0 | 0 | 0 | 0 | 0.3922 | 0.037062 | 0 | 0.008946 | 0.061088 | 72.9376 | 0.35292 | 0 | 51.153 | 40.299 | 91.8049 | 164.7426 | 2012 | 34.6786 | 0.97386 | 0.064326 | 0 | 0.80907 | 0.0061324 | 0 | 0 | 0.039746 | 0.62684 | 2.1698 | 0 | 0 | 15.8929 | 0 | 0 | 3.3997 | 0 | 0 | 0 | 0 | 0 | 0 | 0 | 0 | 0 | 58.6611 | 0 | 0 | 48.541 | 40.299 | 88.84 | 147.5011 | 2012 | 23.2583 | 0.23348 | 0.35955 | 7.0731 | 15.8709 | 0.4825 | 0 | 0 | 0.31333 | 3.3592 | 2.4853 | 0 | 0 | 197.1204 | 0 | 0 | 21.1205 | 0 | 16.928 | 0 | 0.14244 | 2.0404 | 0.14244 | 0 | 0.025024 | 0.17089 | 274.1978 | 0 | 0 | 4.9736 | 3.0874 | 8.0609 | 282.2587 | 254.1389 | 28.1198
2013 | 14.5978 | 0.42249 | 0.085226 | 2.2926 | 5.8573 | 0.4589 | 0 | 0 | 0.052698 | 1.3597 | 3.032 | 0 | 0 | 41.8564 | 0 | 0 | 6.6338 | 0 | 0 | 0 | 0 | 0.99945 | 0.14702 | 0.010705 | 0.01498 | 0.12694 | 77.948 | 0.35952 | 0 | 50.718 | 41.5537 | 92.6312 | 170.5792 | 2013 | 34.8979 | 0.97843 | 0.064628 | 0 | 0.81975 | 0.0079786 | 0 | 0 | 0.040339 | 0.62978 | 2.3374 | 0 | 0 | 17.7878 | 0 | 0 | 3.5137 | 0 | 0 | 0 | 0 | 0 | 0 | 0 | 0 | 0 | 61.0777 | 0 | 0 | 51.36 | 41.5537 | 92.9137 | 153.9914 | 2013 | 23.7103 | 0.23334 | 0.35751 | 7.4339 | 17.8092 | 1.1415 | 0 | 0 | 0.31555 | 3.6119 | 2.9036 | 0 | 0 | 209.5677 | 0 | 0 | 21.4272 | 0 | 16.832 | 0 | 0.45381 | 5.5858 | 0.45381 | 0.016479 | 0.04147 | 0.35146 | 295.4145 | 0 | 0 | 5.0128 | 3.1487 | 8.1615 | 303.576 | 267.7427 | 35.8333
2014 | 14.684 | 0.42281 | 0.085226 | 2.5435 | 5.9405 | 1.0559 | 0 | 0 | 0.060359 | 1.507 | 3.5054 | 0 | 0 | 45.7831 | 0 | 0 | 6.8954 | 0 | 0 | 0 | 0 | 1.2009 | 0.16714 | 0.021411 | 0.020972 | 0.17986 | 84.0734 | 0.214 | 0 | 51.9699 | 43.5409 | 95.7248 | 179.7982 | 2014 | 34.9843 | 0.97872 | 0.064628 | 0 | 0.81975 | 0.010375 | 0 | 0 | 0.046417 | 0.72582 | 2.6585 | 0 | 0 | 20.6547 | 0 | 0 | 3.5137 | 0 | 0 | 0 | 0 | 0 | 0 | 0.022919 | 0 | 0 | 64.4798 | 0 | 0 | 57.5232 | 42.6237 | 100.1469 | 164.6267 | 2014 | 24.3437 | 0.2357 | 0.35751 | 7.9 | 18.208 | 1.7579 | 0 | 0 | 0.32381 | 3.9033 | 3.3355 | 0 | 0 | 216.3719 | 0 | 0 | 21.4535 | 0 | 16.832 | 0 | 0.571 | 6.721 | 0.571 | 0.032958 | 0.058058 | 0.43394 | 306.5788 | 0 | 0 | 5.3371 | 3.2953 | 8.6323 | 315.2111 | 275.9994 | 39.2117
2015 | 14.684 | 0.42281 | 0.085226 | 2.8582 | 5.9917 | 1.6497 | 0.015927 | 0 | 0.064189 | 1.735 | 3.9013 | 0 | 0 | 45.793 | 0.51946 | 0.097573 | 8.3467 | 0 | 0 | 0.001819 | 0 | 1.3569 | 0.52272 | 0.021411 | 0.026964 | 0.18585 | 88.2803 | 0.214 | 0 | 58.5333 | 42.8 | 101.5473 | 189.8276 | 2015 | 34.9843 | 0.97872 | 0.064628 | 0.0034809 | 0.81975 | 0.024007 | 0 | 0 | 0.052494 | 0.92827 | 3.2537 | 0 | 0 | 20.6697 | 0 | 0 | 3.5137 | 0 | 0 | 0 | 0 | 0 | 0 | 0.022919 | 0 | 0 | 65.3157 | 0 | 0 | 56.4508 | 42.8 | 99.2508 | 164.5665 | 2015 | 24.3437 | 0.2357 | 0.35751 | 10.8583 | 18.4425 | 2.1954 | 0.20476 | 0 | 0.32794 | 4.4246 | 3.6527 | 0 | 0 | 216.3794 | 1.7724 | 0.41601 | 22.7848 | 0 | 16.832 | 0.013322 | 1.1946 | 7.3376 | 1.1946 | 0.032958 | 0.074646 | 0.45053 | 316.6939 | 0 | 0 | 5.6696 | 3.5323 | 9.2019 | 325.8958 | 280.6289 | 45.2668
2016 | 14.684 | 0.42281 | 0.085226 | 2.9791 | 6.0276 | 1.6497 | 0.037996 | 0 | 0.064189 | 1.8444 | 4.0188 | 0 | 0 | 45.793 | 2.4712 | 0.5428 | 8.9213 | 0 | 0 | 0.029853 | 0 | 1.9052 | 0.52272 | 0.021411 | 0.026964 | 0.18585 | 92.234 | 0.214 | 0 | 57.5393 | 42.8 | 100.5533 | 192.7873 | 2016 | 34.9843 | 0.97872 | 0.064628 | 0.0034809 | 0.81975 | 0.024007 | 0.0008774 | 0 | 0.052494 | 1.0241 | 3.2806 | 0 | 0 | 20.6697 | 1.0674 | 0.18746 | 3.5137 | 0 | 0 | 0 | 0 | 0 | 0 | 0.022919 | 0 | 0 | 66.6941 | 0 | 0 | 54.7402 | 42.8 | 97.5402 | 164.2343 | 2016 | 24.3437 | 0.2357 | 0.35751 | 11.0901 | 18.6035 | 2.1954 | 0.47974 | 0 | 0.32794 | 4.7269 | 4.3583 | 0 | 0 | 216.3794 | 10.7986 | 2.5885 | 22.8001 | 0 | 16.832 | 0.021591 | 1.1946 | 8.6518 | 1.1946 | 0.032958 | 0.074646 | 0.45053 | 330.906 | 0 | 0 | 5.5425 | 3.6066 | 9.149 | 340.0551 | 280.7491 | 59.306
2017 | 14.684 | 0.42281 | 0.085226 | 3.0608 | 6.0627 | 1.6497 | 0.063676 | 0.000535 | 0.064189 | 1.9356 | 4.3776 | 0.00085814 | 0.00033759 | 45.793 | 3.9369 | 0.92359 | 9.3044 | 0.29715 | 0 | 0.056175 | 0 | 2.2576 | 0.52272 | 0.021411 | 0.026964 | 0.18585 | 95.7338 | 0.21029 | 0.04922 | 56.012 | 42.8 | 99.0715 | 194.8053 | 2017 | 34.9843 | 0.97872 | 0.064628 | 0.0034809 | 0.81975 | 0.024007 | 0.001177 | 0 | 0.052494 | 1.0925 | 3.5308 | 0 | 0 | 20.6697 | 3.0409 | 0.89045 | 3.5137 | 0 | 0 | 0 | 0 | 0 | 0 | 0.022919 | 0 | 0 | 69.6896 | 0 | 0 | 51.8892 | 42.8 | 94.6892 | 164.3787 | 2017 | 24.3437 | 0.2357 | 0.35751 | 11.2451 | 18.7613 | 2.1954 | 0.79971 | 0.00071746 | 0.32794 | 4.9788 | 4.7527 | 0.013606 | 0.0024906 | 216.3794 | 17.5774 | 4.4465 | 22.8104 | 0.030367 | 16.832 | 0.029355 | 1.1946 | 9.4966 | 1.1946 | 0.032958 | 0.074646 | 0.45053 | 341.732 | 0 | 0 | 5.3381 | 3.6251 | 8.9632 | 350.6952 | 280.7099 | 69.9853
2018 | 14.684 | 0.42281 | 0.085226 | 3.2106 | 6.1136 | 1.6497 | 0.1038 | 0.001605 | 0.064189 | 2.0269 | 4.7763 | 0.0025744 | 0.0010128 | 45.793 | 4.3352 | 0.98217 | 9.6875 | 1.0895 | 0 | 0.056389 | 0 | 2.5709 | 0.52272 | 0.021411 | 0.026964 | 0.18585 | 98.4137 | 0.22441 | 0.14766 | 56.3309 | 42.8 | 99.5029 | 197.9167 | 2018 | 34.9843 | 0.97872 | 0.064628 | 0.0034809 | 0.81975 | 0.024007 | 0.002247 | 0.0008346 | 0.052494 | 1.1609 | 3.8437 | 0.0028162 | 0.00035203 | 20.6697 | 3.3512 | 0.94904 | 3.5137 | 0 | 0 | 0 | 0 | 0 | 0 | 0.022919 | 0 | 0 | 70.4448 | 0 | 0.0642 | 52.4594 | 42.8 | 95.3236 | 165.7683 | 2018 | 24.3437 | 0.2357 | 0.35751 | 11.5294 | 18.9893 | 2.1954 | 1.2997 | 0.0021524 | 0.32794 | 5.2307 | 5.191 | 0.040817 | 0.0074718 | 216.3794 | 19.4195 | 4.7323 | 22.8207 | 0.11135 | 16.832 | 0.029418 | 1.1946 | 10.2476 | 1.1946 | 0.032958 | 0.074646 | 0.45053 | 346.4382 | 0 | 0 | 5.3797 | 3.6623 | 9.042 | 355.4802 | 281.0462 | 74.4341
2019 | 14.684 | 0.42281 | 0.085226 | 3.3604 | 6.1644 | 1.6497 | 0.14393 | 0.002675 | 0.064189 | 2.1181 | 5.175 | 0.0047198 | 0.0016879 | 45.793 | 4.853 | 1.0408 | 10.0705 | 2.08 | 0 | 0.056603 | 0 | 2.8842 | 0.52272 | 0.021411 | 0.026964 | 0.18585 | 101.4117 | 0.23854 | 0.2461 | 56.6497 | 42.8 | 99.9344 | 201.3461 | 2019 | 34.9843 | 0.97872 | 0.064628 | 0.0034809 | 0.81975 | 0.024007 | 0.003317 | 0.0016692 | 0.052494 | 1.2293 | 4.1565 | 0.0056325 | 0.00070406 | 20.6697 | 3.6615 | 1.0076 | 3.5137 | 0 | 0 | 0 | 0 | 0 | 0 | 0.022919 | 0 | 0 | 71.2 | 0 | 0.1284 | 53.0296 | 42.8 | 95.958 | 167.1579 | 2019 | 24.3437 | 0.2357 | 0.35751 | 11.8138 | 19.2173 | 2.1954 | 1.7996 | 0.0035873 | 0.32794 | 5.4826 | 5.6292 | 0.07483 | 0.012453 | 216.3794 | 21.8142 | 5.0182 | 22.8309 | 0.21257 | 16.832 | 0.029481 | 1.1946 | 10.9985 | 1.1946 | 0.032958 | 0.074646 | 0.45053 | 351.7242 | 0 | 0 | 5.4214 | 3.6994 | 9.1208 | 360.845 | 281.3824 | 79.4625
2020 | 14.684 | 0.42281 | 0.085226 | 3.5102 | 6.2101 | 1.6497 | 0.18405 | 0.003745 | 0.064189 | 2.2093 | 5.5736 | 0.0072942 | 0.0023631 | 45.793 | 5.4903 | 1.1286 | 10.4536 | 3.0705 | 0 | 0.056817 | 0 | 3.1975 | 0.52272 | 0.021411 | 0.026964 | 0.18585 | 104.5538 | 0.25266 | 0.34454 | 56.9686 | 42.8 | 100.3658 | 204.9196 | 2020 | 34.9843 | 0.97872 | 0.064628 | 0.0034809 | 0.81975 | 0.024007 | 0.004387 | 0.0025038 | 0.052494 | 1.2978 | 4.4693 | 0.0098568 | 0.0010561 | 20.6697 | 4.158 | 1.0662 | 3.5137 | 0 | 0 | 0 | 0 | 0 | 0 | 0.022919 | 0 | 0 | 72.1428 | 0 | 0.1926 | 53.5998 | 42.8 | 96.5924 | 168.7351 | 2020 | 24.3437 | 0.2357 | 0.35751 | 12.0982 | 19.4225 | 2.1954 | 2.2996 | 0.0050222 | 0.32794 | 5.7344 | 6.0675 | 0.11565 | 0.017434 | 216.3794 | 24.7615 | 5.447 | 22.8412 | 0.31379 | 16.832 | 0.029544 | 1.1946 | 11.7495 | 1.1946 | 0.032958 | 0.074646 | 0.45053 | 357.6897 | 0 | 0 | 5.463 | 3.7365 | 9.1995 | 366.8892 | 281.7187 | 85.1705
2021 | 14.684 | 0.42281 | 0.085226 | 3.66 | 6.2508 | 1.6497 | 0.22418 | 0.004815 | 0.064189 | 2.3005 | 5.9723 | 0.0098686 | 0.0030383 | 45.793 | 6.1276 | 1.2458 | 10.8366 | 4.061 | 0 | 0.057031 | 0 | 3.5108 | 0.52272 | 0.021411 | 0.026964 | 0.18585 | 107.7202 | 0.26679 | 0.44298 | 57.2874 | 42.8 | 100.7972 | 208.5174 | 2021 | 34.9843 | 0.97872 | 0.064628 | 0.0034809 | 0.81975 | 0.024007 | 0.005457 | 0.0033384 | 0.052494 | 1.3662 | 4.7821 | 0.014081 | 0.0014081 | 20.6697 | 4.6545 | 1.1834 | 3.5137 | 0 | 0 | 0 | 0 | 0 | 0 | 0.022919 | 0 | 0 | 73.1441 | 0 | 0.2568 | 54.17 | 42.8 | 97.2268 | 170.3709 | 2021 | 24.3437 | 0.2357 | 0.35751 | 12.3825 | 19.6049 | 2.1954 | 2.7996 | 0.0064572 | 0.32794 | 5.9863 | 6.5057 | 0.15646 | 0.022415 | 216.3794 | 27.7088 | 6.0187 | 22.8515 | 0.41502 | 16.832 | 0.029607 | 1.1946 | 12.5005 | 1.1946 | 0.032958 | 0.074646 | 0.45053 | 363.7753 | 0 | 0 | 5.5047 | 3.7737 | 9.2783 | 373.0537 | 282.055 | 90.9987
2022 | 14.684 | 0.42281 | 0.085226 | 3.8098 | 6.2914 | 1.6497 | 0.2643 | 0.005885 | 0.064189 | 2.3917 | 6.371 | 0.012872 | 0.0037134 | 45.793 | 6.7649 | 1.363 | 11.2197 | 5.0515 | 0 | 0.057245 | 0 | 3.8241 | 0.52272 | 0.021411 | 0.026964 | 0.18585 | 110.8869 | 0.28091 | 0.54142 | 57.6063 | 42.8 | 101.2286 | 212.1156 | 2022 | 34.9843 | 0.97872 | 0.064628 | 0.0034809 | 0.81975 | 0.024007 | 0.006527 | 0.004173 | 0.052494 | 1.4346 | 5.0949 | 0.018306 | 0.0017602 | 20.6697 | 5.151 | 1.3005 | 3.5137 | 0 | 0 | 0 | 0 | 0 | 0 | 0.022919 | 0 | 0 | 74.1455 | 0 | 0.321 | 54.7402 | 42.8 | 97.8612 | 172.0067 | 2022 | 24.3437 | 0.2357 | 0.35751 | 12.6669 | 19.7874 | 2.1954 | 3.2995 | 0.0078921 | 0.32794 | 6.2382 | 6.9439 | 0.20408 | 0.027397 | 216.3794 | 30.6562 | 6.5904 | 22.8617 | 0.51624 | 16.832 | 0.02967 | 1.1946 | 13.2514 | 1.1946 | 0.032958 | 0.074646 | 0.45053 | 369.8678 | 0 | 0 | 5.5463 | 3.8108 | 9.3571 | 379.2249 | 282.3912 | 96.8336
2023 | 14.684 | 0.42281 | 0.085226 | 3.9596 | 6.3321 | 1.6497 | 0.30443 | 0.006955 | 0.064189 | 2.4829 | 6.7697 | 0.016305 | 0.0043886 | 45.793 | 7.4022 | 1.4801 | 11.6028 | 6.042 | 0 | 0.057459 | 0 | 4.1374 | 0.52272 | 0.021411 | 0.026964 | 0.18585 | 114.0541 | 0.29503 | 0.63986 | 57.9252 | 42.8 | 101.6601 | 215.7142 | 2023 | 34.9843 | 0.97872 | 0.064628 | 0.0034809 | 0.81975 | 0.024007 | 0.007597 | 0.0050076 | 0.052494 | 1.503 | 5.4077 | 0.023938 | 0.0021122 | 20.6697 | 5.6475 | 1.4177 | 3.5137 | 0 | 0 | 0 | 0 | 0 | 0 | 0.022919 | 0 | 0 | 75.1483 | 0 | 0.3852 | 55.3104 | 42.8 | 98.4956 | 173.6439 | 2023 | 24.3437 | 0.2357 | 0.35751 | 12.9512 | 19.9698 | 2.1954 | 3.7995 | 0.009327 | 0.32794 | 6.4901 | 7.3822 | 0.2585 | 0.032378 | 216.3794 | 33.6035 | 7.1621 | 22.872 | 0.61746 | 16.832 | 0.029734 | 1.1946 | 14.0024 | 1.1946 | 0.032958 | 0.074646 | 0.45053 | 375.967 | 0 | 0 | 5.588 | 3.8479 | 9.4359 | 385.4029 | 282.7275 | 102.6754
2024 | 14.684 | 0.42281 | 0.085226 | 4.1094 | 6.3728 | 1.6497 | 0.34455 | 0.008025 | 0.064189 | 2.5742 | 7.1684 | 0.019737 | 0.0050638 | 45.793 | 8.0395 | 1.5973 | 11.9858 | 7.0325 | 0 | 0.057673 | 0 | 4.4507 | 0.52272 | 0.021411 | 0.026964 | 0.18585 | 117.2213 | 0.30916 | 0.7383 | 58.244 | 42.8 | 102.0915 | 219.3128 | 2024 | 34.9843 | 0.97872 | 0.064628 | 0.0034809 | 0.81975 | 0.024007 | 0.008667 | 0.0058422 | 0.052494 | 1.5715 | 5.7205 | 0.029571 | 0.0024642 | 20.6697 | 6.1439 | 1.5349 | 3.5137 | 0 | 0 | 0 | 0 | 0 | 0 | 0.022919 | 0 | 0 | 76.151 | 0 | 0.4494 | 55.8806 | 42.8 | 99.13 | 175.2811 | 2024 | 24.3437 | 0.2357 | 0.35751 | 13.2356 | 20.1522 | 2.1954 | 4.2995 | 0.010762 | 0.32794 | 6.742 | 7.8204 | 0.31293 | 0.037359 | 216.3794 | 36.5508 | 7.7338 | 22.8822 | 0.71869 | 16.832 | 0.029797 | 1.1946 | 14.7533 | 1.1946 | 0.032958 | 0.074646 | 0.45053 | 382.0662 | 0 | 0 | 5.6296 | 3.885 | 9.5146 | 391.5809 | 283.0638 | 108.5171
2025 | 14.684 | 0.42281 | 0.085226 | 4.2592 | 6.4134 | 1.6497 | 0.38468 | 0.009095 | 0.064189 | 2.6654 | 7.5671 | 0.02317 | 0.0057389 | 45.793 | 8.6768 | 1.7145 | 12.3689 | 8.023 | 0 | 0.057887 | 0 | 4.764 | 0.52272 | 0.021411 | 0.026964 | 0.18585 | 120.3885 | 0.32328 | 0.83674 | 58.5629 | 42.8 | 102.5229 | 222.9114 | 2025 | 34.9843 | 0.97872 | 0.064628 | 0.0034809 | 0.81975 | 0.024007 | 0.009737 | 0.0066768 | 0.052494 | 1.6399 | 6.0334 | 0.035203 | 0.0028162 | 20.6697 | 6.6404 | 1.652 | 3.5137 | 0 | 0 | 0 | 0 | 0 | 0 | 0.022919 | 0 | 0 | 77.1538 | 0 | 0.5136 | 56.4508 | 42.8 | 99.7644 | 176.9183 | 2025 | 24.3437 | 0.2357 | 0.35751 | 13.5199 | 20.3346 | 2.1954 | 4.7994 | 0.012197 | 0.32794 | 6.9939 | 8.2587 | 0.36735 | 0.04234 | 216.3794 | 39.4981 | 8.3055 | 22.8925 | 0.81991 | 16.832 | 0.02986 | 1.1946 | 15.5043 | 1.1946 | 0.032958 | 0.074646 | 0.45053 | 388.1655 | 0 | 0 | 5.6712 | 3.9222 | 9.5934 | 397.7589 | 283.4 | 114.3589
2026 | 14.684 | 0.42281 | 0.085226 | 4.409 | 6.4541 | 1.6497 | 0.4248 | 0.010165 | 0.064189 | 2.7566 | 7.9657 | 0.026602 | 0.0064141 | 45.793 | 9.3141 | 1.8316 | 12.7519 | 9.0135 | 0 | 0.058101 | 0 | 5.0773 | 0.52272 | 0.021411 | 0.026964 | 0.18585 | 123.5557 | 0.33741 | 0.93518 | 58.8817 | 42.8 | 102.9543 | 226.51 | 2026 | 34.9843 | 0.97872 | 0.064628 | 0.0034809 | 0.81975 | 0.024007 | 0.010807 | 0.0075114 | 0.052494 | 1.7083 | 6.3462 | 0.040835 | 0.0031683 | 20.6697 | 7.1369 | 1.7692 | 3.5137 | 0 | 0 | 0 | 0 | 0 | 0 | 0.022919 | 0 | 0 | 78.1566 | 0 | 0.5778 | 57.0211 | 42.8 | 100.3989 | 178.5554 | 2026 | 24.3437 | 0.2357 | 0.35751 | 13.8043 | 20.517 | 2.1954 | 5.2994 | 0.013632 | 0.32794 | 7.2458 | 8.6969 | 0.42177 | 0.047322 | 216.3794 | 42.4455 | 8.8772 | 22.8976 | 0.92113 | 16.832 | 0.029923 | 1.1946 | 16.2552 | 1.1946 | 0.032958 | 0.074646 | 0.45053 | 394.2596 | 0 | 0 | 5.7129 | 3.9222 | 9.6351 | 403.8946 | 283.7312 | 120.1635
2027 | 14.684 | 0.42281 | 0.085226 | 4.5588 | 6.4947 | 1.6497 | 0.46493 | 0.011235 | 0.064189 | 2.8478 | 8.3644 | 0.030035 | 0.0070893 | 45.793 | 9.9514 | 1.9488 | 13.135 | 10.004 | 0 | 0.058315 | 0 | 5.3906 | 0.52272 | 0.021411 | 0.026964 | 0.18585 | 126.7229 | 0.35153 | 1.0336 | 59.2006 | 42.8 | 103.3858 | 230.1086 | 2027 | 34.9843 | 0.97872 | 0.064628 | 0.0034809 | 0.81975 | 0.024007 | 0.011877 | 0.008346 | 0.052494 | 1.7768 | 6.659 | 0.046468 | 0.0035203 | 20.6697 | 7.6334 | 1.8864 | 3.5137 | 0 | 0 | 0 | 0 | 0 | 0 | 0.022919 | 0 | 0 | 79.1594 | 0 | 0.642 | 57.5913 | 42.8 | 101.0333 | 180.1926 | 2027 | 24.3437 | 0.2357 | 0.35751 | 14.0886 | 20.6994 | 2.1954 | 5.7993 | 0.015067 | 0.32794 | 7.4976 | 9.1351 | 0.47619 | 0.052303 | 216.3794 | 45.3928 | 9.4489 | 22.9079 | 1.0224 | 16.832 | 0.029986 | 1.1946 | 17.0062 | 1.1946 | 0.032958 | 0.074646 | 0.45053 | 400.3588 | 0 | 0 | 5.7545 | 3.9593 | 9.7138 | 410.0726 | 284.0674 | 126.0052
2028 | 14.684 | 0.42281 | 0.085226 | 4.7086 | 6.5354 | 1.6497 | 0.50505 | 0.012305 | 0.064189 | 2.939 | 8.7631 | 0.033467 | 0.0077645 | 45.793 | 10.5887 | 2.0659 | 13.5181 | 10.9945 | 0 | 0.058529 | 0 | 5.7039 | 0.52272 | 0.021411 | 0.026964 | 0.18585 | 129.8901 | 0.36565 | 1.1321 | 59.5195 | 42.8 | 103.8172 | 233.7072 | 2028 | 34.9843 | 0.97872 | 0.064628 | 0.0034809 | 0.81975 | 0.024007 | 0.012947 | 0.0091806 | 0.052494 | 1.8452 | 6.9718 | 0.0521 | 0.0038723 | 20.6697 | 8.1299 | 2.0035 | 3.5137 | 0 | 0 | 0 | 0 | 0 | 0 | 0.022919 | 0 | 0 | 80.1621 | 0 | 0.7062 | 58.1615 | 42.8 | 101.6677 | 181.8298 | 2028 | 24.3437 | 0.2357 | 0.35751 | 14.373 | 20.8819 | 2.1954 | 6.2993 | 0.016502 | 0.32794 | 7.7495 | 9.5734 | 0.53062 | 0.057284 | 216.3794 | 48.3401 | 10.0206 | 22.9181 | 1.1236 | 16.832 | 0.030049 | 1.1946 | 17.7572 | 1.1946 | 0.032958 | 0.074646 | 0.45053 | 406.458 | 0 | 0 | 5.7962 | 3.9964 | 9.7926 | 416.2507 | 284.4037 | 131.847
2029 | 14.684 | 0.42281 | 0.085226 | 4.8584 | 6.5761 | 1.6497 | 0.54518 | 0.013375 | 0.064189 | 3.0303 | 9.1618 | 0.0369 | 0.0084396 | 45.793 | 11.226 | 2.1831 | 13.9011 | 11.985 | 0 | 0.058743 | 0 | 6.0172 | 0.52272 | 0.021411 | 0.026964 | 0.18585 | 133.0572 | 0.37978 | 1.2305 | 59.8383 | 42.8 | 104.2486 | 237.3058 | 2029 | 34.9843 | 0.97872 | 0.064628 | 0.0034809 | 0.81975 | 0.024007 | 0.014017 | 0.010015 | 0.052494 | 1.9136 | 7.2846 | 0.057733 | 0.0042244 | 20.6697 | 8.6263 | 2.1207 | 3.5137 | 0 | 0 | 0 | 0 | 0 | 0 | 0.022919 | 0 | 0 | 81.1649 | 0 | 0.7704 | 58.7317 | 42.8 | 102.3021 | 183.467 | 2029 | 24.3437 | 0.2357 | 0.35751 | 14.6574 | 21.0643 | 2.1954 | 6.7993 | 0.017937 | 0.32794 | 8.0014 | 10.0116 | 0.58504 | 0.062265 | 216.3794 | 51.2874 | 10.5923 | 22.9284 | 1.2248 | 16.832 | 0.030112 | 1.1946 | 18.5081 | 1.1946 | 0.032958 | 0.074646 | 0.45053 | 412.5573 | 0 | 0 | 5.8378 | 4.0336 | 9.8714 | 422.4287 | 284.7399 | 137.6887
2030 | 14.684 | 0.42281 | 0.085226 | 5.0082 | 6.6167 | 1.6497 | 0.5853 | 0.014445 | 0.064189 | 3.1215 | 9.5605 | 0.040333 | 0.0091148 | 45.793 | 11.8633 | 2.3003 | 14.2842 | 12.9755 | 0 | 0.058957 | 0 | 6.3305 | 0.52272 | 0.021411 | 0.026964 | 0.18585 | 136.2244 | 0.3939 | 1.3289 | 60.1572 | 42.8 | 104.68 | 240.9045 | 2030 | 34.9843 | 0.97872 | 0.064628 | 0.0034809 | 0.81975 | 0.024007 | 0.015087 | 0.01085 | 0.052494 | 1.982 | 7.5974 | 0.063365 | 0.0045764 | 20.6697 | 9.1228 | 2.2379 | 3.5137 | 0 | 0 | 0 | 0 | 0 | 0 | 0.022919 | 0 | 0 | 82.1677 | 0 | 0.8346 | 59.3019 | 42.8 | 102.9365 | 185.1042 | 2030 | 24.3437 | 0.2357 | 0.35751 | 14.9417 | 21.2467 | 2.1954 | 7.2992 | 0.019372 | 0.32794 | 8.2533 | 10.4499 | 0.63946 | 0.067246 | 216.3794 | 54.2348 | 11.164 | 22.9387 | 1.326 | 16.832 | 0.030175 | 1.1946 | 19.2591 | 1.1946 | 0.032958 | 0.074646 | 0.45053 | 418.6565 | 0 | 0 | 5.8795 | 4.0707 | 9.9502 | 428.6067 | 285.0762 | 143.5305
2031 | 14.684 | 0.42281 | 0.085226 | 5.158 | 6.6574 | 1.6497 | 0.62543 | 0.015515 | 0.064189 | 3.2127 | 9.9591 | 0.043765 | 0.00979 | 45.793 | 12.5005 | 2.4174 | 14.6672 | 13.966 | 0 | 0.059171 | 0 | 6.6438 | 0.52272 | 0.021411 | 0.026964 | 0.18585 | 139.3916 | 0.40803 | 1.4274 | 60.476 | 42.8 | 105.1114 | 244.5031 | 2031 | 34.9843 | 0.97872 | 0.064628 | 0.0034809 | 0.81975 | 0.024007 | 0.016157 | 0.011684 | 0.052494 | 2.0505 | 7.9102 | 0.068998 | 0.0049284 | 20.6697 | 9.6193 | 2.355 | 3.5137 | 0 | 0 | 0 | 0 | 0 | 0 | 0.022919 | 0 | 0 | 83.1705 | 0 | 0.8988 | 59.8721 | 42.8 | 103.5709 | 186.7414 | 2031 | 24.3437 | 0.2357 | 0.35751 | 15.2261 | 21.4291 | 2.1954 | 7.7992 | 0.020806 | 0.32794 | 8.5052 | 10.8881 | 0.69388 | 0.072228 | 216.3794 | 57.1821 | 11.7357 | 22.9489 | 1.4273 | 16.832 | 0.030239 | 1.1946 | 20.01 | 1.1946 | 0.032958 | 0.074646 | 0.45053 | 424.7557 | 0 | 0 | 5.9211 | 4.1078 | 10.0289 | 434.7847 | 285.4125 | 149.3722
2032 | 14.684 | 0.42281 | 0.085226 | 5.3078 | 6.698 | 1.6497 | 0.66555 | 0.016585 | 0.064189 | 3.3039 | 10.3578 | 0.047198 | 0.010465 | 45.793 | 13.1378 | 2.5346 | 15.0503 | 14.9565 | 0 | 0.059385 | 0 | 6.9571 | 0.52272 | 0.021411 | 0.026964 | 0.18585 | 142.5588 | 0.42215 | 1.5258 | 60.7949 | 42.8 | 105.5429 | 248.1017 | 2032 | 34.9843 | 0.97872 | 0.064628 | 0.0034809 | 0.81975 | 0.024007 | 0.017227 | 0.012519 | 0.052494 | 2.1189 | 8.2231 | 0.07463 | 0.0052805 | 20.6697 | 10.1158 | 2.4722 | 3.5137 | 0 | 0 | 0 | 0 | 0 | 0 | 0.022919 | 0 | 0 | 84.1732 | 0 | 0.963 | 60.4423 | 42.8 | 104.2053 | 188.3786 | 2032 | 24.3437 | 0.2357 | 0.35751 | 15.5104 | 21.6115 | 2.1954 | 8.2992 | 0.022241 | 0.32794 | 8.7571 | 11.3264 | 0.7483 | 0.077209 | 216.3794 | 60.1294 | 12.3074 | 22.9592 | 1.5285 | 16.832 | 0.030302 | 1.1946 | 20.761 | 1.1946 | 0.032958 | 0.074646 | 0.45053 | 430.855 | 0 | 0 | 5.9628 | 4.145 | 10.1077 | 440.9627 | 285.7487 | 155.2139
2033 | 14.684 | 0.42281 | 0.085226 | 5.4576 | 6.7387 | 1.6497 | 0.70568 | 0.017655 | 0.064189 | 3.3951 | 10.7565 | 0.05063 | 0.01114 | 45.793 | 13.7751 | 2.6518 | 15.4334 | 15.947 | 0 | 0.059599 | 0 | 7.2704 | 0.52272 | 0.021411 | 0.026964 | 0.18585 | 145.726 | 0.43627 | 1.6243 | 61.1138 | 42.8 | 105.9743 | 251.7003 | 2033 | 34.9843 | 0.97872 | 0.064628 | 0.0034809 | 0.81975 | 0.024007 | 0.018297 | 0.013354 | 0.052494 | 2.1873 | 8.5359 | 0.080263 | 0.0056325 | 20.6697 | 10.6123 | 2.5893 | 3.5137 | 0 | 0 | 0 | 0 | 0 | 0 | 0.022919 | 0 | 0 | 85.176 | 0 | 1.0272 | 61.0125 | 42.8 | 104.8397 | 190.0157 | 2033 | 24.3437 | 0.2357 | 0.35751 | 15.7948 | 21.7939 | 2.1954 | 8.7991 | 0.023676 | 0.32794 | 9.009 | 11.7646 | 0.80273 | 0.08219 | 216.3794 | 63.0767 | 12.879 | 22.9695 | 1.6297 | 16.832 | 0.030365 | 1.1946 | 21.512 | 1.1946 | 0.032958 | 0.074646 | 0.45053 | 436.9542 | 0 | 0 | 6.0044 | 4.1821 | 10.1865 | 447.1407 | 286.085 | 161.0557
2034 | 14.684 | 0.42281 | 0.085226 | 5.6074 | 6.7794 | 1.6497 | 0.7458 | 0.018725 | 0.064189 | 3.4863 | 11.1552 | 0.054063 | 0.011815 | 45.793 | 14.4124 | 2.7689 | 15.8164 | 16.9375 | 0 | 0.059813 | 0 | 7.5837 | 0.52272 | 0.021411 | 0.026964 | 0.18585 | 148.8932 | 0.4504 | 1.7227 | 61.4326 | 42.8 | 106.4057 | 255.2989 | 2034 | 34.9843 | 0.97872 | 0.064628 | 0.0034809 | 0.81975 | 0.024007 | 0.019367 | 0.014188 | 0.052494 | 2.2557 | 8.8487 | 0.085895 | 0.0059845 | 20.6697 | 11.1087 | 2.7065 | 3.5137 | 0 | 0 | 0 | 0 | 0 | 0 | 0.022919 | 0 | 0 | 86.1788 | 0 | 1.0914 | 61.5827 | 42.8 | 105.4741 | 191.6529 | 2034 | 24.3437 | 0.2357 | 0.35751 | 16.0791 | 21.9764 | 2.1954 | 9.2991 | 0.025111 | 0.32794 | 9.2608 | 12.2028 | 0.85715 | 0.087171 | 216.3794 | 66.0241 | 13.4507 | 22.9797 | 1.7309 | 16.832 | 0.030428 | 1.1946 | 22.2629 | 1.1946 | 0.032958 | 0.074646 | 0.45053 | 443.0534 | 0 | 0 | 6.0461 | 4.2192 | 10.2653 | 453.3187 | 286.4213 | 166.8974
2035 | 14.684 | 0.42281 | 0.085226 | 5.7572 | 6.82 | 1.6497 | 0.78593 | 0.019795 | 0.064189 | 3.5776 | 11.5539 | 0.057495 | 0.012491 | 45.793 | 15.0497 | 2.8861 | 16.1995 | 17.928 | 0 | 0.060027 | 0 | 7.897 | 0.52272 | 0.021411 | 0.026964 | 0.18585 | 152.0604 | 0.46452 | 1.8211 | 61.7515 | 42.8 | 106.8371 | 258.8975 | 2035 | 34.9843 | 0.97872 | 0.064628 | 0.0034809 | 0.81975 | 0.024007 | 0.020437 | 0.015023 | 0.052494 | 2.3242 | 9.1615 | 0.091528 | 0.0063365 | 20.6697 | 11.6052 | 2.8237 | 3.5137 | 0 | 0 | 0 | 0 | 0 | 0 | 0.022919 | 0 | 0 | 87.1816 | 0 | 1.1556 | 62.153 | 42.8 | 106.1086 | 193.2901 | 2035 | 24.3437 | 0.2357 | 0.35751 | 16.3635 | 22.1588 | 2.1954 | 9.799 | 0.026546 | 0.32794 | 9.5127 | 12.6411 | 0.91157 | 0.092153 | 216.3794 | 68.9714 | 14.0224 | 22.99 | 1.8321 | 16.832 | 0.030491 | 1.1946 | 23.0139 | 1.1946 | 0.032958 | 0.074646 | 0.45053 | 449.1527 | 2.5774e-05 | 0 | 6.0877 | 4.2563 | 10.3441 | 459.4967 | 286.7576 | 172.7392
2036 | 14.684 | 0.42281 | 0.085226 | 5.907 | 6.8607 | 1.6497 | 0.82605 | 0.020865 | 0.064189 | 3.6688 | 11.9526 | 0.060928 | 0.013166 | 45.793 | 15.687 | 3.0033 | 16.5825 | 18.9185 | 0 | 0.060241 | 0 | 8.2103 | 0.52272 | 0.021411 | 0.026964 | 0.18585 | 155.2276 | 0.47865 | 1.9196 | 62.0703 | 42.8 | 107.2686 | 262.4961 | 2036 | 34.9843 | 0.97872 | 0.064628 | 0.0034809 | 0.81975 | 0.024007 | 0.021507 | 0.015857 | 0.052494 | 2.3926 | 9.4743 | 0.09716 | 0.0066886 | 20.6697 | 12.1017 | 2.9408 | 3.5137 | 0 | 0 | 0 | 0 | 0 | 0 | 0.022919 | 0 | 0 | 88.1843 | 0 | 1.2198 | 62.7232 | 42.8 | 106.743 | 194.9273 | 2036 | 24.3437 | 0.2357 | 0.35751 | 16.6479 | 22.3412 | 2.1954 | 10.299 | 0.027981 | 0.32794 | 9.7646 | 13.0793 | 0.96599 | 0.097134 | 216.3794 | 71.9187 | 14.5941 | 23.0002 | 1.9334 | 16.832 | 0.030554 | 1.1946 | 23.7648 | 1.1946 | 0.032958 | 0.074646 | 0.45053 | 455.2519 | 5.3652e-05 | 0 | 6.1294 | 4.2935 | 10.4229 | 465.6748 | 287.0938 | 178.5809
2037 | 14.684 | 0.42281 | 0.085226 | 6.0568 | 6.9013 | 1.6497 | 0.86618 | 0.021935 | 0.064189 | 3.76 | 12.3512 | 0.064361 | 0.013841 | 45.793 | 16.3243 | 3.1204 | 16.9656 | 19.909 | 0 | 0.060455 | 0 | 8.5236 | 0.52272 | 0.021411 | 0.026964 | 0.18585 | 158.3948 | 0.49277 | 2.018 | 62.3892 | 42.8 | 107.7 | 266.0947 | 2037 | 34.9843 | 0.97872 | 0.064628 | 0.0034809 | 0.81975 | 0.024007 | 0.022577 | 0.016692 | 0.052494 | 2.461 | 9.7871 | 0.10279 | 0.0070406 | 20.6697 | 12.5982 | 3.058 | 3.5137 | 0 | 0 | 0 | 0 | 0 | 0 | 0.022919 | 0 | 0 | 89.1871 | 0 | 1.284 | 63.2934 | 42.8 | 107.3774 | 196.5645 | 2037 | 24.3437 | 0.2357 | 0.35751 | 16.9322 | 22.5236 | 2.1954 | 10.799 | 0.029416 | 0.32794 | 10.0165 | 13.5176 | 1.0204 | 0.10212 | 216.3794 | 74.866 | 15.1658 | 23.0105 | 2.0346 | 16.832 | 0.030617 | 1.1946 | 24.5158 | 1.1946 | 0.032958 | 0.074646 | 0.45053 | 461.3511 | 8.3634e-05 | 0 | 6.171 | 4.3306 | 10.5017 | 471.8528 | 287.4301 | 184.4227
2038 | 14.684 | 0.42281 | 0.085226 | 6.2066 | 6.942 | 1.6497 | 0.9063 | 0.023005 | 0.064189 | 3.8512 | 12.7499 | 0.067793 | 0.014516 | 45.793 | 16.9616 | 3.2376 | 17.3487 | 20.8995 | 0 | 0.060669 | 0 | 8.8369 | 0.52272 | 0.021411 | 0.026964 | 0.18585 | 161.5619 | 0.50689 | 2.1165 | 62.7081 | 42.8 | 108.1314 | 269.6934 | 2038 | 34.9843 | 0.97872 | 0.064628 | 0.0034809 | 0.81975 | 0.024007 | 0.023647 | 0.017527 | 0.052494 | 2.5294 | 10.0999 | 0.10843 | 0.0073926 | 20.6697 | 13.0947 | 3.1752 | 3.5137 | 0 | 0 | 0 | 0 | 0 | 0 | 0.022919 | 0 | 0 | 90.1899 | 0 | 1.3482 | 63.8636 | 42.8 | 108.0118 | 198.2017 | 2038 | 24.3437 | 0.2357 | 0.35751 | 17.2166 | 22.706 | 2.1954 | 11.2989 | 0.030851 | 0.32794 | 10.2684 | 13.9558 | 1.0748 | 0.1071 | 216.3794 | 77.8134 | 15.7375 | 23.0208 | 2.1358 | 16.832 | 0.03068 | 1.1946 | 25.2668 | 1.1946 | 0.032958 | 0.074646 | 0.45053 | 467.4504 | 0.00011572 | 0 | 6.2127 | 4.3677 | 10.5805 | 478.0309 | 287.7664 | 190.2644
2039 | 14.684 | 0.42281 | 0.085226 | 6.3564 | 6.9827 | 1.6497 | 0.94643 | 0.024075 | 0.064189 | 3.9424 | 13.1486 | 0.071226 | 0.015191 | 45.793 | 17.5989 | 3.3548 | 17.7317 | 21.89 | 0 | 0.060883 | 0 | 9.1502 | 0.52272 | 0.021411 | 0.026964 | 0.18585 | 164.7291 | 0.52102 | 2.2149 | 63.0269 | 42.8 | 108.5628 | 273.292 | 2039 | 34.9843 | 0.97872 | 0.064628 | 0.0034809 | 0.81975 | 0.024007 | 0.024717 | 0.018361 | 0.052494 | 2.5979 | 10.4128 | 0.11406 | 0.0077447 | 20.6697 | 13.5911 | 3.2923 | 3.5137 | 0 | 0 | 0 | 0 | 0 | 0 | 0.022919 | 0 | 0 | 91.1927 | 0 | 1.4124 | 64.4338 | 42.8 | 108.6462 | 199.8389 | 2039 | 24.3437 | 0.2357 | 0.35751 | 17.5009 | 22.8884 | 2.1954 | 11.7989 | 0.032286 | 0.32794 | 10.5203 | 14.3941 | 1.1293 | 0.11208 | 216.3794 | 80.7607 | 16.3092 | 23.031 | 2.237 | 16.832 | 0.030743 | 1.1946 | 26.0177 | 1.1946 | 0.032958 | 0.074646 | 0.45053 | 473.5496 | 0.00014991 | 0 | 6.2543 | 4.4049 | 10.6593 | 484.2089 | 288.1027 | 196.1062
2040 | 14.684 | 0.42281 | 0.085226 | 6.5062 | 7.0233 | 1.6497 | 0.98655 | 0.025145 | 0.064189 | 4.0336 | 13.5473 | 0.074658 | 0.015866 | 45.793 | 18.2362 | 3.4719 | 18.1148 | 22.8805 | 0 | 0.061097 | 0 | 9.4634 | 0.52272 | 0.021411 | 0.026964 | 0.18585 | 167.8963 | 0.53514 | 2.3133 | 63.3458 | 42.8 | 108.9943 | 276.8906 | 2040 | 34.9843 | 0.97872 | 0.064628 | 0.0034809 | 0.81975 | 0.024007 | 0.025787 | 0.019196 | 0.052494 | 2.6663 | 10.7256 | 0.11969 | 0.0080967 | 20.6697 | 14.0876 | 3.4095 | 3.5137 | 0 | 0 | 0 | 0 | 0 | 0 | 0.022919 | 0 | 0 | 92.1954 | 0 | 1.4766 | 65.004 | 42.8 | 109.2806 | 201.476 | 2040 | 24.3437 | 0.2357 | 0.35751 | 17.7853 | 23.0709 | 2.1954 | 12.2989 | 0.033721 | 0.32794 | 10.7722 | 14.8323 | 1.1837 | 0.11706 | 216.3794 | 83.708 | 16.8809 | 23.0413 | 2.3383 | 16.832 | 0.030807 | 1.1946 | 26.7687 | 1.1946 | 0.032958 | 0.074646 | 0.45053 | 479.6488 | 0.0001862 | 0 | 6.2959 | 4.442 | 10.7381 | 490.3869 | 288.439 | 201.9479
2041 | 14.684 | 0.42281 | 0.085226 | 6.656 | 7.064 | 1.6497 | 1.0267 | 0.026215 | 0.064189 | 4.1249 | 13.946 | 0.078091 | 0.016542 | 45.793 | 18.8735 | 3.5891 | 18.4978 | 23.871 | 0 | 0.061311 | 0 | 9.7767 | 0.52272 | 0.021411 | 0.026964 | 0.18585 | 171.0635 | 0.54927 | 2.4118 | 63.6646 | 42.8 | 109.4257 | 280.4892 | 2041 | 34.9843 | 0.97872 | 0.064628 | 0.0034809 | 0.81975 | 0.024007 | 0.026857 | 0.02003 | 0.052494 | 2.7347 | 11.0384 | 0.12532 | 0.0084487 | 20.6697 | 14.5841 | 3.5267 | 3.5137 | 0 | 0 | 0 | 0 | 0 | 0 | 0.022919 | 0 | 0 | 93.1982 | 0 | 1.5408 | 65.5742 | 42.8 | 109.915 | 203.1132 | 2041 | 24.3437 | 0.2357 | 0.35751 | 18.0696 | 23.2533 | 2.1954 | 12.7988 | 0.035156 | 0.32794 | 11.024 | 15.2705 | 1.2381 | 0.12204 | 216.3794 | 86.6553 | 17.4526 | 23.0515 | 2.4395 | 16.832 | 0.03087 | 1.1946 | 27.5196 | 1.1946 | 0.032958 | 0.074646 | 0.45053 | 485.7481 | 0.0002246 | 0 | 6.3376 | 4.4791 | 10.8169 | 496.565 | 288.7753 | 207.7897
Excludes StLt
1995 | 0.53005 | 0.0044308 | 0 | 0 | 0 | 0 | 0 | 0 | 0 | 0 | 0 | 0 | 0 | 1.235 | 0 | 0 | 0.212 | 0 | 0 | 0 | 0 | 0 | 0 | 0 | 0 | 0 | 1.9814 | 0 | 2.362 | 1.24 | 0 | 3.602 | 5.5834 | 1995 | 1.7117 | 0.025376 | 0 | 0 | 0 | 0 | 0 | 0 | 0 | 0 | 0 | 0 | 0 | 0.099895 | 0 | 0 | 0.053 | 0 | 0 | 0 | 0 | 0 | 0 | 0 | 0 | 0 | 1.89 | 0 | 2.172 | 1.42 | 0 | 3.592 | 5.482 | 1995 | 3.5277 | 0.029891 | 0 | 0 | 0 | 0 | 0 | 0 | 0 | 0 | 0 | 0 | 0 | 4.0777 | 0 | 0 | 0.315 | 0 | 0 | 0 | 0 | 0 | 0 | 0 | 0 | 0 | 7.9503 | 0 | 0 | 0.335 | 0 | 0.335 | 8.2853 | 8.2853
1996 | -0.23151 | -0.0098351 | 0.003102 | 0 | 0 | 0 | 0 | 0 | 0 | 0 | 0 | 0 | 0 | 3.1949 | 0 | 0 | 0.059882 | 0 | 0 | 0 | 0 | 0 | 0 | 0 | 0 | 0 | 3.0166 | 0 | -0.0702 | 3.1268 | 0 | 3.0566 | 6.0732 | 1996 | -0.72503 | -0.023266 | 0 | 0 | 0 | 0 | 0 | 0 | 0 | 0 | 0 | 0 | 0 | 1.082 | 0 | 0 | -0.0039 | 0 | 0 | 0 | 0 | 0 | 0 | 0 | 0 | 0 | 0.3298 | 0 | -0.0702 | -0.182 | 0 | -0.2522 | 0.077605 | 1996 | 0.0046009 | -0.0032737 | 0.013146 | 0 | 0 | 0 | 0 | 0 | 0 | 0 | 0 | 0 | 0 | 14.5697 | 0 | 0 | 0.30911 | 0 | -0.368 | 0 | 0 | 0 | 0 | 0 | 0 | 0 | 14.8933 | 0 | 0 | 0.17561 | 0 | 0.17561 | 15.0689 | 15.0689
1997 | 0.041029 | 0 | 0.020876 | 0 | 0 | 0 | 0 | 0 | 0 | 0 | 0 | 0 | 0 | 4.345 | 0 | 0 | 0 | 0 | 0 | 0 | 0 | 0 | 0 | 0 | 0 | 0 | 4.4069 | 0 | 0 | 7.3414 | 0 | 7.3414 | 11.7483 | 1997 | 0.045227 | 0 | 0.00517 | 0 | 0 | 0 | 0 | 0 | 0 | 0 | 0 | 0 | 0 | 1.8833 | 0 | 0 | 0 | 0 | 0 | 0 | 0 | 0 | 0 | 0 | 0 | 0 | 1.9336 | 0 | 0 | 10.6502 | 0 | 10.6502 | 12.5838 | 1997 | 0.1737 | 0 | 0.08847 | 0 | 0 | 0 | 0 | 0 | 0 | 0 | 0 | 0 | 0 | 19.6499 | 0 | 0 | 0 | 0 | 0 | 0 | 0 | 0 | 0 | 0 | 0 | 0 | 19.9121 | 0 | 0 | 0.8661 | 0 | 0.8661 | 20.7782 | 20.7782
1998 | 0.02159 | 0 | 0.03437 | 0 | 0 | 0 | 0 | 0 | 0 | 0 | 0 | 0 | 0 | 3.1155 | 0 | 0 | 0.019005 | 0 | 0 | 0 | 0 | 0 | 0 | 0 | 0 | 0 | 3.1904 | 0 | 0 | 0 | 0 | 0 | 3.1904 | 1998 | 0.016317 | 0 | 0.029624 | 0 | 0 | 0 | 0 | 0 | 0 | 0 | 0 | 0 | 0 | 1.1568 | 0 | 0 | 0 | 0 | 0 | 0 | 0 | 0 | 0 | 0 | 0 | 0 | 1.2027 | 0 | 0 | 0 | 0 | 0 | 1.2027 | 1998 | 0.091404 | 0 | 0.14565 | 0 | 0 | 0 | 0 | 0 | 0 | 0 | 0 | 0 | 0 | 14.2463 | 0 | 0 | 0.057454 | 0 | 0 | 0 | 0 | 0 | 0 | 0 | 0 | 0 | 14.5408 | 0 | 0 | 0 | 0 | 0 | 14.5408 | 14.5408
1999 | 0.028538 | 0 | 0.024009 | 0 | 0 | 0 | 0 | 0 | 0 | 0 | 0 | 0 | 0 | 3.5116 | 0 | 0 | 0 | 0 | 0 | 0 | 0 | 0 | 0 | 0 | 0 | 0 | 3.5642 | 0.2068 | -2.585 | 0.6204 | 0 | -1.7578 | 1.8064 | 1999 | 0.016068 | 0 | 0.027659 | 0 | 0 | 0 | 0 | 0 | 0 | 0 | 0 | 0 | 0 | 1.5016 | 0 | 0 | 0 | 0 | 0 | 0 | 0 | 0 | 0 | 0 | 0 | 0 | 1.5453 | 0 | -2.5645 | 0.3102 | 0 | -2.2543 | -0.70902 | 1999 | 0.12082 | 0 | 0.10175 | 0 | 0 | 0 | 0 | 0 | 0 | 0 | 0 | 0 | 0 | 16.3442 | 0 | 0 | 0 | 0 | 0 | 0 | 0 | 0 | 0 | 0 | 0 | 0 | 16.5667 | 0 | 0 | 0.048782 | 0 | 0.048782 | 16.6155 | 16.6155
2000 | 0.4363 | 0.012232 | 0.0024691 | 0.0012567 | 0 | 0 | 0 | 0 | 0 | 0 | 0 | 0 | 0 | 6.2401 | 0 | 0 | 0.38327 | 0 | 0 | 0 | 0 | 0 | 0 | 0 | 0 | 0 | 7.0756 | -0.1003 | 0.0062 | 1.9394 | 0 | 1.8453 | 8.9209 | 2000 | 1.0214 | 0.028347 | 0.0018724 | 0 | 0 | 0 | 0 | 0 | 0 | 0 | 0 | 0 | 0 | 2.5337 | 0 | 0 | 0.00465 | 0 | 0 | 0 | 0 | 0 | 0 | 0 | 0 | 0 | 3.59 | 0 | -0.046223 | 0.8651 | 0 | 0.81888 | 4.4089 | 2000 | 0.73801 | 0.0068254 | 0.010535 | 0.0050694 | 0 | 0 | 0 | 0 | 0 | 0 | 0 | 0 | 0 | 21.4436 | 0 | 0 | 2.0673 | 0 | 0.496 | 0 | 0 | 0 | 0 | 0 | 0 | 0 | 24.2713 | 0 | 0 | 0.14856 | 0 | 0.14856 | 24.4199 | 24.4199
2001 | 0.042089 | 0.0001278 | 0 | 0.038834 | 0 | 0 | 0 | 0 | 0 | 0 | 0 | 0 | 0 | 2.4306 | 0 | 0 | 0.41938 | 0 | 0 | 0 | 0 | 0 | 0 | 0 | 0 | 0 | 2.9311 | -0.015975 | -0.090525 | -0.1065 | 0 | -0.213 | 2.7181 | 2001 | 0.026391 | 0 | 0 | 0 | 0 | 0 | 0 | 0 | 0 | 0 | 0 | 0 | 0 | 0.74612 | 0 | 0 | 0.093283 | 0 | 0 | 0 | 0 | 0 | 0 | 0 | 0 | 0 | 0.86579 | 0 | 0 | 1.3845 | 0 | 1.3845 | 2.2503 | 2001 | 0.17822 | 0.00054117 | 0 | 0.15553 | 0 | 0 | 0 | 0 | 0 | 0 | 0 | 0 | 0 | 5.8885 | 0 | 0 | 1.6536 | 0 | 0 | 0 | 0 | 0 | 0 | 0 | 0 | 0 | 7.8764 | 0 | 0 | 0.051137 | 0 | 0.051137 | 7.9275 | 7.9275
2002 | 0.046221 | 0 | 0 | 0.081461 | 0 | 0 | 0 | 0 | 0 | 0 | 0 | 0 | 0 | 1.173 | 0 | 0 | 1.4319 | 0 | 0 | 0 | 0 | 0 | 0 | 0 | 0 | 0 | 2.7326 | 0.069225 | 0.037275 | -0.213 | 0 | -0.1065 | 2.6261 | 2002 | 0.036743 | 0 | 0 | 0 | 0 | 0 | 0 | 0 | 0 | 0 | 0 | 0 | 0 | 0.43301 | 0 | 0 | 0.83818 | 0 | 0 | 0 | 0 | 0 | 0 | 0 | 0 | 0 | 1.3079 | 0 | 0.05964 | 1.065 | 0 | 1.1246 | 2.4326 | 2002 | 0.19572 | 0 | 0 | 0.32748 | 0 | 0 | 0 | 0 | 0 | 0 | 0 | 0 | 0 | 8.5161 | 0 | 0 | 6.6519 | 0 | 0 | 0 | 0 | 0 | 0 | 0 | 0 | 0 | 15.6912 | 0 | 0 | 0.03174 | 0 | 0.03174 | 15.7229 | 15.7229
2003 | 0.041705 | 0 | 0 | 0.18487 | 0 | 0 | 0 | 0 | 0 | 0 | 0 | 0 | 0 | 1.5119 | 0 | 0 | 0.064237 | 0 | 0 | 0 | 0 | 0 | 0 | 0 | 0 | 0 | 1.8027 | 0.0426 | -0.0426 | 0.213 | 0 | 0.213 | 2.0157 | 2003 | 0.032589 | 0 | 0 | 0 | 0 | 0 | 0 | 0 | 0 | 0 | 0 | 0 | 0 | 0.58769 | 0 | 0 | 0.027868 | 0 | 0 | 0 | 0 | 0 | 0 | 0 | 0 | 0 | 0.64814 | 0 | -0.02769 | -0.7455 | 0 | -0.77319 | -0.12505 | 2003 | 0.1766 | 0 | 0 | 0.72724 | 0 | 0 | 0 | 0 | 0 | 0 | 0 | 0 | 0 | 13.3372 | 0 | 0 | 0.30641 | 0 | 0 | 0 | 0 | 0 | 0 | 0 | 0 | 0 | 14.5474 | 0 | 0 | -0.018515 | 0 | -0.018515 | 14.5289 | 14.5289
2004 | 0.047542 | 0 | 0 | 0.17795 | 0 | 0 | 0 | 0 | 0 | 0 | 0 | 0 | 0 | 1.7936 | 0 | 0 | 0.49944 | 0 | 0 | 0 | 0 | 0 | 0 | 0 | 0 | 0 | 2.5185 | -0.005325 | 0.005325 | -0.213 | 0 | -0.213 | 2.3055 | 2004 | 0.029969 | 0 | 0 | 0 | 0 | 0 | 0 | 0 | 0 | 0 | 0 | 0 | 0 | 0.50779 | 0 | 0 | 1.4892 | 0 | 0 | 0 | 0 | 0 | 0 | 0 | 0 | 0 | 2.0269 | 0 | 0 | -2.556 | 0 | -2.556 | -0.52908 | 2004 | 0.20131 | 0 | 0 | 0.70372 | 0 | 0 | 0 | 0 | 0 | 0 | 0 | 0 | 0 | 10.233 | 0 | 0 | 4.6098 | 0 | 0 | 0 | 0 | 0 | 0 | 0 | 0 | 0 | 15.7479 | 0 | 0 | -0.11814 | 0 | -0.11814 | 15.6297 | 15.6297
2005 | 0.048564 | 0 | 0 | 0.11168 | 0 | 0 | 0 | 0 | 0 | 0 | 0 | 0 | 0 | 1.3815 | 0 | 0 | 0.097735 | 0 | 0 | 0 | 0 | 0 | 0 | 0 | 0 | 0 | 1.6395 | 0.12247 | 0.41002 | -1.278 | 0 | -0.7455 | 0.89397 | 2005 | 0.041343 | 0 | 0 | 0 | 0 | 0 | 0 | 0 | 0 | 0 | 0 | 0 | 0 | 0.6387 | 0 | 0 | 0.065157 | 0 | 0 | 0 | 0 | 0 | 0 | 0 | 0 | 0 | 0.7452 | 0 | -0.1065 | -1.8105 | 0 | -1.917 | -1.1718 | 2005 | 0.20564 | 0 | 0 | 0.43838 | 0 | 0 | 0 | 0 | 0 | 0 | 0 | 0 | 0 | 10.2634 | 0 | 0 | 0.45573 | 0 | 0 | 0 | 0 | 0 | 0 | 0 | 0 | 0 | 11.3632 | 0 | 0 | -0.149 | 0 | -0.149 | 11.2142 | 11.2142
2006 | 0.046519 | 0 | 0 | 0.11667 | 0 | 0 | 0 | 0 | 0 | 0 | 0 | 0 | 0 | 1.3132 | 0 | 0 | 0.27098 | 0 | 0 | 0 | 0 | 0 | 0 | 0 | 0 | 0 | 1.7474 | 0.25342 | -0.5325 | -1.1715 | 0 | -1.4506 | 0.29682 | 2006 | 0.031503 | 0 | 0 | 0 | 0 | 0 | 0 | 0 | 0 | 0 | 0 | 0 | 0 | 0.53925 | 0 | 0 | 0.042785 | 0 | 0 | 0 | 0 | 0 | 0 | 0 | 0 | 0 | 0.61354 | 0 | -0.1065 | 1.065 | 0 | 0.9585 | 1.572 | 2006 | 0.19698 | 0 | 0 | 0.4574 | 0 | 0 | 0 | 0 | 0 | 0 | 0 | 0 | 0 | 7.3695 | 0 | 0 | 0.93257 | 0 | 0 | 0 | 0 | 0 | 0 | 0 | 0 | 0 | 8.9564 | 0 | 0 | -0.023805 | 0 | -0.023805 | 8.9326 | 8.9326
2007 | 0.051844 | 0 | 0 | 0.20144 | 0 | 0 | 0 | 0 | 0 | 0 | 0 | 0 | 0 | 1.1086 | 0 | 0 | 1.369 | 0 | 0 | 0 | 0 | 0 | 0 | 0 | 0 | 0 | 2.7309 | -0.12572 | 0 | 0 | 0 | -0.12572 | 2.6052 | 2007 | 0.038276 | 0 | 0 | 0 | 0 | 0 | 0 | 0 | 0 | 0 | 0 | 0 | 0 | 0.24048 | 0 | 0 | 0.61392 | 0 | 0 | 0 | 0 | 0 | 0 | 0 | 0 | 0 | 0.89267 | 0 | 0 | 0.5325 | 0 | 0.5325 | 1.4252 | 2007 | 0.21953 | 0 | 0 | 0.78653 | 0 | 0 | 0 | 0 | 0 | 0 | 0 | 0 | 0 | 6.817 | 0 | 0 | 2.2705 | 0 | 0 | 0 | 0 | 0 | 0 | 0 | 0 | 0 | 10.0936 | 0 | 0 | 0.022042 | 0 | 0.022042 | 10.1157 | 10.1157
2008 | 0.067649 | 0 | 0 | 0.11473 | 0.013014 | 0.0019436 | 0 | 0 | 0 | 0.10091 | 0.0052302 | 0 | 0 | 1.8644 | 0 | 0 | 0 | 0 | 0 | 0 | 0 | 0 | 0 | 0 | 0 | 0 | 2.1679 | 0 | 0 | 0 | 37.1175 | 37.1175 | 39.2854 | 2008 | 0.03949 | 0 | 0 | 0 | 0 | 0 | 0 | 0 | 0 | 0 | 0 | 0 | 0 | 0.95782 | 0 | 0 | 0 | 0 | 0 | 0 | 0 | 0 | 0 | 0 | 0 | 0 | 0.99731 | 0 | 0 | 6.2835 | 37.1175 | 43.401 | 44.3983 | 2008 | 0.28646 | 0 | 0 | 0.45351 | 0.018815 | 0.0067712 | 0 | 0 | 0 | 0.34366 | 0.01159 | 0 | 0 | 13.1511 | 0 | 0 | 0 | 0 | 0 | 0 | 0 | 0 | 0 | 0 | 0 | 0 | 14.2719 | 0 | 0 | 0.26009 | 1.1638 | 1.4239 | 15.6958 | 14.1512 | 1.5446
2009 | 0.084305 | 0 | 0 | 0.26354 | 0.30959 | 0.015435 | 0 | 0 | 0.0011715 | 0.52036 | 0.042839 | 0 | 0 | 2.3029 | 0 | 0 | 0 | 0 | 0 | 0 | 0 | 0 | 0 | 0 | 0 | 0 | 3.5402 | -0.23206 | 0 | 22.4715 | 0 | 22.2394 | 25.7796 | 2009 | 0.061983 | 0 | 0 | 0 | 0.0094146 | 0.00012368 | 0 | 0 | 0 | 0.11431 | 0.011175 | 0 | 0 | 0.67917 | 0 | 0 | 0 | 0 | 0 | 0 | 0 | 0 | 0 | 0 | 0 | 0 | 0.87618 | 0 | 0 | -6.3154 | 0 | -6.3154 | -5.4393 | 2009 | 0.35699 | 0 | 0 | 1.0404 | 0.44759 | 0.063075 | 0 | 0 | 0.0028886 | 1.4374 | 0.033334 | 0 | 0 | 15.3911 | 0 | 0 | 0 | 0 | 0 | 0 | 0 | 0 | 0 | 0 | 0 | 0 | 18.7727 | 0 | 0 | 1.0408 | 1.2206 | 2.2614 | 21.034 | 17.8292 | 3.2048
2010 | 0.070759 | 0 | 0 | 0.25429 | 1.6716 | 0.12559 | 0 | 0 | 0.027136 | 0.33637 | 0.70817 | 0 | 0 | 1.0139 | 0 | 0 | 0.2818 | 0 | 0 | 0 | 0 | 0 | 0 | 0 | 0 | 0 | 4.4896 | -0.000426 | 0 | 0 | 0 | -0.000426 | 4.4892 | 2010 | 0.064475 | 0 | 0 | 0 | 0.21454 | 0.0060087 | 0 | 0 | 0.006784 | 0.38473 | 0.33931 | 0 | 0 | 2.0725 | 0 | 0 | 0 | 0 | 0 | 0 | 0 | 0 | 0 | 0 | 0 | 0 | 3.0883 | 0 | 0 | 22.1839 | 0 | 22.184 | 25.2723 | 2010 | 0.29963 | 0 | 0 | 0.99588 | 2.4167 | 0.099854 | 0 | 0 | 0.24689 | 0.85794 | 0.21821 | 0 | 0 | 6.2184 | 0 | 0 | 0.22886 | 0 | 0 | 0 | 0 | 0 | 0 | 0 | 0 | 0 | 11.5823 | 0 | 0 | 0.91826 | 0.41659 | 1.3348 | 12.9172 | 8.661 | 4.2562
2011 | 0.055449 | 0 | 0 | 0.36747 | 2.8206 | 0 | 0 | 0 | 0.010352 | 0.12811 | 1.2641 | 0 | 0 | 0 | 0 | 0 | 0.089945 | 0 | 0 | 0 | 0 | 0.078144 | 0 | 0 | 0.002982 | 0.022109 | 4.8393 | 0 | 0 | 0 | 2.121 | 2.121 | 6.9603 | 2011 | 0.05555 | 0 | 0 | 0 | 0.58511 | 0 | 0 | 0 | 0.0078277 | 0.1278 | 1.1339 | 0 | 0 | 0 | 0 | 0 | 0.069651 | 0 | 0 | 0 | 0 | 0 | 0 | 0 | 0 | 0 | 1.9798 | 0 | 0 | 0 | 2.121 | 2.121 | 4.1008 | 2011 | 0.3654 | 0 | 0 | 0.68234 | 10.4581 | 0 | 0 | 0 | 0.032737 | 0.49476 | 1.5572 | 0 | 0 | 0 | 0 | 0 | 0.42897 | 0 | 0 | 0 | 0 | 0.45424 | 0 | 0 | 0.0083413 | 0.061859 | 14.5439 | 0 | 0 | 0 | 0.14473 | 0.14473 | 14.6886 | 1.4767 | 13.2119
2012 | 0.058149 | 0 | 0 | 0.15581 | 0.54442 | 0.11099 | 0 | 0 | 0.01278 | 0.14612 | 0.55857 | 0 | 0 | 1.2525 | 0 | 0 | 0.89025 | 0 | 0 | 0 | 0 | 0.31406 | 0.037062 | 0 | 0.005964 | 0.038979 | 4.1256 | 0.13822 | 0 | 11.0025 | 1.0605 | 12.2012 | 16.3268 | 2012 | 0.048404 | 0 | 0 | 0 | 0 | 0 | 0 | 0 | 0.025134 | 0 | 0.68546 | 0 | 0 | 0 | 0 | 0 | 0 | 0 | 0 | 0 | 0 | 0 | 0 | 0 | 0 | 0 | 0.75899 | 0 | 0 | 8.3905 | 1.0605 | 9.451 | 10.21 | 2012 | 0.4321 | 0 | 0 | 0.29966 | 2.5297 | 0.3128 | 0 | 0 | 0.03082 | 0.22548 | 0.66497 | 0 | 0 | 7.525 | 0 | 0 | 0.16115 | 0 | 0 | 0 | 0.14244 | 1.5862 | 0.14244 | 0 | 0.016683 | 0.10903 | 14.1784 | 0 | 0 | 0.9849 | 0.14169 | 1.1266 | 15.305 | 9.4028 | 5.9023
2013 | 0.14724 | 0.002134 | 0.00039825 | 0.22254 | 0.49811 | 0.20494 | 0 | 0 | 0.001258 | 0.12783 | 0.45303 | 0 | 0 | 2.4321 | 0 | 0 | 0.12094 | 0 | 0 | 0 | 0 | 0.60725 | 0.10996 | 0.010705 | 0.006034 | 0.065856 | 5.0103 | 0.0066003 | 0 | -0.43501 | 1.2547 | 0.82626 | 5.8366 | 2013 | 0.21934 | 0.0045721 | 0.000302 | 0 | 0.010679 | 0.0018461 | 0 | 0 | 0.0005932 | 0.0029429 | 0.16755 | 0 | 0 | 1.8949 | 0 | 0 | 0.11393 | 0 | 0 | 0 | 0 | 0 | 0 | 0 | 0 | 0 | 2.4166 | 0 | 0 | 2.819 | 1.2547 | 4.0737 | 6.4903 | 2013 | 0.45198 | -0.00014376 | -0.002039 | 0.3608 | 1.9383 | 0.659 | 0 | 0 | 0.0022154 | 0.25272 | 0.4183 | 0 | 0 | 12.4472 | 0 | 0 | 0.30676 | 0 | -0.096 | 0 | 0.31136 | 3.5453 | 0.31136 | 0.016479 | 0.016446 | 0.18056 | 21.2167 | 0 | 0 | 0.039219 | 0.061389 | 0.10061 | 21.3173 | 13.6038 | 7.7135
2014 | 0.086135 | 0.000321 | 0 | 0.25094 | 0.083203 | 0.59699 | 0 | 0 | 0.0076612 | 0.14734 | 0.47339 | 0 | 0 | 3.9267 | 0 | 0 | 0.26161 | 0 | 0 | 0 | 0 | 0.20143 | 0.020127 | 0.010705 | 0.005992 | 0.052912 | 6.1255 | -0.14552 | 0 | 1.2519 | 1.9872 | 3.0936 | 9.219 | 2014 | 0.086381 | 0.0002889 | 0 | 0 | 0 | 0.0023968 | 0 | 0 | 0.0060776 | 0.096043 | 0.32107 | 0 | 0 | 2.8669 | 0 | 0 | 0 | 0 | 0 | 0 | 0 | 0 | 0 | 0.022919 | 0 | 0 | 3.4021 | 0 | 0 | 6.1632 | 1.07 | 7.2332 | 10.6353 | 2014 | 0.63345 | 0.0023607 | 0 | 0.46605 | 0.39879 | 0.61638 | 0 | 0 | 0.0082645 | 0.2914 | 0.4319 | 0 | 0 | 6.8043 | 0 | 0 | 0.0263 | 0 | 0 | 0 | 0.11719 | 1.1352 | 0.11719 | 0.016479 | 0.016588 | 0.082482 | 11.1643 | 0 | 0 | 0.32428 | 0.14652 | 0.4708 | 11.6351 | 8.2567 | 3.3784
2015 | 0 | 0 | 0 | 0.31472 | 0.05119 | 0.59377 | 0.015927 | 0 | 0.0038306 | 0.22792 | 0.3959 | 0 | 0 | 0.0098226 | 0.51946 | 0.097573 | 1.4513 | 0 | 0 | 0.001819 | 0 | 0.15604 | 0.35557 | 0 | 0.005992 | 0.005992 | 4.2068 | 0 | 0 | 6.5634 | -0.74087 | 5.8225 | 10.0294 | 2015 | 0 | 0 | 0 | 0.0034809 | 0 | 0.013632 | 0 | 0 | 0.0060776 | 0.20244 | 0.59526 | 0 | 0 | 0.01498 | 0 | 0 | 0 | 0 | 0 | 0 | 0 | 0 | 0 | 0 | 0 | 0 | 0.83588 | 0 | 0 | -1.0724 | 0.17629 | -0.89607 | -0.060189 | 2015 | 0 | 0 | 0 | 2.9583 | 0.23451 | 0.4375 | 0.20476 | 0 | 0.0041323 | 0.52134 | 0.31723 | 0 | 0 | 0.0074576 | 1.7724 | 0.41601 | 1.3312 | 0 | 0 | 0.013322 | 0.62358 | 0.61662 | 0.62358 | 0 | 0.016588 | 0.016588 | 10.1151 | 0 | 0 | 0.33249 | 0.23705 | 0.56954 | 10.6846 | 4.6295 | 6.0552
2016 | 0 | 0 | 0 | 0.1209 | 0.035882 | 0 | 0.022069 | 0 | 0 | 0.10946 | 0.11752 | 0 | 0 | 0 | 1.9517 | 0.44523 | 0.57459 | 0 | 0 | 0.028034 | 0 | 0.54827 | 0 | 0 | 0 | 0 | 3.9537 | 0 | 0 | -0.99396 | 0 | -0.99396 | 2.9597 | 2016 | 0 | 0 | 0 | 0 | 0 | 0 | 0.0008774 | 0 | 0 | 0.095797 | 0.026857 | 0 | 0 | 0 | 1.0674 | 0.18746 | 0 | 0 | 0 | 0 | 0 | 0 | 0 | 0 | 0 | 0 | 1.3784 | 0 | 0 | -1.7106 | 0 | -1.7106 | -0.3322 | 2016 | 0 | 0 | 0 | 0.23186 | 0.16098 | 0 | 0.27498 | 0 | 0 | 0.30226 | 0.70556 | 0 | 0 | 0 | 9.0262 | 2.1725 | 0.015392 | 0 | 0 | 0.0082687 | 0 | 1.3142 | 0 | 0 | 0 | 0 | 14.2121 | 0 | 0 | -0.12708 | 0.074259 | -0.052824 | 14.1593 | 0.12017 | 14.0391
2017 | 0 | 0 | 0 | 0.081641 | 0.035171 | 0 | 0.02568 | 0.000535 | 0 | 0.091218 | 0.35881 | 0.00085814 | 0.00033759 | 0 | 1.4658 | 0.38079 | 0.38306 | 0.29715 | 0 | 0.026322 | 0 | 0.35246 | 0 | 0 | 0 | 0 | 3.4998 | -0.0037093 | 0.04922 | -1.5273 | 0 | -1.4818 | 2.018 | 2017 | 0 | 0 | 0 | 0 | 0 | 0 | 0.0002996 | 0 | 0 | 0.068426 | 0.25025 | 0 | 0 | 0 | 1.9735 | 0.70299 | 0 | 0 | 0 | 0 | 0 | 0 | 0 | 0 | 0 | 0 | 2.9955 | 0 | 0 | -2.8511 | 0 | -2.8511 | 0.14442 | 2017 | 0 | 0 | 0 | 0.15497 | 0.15779 | 0 | 0.31998 | 0.00071746 | 0 | 0.25189 | 0.39442 | 0.013606 | 0.0024906 | 0 | 6.7788 | 1.858 | 0.010261 | 0.030367 | 0 | 0.0077638 | 0 | 0.84483 | 0 | 0 | 0 | 0 | 10.8259 | 0 | 0 | -0.20439 | 0.018565 | -0.18583 | 10.6401 | -0.039155 | 10.6793
2018 | 0 | 0 | 0 | 0.1498 | 0.050825 | 0 | 0.040125 | 0.00107 | 0 | 0.091218 | 0.39868 | 0.0017163 | 0.00067517 | 0 | 0.39831 | 0.058582 | 0.38306 | 0.7924 | 0 | 0.000214 | 0 | 0.3133 | 0 | 0 | 0 | 0 | 2.68 | 0.014124 | 0.09844 | 0.31886 | 0 | 0.43142 | 3.1114 | 2018 | 0 | 0 | 0 | 0 | 0 | 0 | 0.00107 | 0.0008346 | 0 | 0.068426 | 0.31281 | 0.0028162 | 0.00035203 | 0 | 0.3103 | 0.058582 | 0 | 0 | 0 | 0 | 0 | 0 | 0 | 0 | 0 | 0 | 0.7552 | 0 | 0.0642 | 0.57021 | 0 | 0.63441 | 1.3896 | 2018 | 0 | 0 | 0 | 0.28436 | 0.22802 | 0 | 0.49996 | 0.0014349 | 0 | 0.25189 | 0.43824 | 0.027211 | 0.0049812 | 0 | 1.8421 | 0.28585 | 0.010261 | 0.080979 | 0 | 6.312e-05 | 0 | 0.75096 | 0 | 0 | 0 | 0 | 4.7063 | 0 | 0 | 0.041646 | 0.037129 | 0.078776 | 4.7851 | 0.33626 | 4.4488
2019 | 0 | 0 | 0 | 0.1498 | 0.050825 | 0 | 0.040125 | 0.00107 | 0 | 0.091217 | 0.39868 | 0.0021453 | 0.00067517 | 0 | 0.5178 | 0.058582 | 0.38306 | 0.9905 | 0 | 0.000214 | 0 | 0.3133 | 0 | 0 | 0 | 0 | 2.998 | 0.014124 | 0.09844 | 0.31886 | 0 | 0.43142 | 3.4294 | 2019 | 0 | 0 | 0 | 0 | 0 | 0 | 0.00107 | 0.0008346 | 0 | 0.068426 | 0.31281 | 0.0028162 | 0.00035203 | 0 | 0.3103 | 0.058582 | 0 | 0 | 0 | 0 | 0 | 0 | 0 | 0 | 0 | 0 | 0.7552 | 0 | 0.0642 | 0.57021 | 0 | 0.63441 | 1.3896 | 2019 | 0 | 0 | 0 | 0.28436 | 0.22802 | 0 | 0.49996 | 0.0014349 | 0 | 0.25189 | 0.43824 | 0.034014 | 0.0049812 | 0 | 2.3947 | 0.28585 | 0.010261 | 0.10122 | 0 | 6.312e-05 | 0 | 0.75096 | 0 | 0 | 0 | 0 | 5.286 | 0 | 0 | 0.041646 | 0.037129 | 0.078776 | 5.3647 | 0.33626 | 5.0285
2020 | 0 | 0 | 0 | 0.1498 | 0.045743 | 0 | 0.040125 | 0.00107 | 0 | 0.091217 | 0.39868 | 0.0025744 | 0.00067517 | 0 | 0.63729 | 0.087874 | 0.38306 | 0.9905 | 0 | 0.000214 | 0 | 0.3133 | 0 | 0 | 0 | 0 | 3.1421 | 0.014124 | 0.09844 | 0.31886 | 0 | 0.43142 | 3.5735 | 2020 | 0 | 0 | 0 | 0 | 0 | 0 | 0.00107 | 0.0008346 | 0 | 0.068426 | 0.31281 | 0.0042244 | 0.00035203 | 0 | 0.49648 | 0.058582 | 0 | 0 | 0 | 0 | 0 | 0 | 0 | 0 | 0 | 0 | 0.94278 | 0 | 0.0642 | 0.57021 | 0 | 0.63441 | 1.5772 | 2020 | 0 | 0 | 0 | 0.28436 | 0.20522 | 0 | 0.49996 | 0.0014349 | 0 | 0.25189 | 0.43824 | 0.040817 | 0.0049812 | 0 | 2.9473 | 0.42877 | 0.010261 | 0.10122 | 0 | 6.312e-05 | 0 | 0.75096 | 0 | 0 | 0 | 0 | 5.9655 | 0 | 0 | 0.041646 | 0.037129 | 0.078776 | 6.0443 | 0.33626 | 5.708
2021 | 0 | 0 | 0 | 0.1498 | 0.04066 | 0 | 0.040125 | 0.00107 | 0 | 0.091217 | 0.39868 | 0.0025744 | 0.00067517 | 0 | 0.63729 | 0.11716 | 0.38306 | 0.9905 | 0 | 0.000214 | 0 | 0.3133 | 0 | 0 | 0 | 0 | 3.1663 | 0.014124 | 0.09844 | 0.31886 | 0 | 0.43142 | 3.5978 | 2021 | 0 | 0 | 0 | 0 | 0 | 0 | 0.00107 | 0.0008346 | 0 | 0.068427 | 0.31281 | 0.0042244 | 0.00035203 | 0 | 0.49648 | 0.11716 | 0 | 0 | 0 | 0 | 0 | 0 | 0 | 0 | 0 | 0 | 1.0014 | 0 | 0.0642 | 0.57021 | 0 | 0.63441 | 1.6358 | 2021 | 0 | 0 | 0 | 0.28436 | 0.18242 | 0 | 0.49996 | 0.0014349 | 0 | 0.25189 | 0.43824 | 0.040817 | 0.0049812 | 0 | 2.9473 | 0.5717 | 0.010261 | 0.10122 | 0 | 6.312e-05 | 0 | 0.75096 | 0 | 0 | 0 | 0 | 6.0856 | 0 | 0 | 0.041646 | 0.037129 | 0.078776 | 6.1644 | 0.33626 | 5.8281
2022 | 0 | 0 | 0 | 0.1498 | 0.04066 | 0 | 0.040125 | 0.00107 | 0 | 0.091217 | 0.39868 | 0.0030035 | 0.00067517 | 0 | 0.63729 | 0.11716 | 0.38306 | 0.9905 | 0 | 0.000214 | 0 | 0.3133 | 0 | 0 | 0 | 0 | 3.1668 | 0.014124 | 0.09844 | 0.31886 | 0 | 0.43142 | 3.5982 | 2022 | 0 | 0 | 0 | 0 | 0 | 0 | 0.00107 | 0.0008346 | 0 | 0.068426 | 0.31281 | 0.0042244 | 0.00035203 | 0 | 0.49648 | 0.11716 | 0 | 0 | 0 | 0 | 0 | 0 | 0 | 0 | 0 | 0 | 1.0014 | 0 | 0.0642 | 0.57021 | 0 | 0.63441 | 1.6358 | 2022 | 0 | 0 | 0 | 0.28436 | 0.18242 | 0 | 0.49996 | 0.0014349 | 0 | 0.25189 | 0.43824 | 0.047619 | 0.0049812 | 0 | 2.9473 | 0.5717 | 0.010261 | 0.10122 | 0 | 6.312e-05 | 0 | 0.75096 | 0 | 0 | 0 | 0 | 6.0924 | 0 | 0 | 0.041646 | 0.037129 | 0.078776 | 6.1712 | 0.33626 | 5.8349

## Savings Summary
Compare Prior Year Actuals to This Year's Fcst. |  |  |  | Actual at the Meter |  |  | Projected at the Meter
|  |  | Update these dates -->> | 2016 |  |  | 2017 |  |  | Change in Savings From Actual to Projected
| Class | Type | Program | Incremental DSM Summer Savings Per Participant (KW) | Incremental DSM Winter Savings Per Participant (KW) | Incremental DSM Energy Savings Per Participant (KWH) | Incremental DSM Summer Savings Per Participant (KW) | Incremental DSM Winter Savings Per Participant (KW) | Incremental DSM Energy Savings Per Participant (KWH) | Incremental DSM Summer Savings Per Participant (KW) | Incremental DSM Winter Savings Per Participant (KW) | Incremental DSM Energy Savings Per Participant (KWH)
1 | RES | Conserv | Audit Alt | 0 | 0 | 0 | 0 | 0 | 0 | 0 | 0 | 0 | FPSC does not allow savings from audits to be counted any longer.
2 | RES | Conserv | Audit RCS | 0 | 0 | 0 | 0 | 0 | 0 | 0 | 0 | 0
3 | RES | Conserv | Assited Audit | 0 | 0 | 0 | 0 | 0 | 0 | 0 | 0 | 0
4 | RES | Conserv | Ceiling Ins | 0.26 | 0.37 | 848 | 0.26 | 0.37 | 848 | 0 | 0 | 0 | NEW in 2015
5 | RES | Conserv | DuctRep | 0.171 | 0.217 | 298 | 0.171 | 0.217 | 298 | 0 | 0 | 0
6 | RES | Conserv | ECM | 0.15 | 0.142 | 388 | 0.15 | 0.142 | 388 | 0 | 0 | 0
7 | RES | Conserv | Educ Prgm | 0.025 | 0.046 | 342 | 0.025 | 0.046 | 342 | 0 | 0 | 0
8 | RES | Conserv | Energy Star | 0.531 | 0.49 | 2489 | 0.531 | 0.49 | 2489 | 0 | 0 | 0
9 | RES | Conserv | Heat&Cool | 0.102 | 0.333 | 371 | 0.102 | 0.333 | 371 | 0 | 0 | 0
10 | RES | Conserv | Weatherization | 0.241 | 0.337 | 1222 | 0.241 | 0.337 | 1222 | 0 | 0 | 0
11 | RES | Conserv | Wall Ins | 0.104 | 0.226 | 399 | 0.104 | 0.226 | 399 | 0 | 0 | 0 | NEW in 2015
12 | RES | Conserv | Window Repl | 0.311 | 0.212 | 1121 | 0.311 | 0.212 | 1121 | 0 | 0 | 0 | NEW in 2015
14 | COM/IND | Conserv | Audit Free | 0 | 0 | 0 | 0 | 0 | 0 | 0 | 0 | 0 | FPSC does not allow savings from audits to be counted any longer.
15 | COM/IND | Conserv | Audit Paid | 0 | 0 | 0 | 0 | 0 | 0 | 0 | 0 | 0
18 | COM/IND | Conserv | Ceiling Ins | 0.75 | 0.02 | 9505 | 0.75 | 0.02 | 9505 | 0 | 0 | 0 | NEW in 2015
20 | COM/IND | Conserv | Chillers | 17.05 | 12.79 | 47887 | 17.05 | 12.79 | 47887 | 0 | 0 | 0
24 | COM/IND | Conserv | ConsValue | 179 | 0 | 4877 | 179 | 0 | 4877 | 0 | 0 | 0
29 | COM/IND | Conserv | Cool Roof | 14.64 | 0 | 35692 | 14.64 | 0 | 35692 | 0 | 0 | 0
16 | COM/IND | Conserv | Cooling | 0.93 | NA | 1814 | 1.4 | NA | 2703 | 0.47 | NA | 889
17 | COM/IND | Conserv | DuctRepair | 0.19 | 0 | 867 | 0.19 | 0 | 867 | 0 | 0 | 0
28 | COM/IND | Conserv | ECM | 0.04 | 0 | 12 | 0.04 | 0 | 12 | 0 | 0 | 0
26 | COM/IND | Conserv | Con-Ltg | 14.89 | 11.6 | 70041 | 14.89 | 11.6 | 70041 | 0 | 0 | 0 | NEW in 2015
27 | COM/IND | Conserv | Non-cond Ltg | 10.95 | 10.95 | 54344 | 10.95 | 10.95 | 54344 | 0 | 0 | 0 | NEW in 2015
21 | COM/IND | Conserv | Occ Sensors | 15.69 | 12.55 | 95812 | 24.84 | 19.49 | 27772 | 9.15 | 6.94 | -68040
30 | COM/IND | Conserv | Refrigeration | 0.802 | 1.316 | 12933 | 0.802 | 0.802 | 0.802 | 0.802 | 0.802 | 0.802
25 | COM/IND | Conserv | TES | 185.14 | 0 | 19244 | 185.14 | 0 | 19244 | 0 | 0 | 0 | NEW in 2015
19 | COM/IND | Conserv | Wall Ins | 0.5 | 0.39 | 682 | 0.5 | 0.39 | 682 | 0 | 0 | 0 | NEW in 2015
23 | COM/IND | Conserv | Water Ht | 0.631 | 0.329 | 4735 | 0.631 | 0.329 | 4735 | 0 | 0 | 0
13 | RES | LoadMgmt | Energy Pln | 2.012 | 3.134 | 242 | 2.012 | 3.134 | 242 | 0 | 0 | 0
31 | COM/IND | LoadMgmt | DR (enernoc) | 470.59 | 470.59 | 35294 | 470.59 | 470.59 | 35294 | 0 | 0 | 0
32 | COM/IND | LoadMgmt | LM cyc | 13.2 | NA | NA | 13.2 | NA | NA | 0 | NA | NA
33 | COM/IND | LoadMgmt | LM ext | 92 | 60 | NA | 92 | 60 | NA | 0 | 0 | NA
34 | COM/IND | LoadMgmt | SBG | 298 | 298 | 29800 | 298 | 298 | 29800 | 0 | 0 | 0
Discontinued programs
| RES | Conserv | Maint | 0 | 0 | 0 | 0 | 0 | 0 | 0 | 0 | 0 | Discontinued with approval of 2015-2024
| RES | Conserv | Solar DHW | 0 | 0 | 0 | 0 | 0 | 0 | 0 | 0 | 0 | Discontinued after 2015
| RES | Conserv | PV | 0 | 0 | 0 | 0 | 0 | 0 | 0 | 0 | 0 | Discontinued after 2015
| RES | Conserv | Window Film | 0 | 0 | 0 | 0 | 0 | 0 | 0 | 0 | 0 | Discontinued after 2015
| RES | LoadMgmt | PrimeTime | 0.93258 | 1.5916 | NA | 0 | 0 | NA | -0.93258 | -1.5916 | NA | Discontinued 5/11/2016
| COM/IND | Conserv | HVAC Recom | 0 | 0 | 0 | 0 | 0 | 0 | 0 | 0 | 0 | Discontinued with approval of 2015-2024
| COM/IND | Conserv | ERV | 0 | 0 | 0 | 0 | 0 | 0 | 0 | 0 | 0 | Discontinued with approval of 2015-2024
| COM/IND | Conserv | PV | 0 | 0 | 0 | 0 | 0 | 0 | 0 | 0 | 0 | Discontinued with approval of 2015-2024
| COM/IND | Conserv | School PV | 0 | 0 | 0 | 0 | 0 | 0 | 0 | 0 | 0 | Discontinued with approval of 2015-2024
| COM/IND | Conserv | ECM HVAC | 0 | 0 | 0 | 0 | 0 | 0 | 0 | 0 | 0 | Discontinued with approval of 2015-2024
| COM/IND | Conserv | Bld Envel | 0 | 0 | 0 | 0 | 0 | 0 | 0 | 0 | 0 | Discontinued with approval of 2015-2024
| COM/IND | Conserv | Lighting | 0 | 0 | 0 | 0 | 0 | 0 | 0 | 0 | 0 | Discontinued with approval of 2015-2024
| COM/IND | Conserv | E E Motors | 0 | 0 | 0 | 0 | 0 | 0 | 0 | 0 | 0 | Discontinued with approval of 2015-2024
| COM/IND | Conserv | Audit Mail-In | NA | NA | NA | NA | NA | NA | NA | NA | NA | Discontinued in 2000
| StLt | Conserv | Street Lt | NA | NA | NA | NA | NA | NA | NA | NA | NA | Discontinued prior to 1990
|  |  | TOTALS | 1319.5726 | 885.2636 | 430411 | 1328.26 | 890.098 | 350327.802 | 9.4894 | 6.1504 | -67150.198

## CompareFcsts
Compare this year's forecast to last year's forecast…
2018-2030 Forecast
| Conservation & Load Mgmt Energy Savings |  |  |  | Conservation Demand Savings |  | Load Management Demand Savings |  | Total Demand Savings |  | Summary | Conservation & Load Mgmt Energy Savings |  |  |  |  | Conservation Demand Savings |  |  | Load Management Demand Savings |  |  | Total Demand Savings
Year | RES (GWH) | COM (GWH) | IND (GWH) | Total (GWH) | Winter PEAK (MW) | Summer PEAK (MW) | Winter PEAK (MW) | Summer PEAK (MW) | Winter PEAK (MW) | Summer PEAK (MW) |  | RES (GWH) | COM (GWH) | IND (GWH) | Total (GWH) |  | Winter PEAK (MW) | Summer PEAK (MW) |  | Winter PEAK (MW) | Summer PEAK (MW) |  | Winter PEAK (MW) | Summer PEAK (MW) | ThisYr Com/Ind
2006 | 412.0341 | 173.5336 | 18.9688 | 604.5364 | 497.3436 | 127.5703 | 146.452 | 94.8973 | 643.7956 | 222.4676 | This Year's Forecast | [13 empty] | 192.5024
2007 | 420.6175 | 182.7164 | 19.9017 | 623.2355 | 502.6628 | 133.7127 | 114.1517 | 87.5271 | 616.8145 | 221.2397 | 2017 | 599.8954 | 316.7502 | 33.945 | 950.5906 | 0 | 593.6268 | 238.3403 | 0 | 111.8486 | 111.5575 | 0 | 705.4755 | 349.8977 | 202.618
2008 | 430.6592 | 196.8879 | 21.4259 | 648.9731 | 507.8611 | 139.9463 | 190.9473 | 124.2291 | 698.8084 | 264.1754 | 2026 | 711.8259 | 364.8856 | 39.009 | 1115.7206 | 0 | 635.6284 | 290.4565 | 0 | 153.7082 | 138.9181 | 0 | 789.3366 | 429.3745 | 218.3138
2009 | 443.5772 | 215.9226 | 23.4253 | 682.9251 | 514.002 | 148.602 | 160.6996 | 134.2317 | 674.7015 | 282.8337 | [14 empty] | 239.3479
2010 | 458.2401 | 227.6477 | 24.6174 | 710.5051 | 524.3856 | 158.4172 | 188.647 | 129.4777 | 713.0326 | 287.8949 | Last Year's Forecast | [13 empty] | 252.265
2011 | 474.3381 | 240.9357 | 26.018 | 741.2918 | 533.3475 | 168.0179 | 171.7143 | 131.386 | 705.0619 | 299.404 | 2017 | 597.168 | 317.4399 | 33.9803 | 948.5881 | 0 | 591.602 | 237.6187 | 0 | 115.0665 | 113.916 | 0 | 706.6686 | 351.5347 | 266.9537
2012 | 493.1497 | 254.7402 | 27.5186 | 775.4085 | 539.7766 | 179.3434 | 179.1727 | 141.2864 | 718.9492 | 320.6299 | 2026 | 709.0985 | 416.4949 | 44.702 | 1170.2954 | 0 | 639.0335 | 299.2229 | 0 | 156.9261 | 143.0822 | 0 | 795.9596 | 442.3051 | 282.2587
2013 | 513.4241 | 273.9618 | 29.6142 | 817.0001 | 555.6146 | 195.3155 | 168.1386 | 136.1488 | 723.7532 | 331.4643 | [14 empty] | 303.576
2014 | 546.6836 | 284.48 | 30.7311 | 861.8948 | 569.6628 | 210.6182 | 170.8811 | 137.9268 | 740.5439 | 348.545 | Change in Forecast | [13 empty] | 315.2111
2015 | 568.4549 | 294.392 | 31.5037 | 894.3506 | 576.3718 | 223.5681 | 156.9035 | 131.2328 | 733.2753 | 354.8009 | 2017 | 2.7275 | -0.68968 | -0.035254 | 2.0025 |  | 2.0248 | 0.72156 |  | -3.2179 | -2.3585 |  | -1.1931 | -1.637 | 325.8958
2016 | 587.6383 | 307.1586 | 32.8965 | 927.6933 | 585.9522 | 232.0383 | 132.8985 | 110.9775 | 718.8507 | 343.0159 | 2026 | 2.7275 | -51.6093 | -5.693 | -54.5748 |  | -3.4051 | -8.7664 |  | -3.2179 | -4.1641 |  | -6.623 | -12.9306 | 340.0551
2017 | 599.8954 | 316.7502 | 33.945 | 950.5906 | 593.6268 | 238.3403 | 111.8486 | 111.5575 | 705.4755 | 349.8977 | [14 empty] | 350.6952
2018 | 611.4853 | 321.0852 | 34.3951 | 966.9655 | 597.8328 | 243.5492 | 115.8458 | 114.1478 | 713.6786 | 357.697 | % Change in Forecast | [13 empty] | 355.4802
2019 | 623.7699 | 325.9419 | 34.9031 | 984.6149 | 602.204 | 249.2188 | 119.843 | 117.0079 | 722.047 | 366.2267 | 2017 | 0.4567% | -0.2173% | -0.1037% | 0.2111% |  | 0.3423% | 0.3037% |  | -2.797% | -2.07% |  | -0.1688% | -0.4657% | 360.845
2020 | 636.4333 | 331.4101 | 35.4791 | 1003.3225 | 606.9943 | 255.112 | 124.6809 | 120.1379 | 731.6752 | 375.25 | 2026 | 0.3846% | -12.39% | -12.74% | -4.663% |  | -0.5328% | -2.93% |  | -2.051% | -2.91% |  | -0.8321% | -2.923% | 366.8892
2021 | 649.0967 | 336.9865 | 36.0671 | 1022.1503 | 611.8431 | 261.0295 | 129.5188 | 123.268 | 741.3619 | 384.2975 | [14 empty] | 373.0537
2022 | 661.7209 | 342.5691 | 36.6558 | 1040.9457 | 616.6919 | 266.9364 | 134.3567 | 126.398 | 751.0486 | 393.3344 | [14 empty] | 379.2249
2023 | 674.2863 | 348.1577 | 37.2452 | 1059.6892 | 621.4707 | 272.8274 | 139.1946 | 129.528 | 760.6653 | 402.3554 | [14 empty] | 385.4029
2024 | 686.8126 | 353.7463 | 37.8345 | 1078.3934 | 626.2138 | 278.7074 | 144.0325 | 132.658 | 770.2462 | 411.3654 | [14 empty] | 391.5809
2025 | 699.3192 | 359.335 | 38.4239 | 1097.0781 | 630.9211 | 284.582 | 148.8704 | 135.788 | 779.7914 | 420.37 | [14 empty] | 397.7589
2026 | 711.8259 | 364.8856 | 39.009 | 1115.7206 | 635.6284 | 290.4565 | 153.7082 | 138.9181 | 789.3366 | 429.3745 | [14 empty] | 403.8946
2027 | 724.3326 | 370.4742 | 39.5984 | 1134.4052 | 640.3357 | 296.331 | 158.5461 | 142.0481 | 798.8818 | 438.3791 | [14 empty] | 410.0726
2028 | 736.8393 | 376.0629 | 40.1878 | 1153.0899 | 645.043 | 302.2056 | 163.384 | 145.1781 | 808.427 | 447.3837 | [14 empty] | 416.2507
2029 | 749.3459 | 381.6515 | 40.7771 | 1171.7746 | 649.7503 | 308.0801 | 168.2219 | 148.3081 | 817.9722 | 456.3882 | [14 empty] | 422.4287
2030 | 761.8526 | 387.2402 | 41.3665 | 1190.4593 | 654.4576 | 313.9547 | 173.0598 | 151.4381 | 827.5174 | 465.3928 | [14 empty] | 428.6067
2017-2030 Forecast
| Conservation & Load Mgmt Energy Savings |  |  |  | Conservation Demand Savings |  | Load Management Demand Savings |  | Total Demand Savings
Year | RES (GWH) | COM (GWH) | IND (GWH) | Total (GWH) | Winter PEAK (MW) | Summer PEAK (MW) | Winter PEAK (MW) | Summer PEAK (MW) | Winter PEAK (MW) | Summer PEAK (MW) | [14 empty] | LastYr Com/Ind
2006 | 412.0341 | 173.5336 | 18.9688 | 604.5364 | 497.3436 | 127.5703 | 146.452 | 94.8973 | 643.7956 | 222.4676 | [14 empty] | 192.5024
2007 | 420.6175 | 182.7164 | 19.9017 | 623.2355 | 502.6628 | 133.7127 | 114.1517 | 87.5271 | 616.8145 | 221.2397 | [14 empty] | 202.618
2008 | 430.6592 | 196.8879 | 21.4259 | 648.9731 | 507.8611 | 139.9463 | 190.9473 | 124.2291 | 698.8084 | 264.1754 | [14 empty] | 218.3138
2009 | 443.5772 | 215.9226 | 23.4253 | 682.9251 | 514.002 | 148.602 | 160.6996 | 134.2317 | 674.7015 | 282.8337 | [14 empty] | 239.3479
2010 | 458.2401 | 227.6477 | 24.6174 | 710.5051 | 524.3856 | 158.4172 | 188.647 | 129.4777 | 713.0326 | 287.8949 | [14 empty] | 252.265
2011 | 474.3381 | 240.9357 | 26.018 | 741.2918 | 533.3475 | 168.0179 | 171.7143 | 131.386 | 705.0619 | 299.404 | [14 empty] | 266.9537
2012 | 493.1497 | 254.7402 | 27.5186 | 775.4085 | 539.7766 | 179.3434 | 179.1727 | 141.2864 | 718.9492 | 320.6299 | [14 empty] | 282.2587
2013 | 513.4241 | 273.9618 | 29.6142 | 817.0001 | 555.6146 | 195.3155 | 168.1386 | 136.1488 | 723.7532 | 331.4643 | [14 empty] | 303.576
2014 | 546.6836 | 284.48 | 30.7311 | 861.8948 | 569.6628 | 210.6182 | 170.8811 | 137.9268 | 740.5439 | 348.545 | [14 empty] | 315.2111
2015 | 568.4549 | 294.392 | 31.5037 | 894.3506 | 576.3718 | 223.5681 | 156.9035 | 131.2328 | 733.2753 | 354.8009 | [14 empty] | 325.8958
2016 | 586.2745 | 308.825 | 33.0546 | 928.1542 | 587.1992 | 231.9926 | 132.3283 | 111.1251 | 719.5275 | 343.1177 | [14 empty] | 341.8796
2017 | 597.168 | 317.4399 | 33.9803 | 948.5881 | 591.602 | 237.6187 | 115.0665 | 113.916 | 706.6686 | 351.5347 | [14 empty] | 351.4201
2018 | 608.7579 | 326.0882 | 34.9096 | 969.7556 | 596.197 | 243.6825 | 119.0637 | 116.7069 | 715.2607 | 360.3894 | [14 empty] | 360.9978
2019 | 621.0424 | 335.4644 | 35.9198 | 992.4267 | 600.9572 | 250.2608 | 123.0609 | 119.7677 | 724.0181 | 370.0285 | [14 empty] | 371.3842
2020 | 633.7058 | 346.3523 | 37.098 | 1017.1561 | 606.2202 | 257.1925 | 127.8988 | 123.0983 | 734.1191 | 380.2908 | [14 empty] | 383.4503
2021 | 646.3692 | 358.0422 | 38.3653 | 1042.7766 | 611.7656 | 264.2243 | 132.7367 | 126.429 | 744.5023 | 390.6532 | [14 empty] | 396.4074
2022 | 658.9934 | 369.7382 | 39.6332 | 1068.3648 | 617.3109 | 271.2455 | 137.5746 | 129.7596 | 754.8855 | 401.0052 | [14 empty] | 409.3714
2023 | 671.5588 | 381.4402 | 40.9018 | 1093.9009 | 622.7862 | 278.2508 | 142.4125 | 133.0903 | 765.1987 | 411.3411 | [14 empty] | 422.3421
2024 | 684.0851 | 393.1423 | 42.1705 | 1119.3979 | 628.2258 | 285.2452 | 147.2504 | 136.4209 | 775.4762 | 421.6661 | [14 empty] | 435.3128
2025 | 696.5918 | 404.8444 | 43.4391 | 1144.8753 | 633.6296 | 292.234 | 152.0883 | 139.7516 | 785.7179 | 431.9856 | [14 empty] | 448.2836
2026 | 709.0985 | 416.4949 | 44.702 | 1170.2954 | 639.0335 | 299.2229 | 156.9261 | 143.0822 | 795.9596 | 442.3051 | [14 empty] | 461.1969
2027 | 721.6051 | 428.197 | 45.9707 | 1195.7728 | 644.4373 | 306.2118 | 161.764 | 146.4128 | 806.2013 | 452.6246 | [14 empty] | 474.1676
2028 | 734.1118 | 439.8991 | 47.2393 | 1221.2502 | 649.8411 | 313.2007 | 166.6019 | 149.7435 | 816.4431 | 462.9441 | [14 empty] | 487.1384
2029 | 746.6185 | 451.6012 | 48.5079 | 1246.7276 | 655.245 | 320.1895 | 171.4398 | 153.0741 | 826.6848 | 473.2637 | [14 empty] | 500.1091
2030 | 759.1252 | 463.3033 | 49.7766 | 1272.205 | 660.6488 | 327.1784 | 176.2777 | 156.4048 | 836.9265 | 483.5832 | [14 empty] | 513.0798
Change in Forecasts
| Conservation & Load Mgmt Energy Savings |  |  |  | Conservation Demand Savings |  | Load Management Demand Savings |  | Total Demand Savings
Year | RES (GWH) | COM (GWH) | IND (GWH) | Total (GWH) | Winter PEAK (MW) | Summer PEAK (MW) | Winter PEAK (MW) | Summer PEAK (MW) | Winter PEAK (MW) | Summer PEAK (MW)
2006 | 0 | 0 | 0 | 0 | 0 | 0 | 0 | 0 | 0 | 0
2007 | 0 | 0 | 0 | 0 | 0 | 0 | 0 | 0 | 0 | 0
2008 | 0 | 0 | 0 | 0 | 0 | 0 | 0 | 0 | 0 | 0
2009 | 0 | 0 | 0 | 0 | 0 | 0 | 0 | 0 | 0 | 0
2010 | 0 | 0 | 0 | 0 | 0 | 0 | 0 | 0 | 0 | 0
2011 | 0 | 0 | 0 | 0 | 0 | 0 | 0 | 0 | 0 | 0
2012 | 0 | 0 | 0 | 0 | 0 | 0 | 0 | 0 | 0 | 0
2013 | 0 | 0 | 0 | 0 | 0 | 0 | 0 | 0 | 0 | 0
2014 | 0 | 0 | 0 | 0 | 0 | 0 | 0 | 0 | 0 | 0
2015 | 0 | 0 | 0 | 0 | 0 | 0 | 0 | 0 | 0 | 0
2016 | 1.3637 | -1.6664 | -0.15816 | -0.46084 | -1.247 | 0.045698 | 0.57021 | -0.14751 | -0.67677 | -0.10182
2017 | 2.7275 | -0.68968 | -0.035254 | 2.0025 | 2.0248 | 0.72156 | -3.2179 | -2.3585 | -1.1931 | -1.637
2018 | 2.7275 | -5.003 | -0.51451 | -2.7901 | 1.6358 | -0.13329 | -3.2179 | -2.5591 | -1.5821 | -2.6924
2019 | 2.7275 | -9.5226 | -1.0167 | -7.8118 | 1.2468 | -1.042 | -3.2179 | -2.7598 | -1.9711 | -3.8018
2020 | 2.7275 | -14.9422 | -1.6189 | -13.8336 | 0.77401 | -2.0804 | -3.2179 | -2.9604 | -2.4439 | -5.0408
2021 | 2.7275 | -21.0556 | -2.2981 | -20.6263 | 0.077498 | -3.1948 | -3.2179 | -3.161 | -3.1404 | -6.3558
2022 | 2.7275 | -27.1691 | -2.9774 | -27.419 | -0.61902 | -4.3091 | -3.2179 | -3.3616 | -3.8369 | -7.6707
2023 | 2.7275 | -33.2825 | -3.6567 | -34.2118 | -1.3155 | -5.4234 | -3.2179 | -3.5623 | -4.5334 | -8.9857
2024 | 2.7275 | -39.396 | -4.336 | -41.0045 | -2.0121 | -6.5378 | -3.2179 | -3.7629 | -5.23 | -10.3007
2025 | 2.7275 | -45.5094 | -5.0152 | -47.7972 | -2.7086 | -7.6521 | -3.2179 | -3.9635 | -5.9265 | -11.6156
2026 | 2.7275 | -51.6093 | -5.693 | -54.5748 | -3.4051 | -8.7664 | -3.2179 | -4.1641 | -6.623 | -12.9306
2027 | 2.7275 | -57.7227 | -6.3723 | -61.3675 | -4.1016 | -9.8807 | -3.2179 | -4.3648 | -7.3195 | -14.2455
2028 | 2.7275 | -63.8362 | -7.0515 | -68.1603 | -4.7981 | -10.9951 | -3.2179 | -4.5654 | -8.016 | -15.5605
2029 | 2.7275 | -69.9496 | -7.7308 | -74.953 | -5.4946 | -12.1094 | -3.2179 | -4.766 | -8.7125 | -16.8754
2030 | 2.7275 | -76.0631 | -8.4101 | -81.7457 | -6.1912 | -13.2237 | -3.2179 | -4.9666 | -9.4091 | -18.1904
Change in Forecasts
| Conservation & Load Mgmt Energy Savings |  |  |  | Conservation Demand Savings |  | Load Management Demand Savings |  | Total Demand Savings
Year | RES (GWH) | COM (GWH) | IND (GWH) | Total (GWH) | Winter PEAK (MW) | Summer PEAK (MW) | Winter PEAK (MW) | Summer PEAK (MW) | Winter PEAK (MW) | Summer PEAK (MW)
2006 | 0% | 0% | 0% | 0% | 0% | 0% | 0% | 0% | 0% | 0%
2007 | 0% | 0% | 0% | 0% | 0% | 0% | 0% | 0% | 0% | 0%
2008 | 0% | 0% | 0% | 0% | 0% | 0% | 0% | 0% | 0% | 0%
2009 | 0% | 0% | 0% | 0% | 0% | 0% | 0% | 0% | 0% | 0%
2010 | 0% | 0% | 0% | 0% | 0% | 0% | 0% | 0% | 0% | 0%
2011 | 0% | 0% | 0% | 0% | 0% | 0% | 0% | 0% | 0% | 0%
2012 | 0% | 0% | 0% | 0% | 0% | 0% | 0% | 0% | 0% | 0%
2013 | 0% | 0% | 0% | 0% | 0% | 0% | 0% | 0% | 0% | 0%
2014 | 0% | 0% | 0% | 0% | 0% | 0% | 0% | 0% | 0% | 0%
2015 | 0% | 0% | 0% | 0% | 0% | 0% | 0% | 0% | 0% | 0%
2016 | 0.2326% | -0.5396% | -0.4785% | -0.04965% | -0.2124% | 0.0197% | 0.4309% | -0.1327% | -0.09406% | -0.02967%
2017 | 0.4567% | -0.2173% | -0.1037% | 0.2111% | 0.3423% | 0.3037% | -2.797% | -2.07% | -0.1688% | -0.4657%
2018 | 0.448% | -1.534% | -1.474% | -0.2877% | 0.2744% | -0.0547% | -2.703% | -2.193% | -0.2212% | -0.7471%
2019 | 0.4392% | -2.839% | -2.83% | -0.7871% | 0.2075% | -0.4164% | -2.615% | -2.304% | -0.2722% | -1.027%
2020 | 0.4304% | -4.314% | -4.364% | -1.36% | 0.1277% | -0.8089% | -2.516% | -2.405% | -0.3329% | -1.326%
2021 | 0.422% | -5.881% | -5.99% | -1.978% | 0.01267% | -1.209% | -2.424% | -2.5% | -0.4218% | -1.627%
2022 | 0.4139% | -7.348% | -7.512% | -2.566% | -0.1003% | -1.589% | -2.339% | -2.591% | -0.5083% | -1.913%
2023 | 0.4061% | -8.725% | -8.94% | -3.128% | -0.2112% | -1.949% | -2.26% | -2.677% | -0.5925% | -2.184%
2024 | 0.3987% | -10.02% | -10.28% | -3.663% | -0.3203% | -2.292% | -2.185% | -2.758% | -0.6744% | -2.443%
2025 | 0.3915% | -11.24% | -11.55% | -4.175% | -0.4275% | -2.618% | -2.116% | -2.836% | -0.7543% | -2.689%
2026 | 0.3846% | -12.39% | -12.74% | -4.663% | -0.5328% | -2.93% | -2.051% | -2.91% | -0.8321% | -2.923%
2027 | 0.378% | -13.48% | -13.86% | -5.132% | -0.6365% | -3.227% | -1.989% | -2.981% | -0.9079% | -3.147%
2028 | 0.3715% | -14.51% | -14.93% | -5.581% | -0.7384% | -3.511% | -1.931% | -3.049% | -0.9818% | -3.361%
2029 | 0.3653% | -15.49% | -15.94% | -6.012% | -0.8386% | -3.782% | -1.877% | -3.114% | -1.054% | -3.566%
2030 | 0.3593% | -16.42% | -16.9% | -6.426% | -0.9371% | -4.042% | -1.825% | -3.176% | -1.124% | -3.762%

## Conversion Factors
| RESIDENTIAL |  |  | COMMERCIAL / INDUSTRIAL
| Conversion Ratios |  |  | Conversion Ratios |  |  | NEW PERCENTAGES
Year | Summer | Winter | Energy | Summer | Winter | Energy | Source: Line Loss #s from Lori…Requested by Tim R. approx. 12/2013
1981-1990(1) | NA | NA | NA | NA | NA | NA | Effective 2013, going forward until new Distrbution Line Loss data is available
1991-1994(2) | 8% | 8% | 5% | 6% | 6% | 5% | Check annually at beginning of year with Tim and/or Lori for any updated data
1995 | 8% | 8% | 5% | 6% | 6% | 5% |  | S/W Demand | Energy
1996 | 6.2% | 6.2% | 5.1% | 3.4% | 3.4% | 2.7% | Residential | 7.3% | 5.6%
1997 | 6.2% | 6.2% | 5.1% | 3.4% | 3.4% | 2.7% | Comm'l/Ind'l | 7% | 5.2%
1998 | 6.2% | 6.2% | 5.1% | 3.4% | 3.4% | 2.7%
1999 | 6.2% | 6.2% | 5.1% | 3.4% | 3.4% | 2.7%
2000 | 6.6% | 6.6% | 6% | 6.5% | 6.5% | 5.8%
2001 | 6.6% | 6.6% | 6% | 6.5% | 6.5% | 5.8% | Transmission Losses studies are done annually by ECC Planning; however, the level of detail is not down to the Res vs. Com'l level.
2002 | 6.6% | 6.6% | 6% | 6.5% | 6.5% | 5.8% | Distribution losses studies are not done annually as the level of work is much greater for ECC. Last distribution losses study was
2003 | 6.6% | 6.6% | 6% | 6.5% | 6.5% | 5.8% | done at time of last rate case in 2013.
2004 | 6.6% | 6.6% | 6% | 6.5% | 6.5% | 5.8%
2005 | 6.6% | 6.6% | 6% | 6.5% | 6.5% | 5.8% | 02/2017 Still no new distribution line loss study…keep existing %'s
2006 | 6.6% | 6.6% | 6% | 6.5% | 6.5% | 5.8%
2007 | 6.6% | 6.6% | 6% | 6.5% | 6.5% | 5.8%
2008 | 6.6% | 6.6% | 6% | 6.5% | 6.5% | 5.8%
2009 | 6.6% | 6.6% | 6% | 6.5% | 6.5% | 5.8%
2010 | 6.6% | 6.6% | 6% | 6.5% | 6.5% | 5.8%
2011 | 6.6% | 6.6% | 6% | 6.5% | 6.5% | 5.8%
2012 | 6.6% | 6.6% | 6% | 6.5% | 6.5% | 5.8%
2013 | 7.3% | 7.3% | 5.6% | 7% | 7% | 5.2%
2014 | 7.3% | 7.3% | 5.6% | 7% | 7% | 5.2%
2015 | 7.3% | 7.3% | 5.6% | 7% | 7% | 5.2%
2016 | 7.3% | 7.3% | 5.6% | 7% | 7% | 5.2%
2017 | 7.3% | 7.3% | 5.6% | 7% | 7% | 5.2%
2018 | 7.3% | 7.3% | 5.6% | 7% | 7% | 5.2%
2019 | 7.3% | 7.3% | 5.6% | 7% | 7% | 5.2%
2020 | 7.3% | 7.3% | 5.6% | 7% | 7% | 5.2%
2021 | 7.3% | 7.3% | 5.6% | 7% | 7% | 5.2%
2022 | 7.3% | 7.3% | 5.6% | 7% | 7% | 5.2%
2023 | 7.3% | 7.3% | 5.6% | 7% | 7% | 5.2%
2024 | 7.3% | 7.3% | 5.6% | 7% | 7% | 5.2%
2025 | 7.3% | 7.3% | 5.6% | 7% | 7% | 5.2%
2026 | 7.3% | 7.3% | 5.6% | 7% | 7% | 5.2%
2027 | 7.3% | 7.3% | 5.6% | 7% | 7% | 5.2%
2028 | 7.3% | 7.3% | 5.6% | 7% | 7% | 5.2%
2029 | 7.3% | 7.3% | 5.6% | 7% | 7% | 5.2%
2030 | 7.3% | 7.3% | 5.6% | 7% | 7% | 5.2%
2031 | 7.3% | 7.3% | 5.6% | 7% | 7% | 5.2%
2032 | 7.3% | 7.3% | 5.6% | 7% | 7% | 5.2%
2033 | 7.3% | 7.3% | 5.6% | 7% | 7% | 5.2%
2034 | 7.3% | 7.3% | 5.6% | 7% | 7% | 5.2%
2035 | 7.3% | 7.3% | 5.6% | 7% | 7% | 5.2%
2036 | 7.3% | 7.3% | 5.6% | 7% | 7% | 5.2%
2037 | 7.3% | 7.3% | 5.6% | 7% | 7% | 5.2%
2038 | 7.3% | 7.3% | 5.6% | 7% | 7% | 5.2%
2039 | 7.3% | 7.3% | 5.6% | 7% | 7% | 5.2%
2040 | 7.3% | 7.3% | 5.6% | 7% | 7% | 5.2%
2041 | 7.3% | 7.3% | 5.6% | 7% | 7% | 5.2%
2042 | 7.3% | 7.3% | 5.6% | 7% | 7% | 5.2%
2043 | 7.3% | 7.3% | 5.6% | 7% | 7% | 5.2%
2044 | 7.3% | 7.3% | 5.6% | 7% | 7% | 5.2%
2045 | 7.3% | 7.3% | 5.6% | 7% | 7% | 5.2%
2046 | 7.3% | 7.3% | 5.6% | 7% | 7% | 5.2%
2047 | 7.3% | 7.3% | 5.6% | 7% | 7% | 5.2%
2048 | 7.3% | 7.3% | 5.6% | 7% | 7% | 5.2%
2049 | 7.3% | 7.3% | 5.6% | 7% | 7% | 5.2%
2050 | 7.3% | 7.3% | 5.6% | 7% | 7% | 5.2%

## RES Audit Alt
Conservation Savings @ Meter
PROGRAM: | RES Audit Alternate (aka Free Energy Check, Walk-Thru)
| SBH Completed Fcst. 5/20/10 |  |  |  |  | #'s Match DSM Annual Reports Filed
| Year_End Savings | [7 empty] | Summer Savings |  |  |  | Winter Savings |  |  |  | Annual Energy Savings
Year | DSM Year-Ending Incremental Participants | DSM Year-Ending Cumulative Participants | DSM Summer Savings Per Participant (KW) | DSM Winter Savings Per Participant (KW) | DSM Energy Savings Per Participant (KWH) | DSM Incremental Summer Savings (MW) | DSM Incremental Winter Savings (MW) | DSM Incremental Energy Savings (GWH) | Incremental Summer Participants* | Summer Savings Per Participant (KW) | Incremental Summer Savings (MW) | Cumulative Summer Savings (MW) | Incremental Winter Participants** | Winter Savings Per Participant (KW) | Incremental Winter Savings (MW) | Cumulative Winter Savings (MW) | Average Annual Incremental Energy Participants* | Energy Savings Per Participant (KWH) | Incremental Energy Savings (GWH) | Cumulative Energy Savings (GWH)
1981-1990(1) |  | 119074 | [7 empty] | 0.07004 |  | 8.34 |  | 0.099938 |  | 11.9 |  | 239.011 |  | 28.46
1991-1994(2) |  | 147115 | [7 empty] | 0.049927 |  | 9.74 |  | 0.070254 |  | 13.87 |  | 276.0244 |  | 36.2
1995 | 10600 | 157715 | 0.05 | 0.07 | 276 | 0.53 | 0.742 | 2.9256 | 8686 | 0.05 | 0.4343 | 10.1743 | 6772 | 0.07 | 0.47404 | 14.344 | 8686 | 276 | 2.3973 | 38.5973
1996 | 6282 | 163997 | 0.04 | 0.09 | 333 | 0.25128 | 0.56538 | 2.0919 | 8441 | 0.04 | 0.33764 | 10.5119 | 10600 | 0.09 | 0.954 | 15.298 | 8441 | 333 | 2.8109 | 41.4082
1997 | 6854 | 170851 | 0.032104 | 0.072234 | 267.2648 | 0.22004 | 0.49509 | 1.8318 | 6568 | 0.032104 | 0.21086 | 10.7228 | 6282 | 0.072234 | 0.45377 | 15.7518 | 6568 | 267.2648 | 1.7554 | 43.1636
1998 | 4644 | 175495 | 0.04 | 0.09 | 333 | 0.18576 | 0.41796 | 1.5465 | 5749 | 0.04 | 0.22996 | 10.9528 | 6854 | 0.09 | 0.61686 | 16.3687 | 5749 | 333 | 1.9144 | 45.078
1999 | 4999 | 180494 | 0.04 | 0.09 | 333 | 0.19996 | 0.44991 | 1.6647 | 4821.5 | 0.04 | 0.19286 | 11.1456 | 4644 | 0.09 | 0.41796 | 16.7866 | 4821.5 | 333 | 1.6056 | 46.6836
2000 | 6020 | 186514 | 0.04 | 0.09 | 333 | 0.2408 | 0.5418 | 2.0047 | 5509.5 | 0.04 | 0.22038 | 11.366 | 4999 | 0.09 | 0.44991 | 17.2365 | 5509.5 | 333 | 1.8347 | 48.5182
2001 | 7092 | 193606 | 0.04 | 0.09 | 333 | 0.28368 | 0.63828 | 2.3616 | 6556 | 0.04 | 0.26224 | 11.6282 | 6020 | 0.09 | 0.5418 | 17.7783 | 6556 | 333 | 2.1831 | 50.7014
2002 | 8649 | 202255 | 0.04 | 0.09 | 333 | 0.34596 | 0.77841 | 2.8801 | 7870.5 | 0.04 | 0.31482 | 11.9431 | 7092 | 0.09 | 0.63828 | 18.4166 | 7870.5 | 333 | 2.6209 | 53.3222
2003 | 9654 | 211909 | 0.04 | 0.09 | 333 | 0.38616 | 0.86886 | 3.2148 | 9151.5 | 0.04 | 0.36606 | 12.3091 | 8649 | 0.09 | 0.77841 | 19.195 | 9151.5 | 333 | 3.0474 | 56.3697
2004 | 8365 | 220274 | 0.04 | 0.09 | 333 | 0.3346 | 0.75285 | 2.7855 | 9009.5 | 0.04 | 0.36038 | 12.6695 | 9654 | 0.09 | 0.86886 | 20.0639 | 9009.5 | 333 | 3.0002 | 59.3699
2005 | 7349 | 227623 | 0.03 | 0.04 | 137 | 0.22047 | 0.29396 | 1.0068 | 7857 | 0.03 | 0.23571 | 12.9052 | 8365 | 0.04 | 0.3346 | 20.3985 | 7857 | 137 | 1.0764 | 60.4463
2006 | 6686 | 234309 | 0.03 | 0.04 | 137 | 0.20058 | 0.26744 | 0.91598 | 7017.5 | 0.03 | 0.21053 | 13.1157 | 7349 | 0.04 | 0.29396 | 20.6925 | 7017.5 | 137 | 0.9614 | 61.4077
2007 | 6512 | 240821 | 0.03 | 0.04 | 137 | 0.19536 | 0.26048 | 0.89214 | 6599 | 0.03 | 0.19797 | 13.3137 | 6686 | 0.04 | 0.26744 | 20.9599 | 6599 | 137 | 0.90406 | 62.3117
2008 | 5807 | 246628 | 0.03 | 0.04 | 137 | 0.17421 | 0.23228 | 0.79556 | 6159.5 | 0.03 | 0.18479 | 13.4985 | 6512 | 0.04 | 0.26048 | 21.2204 | 6159.5 | 137 | 0.84385 | 63.1556
2009 | 8681 | 255309 | 0.03 | 0.04 | 137 | 0.26043 | 0.34724 | 1.1893 | 7244 | 0.03 | 0.21732 | 13.7158 | 5807 | 0.04 | 0.23228 | 21.4527 | 7244 | 137 | 0.99243 | 64.148
2010 | 10291 | 265600 | 0.03 | 0.04 | 137 | 0.30873 | 0.41164 | 1.4099 | 9486 | 0.03 | 0.28458 | 14.0004 | 8681 | 0.04 | 0.34724 | 21.7999 | 9486 | 137 | 1.2996 | 65.4476
2011 | 8652 | 274252 | 0.04 | 0.06 | 436 | 0.34608 | 0.51912 | 3.7723 | 9471.5 | 0.04 | 0.37886 | 14.3792 | 10291 | 0.06 | 0.61746 | 22.4174 | 9471.5 | 436 | 4.1296 | 69.5772
2012 | 7908 | 282160 | 0.05 | 0.07 | 544 | 0.3954 | 0.55356 | 4.302 | 8280 | 0.05 | 0.414 | 14.7932 | 8652 | 0.07 | 0.60564 | 23.023 | 8280 | 544 | 4.5043 | 74.0815
2013 | 7743 | 289903 | 0.05 | 0.07 | 544 | 0.38715 | 0.54201 | 4.2122 | 7825.5 | 0.05 | 0.39128 | 15.1845 | 7908 | 0.07 | 0.55356 | 23.5766 | 7825.5 | 544 | 4.2571 | 78.3386
2014 | 9520 | 299423 | 0.05 | 0.07 | 544 | 0.476 | 0.6664 | 5.1789 | 8631.5 | 0.05 | 0.43158 | 15.6161 | 7743 | 0.07 | 0.54201 | 24.1186 | 8631.5 | 544 | 4.6955 | 83.0341
2015 | 8304 | 307727 | 0 | 0 | 0 | 0 | 0 | 0 | 8912 | 0 | 0 | 15.6161 | 9520 | 0 | 0 | 24.1186 | 8912 | 0 | 0 | 83.0341
2016 | 6902 | 314629 | 0 | 0 | 0 | 0 | 0 | 0 | 7603 | 0 | 0 | 15.6161 | 8304 | 0 | 0 | 24.1186 | 7603 | 0 | 0 | 83.0341
2017 | 6000 | 320629 | 0 | 0 | 0 | 0 | 0 | 0 | 6451 | 0 | 0 | 15.6161 | 6902 | 0 | 0 | 24.1186 | 6451 | 0 | 0 | 83.0341
2018 | 6000 | 326629 | 0 | 0 | 0 | 0 | 0 | 0 | 6000 | 0 | 0 | 15.6161 | 6000 | 0 | 0 | 24.1186 | 6000 | 0 | 0 | 83.0341
2019 | 6000 | 332629 | 0 | 0 | 0 | 0 | 0 | 0 | 6000 | 0 | 0 | 15.6161 | 6000 | 0 | 0 | 24.1186 | 6000 | 0 | 0 | 83.0341
2020 | 6000 | 338629 | 0 | 0 | 0 | 0 | 0 | 0 | 6000 | 0 | 0 | 15.6161 | 6000 | 0 | 0 | 24.1186 | 6000 | 0 | 0 | 83.0341
2021 | 6000 | 344629 | 0 | 0 | 0 | 0 | 0 | 0 | 6000 | 0 | 0 | 15.6161 | 6000 | 0 | 0 | 24.1186 | 6000 | 0 | 0 | 83.0341
2022 | 6000 | 350629 | 0 | 0 | 0 | 0 | 0 | 0 | 6000 | 0 | 0 | 15.6161 | 6000 | 0 | 0 | 24.1186 | 6000 | 0 | 0 | 83.0341
2023 | 6000 | 356629 | 0 | 0 | 0 | 0 | 0 | 0 | 6000 | 0 | 0 | 15.6161 | 6000 | 0 | 0 | 24.1186 | 6000 | 0 | 0 | 83.0341
2024 | 6000 | 362629 | 0 | 0 | 0 | 0 | 0 | 0 | 6000 | 0 | 0 | 15.6161 | 6000 | 0 | 0 | 24.1186 | 6000 | 0 | 0 | 83.0341
2025 | 6000 | 368629 | 0 | 0 | 0 | 0 | 0 | 0 | 6000 | 0 | 0 | 15.6161 | 6000 | 0 | 0 | 24.1186 | 6000 | 0 | 0 | 83.0341
2026 | 6000 | 374629 | 0 | 0 | 0 | 0 | 0 | 0 | 6000 | 0 | 0 | 15.6161 | 6000 | 0 | 0 | 24.1186 | 6000 | 0 | 0 | 83.0341
2027 | 6000 | 380629 | 0 | 0 | 0 | 0 | 0 | 0 | 6000 | 0 | 0 | 15.6161 | 6000 | 0 | 0 | 24.1186 | 6000 | 0 | 0 | 83.0341
2028 | 6000 | 386629 | 0 | 0 | 0 | 0 | 0 | 0 | 6000 | 0 | 0 | 15.6161 | 6000 | 0 | 0 | 24.1186 | 6000 | 0 | 0 | 83.0341
2029 | 6000 | 392629 | 0 | 0 | 0 | 0 | 0 | 0 | 6000 | 0 | 0 | 15.6161 | 6000 | 0 | 0 | 24.1186 | 6000 | 0 | 0 | 83.0341
2030 | 6000 | 398629 | 0 | 0 | 0 | 0 | 0 | 0 | 6000 | 0 | 0 | 15.6161 | 6000 | 0 | 0 | 24.1186 | 6000 | 0 | 0 | 83.0341
2031 | 6000 | 404629 | 0 | 0 | 0 | 0 | 0 | 0 | 6000 | 0 | 0 | 15.6161 | 6000 | 0 | 0 | 24.1186 | 6000 | 0 | 0 | 83.0341
2032 | 6000 | 410629 | 0 | 0 | 0 | 0 | 0 | 0 | 6000 | 0 | 0 | 15.6161 | 6000 | 0 | 0 | 24.1186 | 6000 | 0 | 0 | 83.0341
2033 | 6000 | 416629 | 0 | 0 | 0 | 0 | 0 | 0 | 6000 | 0 | 0 | 15.6161 | 6000 | 0 | 0 | 24.1186 | 6000 | 0 | 0 | 83.0341
2034 | 6000 | 422629 | 0 | 0 | 0 | 0 | 0 | 0 | 6000 | 0 | 0 | 15.6161 | 6000 | 0 | 0 | 24.1186 | 6000 | 0 | 0 | 83.0341
2035 | 6000 | 428629 | 0 | 0 | 0 | 0 | 0 | 0 | 6000 | 0 | 0 | 15.6161 | 6000 | 0 | 0 | 24.1186 | 6000 | 0 | 0 | 83.0341
2036 | 6000 | 434629 | 0 | 0 | 0 | 0 | 0 | 0 | 6000 | 0 | 0 | 15.6161 | 6000 | 0 | 0 | 24.1186 | 6000 | 0 | 0 | 83.0341
2037 | 6000 | 440629 | 0 | 0 | 0 | 0 | 0 | 0 | 6000 | 0 | 0 | 15.6161 | 6000 | 0 | 0 | 24.1186 | 6000 | 0 | 0 | 83.0341
2038 | 6000 | 446629 | 0 | 0 | 0 | 0 | 0 | 0 | 6000 | 0 | 0 | 15.6161 | 6000 | 0 | 0 | 24.1186 | 6000 | 0 | 0 | 83.0341
2039 | 6000 | 452629 | 0 | 0 | 0 | 0 | 0 | 0 | 6000 | 0 | 0 | 15.6161 | 6000 | 0 | 0 | 24.1186 | 6000 | 0 | 0 | 83.0341
2040 | 6000 | 458629 | 0 | 0 | 0 | 0 | 0 | 0 | 6000 | 0 | 0 | 15.6161 | 6000 | 0 | 0 | 24.1186 | 6000 | 0 | 0 | 83.0341
2041 | 6000 | 464629 | 0 | 0 | 0 | 0 | 0 | 0 | 6000 | 0 | 0 | 15.6161 | 6000 | 0 | 0 | 24.1186 | 6000 | 0 | 0 | 83.0341
(1) FEECA 90 (1981-1990) cumulative totals.
(2) FEECA 94 (1991-1994) cumulative totals.
* Incremental Participants for Summer and Energy are the same calculation: Previous Year's "Year-End" Total plus Current Year's "Year-End" Total divided by 2 for an average
** Incremental Participants for Winter equals the Previous Year's "Year-End" Total as it is closer to the month of the Winter Peak, typically in Jan. each year
[6 empty] | 21475 | 9937 | 31412

## RES Assist.
Conservation Savings @ Meter
PROGRAM: | RES Customer Assisted Audit (aka Online Audit & Telephone Audit) used to be mail-in tab
#'s Match DSM Annual Reports Filed
| Year_End Savings | [7 empty] | Summer Savings |  |  |  | Winter Savings (Jan) |  |  |  | Annual Energy Savings
Year | DSM Year-Ending Incremental Participants | DSM Year-Ending Cumulative Participants | DSM Summer Savings Per Participant (KW) | DSM Winter Savings Per Participant (KW) | DSM Energy Savings Per Participant (KWH) | DSM Incremental Summer Savings (MW) | DSM Incremental Winter Savings (MW) | DSM Incremental Energy Savings (GWH) | Incremental Summer Participants* | Summer Savings Per Participant (KW) | Incremental Summer Savings (MW) | Cumulative Summer Savings (MW) | Incremental Winter Participants** | Winter Savings Per Participant (KW) | Incremental Winter Savings (MW) | Cumulative Winter Savings (MW) | Average Annual Incremental Energy Participants* | Energy Savings Per Participant (KWH) | Incremental Energy Savings (GWH) | Cumulative Energy Savings (GWH)
1981-1990(1) |  | 0
1991-1994(2) |  | 0 | [18 empty] | Total Audits
1995 | 0 | 0 | [6 empty] | 0 |  |  |  | 0 |  |  |  | 0 |  |  |  | Summer | Winter | Energy
1996 | 2770 | 2770 | 0.03 | 0.068 | 250 | 0.0831 | 0.18836 | 0.6925 | 1385 | 0.03 | 0.04155 | 0.04155 | 0 | 0.068 | 0 | 0 | 1385 | 250 | 0.34625 | 0.34625 | 11.5235 | 16.658 | 45.0244
1997 | 12839 | 15609 | 0.03 | 0.068 | 250 | 0.38517 | 0.87305 | 3.2098 | 10574.5 | 0.03 | 0.31723 | 0.35878 | 2770 | 0.068 | 0.18836 | 0.18836 | 7804.5 | 250 | 1.9511 | 2.2974 | 12.0516 | 17.3002 | 48.731
1998 | 12132 | 27741 | 0.03 | 0.068 | 250 | 0.36396 | 0.82498 | 3.033 | 25324.5 | 0.03 | 0.75974 | 1.1185 | 12839 | 0.068 | 0.87306 | 1.0614 | 12485.5 | 250 | 3.1214 | 5.4188 | 13.0413 | 18.7901 | 53.7668
1999 | 14074 | 41815 | 0.03 | 0.068 | 250 | 0.42222 | 0.95703 | 3.5185 | 25235 | 0.03 | 0.75705 | 1.8756 | 12132 | 0.068 | 0.82497 | 1.8864 | 13103 | 250 | 3.2757 | 8.6945 | 13.9912 | 20.033 | 58.6481
2000 | 12073 | 53888 | 0.03 | 0.068 | 250 | 0.36219 | 0.82096 | 3.0183 | 27147.5 | 0.03 | 0.81442 | 2.69 | 14074 | 0.068 | 0.95703 | 2.8434 | 13073.5 | 250 | 3.2684 | 11.9629 | 15.026 | 21.44 | 63.7511
2001 | 13322 | 67210 | 0.03 | 0.068 | 250 | 0.39966 | 0.9059 | 3.3305 | 24770.5 | 0.03 | 0.74311 | 3.4331 | 12073 | 0.068 | 0.82097 | 3.6644 | 12697.5 | 250 | 3.1744 | 15.1372 | 16.0313 | 22.8027 | 69.1086
2002 | 11885 | 79095 | 0.03 | 0.068 | 250 | 0.35655 | 0.80818 | 2.9712 | 25925.5 | 0.03 | 0.77776 | 4.2109 | 13322 | 0.068 | 0.9059 | 4.5703 | 12603.5 | 250 | 3.1509 | 18.2881 | 17.1239 | 24.3469 | 74.8804
2003 | 13891 | 92986 | 0.03 | 0.068 | 250 | 0.41673 | 0.94459 | 3.4728 | 24773 | 0.03 | 0.74319 | 4.9541 | 11885 | 0.068 | 0.80818 | 5.3785 | 12888 | 250 | 3.222 | 21.5101 | 18.2332 | 25.9335 | 81.1498
2004 | 12620 | 105606 | 0.03 | 0.068 | 250 | 0.3786 | 0.85816 | 3.155 | 27146.5 | 0.03 | 0.81439 | 5.7685 | 13891 | 0.068 | 0.94459 | 6.3231 | 13255.5 | 250 | 3.3139 | 24.824 | 19.408 | 27.7469 | 87.4639
2005 | 2006 | 107612 | 0.02 | 0.03 | 103 | 0.04012 | 0.06018 | 0.20662 | 19933 | 0.02 | 0.39866 | 6.1671 | 12620 | 0.03 | 0.3786 | 6.7017 | 7313 | 103 | 0.75324 | 25.5772 | 20.0423 | 28.4601 | 89.2935
2006 | 1691 | 109303 | 0.02 | 0.03 | 103 | 0.03382 | 0.05073 | 0.17417 | 3854.5 | 0.02 | 0.07709 | 6.2442 | 2006 | 0.03 | 0.06018 | 6.7618 | 1848.5 | 103 | 0.1904 | 25.7676 | 20.3299 | 28.8143 | 90.4453
2007 | 1603 | 110906 | 0.02 | 0.03 | 103 | 0.03206 | 0.04809 | 0.16511 | 3338 | 0.02 | 0.06676 | 6.311 | 1691 | 0.03 | 0.05073 | 6.8126 | 1647 | 103 | 0.16964 | 25.9373 | 20.5947 | 29.1325 | 91.519
2008 | 1851 | 112757 | 0.020259 | 0.030389 | 104.3355 | 0.0375 | 0.05625 | 0.19312 | 3330 | 0.020259 | 0.067464 | 6.3784 | 1603 | 0.030389 | 0.048714 | 6.8613 | 1727 | 104.3355 | 0.18019 | 26.1175 | 20.8469 | 29.4416 | 92.543
2009 | 1905 | 114662 | 0.02 | 0.03 | 103 | 0.0381 | 0.05715 | 0.19622 | 3729 | 0.02 | 0.07458 | 6.453 | 1851 | 0.03 | 0.05553 | 6.9168 | 1878 | 103 | 0.19343 | 26.3109 | 21.1388 | 29.7295 | 93.7289
2010 | 1957 | 116619 | 0.02 | 0.03 | 103 | 0.03914 | 0.05871 | 0.20157 | 3836 | 0.02 | 0.07672 | 6.5297 | 1905 | 0.03 | 0.05715 | 6.974 | 1931 | 103 | 0.19889 | 26.5098 | 21.5001 | 30.1338 | 95.2274
2011 | 1449 | 118068 | 0.03 | 0.04 | 301 | 0.04347 | 0.05796 | 0.43615 | 3660 | 0.03 | 0.1098 | 6.6395 | 1957 | 0.04 | 0.07828 | 7.0522 | 1703 | 301 | 0.5126 | 27.0224 | 21.9888 | 30.8296 | 99.8696
2012 | 1065 | 119133 | 0.04 | 0.06 | 510 | 0.0426 | 0.0639 | 0.54315 | 2706 | 0.04 | 0.10824 | 6.7478 | 1449 | 0.06 | 0.08694 | 7.1392 | 1257 | 510 | 0.64107 | 27.6635 | 22.511 | 31.5222 | 105.0149
2013 | 680 | 119813 | 0.04 | 0.06 | 510 | 0.0272 | 0.0408 | 0.3468 | 1937.5 | 0.04 | 0.0775 | 6.8253 | 1065 | 0.06 | 0.0639 | 7.2031 | 872.5 | 510 | 0.44498 | 28.1084 | 22.9798 | 32.1396 | 109.717
2014 | 1067 | 120880 | 0.04 | 0.06 | 510 | 0.04268 | 0.06402 | 0.54417 | 1553.5 | 0.04 | 0.06214 | 6.8874 | 680 | 0.06 | 0.0408 | 7.2439 | 873.5 | 510 | 0.44549 | 28.5539 | 23.4735 | 32.7224 | 114.858
2015 | 658 | 121538 | 0 | 0 | 0 | 0 | 0 | 0 | 1929.5 | 0 | 0 | 6.8874 | 1067 | 0 | 0 | 7.2439 | 862.5 | 0 | 0 | 28.5539 | 23.4735 | 32.7224 | 114.858
2016 | 1017 | 122555 |  |  |  | 0 | 0 | 0 | 1495.5 | 0 | 0 | 6.8874 | 658 | 0 | 0 | 7.2439 | 837.5 | 0 | 0 | 28.5539 | 23.4735 | 32.7224 | 114.858
2017 | 500 | 123055 | 0 | 0 | 0 | 0 | 0 | 0 | 1775.5 | 0 | 0 | 6.8874 | 1017 | 0 | 0 | 7.2439 | 758.5 | 0 | 0 | 28.5539 | 23.4735 | 32.7224 | 114.858
2018 | 500 | 123555 | 0 | 0 | 0 | 0 | 0 | 0 | 1000 | 0 | 0 | 6.8874 | 500 | 0 | 0 | 7.2439 | 500 | 0 | 0 | 28.5539 | 23.4735 | 32.7224 | 114.858
2019 | 500 | 124055 | 0 | 0 | 0 | 0 | 0 | 0 | 1000 | 0 | 0 | 6.8874 | 500 | 0 | 0 | 7.2439 | 500 | 0 | 0 | 28.5539 | 23.4735 | 32.7224 | 114.858
2020 | 500 | 124555 | 0 | 0 | 0 | 0 | 0 | 0 | 1000 | 0 | 0 | 6.8874 | 500 | 0 | 0 | 7.2439 | 500 | 0 | 0 | 28.5539 | 23.4735 | 32.7224 | 114.858
2021 | 500 | 125055 | 0 | 0 | 0 | 0 | 0 | 0 | 1000 | 0 | 0 | 6.8874 | 500 | 0 | 0 | 7.2439 | 500 | 0 | 0 | 28.5539 | 23.4735 | 32.7224 | 114.858
2022 | 500 | 125555 | 0 | 0 | 0 | 0 | 0 | 0 | 1000 | 0 | 0 | 6.8874 | 500 | 0 | 0 | 7.2439 | 500 | 0 | 0 | 28.5539 | 23.4735 | 32.7224 | 114.858
2023 | 500 | 126055 | 0 | 0 | 0 | 0 | 0 | 0 | 1000 | 0 | 0 | 6.8874 | 500 | 0 | 0 | 7.2439 | 500 | 0 | 0 | 28.5539 | 23.4735 | 32.7224 | 114.858
2024 | 500 | 126555 | 0 | 0 | 0 | 0 | 0 | 0 | 1000 | 0 | 0 | 6.8874 | 500 | 0 | 0 | 7.2439 | 500 | 0 | 0 | 28.5539 | 23.4735 | 32.7224 | 114.858
2025 | 500 | 127055 | 0 | 0 | 0 | 0 | 0 | 0 | 1000 | 0 | 0 | 6.8874 | 500 | 0 | 0 | 7.2439 | 500 | 0 | 0 | 28.5539 | 23.4735 | 32.7224 | 114.858
2026 | 500 | 127555 | 0 | 0 | 0 | 0 | 0 | 0 | 1000 | 0 | 0 | 6.8874 | 500 | 0 | 0 | 7.2439 | 500 | 0 | 0 | 28.5539 | 23.4735 | 32.7224 | 114.858
2027 | 500 | 128055 | 0 | 0 | 0 | 0 | 0 | 0 | 1000 | 0 | 0 | 6.8874 | 500 | 0 | 0 | 7.2439 | 500 | 0 | 0 | 28.5539 | 23.4735 | 32.7224 | 114.858
2028 | 500 | 128555 | 0 | 0 | 0 | 0 | 0 | 0 | 1000 | 0 | 0 | 6.8874 | 500 | 0 | 0 | 7.2439 | 500 | 0 | 0 | 28.5539
2029 | 500 | 129055 | 0 | 0 | 0 | 0 | 0 | 0 | 1000 | 0 | 0 | 6.8874 | 500 | 0 | 0 | 7.2439 | 500 | 0 | 0 | 28.5539
2030 | 500 | 129555 | 0 | 0 | 0 | 0 | 0 | 0 | 1000 | 0 | 0 | 6.8874 | 500 | 0 | 0 | 7.2439 | 500 | 0 | 0 | 28.5539
2031 | 500 | 130055 | 0 | 0 | 0 | 0 | 0 | 0 | 1000 | 0 | 0 | 6.8874 | 500 | 0 | 0 | 7.2439 | 500 | 0 | 0 | 28.5539
2032 | 500 | 130555 | 0 | 0 | 0 | 0 | 0 | 0 | 1000 | 0 | 0 | 6.8874 | 500 | 0 | 0 | 7.2439 | 500 | 0 | 0 | 28.5539
2033 | 500 | 131055 | 0 | 0 | 0 | 0 | 0 | 0 | 1000 | 0 | 0 | 6.8874 | 500 | 0 | 0 | 7.2439 | 500 | 0 | 0 | 28.5539
2034 | 500 | 131555 | 0 | 0 | 0 | 0 | 0 | 0 | 1000 | 0 | 0 | 6.8874 | 500 | 0 | 0 | 7.2439 | 500 | 0 | 0 | 28.5539
2035 | 500 | 132055 | 0 | 0 | 0 | 0 | 0 | 0 | 1000 | 0 | 0 | 6.8874 | 500 | 0 | 0 | 7.2439 | 500 | 0 | 0 | 28.5539
2036 | 500 | 132555 | 0 | 0 | 0 | 0 | 0 | 0 | 1000 | 0 | 0 | 6.8874 | 500 | 0 | 0 | 7.2439 | 500 | 0 | 0 | 28.5539
2037 | 500 | 133055 | 0 | 0 | 0 | 0 | 0 | 0 | 1000 | 0 | 0 | 6.8874 | 500 | 0 | 0 | 7.2439 | 500 | 0 | 0 | 28.5539
2038 | 500 | 133555 | 0 | 0 | 0 | 0 | 0 | 0 | 1000 | 0 | 0 | 6.8874 | 500 | 0 | 0 | 7.2439 | 500 | 0 | 0 | 28.5539
2039 | 500 | 134055 | 0 | 0 | 0 | 0 | 0 | 0 | 1000 | 0 | 0 | 6.8874 | 500 | 0 | 0 | 7.2439 | 500 | 0 | 0 | 28.5539
2040 | 500 | 134555 | 0 | 0 | 0 | 0 | 0 | 0 | 1000 | 0 | 0 | 6.8874 | 500 | 0 | 0 | 7.2439 | 500 | 0 | 0 | 28.5539
2041 | 500 | 135055 | 0 | 0 | 0 | 0 | 0 | 0 | 1000 | 0 | 0 | 6.8874 | 500 | 0 | 0 | 7.2439 | 500 | 0 | 0 | 28.5539
(1) FEECA 90 (1981-1990) cumulative totals.
(2) FEECA 94 (1991-1994) cumulative totals.
* Incremental Participants for Summer and Energy are the same calculation: Previous Year's "Year-End" Total plus Current Year's "Year-End" Total divided by 2 for an average
** Incremental Participants for Winter equals the Previous Year's "Year-End" Total as it is closer to the month of the Winter Peak, typically in Jan. each year
**mail in audit stopped in 2004 - data for mail in remains in historical data.
**online and telephone audits are combined in this tab -- Tim aggregates the savings and gives it to me.
| 1650 | 75 | 1725
| 1575 | 300 | 1875
| 1500 | 500 | 2000
| 1425 | 500 | 1925
| 1350 | 500 | 1850
| 1275 | 500 | 1775
| 1200 | 500 | 1700
| 1125 | 500 | 1625

## RES Audit RCS
Conservation Savings @ Meter
PROGRAM: | RES Audit RCS (Paid Audit) --aka Residential Computer-Assisted Audit, Residential Conservation Audit
#'s Match DSM Annual Reports Filed
| Year_End Savings | [7 empty] | Summer Savings |  |  |  | Winter Savings |  |  |  | Annual Energy Savings
Year | DSM Year-Ending Incremental Participants | DSM Year-Ending Cumulative Participants | DSM Summer Savings Per Participant (KW) | DSM Winter Savings Per Participant (KW) | DSM Energy Savings Per Participant (KWH) | DSM Incremental Summer Savings (MW) | DSM Incremental Winter Savings (MW) | DSM Incremental Energy Savings (GWH) | Incremental Summer Participants* | Summer Savings Per Participant (KW) | Incremental Summer Savings (MW) | Cumulative Summer Savings (MW) | Incremental Winter Participants** | Winter Savings Per Participant (KW) | Incremental Winter Savings (MW) | Cumulative Winter Savings (MW) | Average Annual Incremental Energy Participants* | Energy Savings Per Participant (KWH) | Incremental Energy Savings (GWH) | Cumulative Energy Savings (GWH)
1981-1990(1) |  | 3890 | [7 empty] | 0.24936 |  | 0.97 |  | 0.34961 |  | 1.36 |  | 840.617 |  | 3.27
1991-1994(2) | 0 | 3890 | [7 empty] | 0 |  | 0.97 |  | 0 |  | 1.36 |  | 0 |  | 3.27
1995 | 0 | 3890 | 0 | 0 | 0 | 0 | 0 | 0 | 0 | 0 | 0 | 0.97 | 0 | 0 | 0 | 1.36 | 0 | 0 | 0 | 3.27
1996 | 0 | 3890 | 0 | 0 | 0 | 0 | 0 | 0 | 0 | 0 | 0 | 0.97 | 0 | 0 | 0 | 1.36 | 0 | 0 | 0 | 3.27
1997 | 0 | 3890 | 0 | 0 | 0 | 0 | 0 | 0 | 0 | 0 | 0 | 0.97 | 0 | 0 | 0 | 1.36 | 0 | 0 | 0 | 3.27
1998 | 0 | 3890 | 0 | 0 | 0 | 0 | 0 | 0 | 0 | 0 | 0 | 0.97 | 0 | 0 | 0 | 1.36 | 0 | 0 | 0 | 3.27
1999 | 0 | 3890 | 0 | 0 | 0 | 0 | 0 | 0 | 0 | 0 | 0 | 0.97 | 0 | 0 | 0 | 1.36 | 0 | 0 | 0 | 3.27
2000 | 0 | 3890 | 0 | 0 | 0 | 0 | 0 | 0 | 0 | 0 | 0 | 0.97 | 0 | 0 | 0 | 1.36 | 0 | 0 | 0 | 3.27
2001 | 0 | 3890 | 0 | 0 | 0 | 0 | 0 | 0 | 0 | 0 | 0 | 0.97 | 0 | 0 | 0 | 1.36 | 0 | 0 | 0 | 3.27
2002 | 0 | 3890 | 0 | 0 | 0 | 0 | 0 | 0 | 0 | 0 | 0 | 0.97 | 0 | 0 | 0 | 1.36 | 0 | 0 | 0 | 3.27
2003 | 0 | 3890 | 0 | 0 | 0 | 0 | 0 | 0 | 0 | 0 | 0 | 0.97 | 0 | 0 | 0 | 1.36 | 0 | 0 | 0 | 3.27
2004 | 0 | 3890 | 0 | 0 | 0 | 0 | 0 | 0 | 0 | 0 | 0 | 0.97 | 0 | 0 | 0 | 1.36 | 0 | 0 | 0 | 3.27
2005 | 0 | 3890 | 0 | 0 | 0 | 0 | 0 | 0 | 0 | 0 | 0 | 0.97 | 0 | 0 | 0 | 1.36 | 0 | 0 | 0 | 3.27
2006 | 0 | 3890 | 0 | 0 | 0 | 0 | 0 | 0 | 0 | 0 | 0 | 0.97 | 0 | 0 | 0 | 1.36 | 0 | 0 | 0 | 3.27
2007 | 0 | 3890 | 0 | 0 | 0 | 0 | 0 | 0 | 0 | 0 | 0 | 0.97 | 0 | 0 | 0 | 1.36 | 0 | 0 | 0 | 3.27
2008 | 0 | 3890 | 0.03 | 0.04 | 137 | 0 | 0 | 0 | 0 | 0.03 | 0 | 0.97 | 0 | 0.04 | 0 | 1.36 | 0 | 137 | 0 | 3.27
2009 | 0 | 3890 | 0.03 | 0.04 | 137 | 0 | 0 | 0 | 0 | 0.03 | 0 | 0.97 | 0 | 0.04 | 0 | 1.36 | 0 | 137 | 0 | 3.27
2010 | 0 | 3890 | 0.03 | 0.04 | 137 | 0 | 0 | 0 | 0 | 0.03 | 0 | 0.97 | 0 | 0.04 | 0 | 1.36 | 0 | 137 | 0 | 3.27
2011 | 0 | 3890 | 0.05 | 0.07 | 544 | 0 | 0 | 0 | 0 | 0.05 | 0 | 0.97 | 0 | 0.07 | 0 | 1.36 | 0 | 544 | 0 | 3.27
2012 | 0 | 3890 | 0.05 | 0.07 | 544 | 0 | 0 | 0 | 0 | 0.05 | 0 | 0.97 | 0 | 0.07 | 0 | 1.36 | 0 | 544 | 0 | 3.27
2013 | 0 | 3890 | 0.05 | 0.07 | 544 | 0 | 0 | 0 | 0 | 0.05 | 0 | 0.97 | 0 | 0.07 | 0 | 1.36 | 0 | 544 | 0 | 3.27
2014 | 0 | 3890 | 0.05 | 0.07 | 544 | 0 | 0 | 0 | 0 | 0.05 | 0 | 0.97 | 0 | 0.07 | 0 | 1.36 | 0 | 544 | 0 | 3.27
2015 | 5 | 3895 | 0 | 0 | 0 | 0 | 0 | 0 | 2.5 | 0 | 0 | 0.97 | 0 | 0 | 0 | 1.36 | 2.5 | 0 | 0 | 3.27
2016 | 9 | 3904 | 0 | 0 | 0 | 0 | 0 | 0 | 7 | 0 | 0 | 0.97 | 5 | 0 | 0 | 1.36 | 7 | 0 | 0 | 3.27
2017 | 1 | 3905 | 0 | 0 | 0 | 0 | 0 | 0 | 5 | 0 | 0 | 0.97 | 9 | 0 | 0 | 1.36 | 5 | 0 | 0 | 3.27
2018 | 1 | 3906 | 0 | 0 | 0 | 0 | 0 | 0 | 1 | 0 | 0 | 0.97 | 1 | 0 | 0 | 1.36 | 1 | 0 | 0 | 3.27
2019 | 1 | 3907 | 0 | 0 | 0 | 0 | 0 | 0 | 1 | 0 | 0 | 0.97 | 1 | 0 | 0 | 1.36 | 1 | 0 | 0 | 3.27
2020 | 1 | 3908 | 0 | 0 | 0 | 0 | 0 | 0 | 1 | 0 | 0 | 0.97 | 1 | 0 | 0 | 1.36 | 1 | 0 | 0 | 3.27
2021 | 1 | 3909 | 0 | 0 | 0 | 0 | 0 | 0 | 1 | 0 | 0 | 0.97 | 1 | 0 | 0 | 1.36 | 1 | 0 | 0 | 3.27
2022 | 1 | 3910 | 0 | 0 | 0 | 0 | 0 | 0 | 1 | 0 | 0 | 0.97 | 1 | 0 | 0 | 1.36 | 1 | 0 | 0 | 3.27
2023 | 1 | 3911 | 0 | 0 | 0 | 0 | 0 | 0 | 1 | 0 | 0 | 0.97 | 1 | 0 | 0 | 1.36 | 1 | 0 | 0 | 3.27
2024 | 1 | 3912 | 0 | 0 | 0 | 0 | 0 | 0 | 1 | 0 | 0 | 0.97 | 1 | 0 | 0 | 1.36 | 1 | 0 | 0 | 3.27
2025 | 1 | 3913 | 0 | 0 | 0 | 0 | 0 | 0 | 1 | 0 | 0 | 0.97 | 1 | 0 | 0 | 1.36 | 1 | 0 | 0 | 3.27
2026 | 1 | 3914 | 0 | 0 | 0 | 0 | 0 | 0 | 1 | 0 | 0 | 0.97 | 1 | 0 | 0 | 1.36 | 1 | 0 | 0 | 3.27
2027 | 1 | 3915 | 0 | 0 | 0 | 0 | 0 | 0 | 1 | 0 | 0 | 0.97 | 1 | 0 | 0 | 1.36 | 1 | 0 | 0 | 3.27
2028 | 1 | 3916 | 0 | 0 | 0 | 0 | 0 | 0 | 1 | 0 | 0 | 0.97 | 1 | 0 | 0 | 1.36 | 1 | 0 | 0 | 3.27
2029 | 1 | 3917 | 0 | 0 | 0 | 0 | 0 | 0 | 1 | 0 | 0 | 0.97 | 1 | 0 | 0 | 1.36 | 1 | 0 | 0 | 3.27
2030 | 1 | 3918 | 0 | 0 | 0 | 0 | 0 | 0 | 1 | 0 | 0 | 0.97 | 1 | 0 | 0 | 1.36 | 1 | 0 | 0 | 3.27
2031 | 1 | 3919 | 0 | 0 | 0 | 0 | 0 | 0 | 1 | 0 | 0 | 0.97 | 1 | 0 | 0 | 1.36 | 1 | 0 | 0 | 3.27
2032 | 1 | 3920 | 0 | 0 | 0 | 0 | 0 | 0 | 1 | 0 | 0 | 0.97 | 1 | 0 | 0 | 1.36 | 1 | 0 | 0 | 3.27
2033 | 1 | 3921 | 0 | 0 | 0 | 0 | 0 | 0 | 1 | 0 | 0 | 0.97 | 1 | 0 | 0 | 1.36 | 1 | 0 | 0 | 3.27
2034 | 1 | 3918 | 0 | 0 | 0 | 0 | 0 | 0 | 1 | 0 | 0 | 0.97 | 1 | 0 | 0 | 1.36 | 1 | 0 | 0 | 3.27
2035 | 1 | 3919 | 0 | 0 | 0 | 0 | 0 | 0 | 1 | 0 | 0 | 0.97 | 1 | 0 | 0 | 1.36 | 1 | 0 | 0 | 3.27
2036 | 1 | 3920 | 0 | 0 | 0 | 0 | 0 | 0 | 1 | 0 | 0 | 0.97 | 1 | 0 | 0 | 1.36 | 1 | 0 | 0 | 3.27
2037 | 1 | 3921 | 0 | 0 | 0 | 0 | 0 | 0 | 1 | 0 | 0 | 0.97 | 1 | 0 | 0 | 1.36 | 1 | 0 | 0 | 3.27
2038 | 1 | 3922 | 0 | 0 | 0 | 0 | 0 | 0 | 1 | 0 | 0 | 0.97 | 1 | 0 | 0 | 1.36 | 1 | 0 | 0 | 3.27
2039 | 1 | 3919 | 0 | 0 | 0 | 0 | 0 | 0 | 1 | 0 | 0 | 0.97 | 1 | 0 | 0 | 1.36 | 1 | 0 | 0 | 3.27
2040 | 1 | 3920 | 0 | 0 | 0 | 0 | 0 | 0 | 1 | 0 | 0 | 0.97 | 1 | 0 | 0 | 1.36 | 1 | 0 | 0 | 3.27
2041 | 1 | 3921 | 0 | 0 | 0 | 0 | 0 | 0 | 1 | 0 | 0 | 0.97 | 1 | 0 | 0 | 1.36 | 1 | 0 | 0 | 3.27
(1) FEECA 90 (1981-1990) cumulative totals.
(2) FEECA 94 (1991-1994) cumulative totals.
* Incremental Participants for Summer and Energy are the same calculation: Previous Year's "Year-End" Total plus Current Year's "Year-End" Total divided by 2 for an average
** Incremental Participants for Winter equals the Previous Year's "Year-End" Total as it is closer to the month of the Winter Peak, typically in Jan. each year

## RES CI
Conservation Savings @ Meter
PROGRAM: | RES | Ceiling Insulation standalone program (previously included with RES Building Envelope)
#'s Match DSM Annual Reports Filed
| Year_End Savings | [7 empty] | Summer Savings |  |  |  | Winter Savings |  |  |  | Annual Energy Savings
Year | DSM Year-Ending Incremental Participants | DSM Year-Ending Cumulative Participants | DSM Summer Savings Per Participant (KW) | DSM Winter Savings Per Participant (KW) | DSM Energy Savings Per Participant (KWH) | DSM Incremental Summer Savings (MW) | DSM Incremental Winter Savings (MW) | DSM Incremental Energy Savings (GWH) | Incremental Summer Participants* | Summer Savings Per Participant (KW) | Incremental Summer Savings (MW) | Cumulative Summer Savings (MW) | Incremental Winter Participants** | Winter Savings Per Participant (KW) | Incremental Winter Savings (MW) | Cumulative Winter Savings (MW) | Average Annual Incremental Energy Participants* | Energy Savings Per Participant (KWH) | Incremental Energy Savings (GWH) | Cumulative Energy Savings (GWH)
1981-1990(1)
1991-1994(2)
1995
1996
1997
1998
1999
2000
2001
2002
2003
2004
2005
2006
2007
2008
2009 |  |  | 0 | 0 | 0
2010 | 0 | 0 | 0 | 0 | 0 | 0 | 0 | 0 | 0 | 0 | 0 | 0 | 0 | 0 | 0 | 0 | 0 | 0 | 0 | 0
2011 | 0 | 0 | 0 | 0 | 0 | 0 | 0 | 0 | 0 | 0 | 0 | 0 | 0 | 0 | 0 | 0 | 0 | 0 | 0 | 0
2012 | 0 | 0 | 0 | 0 | 0 | 0 | 0 | 0 | 0 | 0 | 0 | 0 | 0 | 0 | 0 | 0 | 0 | 0 | 0 | 0
2013 | 0 | 0 | 0 | 0 | 0 | 0 | 0 | 0 | 0 | 0 | 0 | 0 | 0 | 0 | 0 | 0 | 0 | 0 | 0 | 0
2014 | 0 | 117473 | 0 | 0 | 0 | 0 | 0 | 0 | 0 | 0 | 0 | 0 | 0 | 0 | 0 | 0 | 0 | 0 | 0 | 0
2015 | 3057 | 120530 | 0.26894 | 0.37922 | 323.2565 | 0.82214 | 1.1593 | 0.9882 | 1528.5 | 0.26894 | 0.41107 | 0.41107 | 0 | 0.37922 | 0 | 0 | 1528.5 | 323.2565 | 0.4941 | 0.4941
2016 | 1293 | 121823 | 0.26 | 0.37 | 848 | 0.33618 | 0.47841 | 1.0965 | 2175 | 0.26 | 0.5655 | 0.97657 | 3057 | 0.37 | 1.1311 | 1.1311 | 2175 | 848 | 1.8444 | 2.3385
2017 | 1000 | 122823 | 0.26 | 0.37 | 848 | 0.26 | 0.37 | 0.848 | 1146.5 | 0.26 | 0.29809 | 1.2747 | 1293 | 0.37 | 0.47841 | 1.6095 | 1146.5 | 848 | 0.97223 | 3.3107
2018 | 1000 | 123823 | 0.26 | 0.37 | 848 | 0.26 | 0.37 | 0.848 | 1000 | 0.26 | 0.26 | 1.5347 | 1000 | 0.37 | 0.37 | 1.9795 | 1000 | 848 | 0.848 | 4.1587
2019 | 1500 | 125323 | 0.26 | 0.37 | 848 | 0.39 | 0.555 | 1.272 | 1250 | 0.26 | 0.325 | 1.8597 | 1000 | 0.37 | 0.37 | 2.3495 | 1250 | 848 | 1.06 | 5.2187
2020 | 1500 | 126823 | 0.26 | 0.37 | 848 | 0.39 | 0.555 | 1.272 | 1500 | 0.26 | 0.39 | 2.2497 | 1500 | 0.37 | 0.555 | 2.9045 | 1500 | 848 | 1.272 | 6.4907
2021 | 1500 | 128323 | 0.26 | 0.37 | 848 | 0.39 | 0.555 | 1.272 | 1500 | 0.26 | 0.39 | 2.6397 | 1500 | 0.37 | 0.555 | 3.4595 | 1500 | 848 | 1.272 | 7.7627
2022 | 1500 | 129823 | 0.26 | 0.37 | 848 | 0.39 | 0.555 | 1.272 | 1500 | 0.26 | 0.39 | 3.0297 | 1500 | 0.37 | 0.555 | 4.0145 | 1500 | 848 | 1.272 | 9.0347
2023 | 1500 | 131323 | 0.26 | 0.37 | 848 | 0.39 | 0.555 | 1.272 | 1500 | 0.26 | 0.39 | 3.4197 | 1500 | 0.37 | 0.555 | 4.5695 | 1500 | 848 | 1.272 | 10.3067
2024 | 1500 | 132823 | 0.26 | 0.37 | 848 | 0.39 | 0.555 | 1.272 | 1500 | 0.26 | 0.39 | 3.8097 | 1500 | 0.37 | 0.555 | 5.1245 | 1500 | 848 | 1.272 | 11.5787
2025 | 1500 | 134323 | 0.26 | 0.37 | 848 | 0.39 | 0.555 | 1.272 | 1500 | 0.26 | 0.39 | 4.1997 | 1500 | 0.37 | 0.555 | 5.6795 | 1500 | 848 | 1.272 | 12.8507
2026 | 1500 | 135823 | 0.26 | 0.37 | 848 | 0.39 | 0.555 | 1.272 | 1500 | 0.26 | 0.39 | 4.5897 | 1500 | 0.37 | 0.555 | 6.2345 | 1500 | 848 | 1.272 | 14.1227
2027 | 1500 | 137323 | 0.26 | 0.37 | 848 | 0.39 | 0.555 | 1.272 | 1500 | 0.26 | 0.39 | 4.9797 | 1500 | 0.37 | 0.555 | 6.7895 | 1500 | 848 | 1.272 | 15.3947
2028 | 1500 | 138823 | 0.26 | 0.37 | 848 | 0.39 | 0.555 | 1.272 | 1500 | 0.26 | 0.39 | 5.3697 | 1500 | 0.37 | 0.555 | 7.3445 | 1500 | 848 | 1.272 | 16.6667
2029 | 1500 | 140323 | 0.26 | 0.37 | 848 | 0.39 | 0.555 | 1.272 | 1500 | 0.26 | 0.39 | 5.7597 | 1500 | 0.37 | 0.555 | 7.8995 | 1500 | 848 | 1.272 | 17.9387
2030 | 1500 | 141823 | 0.26 | 0.37 | 848 | 0.39 | 0.555 | 1.272 | 1500 | 0.26 | 0.39 | 6.1497 | 1500 | 0.37 | 0.555 | 8.4545 | 1500 | 848 | 1.272 | 19.2107
2031 | 1500 | 143323 | 0.26 | 0.37 | 848 | 0.39 | 0.555 | 1.272 | 1500 | 0.26 | 0.39 | 6.5397 | 1500 | 0.37 | 0.555 | 9.0095 | 1500 | 848 | 1.272 | 20.4827
2032 | 1500 | 144823 | 0.26 | 0.37 | 848 | 0.39 | 0.555 | 1.272 | 1500 | 0.26 | 0.39 | 6.9297 | 1500 | 0.37 | 0.555 | 9.5645 | 1500 | 848 | 1.272 | 21.7547
2033 | 1500 | 146323 | 0.26 | 0.37 | 848 | 0.39 | 0.555 | 1.272 | 1500 | 0.26 | 0.39 | 7.3197 | 1500 | 0.37 | 0.555 | 10.1195 | 1500 | 848 | 1.272 | 23.0267
2034 | 1500 | 147823 | 0.26 | 0.37 | 848 | 0.39 | 0.555 | 1.272 | 1500 | 0.26 | 0.39 | 7.7097 | 1500 | 0.37 | 0.555 | 10.6745 | 1500 | 848 | 1.272 | 24.2987
2035 | 1500 | 149323 | 0.26 | 0.37 | 848 | 0.39 | 0.555 | 1.272 | 1500 | 0.26 | 0.39 | 8.0997 | 1500 | 0.37 | 0.555 | 11.2295 | 1500 | 848 | 1.272 | 25.5707
2036 | 1500 | 150823 | 0.26 | 0.37 | 848 | 0.39 | 0.555 | 1.272 | 1500 | 0.26 | 0.39 | 8.4897 | 1500 | 0.37 | 0.555 | 11.7845 | 1500 | 848 | 1.272 | 26.8427
2037 | 1500 | 152323 | 0.26 | 0.37 | 848 | 0.39 | 0.555 | 1.272 | 1500 | 0.26 | 0.39 | 8.8797 | 1500 | 0.37 | 0.555 | 12.3395 | 1500 | 848 | 1.272 | 28.1147
2038 | 1500 | 153823 | 0.26 | 0.37 | 848 | 0.39 | 0.555 | 1.272 | 1500 | 0.26 | 0.39 | 9.2697 | 1500 | 0.37 | 0.555 | 12.8945 | 1500 | 848 | 1.272 | 29.3867
2039 | 1500 | 155323 | 0.26 | 0.37 | 848 | 0.39 | 0.555 | 1.272 | 1500 | 0.26 | 0.39 | 9.6597 | 1500 | 0.37 | 0.555 | 13.4495 | 1500 | 848 | 1.272 | 30.6587
2040 | 1500 | 156823 | 0.26 | 0.37 | 848 | 0.39 | 0.555 | 1.272 | 1500 | 0.26 | 0.39 | 10.0497 | 1500 | 0.37 | 0.555 | 14.0045 | 1500 | 848 | 1.272 | 31.9307
2041 | 1500 | 158323 | 0.26 | 0.37 | 848 | 0.39 | 0.555 | 1.272 | 1500 | 0.26 | 0.39 | 10.4397 | 1500 | 0.37 | 0.555 | 14.5595 | 1500 | 848 | 1.272 | 33.2027
(1) FEECA 90 (1981-1990) cumulative totals.
(2) FEECA 94 (1991-1994) cumulative totals.
* Incremental Participants for Summer and Energy are the same calculation: Previous Year's "Year-End" Total plus Current Year's "Year-End" Total divided by 2 for an average
** Incremental Participants for Winter equals the Previous Year's "Year-End" Total as it is closer to the month of the Winter Peak, typically in Jan. each year
Blended Savings
2015 |  |  | 0.26894 | 0.37922 | 323.2565

## RES DR
Conservation Savings @ Meter
PROGRAM: | RES DUCT REPAIR (Single Family DS and Multi-family DS)
#'s Match DSM Annual Reports Filed
| Year_End Savings | [7 empty] | Summer Savings |  |  |  | Winter Savings |  |  |  | Annual Energy Savings
Year | DSM Year-Ending Incremental Participants | DSM Year-Ending Cumulative Participants | DSM Summer Savings Per Participant (KW) | DSM Winter Savings Per Participant (KW) | DSM Energy Savings Per Participant (KWH) | DSM Incremental Summer Savings (MW) | DSM Incremental Winter Savings (MW) | DSM Incremental Energy Savings (GWH) | Incremental Summer Participants* | Summer Savings Per Participant (KW) | Incremental Summer Savings (MW) | Cumulative Summer Savings (MW) | Incremental Winter Participants** | Winter Savings Per Participant (KW) | Incremental Winter Savings (MW) | Cumulative Winter Savings (MW) | Average Annual Incremental Energy Participants* | Energy Savings Per Participant (KWH) | Incremental Energy Savings (GWH) | Cumulative Energy Savings (GWH)
1981-1990(1) |  | 0
1991-1994(2) |  | 1648 | [7 empty] | 0.3216 |  | 0.53 |  | 1.1408 |  | 1.88 |  | 1.2464 |  | 2.054
1995(3) | 6400 | 8048 | 0.1875 | 0.67812 | 750 | 1.2 | 4.34 | 4.8 | 3656 | 0.1875 | 0.6855 | 1.2155 | 912 | 0.67812 | 0.61845 | 2.4985 | 3656 | 750 | 2.742 | 4.796
1996(3) | 8210 | 16258 | 0.1817 | 0.65905 | 719.9496 | 1.4918 | 5.4108 | 5.9108 | 7305 | 0.1817 | 1.3273 | 2.5428 | 6400 | 0.65905 | 4.2179 | 6.7163 | 7305 | 719.9496 | 5.2592 | 10.0552
1997 | 4594 | 20852 | 0.23717 | 0.51816 | 720.0126 | 1.0896 | 2.3804 | 3.3077 | 6402 | 0.23717 | 1.5183 | 4.0612 | 8210 | 0.51816 | 4.2541 | 10.9705 | 6402 | 720.0126 | 4.6095 | 14.6648
1998 | 2488 | 23340 | 0.36905 | 0.44856 | 888.9136 | 0.9182 | 1.116 | 2.2116 | 3541 | 0.36905 | 1.3068 | 5.368 | 4594 | 0.44856 | 2.0607 | 13.0311 | 3541 | 888.9136 | 3.1476 | 17.8124
1999 | 2099 | 25439 | 0.35824 | 0.45282 | 874.1853 | 0.75195 | 0.95047 | 1.8349 | 2293.5 | 0.35824 | 0.82163 | 6.1896 | 2488 | 0.45282 | 1.1266 | 14.1578 | 2293.5 | 874.1853 | 2.0049 | 19.8173
2000 | 1617 | 27056 | 0.453 | 0.397 | 995 | 0.7325 | 0.64195 | 1.6089 | 1858 | 0.453 | 0.84167 | 7.0313 | 2099 | 0.397 | 0.8333 | 14.9911 | 1858 | 995 | 1.8487 | 21.666
2001 | 2516 | 29572 | 0.41727 | 0.36842 | 916.7619 | 1.0498 | 0.92694 | 2.3066 | 2066.5 | 0.41727 | 0.86229 | 7.8936 | 1617 | 0.36842 | 0.59573 | 15.5868 | 2066.5 | 916.7619 | 1.8945 | 23.5605
2002 | 4274 | 33846 | 0.40706 | 0.36025 | 894.3942 | 1.7398 | 1.5397 | 3.8226 | 3395 | 0.40706 | 1.382 | 9.2755 | 2516 | 0.36025 | 0.90638 | 16.4932 | 3395 | 894.3942 | 3.0365 | 26.597
2003 | 5203 | 39049 | 0.43437 | 0.3821 | 954.2122 | 2.26 | 1.9881 | 4.9648 | 4738.5 | 0.43437 | 2.0583 | 11.3338 | 4274 | 0.3821 | 1.6331 | 18.1263 | 4738.5 | 954.2122 | 4.5215 | 31.1185
2004 | 3315 | 42364 | 0.45 | 0.39 | 988 | 1.4917 | 1.2929 | 3.2752 | 4259 | 0.45 | 1.9165 | 13.2503 | 5203 | 0.39 | 2.0292 | 20.1554 | 4259 | 988 | 4.2079 | 35.3264
2005 | 3086 | 45450 | 0.45256 | 0.39665 | 994.0314 | 1.3966 | 1.2241 | 3.0676 | 3200.5 | 0.45256 | 1.4484 | 14.6988 | 3315 | 0.39665 | 1.3149 | 21.4703 | 3200.5 | 994.0314 | 3.1814 | 38.5078
2006 | 6630 | 52080 | 0.34559 | 0.31107 | 759.7958 | 2.2912 | 2.0624 | 5.0374 | 4858 | 0.34559 | 1.6789 | 16.3776 | 3086 | 0.31107 | 0.95996 | 22.4303 | 4858 | 759.7958 | 3.6911 | 42.1989
2007 | 7758 | 59838 | 0.34 | 0.31 | 758 | 2.6377 | 2.405 | 5.8806 | 7194 | 0.34 | 2.446 | 18.8236 | 6630 | 0.31 | 2.0553 | 24.4856 | 7194 | 758 | 5.4531 | 47.652
2008 | 9056 | 68894 | 0.35 | 0.32 | 773 | 3.1696 | 2.8979 | 7.0003 | 8407 | 0.35 | 2.9425 | 21.766 | 7758 | 0.32 | 2.4826 | 26.9681 | 8407 | 773 | 6.4986 | 54.1506
2009 | 9772 | 78666 | 0.35 | 0.31 | 766 | 3.4202 | 3.0293 | 7.4854 | 9414 | 0.35 | 3.2949 | 25.0609 | 9056 | 0.31 | 2.8074 | 29.7755 | 9414 | 766 | 7.2111 | 61.3617
2010 | 7467 | 86133 | 0.37 | 0.33 | 823 | 2.7628 | 2.4641 | 6.1453 | 8619.5 | 0.37 | 3.1892 | 28.2501 | 9772 | 0.33 | 3.2248 | 33.0003 | 8619.5 | 823 | 7.0938 | 68.4556
2011 | 4215 | 90348 | 0.27 | 0.27 | 548 | 1.1381 | 1.1381 | 2.3098 | 5841 | 0.27 | 1.5771 | 29.8272 | 7467 | 0.27 | 2.0161 | 35.0164 | 5841 | 548 | 3.2009 | 71.6564
2012 | 2272 | 92620 | 0.16 | 0.2 | 271 | 0.36352 | 0.4544 | 0.61571 | 3243.5 | 0.16 | 0.51896 | 30.3462 | 4215 | 0.2 | 0.843 | 35.8594 | 3243.5 | 271 | 0.87899 | 72.5354
2013 | 1708 | 94328 | 0.16 | 0.2 | 271 | 0.27328 | 0.3416 | 0.46287 | 1990 | 0.16 | 0.3184 | 30.6646 | 2272 | 0.2 | 0.4544 | 36.3138 | 1990 | 271 | 0.53929 | 73.0747
2014 | 1706 | 96034 | 0.17 | 0.22 | 298 | 0.29002 | 0.37532 | 0.50839 | 1707 | 0.17 | 0.29019 | 30.9548 | 1708 | 0.22 | 0.37576 | 36.6895 | 1707 | 298 | 0.50869 | 73.5834
2015 | 1895 | 97929 | 0.16085 | 0.20132 | 273.0945 | 0.30482 | 0.3815 | 0.51751 | 1800.5 | 0.16085 | 0.28962 | 31.2444 | 1706 | 0.20132 | 0.34345 | 37.033 | 1800.5 | 273.0945 | 0.49171 | 74.0751
2016 | 1293 | 99222 | 0.171 | 0.217 | 298 | 0.2211 | 0.28058 | 0.38531 | 1594 | 0.171 | 0.27257 | 31.517 | 1895 | 0.217 | 0.41121 | 37.4442 | 1594 | 298 | 0.47501 | 74.5501
2017 | 750 | 99972 | 0.171 | 0.217 | 298 | 0.12825 | 0.16275 | 0.2235 | 1021.5 | 0.171 | 0.17468 | 31.6916 | 1293 | 0.217 | 0.28058 | 37.7248 | 1021.5 | 298 | 0.30441 | 74.8545
2018 | 750 | 100722 | 0.171 | 0.217 | 298 | 0.12825 | 0.16275 | 0.2235 | 750 | 0.171 | 0.12825 | 31.8199 | 750 | 0.217 | 0.16275 | 37.8875 | 750 | 298 | 0.2235 | 75.078
2019 | 500 | 101222 | 0.171 | 0.217 | 298 | 0.0855 | 0.1085 | 0.149 | 625 | 0.171 | 0.10688 | 31.9268 | 750 | 0.217 | 0.16275 | 38.0503 | 625 | 298 | 0.18625 | 75.2643
2020 | 500 | 101722 | 0.171 | 0.217 | 298 | 0.0855 | 0.1085 | 0.149 | 500 | 0.171 | 0.0855 | 32.0123 | 500 | 0.217 | 0.1085 | 38.1588 | 500 | 298 | 0.149 | 75.4133
2021 | 500 | 102222 | 0.171 | 0.217 | 298 | 0.0855 | 0.1085 | 0.149 | 500 | 0.171 | 0.0855 | 32.0978 | 500 | 0.217 | 0.1085 | 38.2673 | 500 | 298 | 0.149 | 75.5623
2022 | 500 | 102722 | 0.171 | 0.217 | 298 | 0.0855 | 0.1085 | 0.149 | 500 | 0.171 | 0.0855 | 32.1833 | 500 | 0.217 | 0.1085 | 38.3758 | 500 | 298 | 0.149 | 75.7113
2023 | 500 | 103222 | 0.171 | 0.217 | 298 | 0.0855 | 0.1085 | 0.149 | 500 | 0.171 | 0.0855 | 32.2688 | 500 | 0.217 | 0.1085 | 38.4843 | 500 | 298 | 0.149 | 75.8603
2024 | 500 | 103722 | 0.171 | 0.217 | 298 | 0.0855 | 0.1085 | 0.149 | 500 | 0.171 | 0.0855 | 32.3543 | 500 | 0.217 | 0.1085 | 38.5928 | 500 | 298 | 0.149 | 76.0093
2025 | 500 | 104222 | 0.171 | 0.217 | 298 | 0.0855 | 0.1085 | 0.149 | 500 | 0.171 | 0.0855 | 32.4398 | 500 | 0.217 | 0.1085 | 38.7013 | 500 | 298 | 0.149 | 76.1583
2026 | 500 | 104722 | 0.171 | 0.217 | 298 | 0.0855 | 0.1085 | 0.149 | 500 | 0.171 | 0.0855 | 32.5253 | 500 | 0.217 | 0.1085 | 38.8098 | 500 | 298 | 0.149 | 76.3073
2027 | 500 | 105222 | 0.171 | 0.217 | 298 | 0.0855 | 0.1085 | 0.149 | 500 | 0.171 | 0.0855 | 32.6108 | 500 | 0.217 | 0.1085 | 38.9183 | 500 | 298 | 0.149 | 76.4563
2028 | 500 | 105722 | 0.171 | 0.217 | 298 | 0.0855 | 0.1085 | 0.149 | 500 | 0.171 | 0.0855 | 32.6963 | 500 | 0.217 | 0.1085 | 39.0268 | 500 | 298 | 0.149 | 76.6053
2029 | 500 | 106222 | 0.171 | 0.217 | 298 | 0.0855 | 0.1085 | 0.149 | 500 | 0.171 | 0.0855 | 32.7818 | 500 | 0.217 | 0.1085 | 39.1353 | 500 | 298 | 0.149 | 76.7543
2030 | 500 | 106722 | 0.171 | 0.217 | 298 | 0.0855 | 0.1085 | 0.149 | 500 | 0.171 | 0.0855 | 32.8673 | 500 | 0.217 | 0.1085 | 39.2438 | 500 | 298 | 0.149 | 76.9033
2031 | 500 | 107222 | 0.171 | 0.217 | 298 | 0.0855 | 0.1085 | 0.149 | 500 | 0.171 | 0.0855 | 32.9528 | 500 | 0.217 | 0.1085 | 39.3523 | 500 | 298 | 0.149 | 77.0523
2032 | 500 | 107722 | 0.171 | 0.217 | 298 | 0.0855 | 0.1085 | 0.149 | 500 | 0.171 | 0.0855 | 33.0383 | 500 | 0.217 | 0.1085 | 39.4608 | 500 | 298 | 0.149 | 77.2013
2033 | 500 | 108222 | 0.171 | 0.217 | 298 | 0.0855 | 0.1085 | 0.149 | 500 | 0.171 | 0.0855 | 33.1238 | 500 | 0.217 | 0.1085 | 39.5693 | 500 | 298 | 0.149 | 77.3503
2034 | 500 | 108722 | 0.171 | 0.217 | 298 | 0.0855 | 0.1085 | 0.149 | 500 | 0.171 | 0.0855 | 33.2093 | 500 | 0.217 | 0.1085 | 39.6778 | 500 | 298 | 0.149 | 77.4993
2035 | 500 | 109222 | 0.171 | 0.217 | 298 | 0.0855 | 0.1085 | 0.149 | 500 | 0.171 | 0.0855 | 33.2948 | 500 | 0.217 | 0.1085 | 39.7863 | 500 | 298 | 0.149 | 77.6483
2036 | 500 | 109722 | 0.171 | 0.217 | 298 | 0.0855 | 0.1085 | 0.149 | 500 | 0.171 | 0.0855 | 33.3803 | 500 | 0.217 | 0.1085 | 39.8948 | 500 | 298 | 0.149 | 77.7973
2037 | 500 | 110222 | 0.171 | 0.217 | 298 | 0.0855 | 0.1085 | 0.149 | 500 | 0.171 | 0.0855 | 33.4658 | 500 | 0.217 | 0.1085 | 40.0033 | 500 | 298 | 0.149 | 77.9463
2038 | 500 | 110722 | 0.171 | 0.217 | 298 | 0.0855 | 0.1085 | 0.149 | 500 | 0.171 | 0.0855 | 33.5513 | 500 | 0.217 | 0.1085 | 40.1118 | 500 | 298 | 0.149 | 78.0953
2039 | 500 | 111222 | 0.171 | 0.217 | 298 | 0.0855 | 0.1085 | 0.149 | 500 | 0.171 | 0.0855 | 33.6368 | 500 | 0.217 | 0.1085 | 40.2203 | 500 | 298 | 0.149 | 78.2443
2040 | 500 | 111722 | 0.171 | 0.217 | 298 | 0.0855 | 0.1085 | 0.149 | 500 | 0.171 | 0.0855 | 33.7223 | 500 | 0.217 | 0.1085 | 40.3288 | 500 | 298 | 0.149 | 78.3933
2041 | 500 | 112222 | 0.171 | 0.217 | 298 | 0.0855 | 0.1085 | 0.149 | 500 | 0.171 | 0.0855 | 33.8078 | 500 | 0.217 | 0.1085 | 40.4373 | 500 | 298 | 0.149 | 78.5423
(1) FEECA 90 (1981-1990) cumulative totals.
(2) FEECA 94 (1991-1994) cumulative totals.
(3) Also includes "Major" Duct Repair in 1995 & 1996
| Minor Duct Repair Savings Per Participant |  |  |  | Major Duct Repair Savings Per Participant |  |  |  | Weighted Avg. Savings Per Participant
| Participants | S kw/partic | W kw/partic | kwh/partic | Participants | S kw/partic | W kw/partic | kwh/partic | Participants | S kw/partic | W kw/partic | kwh/partic
1995 | 5449 | 0.15049 | 0.55056 | 605.6157 | 951 | 0.39958 | 1.409 | 1577.2871 | 6400 | 0.1875 | 0.67812 | 750
1996 | 7169 | 0.15 | 0.55 | 600 | 1041 | 0.4 | 1.41 | 1546 | 8210 | 0.1817 | 0.65905 | 719.9496
* Incremental Participants for Summer and Energy are the same calculation: Previous Year's "Year-End" Total plus Current Year's "Year-End" Total divided by 2 for an average
** Incremental Participants for Winter equals the Previous Year's "Year-End" Total as it is closer to the month of the Winter Peak, typically in Jan. each year
Blend
2015 |  |  | 0.16085 | 0.20132 | 273.0945

## RES ECM
Conservation Savings @ Meter
PROGRAM: | RES | ECM Electronically Commutated Motors
#'s Match DSM Annual Reports Filed
| Year_End Savings | [7 empty] | Summer Savings |  |  |  | Winter Savings |  |  |  | Annual Energy Savings
Year | DSM Year-Ending Incremental Participants | DSM Year-Ending Cumulative Participants | DSM Summer Savings Per Participant (KW) | DSM Winter Savings Per Participant (KW) | DSM Energy Savings Per Participant (KWH) | DSM Incremental Summer Savings (MW) | DSM Incremental Winter Savings (MW) | DSM Incremental Energy Savings (GWH) | Incremental Summer Participants* | Summer Savings Per Participant (KW) | Incremental Summer Savings (MW) | Cumulative Summer Savings (MW) | Incremental Winter Participants** | Winter Savings Per Participant (KW) | Incremental Winter Savings (MW) | Cumulative Winter Savings (MW) | Average Annual Incremental Energy Participants* | Energy Savings Per Participant (KWH) | Incremental Energy Savings (GWH) | Cumulative Energy Savings (GWH)
1981-1990(1)
1991-1994(2)
1995
1996
1997
1998
1999
2000
2001
2002
2003
2004
2005
2006
2007
2008
2009
2010 | 0 | 0 | 0.14 | 0.13 | 352 | 0 | 0 | 0 | 0 | 0.14 | 0 | 0 | 0 | 0.13 | 0 | 0 | 0 | 352 | 0 | 0
2011 | 0 | 0 | 0.14 | 0.13 | 352 | 0 | 0 | 0 | 0 | 0.14 | 0 | 0 | 0 | 0.13 | 0 | 0 | 0 | 352 | 0 | 0
2012 | 0 | 0 | 0.14 | 0.13 | 352 | 0 | 0 | 0 | 0 | 0.14 | 0 | 0 | 0 | 0.13 | 0 | 0 | 0 | 352 | 0 | 0
2013 | 1 | 1 | 0.14 | 0.13 | 352 | 0.00014 | 0.00013 | 0.000352 | 0.5 | 0.14 | 7e-05 | 7e-05 | 0 | 0.13 | 0 | 0 | 0.5 | 352 | 0.000176 | 0.000176
2014 | 0 | 1 | 0.14 | 0.13 | 352 | 0 | 0 | 0 | 0.5 | 0.14 | 7e-05 | 0.00014 | 1 | 0.13 | 0.00013 | 0.00013 | 0.5 | 352 | 0.000176 | 0.000352
2015 | 4 | 5 | 0.14 | 0.13 | 352 | 0.00056 | 0.00052 | 0.001408 | 2 | 0.14 | 0.00028 | 0.00042 | 0 | 0.13 | 0 | 0.00013 | 2 | 352 | 0.000704 | 0.001056
2016 | 0 | 5 | 0.15 | 0.142 | 388 | 0 | 0 | 0 | 2 | 0.15 | 0.0003 | 0.00072 | 4 | 0.142 | 0.000568 | 0.000698 | 2 | 388 | 0.000776 | 0.001832
2017 | 20 | 25 | 0.15 | 0.142 | 388 | 0.003 | 0.00284 | 0.00776 | 10 | 0.15 | 0.0015 | 0.00222 | 0 | 0.142 | 0 | 0.000698 | 10 | 388 | 0.00388 | 0.005712
2018 | 35 | 60 | 0.15 | 0.142 | 388 | 0.00525 | 0.00497 | 0.01358 | 27.5 | 0.15 | 0.004125 | 0.006345 | 20 | 0.142 | 0.00284 | 0.003538 | 27.5 | 388 | 0.01067 | 0.016382
2019 | 40 | 100 | 0.15 | 0.142 | 388 | 0.006 | 0.00568 | 0.01552 | 37.5 | 0.15 | 0.005625 | 0.01197 | 35 | 0.142 | 0.00497 | 0.008508 | 37.5 | 388 | 0.01455 | 0.030932
2020 | 40 | 140 | 0.15 | 0.142 | 388 | 0.006 | 0.00568 | 0.01552 | 40 | 0.15 | 0.006 | 0.01797 | 40 | 0.142 | 0.00568 | 0.014188 | 40 | 388 | 0.01552 | 0.046452
2021 | 40 | 180 | 0.15 | 0.142 | 388 | 0.006 | 0.00568 | 0.01552 | 40 | 0.15 | 0.006 | 0.02397 | 40 | 0.142 | 0.00568 | 0.019868 | 40 | 388 | 0.01552 | 0.061972
2022 | 40 | 220 | 0.15 | 0.142 | 388 | 0.006 | 0.00568 | 0.01552 | 40 | 0.15 | 0.006 | 0.02997 | 40 | 0.142 | 0.00568 | 0.025548 | 40 | 388 | 0.01552 | 0.077492
2023 | 40 | 260 | 0.15 | 0.142 | 388 | 0.006 | 0.00568 | 0.01552 | 40 | 0.15 | 0.006 | 0.03597 | 40 | 0.142 | 0.00568 | 0.031228 | 40 | 388 | 0.01552 | 0.093012
2024 | 40 | 300 | 0.15 | 0.142 | 388 | 0.006 | 0.00568 | 0.01552 | 40 | 0.15 | 0.006 | 0.04197 | 40 | 0.142 | 0.00568 | 0.036908 | 40 | 388 | 0.01552 | 0.10853
2025 | 40 | 340 | 0.15 | 0.142 | 388 | 0.006 | 0.00568 | 0.01552 | 40 | 0.15 | 0.006 | 0.04797 | 40 | 0.142 | 0.00568 | 0.042588 | 40 | 388 | 0.01552 | 0.12405
2026 | 40 | 380 | 0.15 | 0.142 | 388 | 0.006 | 0.00568 | 0.01552 | 40 | 0.15 | 0.006 | 0.05397 | 40 | 0.142 | 0.00568 | 0.048268 | 40 | 388 | 0.01552 | 0.13957
2027 | 40 | 420 | 0.15 | 0.142 | 388 | 0.006 | 0.00568 | 0.01552 | 40 | 0.15 | 0.006 | 0.05997 | 40 | 0.142 | 0.00568 | 0.053948 | 40 | 388 | 0.01552 | 0.15509
2028 | 40 | 460 | 0.15 | 0.142 | 388 | 0.006 | 0.00568 | 0.01552 | 40 | 0.15 | 0.006 | 0.06597 | 40 | 0.142 | 0.00568 | 0.059628 | 40 | 388 | 0.01552 | 0.17061
2029 | 40 | 500 | 0.15 | 0.142 | 388 | 0.006 | 0.00568 | 0.01552 | 40 | 0.15 | 0.006 | 0.07197 | 40 | 0.142 | 0.00568 | 0.065308 | 40 | 388 | 0.01552 | 0.18613
2030 | 40 | 540 | 0.15 | 0.142 | 388 | 0.006 | 0.00568 | 0.01552 | 40 | 0.15 | 0.006 | 0.07797 | 40 | 0.142 | 0.00568 | 0.070988 | 40 | 388 | 0.01552 | 0.20165
2031 | 40 | 580 | 0.15 | 0.142 | 388 | 0.006 | 0.00568 | 0.01552 | 40 | 0.15 | 0.006 | 0.08397 | 40 | 0.142 | 0.00568 | 0.076668 | 40 | 388 | 0.01552 | 0.21717
2032 | 40 | 620 | 0.15 | 0.142 | 388 | 0.006 | 0.00568 | 0.01552 | 40 | 0.15 | 0.006 | 0.08997 | 40 | 0.142 | 0.00568 | 0.082348 | 40 | 388 | 0.01552 | 0.23269
2033 | 40 | 660 | 0.15 | 0.142 | 388 | 0.006 | 0.00568 | 0.01552 | 40 | 0.15 | 0.006 | 0.09597 | 40 | 0.142 | 0.00568 | 0.088028 | 40 | 388 | 0.01552 | 0.24821
2034 | 40 | 700 | 0.15 | 0.142 | 388 | 0.006 | 0.00568 | 0.01552 | 40 | 0.15 | 0.006 | 0.10197 | 40 | 0.142 | 0.00568 | 0.093708 | 40 | 388 | 0.01552 | 0.26373
2035 | 40 | 740 | 0.15 | 0.142 | 388 | 0.006 | 0.00568 | 0.01552 | 40 | 0.15 | 0.006 | 0.10797 | 40 | 0.142 | 0.00568 | 0.099388 | 40 | 388 | 0.01552 | 0.27925
2036 | 40 | 780 | 0.15 | 0.142 | 388 | 0.006 | 0.00568 | 0.01552 | 40 | 0.15 | 0.006 | 0.11397 | 40 | 0.142 | 0.00568 | 0.10507 | 40 | 388 | 0.01552 | 0.29477
2037 | 40 | 820 | 0.15 | 0.142 | 388 | 0.006 | 0.00568 | 0.01552 | 40 | 0.15 | 0.006 | 0.11997 | 40 | 0.142 | 0.00568 | 0.11075 | 40 | 388 | 0.01552 | 0.31029
2038 | 40 | 860 | 0.15 | 0.142 | 388 | 0.006 | 0.00568 | 0.01552 | 40 | 0.15 | 0.006 | 0.12597 | 40 | 0.142 | 0.00568 | 0.11643 | 40 | 388 | 0.01552 | 0.32581
2039 | 40 | 900 | 0.15 | 0.142 | 388 | 0.006 | 0.00568 | 0.01552 | 40 | 0.15 | 0.006 | 0.13197 | 40 | 0.142 | 0.00568 | 0.12211 | 40 | 388 | 0.01552 | 0.34133
2040 | 40 | 940 | 0.15 | 0.142 | 388 | 0.006 | 0.00568 | 0.01552 | 40 | 0.15 | 0.006 | 0.13797 | 40 | 0.142 | 0.00568 | 0.12779 | 40 | 388 | 0.01552 | 0.35685
2041 | 40 | 980 | 0.15 | 0.142 | 388 | 0.006 | 0.00568 | 0.01552 | 40 | 0.15 | 0.006 | 0.14397 | 40 | 0.142 | 0.00568 | 0.13347 | 40 | 388 | 0.01552 | 0.37237
(1) FEECA 90 (1981-1990) cumulative totals.
(2) FEECA 94 (1991-1994) cumulative totals.
* Incremental Participants for Summer and Energy are the same calculation: Previous Year's "Year-End" Total plus Current Year's "Year-End" Total divided by 2 for an average
** Incremental Participants for Winter equals the Previous Year's "Year-End" Total as it is closer to the month of the Winter Peak, typically in Jan. each year

## RES Educ
Conservation Savings @ Meter
PROGRAM: | RES | Residential Educational Program aka Educational Energy Awareness aka Energy Education Outreach
#'s Match DSM Annual Reports Filed
| Year_End Savings | [7 empty] | Summer Savings |  |  |  | Winter Savings |  |  |  | Annual Energy Savings
Year | DSM Year-Ending Incremental Participants | DSM Year-Ending Cumulative Participants | DSM Summer Savings Per Participant (KW) | DSM Winter Savings Per Participant (KW) | DSM Energy Savings Per Participant (KWH) | DSM Incremental Summer Savings (MW) | DSM Incremental Winter Savings (MW) | DSM Incremental Energy Savings (GWH) | Incremental Summer Participants* | Summer Savings Per Participant (KW) | Incremental Summer Savings (MW) | Cumulative Summer Savings (MW) | Incremental Winter Participants** | Winter Savings Per Participant (KW) | Incremental Winter Savings (MW) | Cumulative Winter Savings (MW) | Average Annual Incremental Energy Participants* | Energy Savings Per Participant (KWH) | Incremental Energy Savings (GWH) | Cumulative Energy Savings (GWH)
1981-1990(1)
1991-1994(2)
1995
1996
1997
1998
1999
2000
2001
2002
2003
2004
2005
2006
2007
2008
2009
2010 | 0 | 0 | 0.02 | 0.03 | 255 | 0 | 0 | 0 | 0 | 0.02 | 0 | 0 | 0 | 0.03 | 0 | 0 | 0 | 255 | 0 | 0
2011 | 26 | 26 | 0.02 | 0.03 | 255 | 0.00052 | 0.00078 | 0.00663 | 13 | 0.02 | 0.00026 | 0.00026 | 0 | 0.03 | 0 | 0 | 13 | 255 | 0.003315 | 0.003315
2012 | 434 | 460 | 0.02 | 0.03 | 255 | 0.00868 | 0.01302 | 0.11067 | 230 | 0.02 | 0.0046 | 0.00486 | 26 | 0.03 | 0.00078 | 0.00078 | 230 | 255 | 0.05865 | 0.061965
2013 | 1597 | 2057 | 0.02 | 0.03 | 255 | 0.03194 | 0.04791 | 0.40724 | 1015.5 | 0.02 | 0.02031 | 0.02517 | 434 | 0.03 | 0.01302 | 0.0138 | 1015.5 | 255 | 0.25895 | 0.32092
2014 | 1124 | 3181 | 0.02 | 0.03 | 255 | 0.02248 | 0.03372 | 0.28662 | 1360.5 | 0.02 | 0.02721 | 0.05238 | 1597 | 0.03 | 0.04791 | 0.06171 | 1360.5 | 255 | 0.34693 | 0.66785
2015 | 1412 | 4593 | 0.020935 | 0.032989 | 271.2663 | 0.02956 | 0.04658 | 0.38303 | 1268 | 0.020935 | 0.026545 | 0.078925 | 1124 | 0.032989 | 0.037079 | 0.098789 | 1268 | 271.2663 | 0.34397 | 1.0118
2016 | 461 | 5054 | 0.025 | 0.046 | 342 | 0.011525 | 0.021206 | 0.15766 | 936.5 | 0.025 | 0.023413 | 0.10234 | 1412 | 0.046 | 0.064952 | 0.16374 | 936.5 | 342 | 0.32028 | 1.3321
2017 | 500 | 5554 | 0.025 | 0.046 | 342 | 0.0125 | 0.023 | 0.171 | 480.5 | 0.025 | 0.012013 | 0.11435 | 461 | 0.046 | 0.021206 | 0.18495 | 480.5 | 342 | 0.16433 | 1.4964
2018 | 500 | 6054 | 0.025 | 0.046 | 342 | 0.0125 | 0.023 | 0.171 | 500 | 0.025 | 0.0125 | 0.12685 | 500 | 0.046 | 0.023 | 0.20795 | 500 | 342 | 0.171 | 1.6674
2019 | 500 | 6554 | 0.025 | 0.046 | 342 | 0.0125 | 0.023 | 0.171 | 500 | 0.025 | 0.0125 | 0.13935 | 500 | 0.046 | 0.023 | 0.23095 | 500 | 342 | 0.171 | 1.8384
2020 | 500 | 7054 | 0.025 | 0.046 | 342 | 0.0125 | 0.023 | 0.171 | 500 | 0.025 | 0.0125 | 0.15185 | 500 | 0.046 | 0.023 | 0.25395 | 500 | 342 | 0.171 | 2.0094
2021 | 500 | 7554 | 0.025 | 0.046 | 342 | 0.0125 | 0.023 | 0.171 | 500 | 0.025 | 0.0125 | 0.16435 | 500 | 0.046 | 0.023 | 0.27695 | 500 | 342 | 0.171 | 2.1804
2022 | 500 | 8054 | 0.025 | 0.046 | 342 | 0.0125 | 0.023 | 0.171 | 500 | 0.025 | 0.0125 | 0.17685 | 500 | 0.046 | 0.023 | 0.29995 | 500 | 342 | 0.171 | 2.3514
2023 | 500 | 8554 | 0.025 | 0.046 | 342 | 0.0125 | 0.023 | 0.171 | 500 | 0.025 | 0.0125 | 0.18935 | 500 | 0.046 | 0.023 | 0.32295 | 500 | 342 | 0.171 | 2.5224
2024 | 500 | 9054 | 0.025 | 0.046 | 342 | 0.0125 | 0.023 | 0.171 | 500 | 0.025 | 0.0125 | 0.20185 | 500 | 0.046 | 0.023 | 0.34595 | 500 | 342 | 0.171 | 2.6934
2025 | 500 | 9554 | 0.025 | 0.046 | 342 | 0.0125 | 0.023 | 0.171 | 500 | 0.025 | 0.0125 | 0.21435 | 500 | 0.046 | 0.023 | 0.36895 | 500 | 342 | 0.171 | 2.8644
2026 | 500 | 10054 | 0.025 | 0.046 | 342 | 0.0125 | 0.023 | 0.171 | 500 | 0.025 | 0.0125 | 0.22685 | 500 | 0.046 | 0.023 | 0.39195 | 500 | 342 | 0.171 | 3.0354
2027 | 500 | 10554 | 0.025 | 0.046 | 342 | 0.0125 | 0.023 | 0.171 | 500 | 0.025 | 0.0125 | 0.23935 | 500 | 0.046 | 0.023 | 0.41495 | 500 | 342 | 0.171 | 3.2064
2028 | 500 | 11054 | 0.025 | 0.046 | 342 | 0.0125 | 0.023 | 0.171 | 500 | 0.025 | 0.0125 | 0.25185 | 500 | 0.046 | 0.023 | 0.43795 | 500 | 342 | 0.171 | 3.3774
2029 | 500 | 11554 | 0.025 | 0.046 | 342 | 0.0125 | 0.023 | 0.171 | 500 | 0.025 | 0.0125 | 0.26435 | 500 | 0.046 | 0.023 | 0.46095 | 500 | 342 | 0.171 | 3.5484
2030 | 500 | 12054 | 0.025 | 0.046 | 342 | 0.0125 | 0.023 | 0.171 | 500 | 0.025 | 0.0125 | 0.27685 | 500 | 0.046 | 0.023 | 0.48395 | 500 | 342 | 0.171 | 3.7194
2031 | 500 | 12554 | 0.025 | 0.046 | 342 | 0.0125 | 0.023 | 0.171 | 500 | 0.025 | 0.0125 | 0.28935 | 500 | 0.046 | 0.023 | 0.50695 | 500 | 342 | 0.171 | 3.8904
2032 | 500 | 13054 | 0.025 | 0.046 | 342 | 0.0125 | 0.023 | 0.171 | 500 | 0.025 | 0.0125 | 0.30185 | 500 | 0.046 | 0.023 | 0.52995 | 500 | 342 | 0.171 | 4.0614
2033 | 500 | 13554 | 0.025 | 0.046 | 342 | 0.0125 | 0.023 | 0.171 | 500 | 0.025 | 0.0125 | 0.31435 | 500 | 0.046 | 0.023 | 0.55295 | 500 | 342 | 0.171 | 4.2324
2034 | 500 | 14054 | 0.025 | 0.046 | 342 | 0.0125 | 0.023 | 0.171 | 500 | 0.025 | 0.0125 | 0.32685 | 500 | 0.046 | 0.023 | 0.57595 | 500 | 342 | 0.171 | 4.4034
2035 | 500 | 14554 | 0.025 | 0.046 | 342 | 0.0125 | 0.023 | 0.171 | 500 | 0.025 | 0.0125 | 0.33935 | 500 | 0.046 | 0.023 | 0.59895 | 500 | 342 | 0.171 | 4.5744
2036 | 500 | 15054 | 0.025 | 0.046 | 342 | 0.0125 | 0.023 | 0.171 | 500 | 0.025 | 0.0125 | 0.35185 | 500 | 0.046 | 0.023 | 0.62195 | 500 | 342 | 0.171 | 4.7454
2037 | 500 | 15554 | 0.025 | 0.046 | 342 | 0.0125 | 0.023 | 0.171 | 500 | 0.025 | 0.0125 | 0.36435 | 500 | 0.046 | 0.023 | 0.64495 | 500 | 342 | 0.171 | 4.9164
2038 | 500 | 16054 | 0.025 | 0.046 | 342 | 0.0125 | 0.023 | 0.171 | 500 | 0.025 | 0.0125 | 0.37685 | 500 | 0.046 | 0.023 | 0.66795 | 500 | 342 | 0.171 | 5.0874
2039 | 500 | 16554 | 0.025 | 0.046 | 342 | 0.0125 | 0.023 | 0.171 | 500 | 0.025 | 0.0125 | 0.38935 | 500 | 0.046 | 0.023 | 0.69095 | 500 | 342 | 0.171 | 5.2584
2040 | 500 | 17054 | 0.025 | 0.046 | 342 | 0.0125 | 0.023 | 0.171 | 500 | 0.025 | 0.0125 | 0.40185 | 500 | 0.046 | 0.023 | 0.71395 | 500 | 342 | 0.171 | 5.4294
2041 | 500 | 17554 | 0.025 | 0.046 | 342 | 0.0125 | 0.023 | 0.171 | 500 | 0.025 | 0.0125 | 0.41435 | 500 | 0.046 | 0.023 | 0.73695 | 500 | 342 | 0.171 | 5.6004
(1) FEECA 90 (1981-1990) cumulative totals.
(2) FEECA 94 (1991-1994) cumulative totals.
* Incremental Participants for Summer and Energy are the same calculation: Previous Year's "Year-End" Total plus Current Year's "Year-End" Total divided by 2 for an average
** Incremental Participants for Winter equals the Previous Year's "Year-End" Total as it is closer to the month of the Winter Peak, typically in Jan. each year
Blend
| 2015 |  | 0.020935 | 0.032989 | 271.2663

## RES EnergyStar
Conservation Savings @ Meter
PROGRAM: | RES ENERGY STAR HOMES (Previously called New Construction (aka New Home, aka Energy Plus Homes (EPH))
#'s Match DSM Annual Reports Filed
| Year_End Savings | [7 empty] | Summer Savings |  |  |  | Winter Savings |  |  |  | Annual Energy Savings
Year | DSM Year-Ending Incremental Participants | DSM Year-Ending Cumulative Participants | DSM Summer Savings Per Participant (KW) | DSM Winter Savings Per Participant (KW) | DSM Energy Savings Per Participant (KWH) | DSM Incremental Summer Savings (MW) | DSM Incremental Winter Savings (MW) | DSM Incremental Energy Savings (GWH) | Incremental Summer Participants* | Summer Savings Per Participant (KW) | Incremental Summer Savings (MW) | Cumulative Summer Savings (MW) | Incremental Winter Participants** | Winter Savings Per Participant (KW) | Incremental Winter Savings (MW) | Cumulative Winter Savings (MW) | Average Annual Incremental Energy Participants* | Energy Savings Per Participant (KWH) | Incremental Energy Savings (GWH) | Cumulative Energy Savings (GWH)
1981-1990(1) |  | 0 | [9 empty] | 0 |  |  |  | 0 |  |  |  | 0
1991-1994(2) |  | 0 | [9 empty] | 0 |  |  |  | 0 |  |  |  | 0
1995 | 0 | 0 | 0 | 0 | 0 | 0 | 0 | 0 | 0 | 0 | 0 | 0 | 0 | 0 | 0 | 0 | 0 | 0 | 0 | 0
1996 | 0 | 0 | 0 | 0 | 0 | 0 | 0 | 0 | 0 | 0 | 0 | 0 | 0 | 0 | 0 | 0 | 0 | 0 | 0 | 0
1997 | 0 | 0 | 0 | 0 | 0 | 0 | 0 | 0 | 0 | 0 | 0 | 0 | 0 | 0 | 0 | 0 | 0 | 0 | 0 | 0
1998 | 0 | 0 | 0 | 0 | 0 | 0 | 0 | 0 | 0 | 0 | 0 | 0 | 0 | 0 | 0 | 0 | 0 | 0 | 0 | 0
1999 | 0 | 0 | 0 | 0 | 0 | 0 | 0 | 0 | 0 | 0 | 0 | 0 | 0 | 0 | 0 | 0 | 0 | 0 | 0 | 0
2000 | 0 | 0 | 0 | 0 | 0 | 0 | 0 | 0 | 0 | 0 | 0 | 0 | 0 | 0 | 0 | 0 | 0 | 0 | 0 | 0
2001 | 4 | 4 | 0.8425 | 0.665 | 1725.5 | 0.00337 | 0.00266 | 0.006902 | 2 | 0.8425 | 0.001685 | 0.001685 | 0 | 0.665 | 0 | 0 | 2 | 1725.5 | 0.003451 | 0.003451
2002 | 12 | 16 | 0.81167 | 0.66417 | 1633.8333 | 0.00974 | 0.00797 | 0.019606 | 8 | 0.81167 | 0.0064933 | 0.0081783 | 4 | 0.66417 | 0.0026567 | 0.0026567 | 8 | 1633.8333 | 0.013071 | 0.016522
2003 | 5 | 21 | 0.712 | 0.532 | 1490.4 | 0.00356 | 0.00266 | 0.007452 | 8.5 | 0.712 | 0.006052 | 0.01423 | 12 | 0.532 | 0.006384 | 0.0090407 | 8.5 | 1490.4 | 0.012668 | 0.02919
2004 | 2 | 23 | 0.7 | 0.66 | 1313 | 0.0014 | 0.00132 | 0.002626 | 3.5 | 0.7 | 0.00245 | 0.01668 | 5 | 0.66 | 0.0033 | 0.012341 | 3.5 | 1313 | 0.0045955 | 0.033786
2005 | 8 | 31 | 0.795 | 0.66375 | 1588 | 0.00636 | 0.00531 | 0.012704 | 5 | 0.795 | 0.003975 | 0.020655 | 2 | 0.66375 | 0.0013275 | 0.013668 | 5 | 1588 | 0.00794 | 0.041726
2006 | 4 | 35 | 0.7475 | 0.665 | 1450.5 | 0.00299 | 0.00266 | 0.005802 | 6 | 0.7475 | 0.004485 | 0.02514 | 8 | 0.665 | 0.00532 | 0.018988 | 6 | 1450.5 | 0.008703 | 0.050429
2007 | 3 | 38 | 0.76 | 0.66 | 1496 | 0.00228 | 0.00198 | 0.004488 | 3.5 | 0.76 | 0.00266 | 0.0278 | 4 | 0.66 | 0.00264 | 0.021628 | 3.5 | 1496 | 0.005236 | 0.055665
2008 | 2 | 40 | 0.7 | 0.66 | 1313 | 0.0014 | 0.00132 | 0.002626 | 2.5 | 0.7 | 0.00175 | 0.02955 | 3 | 0.66 | 0.00198 | 0.023608 | 2.5 | 1313 | 0.0032825 | 0.058947
2009 | 257 | 297 | 0.61 | 0.58 | 1150.8249 | 0.15677 | 0.14906 | 0.29576 | 129.5 | 0.61 | 0.078995 | 0.10855 | 2 | 0.58 | 0.00116 | 0.024768 | 129.5 | 1150.8249 | 0.14903 | 0.20798
2010 | 854 | 1151 | 0.7 | 0.66 | 1313 | 0.5978 | 0.56364 | 1.1213 | 555.5 | 0.7 | 0.38885 | 0.4974 | 257 | 0.66 | 0.16962 | 0.19439 | 555.5 | 1313 | 0.72937 | 0.93735
2011 | 1745 | 2896 | 0.68 | 0.67 | 1390 | 1.1866 | 1.1692 | 2.4255 | 1299.5 | 0.68 | 0.88366 | 1.3811 | 854 | 0.67 | 0.57218 | 0.76657 | 1299.5 | 1390 | 1.8063 | 2.7437
2012 | 1720 | 4616 | 0.84 | 0.76 | 1948 | 1.4448 | 1.3072 | 3.3506 | 1732.5 | 0.84 | 1.4553 | 2.8364 | 1745 | 0.76 | 1.3262 | 2.0928 | 1732.5 | 1948 | 3.3749 | 6.1186
2013 | 2381 | 6997 | 0.87 | 0.81 | 2063 | 2.0715 | 1.9286 | 4.912 | 2050.5 | 0.87 | 1.7839 | 4.6203 | 1720 | 0.81 | 1.3932 | 3.486 | 2050.5 | 2063 | 4.2302 | 10.3487
2014 | 2277 | 9274 | 0.83 | 1 | 2750 | 1.8899 | 2.277 | 6.2618 | 2329 | 0.83 | 1.9331 | 6.5534 | 2381 | 1 | 2.381 | 5.867 | 2329 | 2750 | 6.4047 | 16.7535
2015 | 2494 | 11768 | 0.74399 | 0.56401 | 1762.844 | 1.8555 | 1.4066 | 4.3965 | 2385.5 | 0.74399 | 1.7748 | 8.3282 | 2277 | 0.56401 | 1.2843 | 7.1512 | 2385.5 | 1762.844 | 4.2053 | 20.9588
2016 | 403 | 12171 | 0.531 | 0.49 | 2489 | 0.21399 | 0.19747 | 1.0031 | 1448.5 | 0.531 | 0.76915 | 9.0973 | 2494 | 0.49 | 1.2221 | 8.3733 | 1448.5 | 2489 | 3.6053 | 24.5641
2017 | 250 | 12421 | 0.531 | 0.49 | 2489 | 0.13275 | 0.1225 | 0.62225 | 326.5 | 0.531 | 0.17337 | 9.2707 | 403 | 0.49 | 0.19747 | 8.5708 | 326.5 | 2489 | 0.81266 | 25.3767
2018 | 250 | 12671 | 0.531 | 0.49 | 2489 | 0.13275 | 0.1225 | 0.62225 | 250 | 0.531 | 0.13275 | 9.4034 | 250 | 0.49 | 0.1225 | 8.6933 | 250 | 2489 | 0.62225 | 25.999
2019 | 250 | 12921 | 0.531 | 0.49 | 2489 | 0.13275 | 0.1225 | 0.62225 | 250 | 0.531 | 0.13275 | 9.5362 | 250 | 0.49 | 0.1225 | 8.8158 | 250 | 2489 | 0.62225 | 26.6212
2020 | 250 | 13171 | 0.531 | 0.49 | 2489 | 0.13275 | 0.1225 | 0.62225 | 250 | 0.531 | 0.13275 | 9.6689 | 250 | 0.49 | 0.1225 | 8.9383 | 250 | 2489 | 0.62225 | 27.2435
2021 | 250 | 13421 | 0.531 | 0.49 | 2489 | 0.13275 | 0.1225 | 0.62225 | 250 | 0.531 | 0.13275 | 9.8017 | 250 | 0.49 | 0.1225 | 9.0608 | 250 | 2489 | 0.62225 | 27.8657
2022 | 250 | 13671 | 0.531 | 0.49 | 2489 | 0.13275 | 0.1225 | 0.62225 | 250 | 0.531 | 0.13275 | 9.9344 | 250 | 0.49 | 0.1225 | 9.1833 | 250 | 2489 | 0.62225 | 28.488
2023 | 250 | 13921 | 0.531 | 0.49 | 2489 | 0.13275 | 0.1225 | 0.62225 | 250 | 0.531 | 0.13275 | 10.0672 | 250 | 0.49 | 0.1225 | 9.3058 | 250 | 2489 | 0.62225 | 29.1102
2024 | 250 | 14171 | 0.531 | 0.49 | 2489 | 0.13275 | 0.1225 | 0.62225 | 250 | 0.531 | 0.13275 | 10.1999 | 250 | 0.49 | 0.1225 | 9.4283 | 250 | 2489 | 0.62225 | 29.7325
2025 | 250 | 14421 | 0.531 | 0.49 | 2489 | 0.13275 | 0.1225 | 0.62225 | 250 | 0.531 | 0.13275 | 10.3327 | 250 | 0.49 | 0.1225 | 9.5508 | 250 | 2489 | 0.62225 | 30.3547
2026 | 250 | 14671 | 0.531 | 0.49 | 2489 | 0.13275 | 0.1225 | 0.62225 | 250 | 0.531 | 0.13275 | 10.4654 | 250 | 0.49 | 0.1225 | 9.6733 | 250 | 2489 | 0.62225 | 30.977
2027 | 250 | 14921 | 0.531 | 0.49 | 2489 | 0.13275 | 0.1225 | 0.62225 | 250 | 0.531 | 0.13275 | 10.5982 | 250 | 0.49 | 0.1225 | 9.7958 | 250 | 2489 | 0.62225 | 31.5992
2028 | 250 | 15171 | 0.531 | 0.49 | 2489 | 0.13275 | 0.1225 | 0.62225 | 250 | 0.531 | 0.13275 | 10.7309 | 250 | 0.49 | 0.1225 | 9.9183 | 250 | 2489 | 0.62225 | 32.2215
2029 | 250 | 15421 | 0.531 | 0.49 | 2489 | 0.13275 | 0.1225 | 0.62225 | 250 | 0.531 | 0.13275 | 10.8637 | 250 | 0.49 | 0.1225 | 10.0408 | 250 | 2489 | 0.62225 | 32.8437
2030 | 250 | 15671 | 0.531 | 0.49 | 2489 | 0.13275 | 0.1225 | 0.62225 | 250 | 0.531 | 0.13275 | 10.9964 | 250 | 0.49 | 0.1225 | 10.1633 | 250 | 2489 | 0.62225 | 33.466
2031 | 250 | 15921 | 0.531 | 0.49 | 2489 | 0.13275 | 0.1225 | 0.62225 | 250 | 0.531 | 0.13275 | 11.1292 | 250 | 0.49 | 0.1225 | 10.2858 | 250 | 2489 | 0.62225 | 34.0882
2032 | 250 | 16171 | 0.531 | 0.49 | 2489 | 0.13275 | 0.1225 | 0.62225 | 250 | 0.531 | 0.13275 | 11.2619 | 250 | 0.49 | 0.1225 | 10.4083 | 250 | 2489 | 0.62225 | 34.7105
2033 | 250 | 16421 | 0.531 | 0.49 | 2489 | 0.13275 | 0.1225 | 0.62225 | 250 | 0.531 | 0.13275 | 11.3947 | 250 | 0.49 | 0.1225 | 10.5308 | 250 | 2489 | 0.62225 | 35.3327
2034 | 250 | 16671 | 0.531 | 0.49 | 2489 | 0.13275 | 0.1225 | 0.62225 | 250 | 0.531 | 0.13275 | 11.5274 | 250 | 0.49 | 0.1225 | 10.6533 | 250 | 2489 | 0.62225 | 35.955
2035 | 250 | 16921 | 0.531 | 0.49 | 2489 | 0.13275 | 0.1225 | 0.62225 | 250 | 0.531 | 0.13275 | 11.6602 | 250 | 0.49 | 0.1225 | 10.7758 | 250 | 2489 | 0.62225 | 36.5772
2036 | 250 | 17171 | 0.531 | 0.49 | 2489 | 0.13275 | 0.1225 | 0.62225 | 250 | 0.531 | 0.13275 | 11.7929 | 250 | 0.49 | 0.1225 | 10.8983 | 250 | 2489 | 0.62225 | 37.1995
2037 | 250 | 17421 | 0.531 | 0.49 | 2489 | 0.13275 | 0.1225 | 0.62225 | 250 | 0.531 | 0.13275 | 11.9257 | 250 | 0.49 | 0.1225 | 11.0208 | 250 | 2489 | 0.62225 | 37.8217
2038 | 250 | 17671 | 0.531 | 0.49 | 2489 | 0.13275 | 0.1225 | 0.62225 | 250 | 0.531 | 0.13275 | 12.0584 | 250 | 0.49 | 0.1225 | 11.1433 | 250 | 2489 | 0.62225 | 38.444
2039 | 250 | 17921 | 0.531 | 0.49 | 2489 | 0.13275 | 0.1225 | 0.62225 | 250 | 0.531 | 0.13275 | 12.1912 | 250 | 0.49 | 0.1225 | 11.2658 | 250 | 2489 | 0.62225 | 39.0662
2040 | 250 | 18171 | 0.531 | 0.49 | 2489 | 0.13275 | 0.1225 | 0.62225 | 250 | 0.531 | 0.13275 | 12.3239 | 250 | 0.49 | 0.1225 | 11.3883 | 250 | 2489 | 0.62225 | 39.6885
2041 | 250 | 18421 | 0.531 | 0.49 | 2489 | 0.13275 | 0.1225 | 0.62225 | 250 | 0.531 | 0.13275 | 12.4567 | 250 | 0.49 | 0.1225 | 11.5108 | 250 | 2489 | 0.62225 | 40.3107
(1) FEECA 90 (1981-1990) cumulative totals.
(2) FEECA 94 (1991-1994) cumulative totals.
* Incremental Participants for Summer and Energy are the same calculation: Previous Year's "Year-End" Total plus Current Year's "Year-End" Total divided by 2 for an average
** Incremental Participants for Winter equals the Previous Year's "Year-End" Total as it is closer to the month of the Winter Peak, typically in Jan. each year
**this tab contains all the measures found in the new construction program : Duct repair, high efficiency cooling with natural gas heating,
high efficiency heat pumps, ceiling insulation upgrades, window upgrades, alternate water heating upgrades, certification.
All of the participants are added together for this tab and the savings are aggregated and provided by tim r.
| 2015 |  | 0.74399 | 0.56401 | 1762.844

## RES HC
Conservation Savings @ Meter
PROGRAM: | RES Heating & Cooling (aka HCLV1)
#'s Match DSM Annual Reports Filed
| Year_End Savings | [7 empty] | Summer Savings |  |  |  | Winter Savings |  |  |  | Annual Energy Savings
Year | DSM Year-Ending Incremental Participants | DSM Year-Ending Cumulative Participants | DSM Summer Savings Per Participant (KW) | DSM Winter Savings Per Participant (KW) | DSM Energy Savings Per Participant (KWH) | DSM Incremental Summer Savings (MW) | DSM Incremental Winter Savings (MW) | DSM Incremental Energy Savings (GWH) | Incremental Summer Participants* | Summer Savings Per Participant (KW) | Incremental Summer Savings (MW) | Cumulative Summer Savings (MW) | Incremental Winter Participants** | Winter Savings Per Participant (KW) | Incremental Winter Savings (MW) | Cumulative Winter Savings (MW) | Average Annual Incremental Energy Participants* | Energy Savings Per Participant (KWH) | Incremental Energy Savings (GWH) | Cumulative Energy Savings (GWH)
1981-1990(1) |  | 95742 | [7 empty] | 0.13327 |  | 12.76 |  | 2.0443 |  | 195.73 |  | 1678.887 |  | 160.74
1991-1994(2) |  | 118227 | [7 empty] | 0 |  | 12.76 |  | 2.3598 |  | 248.79 |  | 564.3763 |  | 173.43
1995 | 7068 | 125295 | 0 | 2.36 | 564 | 0 | 16.6805 | 3.9864 | 7159.5 | 0 | 0 | 12.76 | 7251 | 2.36 | 17.1124 | 265.9024 | 7159.5 | 564 | 4.038 | 177.468
1996 | 6054 | 131349 | 0.18923 | 2.2068 | 910.4594 | 1.1456 | 13.3599 | 5.5119 | 6561 | 0.18923 | 1.2415 | 14.0015 | 7068 | 2.2068 | 15.5976 | 281.4999 | 6561 | 910.4594 | 5.9735 | 183.4415
1997 | 3769 | 135118 | 0.28946 | 2.3629 | 1196.3921 | 1.091 | 8.9059 | 4.5092 | 4911.5 | 0.28946 | 1.4217 | 15.4232 | 6054 | 2.3629 | 14.3052 | 295.8052 | 4911.5 | 1196.3921 | 5.8761 | 189.3176
1998 | 3776 | 138894 | 0.34551 | 2.4659 | 1359.3069 | 1.3046 | 9.3112 | 5.1327 | 3772.5 | 0.34551 | 1.3034 | 16.7267 | 3769 | 2.4659 | 9.294 | 305.0991 | 3772.5 | 1359.3069 | 5.128 | 194.4455
1999 | 1355 | 140249 | 0.29 | 2.36 | 1197 | 0.39295 | 3.1978 | 1.6219 | 2565.5 | 0.29 | 0.744 | 17.4707 | 3776 | 2.36 | 8.9114 | 314.0105 | 2565.5 | 1197 | 3.0709 | 197.5165
2000 | 1698 | 141947 | 0.291 | 1.744 | 1015 | 0.49412 | 2.9613 | 1.7235 | 1526.5 | 0.291 | 0.44421 | 17.9149 | 1355 | 1.744 | 2.3631 | 316.3736 | 1526.5 | 1015 | 1.5494 | 199.0658
2001 | 3453 | 145400 | 0.291 | 1.025 | 803.7156 | 1.0048 | 3.5392 | 2.7752 | 2575.5 | 0.291 | 0.74947 | 18.6643 | 1698 | 1.025 | 1.7404 | 318.114 | 2575.5 | 803.7156 | 2.07 | 201.1358
2002 | 3466 | 148866 | 0.291 | 0.89291 | 764.9028 | 1.0086 | 3.0948 | 2.6512 | 3459.5 | 0.291 | 1.0067 | 19.6711 | 3453 | 0.89291 | 3.0832 | 321.1972 | 3459.5 | 764.9028 | 2.6462 | 203.782
2003 | 3710 | 152576 | 0.291 | 0.82635 | 745.3407 | 1.0796 | 3.0658 | 2.7652 | 3588 | 0.291 | 1.0441 | 20.7152 | 3466 | 0.82635 | 2.8641 | 324.0613 | 3588 | 745.3407 | 2.6743 | 206.4563
2004 | 3481 | 156057 | 0.29 | 0.78 | 733 | 1.0095 | 2.7152 | 2.5516 | 3595.5 | 0.29 | 1.0427 | 21.7579 | 3710 | 0.78 | 2.8938 | 326.9551 | 3595.5 | 733 | 2.6355 | 209.0918
2005 | 3012 | 159069 | 0.291 | 0.73882 | 719.6116 | 0.87649 | 2.2253 | 2.1675 | 3246.5 | 0.291 | 0.94473 | 22.7026 | 3481 | 0.73882 | 2.5718 | 329.527 | 3246.5 | 719.6116 | 2.3362 | 211.428
2006 | 1706 | 160775 | 0.291 | 0.67208 | 699.9941 | 0.49645 | 1.1466 | 1.1942 | 2359 | 0.291 | 0.68647 | 23.3891 | 3012 | 0.67208 | 2.0243 | 331.5513 | 2359 | 699.9941 | 1.6513 | 213.0793
2007 | 1224 | 161999 | 0.15 | 0.63 | 654 | 0.1836 | 0.77112 | 0.8005 | 1465 | 0.15 | 0.21975 | 23.6088 | 1706 | 0.63 | 1.0748 | 332.626 | 1465 | 654 | 0.95811 | 214.0374
2008 | 1918 | 163917 | 0.15 | 0.6 | 642 | 0.2877 | 1.1508 | 1.2314 | 1571 | 0.15 | 0.23565 | 23.8445 | 1224 | 0.6 | 0.7344 | 333.3604 | 1571 | 642 | 1.0086 | 215.046
2009 | 3529 | 167446 | 0.15 | 0.64 | 656 | 0.52935 | 2.2586 | 2.315 | 2723.5 | 0.15 | 0.40852 | 24.253 | 1918 | 0.64 | 1.2275 | 334.588 | 2723.5 | 656 | 1.7866 | 216.8326
2010 | 5926 | 173372 | 0.15 | 0.63 | 652 | 0.8889 | 3.7334 | 3.8638 | 4727.5 | 0.15 | 0.70913 | 24.9621 | 3529 | 0.63 | 2.2233 | 336.8112 | 4727.5 | 652 | 3.0823 | 219.9149
2011 | 4501 | 177873 | 0.27 | 0.55 | 859 | 1.2153 | 2.4756 | 3.8664 | 5213.5 | 0.27 | 1.4076 | 26.3698 | 5926 | 0.55 | 3.2593 | 340.0705 | 5213.5 | 859 | 4.4784 | 224.3933
2012 | 3138 | 181011 | 0.36 | 0.52 | 946 | 1.1297 | 1.6318 | 2.9685 | 3819.5 | 0.36 | 1.375 | 27.7448 | 4501 | 0.52 | 2.3405 | 342.411 | 3819.5 | 946 | 3.6132 | 228.0066
2013 | 3844 | 184855 | 0.32 | 0.25 | 700 | 1.2301 | 0.961 | 2.6908 | 3491 | 0.32 | 1.1171 | 28.8619 | 3138 | 0.25 | 0.7845 | 343.1955 | 3491 | 700 | 2.4437 | 230.4503
2014 | 4292 | 189147 | 0.1 | 0.23 | 399 | 0.4292 | 0.98716 | 1.7125 | 4068 | 0.1 | 0.4068 | 29.2687 | 3844 | 0.23 | 0.88412 | 344.0797 | 4068 | 399 | 1.6231 | 232.0734
2015 | 5214 | 194361 | 0.33763 | 0.50379 | 896.1534 | 1.7604 | 2.6268 | 4.6725 | 4753 | 0.33763 | 1.6048 | 30.8735 | 4292 | 0.50379 | 2.1623 | 346.2419 | 4753 | 896.1534 | 4.2594 | 236.3328
2016 | 3693 | 198054 | 0.102 | 0.333 | 371 | 0.37669 | 1.2298 | 1.3701 | 4453.5 | 0.102 | 0.45426 | 31.3277 | 5214 | 0.333 | 1.7363 | 347.9782 | 4453.5 | 371 | 1.6522 | 237.9851
2017 | 950 | 199004 | 0.102 | 0.333 | 371 | 0.0969 | 0.31635 | 0.35245 | 2321.5 | 0.102 | 0.23679 | 31.5645 | 3693 | 0.333 | 1.2298 | 349.208 | 2321.5 | 371 | 0.86128 | 238.8463
2018 | 900 | 199904 | 0.102 | 0.333 | 371 | 0.0918 | 0.2997 | 0.3339 | 925 | 0.102 | 0.09435 | 31.6589 | 950 | 0.333 | 0.31635 | 349.5243 | 925 | 371 | 0.34318 | 239.1895
2019 | 900 | 200804 | 0.102 | 0.333 | 371 | 0.0918 | 0.2997 | 0.3339 | 900 | 0.102 | 0.0918 | 31.7507 | 900 | 0.333 | 0.2997 | 349.824 | 900 | 371 | 0.3339 | 239.5234
2020 | 900 | 201704 | 0.102 | 0.333 | 371 | 0.0918 | 0.2997 | 0.3339 | 900 | 0.102 | 0.0918 | 31.8425 | 900 | 0.333 | 0.2997 | 350.1237 | 900 | 371 | 0.3339 | 239.8573
2021 | 900 | 202604 | 0.102 | 0.333 | 371 | 0.0918 | 0.2997 | 0.3339 | 900 | 0.102 | 0.0918 | 31.9343 | 900 | 0.333 | 0.2997 | 350.4234 | 900 | 371 | 0.3339 | 240.1912
2022 | 700 | 203304 | 0.102 | 0.333 | 371 | 0.0714 | 0.2331 | 0.2597 | 800 | 0.102 | 0.0816 | 32.0159 | 900 | 0.333 | 0.2997 | 350.7231 | 800 | 371 | 0.2968 | 240.488
2023 | 600 | 203904 | 0.102 | 0.333 | 371 | 0.0612 | 0.1998 | 0.2226 | 650 | 0.102 | 0.0663 | 32.0822 | 700 | 0.333 | 0.2331 | 350.9562 | 650 | 371 | 0.24115 | 240.7292
2024 | 500 | 204404 | 0.102 | 0.333 | 371 | 0.051 | 0.1665 | 0.1855 | 550 | 0.102 | 0.0561 | 32.1383 | 600 | 0.333 | 0.1998 | 351.156 | 550 | 371 | 0.20405 | 240.9332
2025 | 500 | 204904 | 0.102 | 0.333 | 371 | 0.051 | 0.1665 | 0.1855 | 500 | 0.102 | 0.051 | 32.1893 | 500 | 0.333 | 0.1665 | 351.3225 | 500 | 371 | 0.1855 | 241.1187
2026 | 500 | 205404 | 0.102 | 0.333 | 371 | 0.051 | 0.1665 | 0.1855 | 500 | 0.102 | 0.051 | 32.2403 | 500 | 0.333 | 0.1665 | 351.489 | 500 | 371 | 0.1855 | 241.3042
2027 | 500 | 205904 | 0.102 | 0.333 | 371 | 0.051 | 0.1665 | 0.1855 | 500 | 0.102 | 0.051 | 32.2913 | 500 | 0.333 | 0.1665 | 351.6555 | 500 | 371 | 0.1855 | 241.4897
2028 | 500 | 206404 | 0.102 | 0.333 | 371 | 0.051 | 0.1665 | 0.1855 | 500 | 0.102 | 0.051 | 32.3423 | 500 | 0.333 | 0.1665 | 351.822 | 500 | 371 | 0.1855 | 241.6752
2029 | 500 | 206904 | 0.102 | 0.333 | 371 | 0.051 | 0.1665 | 0.1855 | 500 | 0.102 | 0.051 | 32.3933 | 500 | 0.333 | 0.1665 | 351.9885 | 500 | 371 | 0.1855 | 241.8607
2030 | 500 | 207404 | 0.102 | 0.333 | 371 | 0.051 | 0.1665 | 0.1855 | 500 | 0.102 | 0.051 | 32.4443 | 500 | 0.333 | 0.1665 | 352.155 | 500 | 371 | 0.1855 | 242.0462
2031 | 500 | 207904 | 0.102 | 0.333 | 371 | 0.051 | 0.1665 | 0.1855 | 500 | 0.102 | 0.051 | 32.4953 | 500 | 0.333 | 0.1665 | 352.3215 | 500 | 371 | 0.1855 | 242.2317
2032 | 500 | 208404 | 0.102 | 0.333 | 371 | 0.051 | 0.1665 | 0.1855 | 500 | 0.102 | 0.051 | 32.5463 | 500 | 0.333 | 0.1665 | 352.488 | 500 | 371 | 0.1855 | 242.4172
2033 | 500 | 208904 | 0.102 | 0.333 | 371 | 0.051 | 0.1665 | 0.1855 | 500 | 0.102 | 0.051 | 32.5973 | 500 | 0.333 | 0.1665 | 352.6545 | 500 | 371 | 0.1855 | 242.6027
2034 | 500 | 209404 | 0.102 | 0.333 | 371 | 0.051 | 0.1665 | 0.1855 | 500 | 0.102 | 0.051 | 32.6483 | 500 | 0.333 | 0.1665 | 352.821 | 500 | 371 | 0.1855 | 242.7882
2035 | 500 | 209904 | 0.102 | 0.333 | 371 | 0.051 | 0.1665 | 0.1855 | 500 | 0.102 | 0.051 | 32.6993 | 500 | 0.333 | 0.1665 | 352.9875 | 500 | 371 | 0.1855 | 242.9737
2036 | 500 | 210404 | 0.102 | 0.333 | 371 | 0.051 | 0.1665 | 0.1855 | 500 | 0.102 | 0.051 | 32.7503 | 500 | 0.333 | 0.1665 | 353.154 | 500 | 371 | 0.1855 | 243.1592
2037 | 500 | 210904 | 0.102 | 0.333 | 371 | 0.051 | 0.1665 | 0.1855 | 500 | 0.102 | 0.051 | 32.8013 | 500 | 0.333 | 0.1665 | 353.3205 | 500 | 371 | 0.1855 | 243.3447
2038 | 500 | 211404 | 0.102 | 0.333 | 371 | 0.051 | 0.1665 | 0.1855 | 500 | 0.102 | 0.051 | 32.8523 | 500 | 0.333 | 0.1665 | 353.487 | 500 | 371 | 0.1855 | 243.5302
2039 | 500 | 211904 | 0.102 | 0.333 | 371 | 0.051 | 0.1665 | 0.1855 | 500 | 0.102 | 0.051 | 32.9033 | 500 | 0.333 | 0.1665 | 353.6535 | 500 | 371 | 0.1855 | 243.7157
2040 | 500 | 212404 | 0.102 | 0.333 | 371 | 0.051 | 0.1665 | 0.1855 | 500 | 0.102 | 0.051 | 32.9543 | 500 | 0.333 | 0.1665 | 353.82 | 500 | 371 | 0.1855 | 243.9012
2041 | 500 | 212904 | 0.102 | 0.333 | 371 | 0.051 | 0.1665 | 0.1855 | 500 | 0.102 | 0.051 | 33.0053 | 500 | 0.333 | 0.1665 | 353.9865 | 500 | 371 | 0.1855 | 244.0867
(1) FEECA 90 (1981-1990) cumulative totals.
(2) FEECA 94 (1991-1994) cumulative totals.
(3) Includes transition from "Level 1 & 2" Program to SEER 12 in 1996 - 1998. Used weighted averages based upon data filed (below).
| Participants | S kw/partic | W kw/partic | kwh/partic | Participants | S kw/partic | W kw/partic | kwh/partic | Participants | S kw/partic | W kw/partic | kwh/partic
1995 | 7068 | 0 | 16.6805 | 3.9864
1996 | 5157 | 0.75808 | 11.0411 | 4.074 | 1996 | 897 | 0.3875 | 2.3187 | 1.4379
1997 | 1885 | 0.2771 | 4.0358 | 1.4891 | 1997 | 1884 | 0.81389 | 4.8701 | 3.0201
1998 | 31 | 0.00899 | 0.07316 | 0.037107 | 1998 | 1162 | 0.17081 | 2.4878 | 0.91798 | 1998 | 2583 | 1.1248 | 6.7502 | 4.1777
* Incremental Participants for Summer and Energy are the same calculation: Previous Year's "Year-End" Total plus Current Year's "Year-End" Total divided by 2 for an average
** Incremental Participants for Winter equals the Previous Year's "Year-End" Total as it is closer to the month of the Winter Peak, typically in Jan. each year
| 2015 |  | 0.33763 | 0.50379 | 896.1534

## RES WEA
Conservation Savings @ Meter
PROGRAM: | RES Low Income (aka Neighborhood Weatherization)
#'s Match DSM Annual Reports Filed
| Year_End Savings | [7 empty] | Summer Savings |  |  |  | Winter Savings |  |  |  | Annual Energy Savings
Year | DSM Year-Ending Incremental Participants | DSM Year-Ending Cumulative Participants | DSM Summer Savings Per Participant (KW) | DSM Winter Savings Per Participant (KW) | DSM Energy Savings Per Participant (KWH) | DSM Incremental Summer Savings (MW) | DSM Incremental Winter Savings (MW) | DSM Incremental Energy Savings (GWH) | Incremental Summer Participants* | Summer Savings Per Participant (KW) | Incremental Summer Savings (MW) | Cumulative Summer Savings (MW) | Incremental Winter Participants** | Winter Savings Per Participant (KW) | Incremental Winter Savings (MW) | Cumulative Winter Savings (MW) | Average Annual Incremental Energy Participants* | Energy Savings Per Participant (KWH) | Incremental Energy Savings (GWH) | Cumulative Energy Savings (GWH)
1981-1990(1) |  | 0 | [9 empty] | 0 |  |  |  | 0 |  |  |  | 0
1991-1994(2) |  | 0 | [9 empty] | 0 |  |  |  | 0 |  |  |  | 0
1995 | 0 | 0 | 0 | 0 | 0 | 0 | 0 | 0 | 0 | 0 | 0 | 0 | 0 | 0 | 0 | 0 | 0 | 0 | 0 | 0
1996 | 0 | 0 | 0 | 0 | 0 | 0 | 0 | 0 | 0 | 0 | 0 | 0 | 0 | 0 | 0 | 0 | 0 | 0 | 0 | 0
1997
1998
1999
2000
2001
2002
2003
2004
2005
2006
2007
2008 | 126 | 126 | 0.07 | 0.17 | 409 | 0.00882 | 0.02142 | 0.051534 | 63 | 0.07 | 0.00441 | 0.00441 | 0 | 0.17 | 0 | 0 | 63 | 409 | 0.025767 | 0.025767
2009 | 207 | 333 | 0.18264 | 0.22929 | 391.1981 | 0.037806 | 0.047464 | 0.080978 | 166.5 | 0.18264 | 0.030409 | 0.034819 | 126 | 0.22929 | 0.028891 | 0.028891 | 166.5 | 391.1981 | 0.065134 | 0.090901
2010 | 43 | 376 | 0.13 | 0.16 | 436 | 0.00559 | 0.00688 | 0.018748 | 125 | 0.13 | 0.01625 | 0.051069 | 207 | 0.16 | 0.03312 | 0.062011 | 125 | 436 | 0.0545 | 0.1454
2011 | 305 | 681 | 0.09 | 0.15 | 495 | 0.02745 | 0.04575 | 0.15097 | 174 | 0.09 | 0.01566 | 0.066729 | 43 | 0.15 | 0.00645 | 0.068461 | 174 | 495 | 0.08613 | 0.23153
2012 | 3387 | 4068 | 0.3 | 0.29 | 616 | 1.0161 | 0.98223 | 2.0864 | 1846 | 0.3 | 0.5538 | 0.62053 | 305 | 0.29 | 0.08845 | 0.15691 | 1846 | 616 | 1.1371 | 1.3687
2013 | 4048 | 8116 | 0.4 | 0.42 | 779 | 1.6192 | 1.7002 | 3.1534 | 3717.5 | 0.4 | 1.487 | 2.1075 | 3387 | 0.42 | 1.4225 | 1.5795 | 3717.5 | 779 | 2.8959 | 4.2646
2014 | 7859 | 15975 | 0.24 | 0.34 | 1222 | 1.8862 | 2.6721 | 9.6037 | 5953.5 | 0.24 | 1.4288 | 3.5364 | 4048 | 0.34 | 1.3763 | 2.9558 | 5953.5 | 1222 | 7.2752 | 11.5398
2015 | 7912 | 23887 | 0.18447 | 0.20402 | 589.7705 | 1.4595 | 1.6142 | 4.6663 | 7885.5 | 0.18447 | 1.4546 | 4.991 | 7859 | 0.20402 | 1.6034 | 4.5592 | 7885.5 | 589.7705 | 4.6506 | 16.1904
2016 | 5495 | 29382 | 0.241 | 0.337 | 1222 | 1.3243 | 1.8518 | 6.7149 | 6703.5 | 0.241 | 1.6155 | 6.6065 | 7912 | 0.337 | 2.6663 | 7.2255 | 6703.5 | 1222 | 8.1917 | 24.3821
2017 | 6250 | 35632 | 0.241 | 0.337 | 1222 | 1.5063 | 2.1063 | 7.6375 | 5872.5 | 0.241 | 1.4153 | 8.0218 | 5495 | 0.337 | 1.8518 | 9.0774 | 5872.5 | 1222 | 7.1762 | 31.5583
2018 | 6750 | 42382 | 0.241 | 0.337 | 1222 | 1.6267 | 2.2748 | 8.2485 | 6500 | 0.241 | 1.5665 | 9.5883 | 6250 | 0.337 | 2.1063 | 11.1836 | 6500 | 1222 | 7.943 | 39.5013
2019 | 7000 | 49382 | 0.241 | 0.337 | 1222 | 1.687 | 2.359 | 8.554 | 6875 | 0.241 | 1.6569 | 11.2452 | 6750 | 0.337 | 2.2748 | 13.4584 | 6875 | 1222 | 8.4012 | 47.9025
2020 | 7000 | 56382 | 0.241 | 0.337 | 1222 | 1.687 | 2.359 | 8.554 | 7000 | 0.241 | 1.687 | 12.9322 | 7000 | 0.337 | 2.359 | 15.8174 | 7000 | 1222 | 8.554 | 56.4565
2021 | 7000 | 63382 | 0.241 | 0.337 | 1222 | 1.687 | 2.359 | 8.554 | 7000 | 0.241 | 1.687 | 14.6192 | 7000 | 0.337 | 2.359 | 18.1764 | 7000 | 1222 | 8.554 | 65.0105
2022 | 7000 | 70382 | 0.241 | 0.337 | 1222 | 1.687 | 2.359 | 8.554 | 7000 | 0.241 | 1.687 | 16.3062 | 7000 | 0.337 | 2.359 | 20.5354 | 7000 | 1222 | 8.554 | 73.5645
2023 | 7000 | 77382 | 0.241 | 0.337 | 1222 | 1.687 | 2.359 | 8.554 | 7000 | 0.241 | 1.687 | 17.9932 | 7000 | 0.337 | 2.359 | 22.8944 | 7000 | 1222 | 8.554 | 82.1185
2024 | 7000 | 84382 | 0.241 | 0.337 | 1222 | 1.687 | 2.359 | 8.554 | 7000 | 0.241 | 1.687 | 19.6802 | 7000 | 0.337 | 2.359 | 25.2534 | 7000 | 1222 | 8.554 | 90.6725
2025 | 7000 | 91382 | 0.241 | 0.337 | 1222 | 1.687 | 2.359 | 8.554 | 7000 | 0.241 | 1.687 | 21.3672 | 7000 | 0.337 | 2.359 | 27.6124 | 7000 | 1222 | 8.554 | 99.2265
2026 | 7000 | 98382 | 0.241 | 0.337 | 1222 | 1.687 | 2.359 | 8.554 | 7000 | 0.241 | 1.687 | 23.0542 | 7000 | 0.337 | 2.359 | 29.9714 | 7000 | 1222 | 8.554 | 107.7805
2027 | 7000 | 105382 | 0.241 | 0.337 | 1222 | 1.687 | 2.359 | 8.554 | 7000 | 0.241 | 1.687 | 24.7412 | 7000 | 0.337 | 2.359 | 32.3304 | 7000 | 1222 | 8.554 | 116.3345
2028 | 7000 | 112382 | 0.241 | 0.337 | 1222 | 1.687 | 2.359 | 8.554 | 7000 | 0.241 | 1.687 | 26.4282 | 7000 | 0.337 | 2.359 | 34.6894 | 7000 | 1222 | 8.554 | 124.8885
2029 | 7000 | 119382 | 0.241 | 0.337 | 1222 | 1.687 | 2.359 | 8.554 | 7000 | 0.241 | 1.687 | 28.1152 | 7000 | 0.337 | 2.359 | 37.0484 | 7000 | 1222 | 8.554 | 133.4425
2030 | 7000 | 126382 | 0.241 | 0.337 | 1222 | 1.687 | 2.359 | 8.554 | 7000 | 0.241 | 1.687 | 29.8022 | 7000 | 0.337 | 2.359 | 39.4074 | 7000 | 1222 | 8.554 | 141.9965
2031 | 7000 | 133382 | 0.241 | 0.337 | 1222 | 1.687 | 2.359 | 8.554 | 7000 | 0.241 | 1.687 | 31.4892 | 7000 | 0.337 | 2.359 | 41.7664 | 7000 | 1222 | 8.554 | 150.5505
2032 | 7000 | 140382 | 0.241 | 0.337 | 1222 | 1.687 | 2.359 | 8.554 | 7000 | 0.241 | 1.687 | 33.1762 | 7000 | 0.337 | 2.359 | 44.1254 | 7000 | 1222 | 8.554 | 159.1045
2033 | 7000 | 147382 | 0.241 | 0.337 | 1222 | 1.687 | 2.359 | 8.554 | 7000 | 0.241 | 1.687 | 34.8632 | 7000 | 0.337 | 2.359 | 46.4844 | 7000 | 1222 | 8.554 | 167.6585
2034 | 7000 | 154382 | 0.241 | 0.337 | 1222 | 1.687 | 2.359 | 8.554 | 7000 | 0.241 | 1.687 | 36.5502 | 7000 | 0.337 | 2.359 | 48.8434 | 7000 | 1222 | 8.554 | 176.2125
2035 | 7000 | 161382 | 0.241 | 0.337 | 1222 | 1.687 | 2.359 | 8.554 | 7000 | 0.241 | 1.687 | 38.2372 | 7000 | 0.337 | 2.359 | 51.2024 | 7000 | 1222 | 8.554 | 184.7665
2036 | 7000 | 168382 | 0.241 | 0.337 | 1222 | 1.687 | 2.359 | 8.554 | 7000 | 0.241 | 1.687 | 39.9242 | 7000 | 0.337 | 2.359 | 53.5614 | 7000 | 1222 | 8.554 | 193.3205
2037 | 7000 | 175382 | 0.241 | 0.337 | 1222 | 1.687 | 2.359 | 8.554 | 7000 | 0.241 | 1.687 | 41.6112 | 7000 | 0.337 | 2.359 | 55.9204 | 7000 | 1222 | 8.554 | 201.8745
2038 | 7000 | 182382 | 0.241 | 0.337 | 1222 | 1.687 | 2.359 | 8.554 | 7000 | 0.241 | 1.687 | 43.2982 | 7000 | 0.337 | 2.359 | 58.2794 | 7000 | 1222 | 8.554 | 210.4285
2039 | 7000 | 189382 | 0.241 | 0.337 | 1222 | 1.687 | 2.359 | 8.554 | 7000 | 0.241 | 1.687 | 44.9852 | 7000 | 0.337 | 2.359 | 60.6384 | 7000 | 1222 | 8.554 | 218.9825
2040 | 7000 | 196382 | 0.241 | 0.337 | 1222 | 1.687 | 2.359 | 8.554 | 7000 | 0.241 | 1.687 | 46.6722 | 7000 | 0.337 | 2.359 | 62.9974 | 7000 | 1222 | 8.554 | 227.5365
2041 | 7000 | 203382 | 0.241 | 0.337 | 1222 | 1.687 | 2.359 | 8.554 | 7000 | 0.241 | 1.687 | 48.3592 | 7000 | 0.337 | 2.359 | 65.3564 | 7000 | 1222 | 8.554 | 236.0905
(1) FEECA 90 (1981-1990) cumulative totals.
(2) FEECA 94 (1991-1994) cumulative totals.
* Incremental Participants for Summer and Energy are the same calculation: Previous Year's "Year-End" Total plus Current Year's "Year-End" Total divided by 2 for an average
** Incremental Participants for Winter equals the Previous Year's "Year-End" Total as it is closer to the month of the Winter Peak, typically in Jan. each year
Blend
2015 |  |  | 0.18447 | 0.20402 | 589.7705

## RES WI
Conservation Savings @ Meter
PROGRAM: | RES | Wall Insulation (previously included with RES Building Envelope)
#'s Match DSM Annual Reports Filed
| Year_End Savings | [7 empty] | Summer Savings |  |  |  | Winter Savings |  |  |  | Annual Energy Savings
Year | DSM Year-Ending Incremental Participants | DSM Year-Ending Cumulative Participants | DSM Summer Savings Per Participant (KW) | DSM Winter Savings Per Participant (KW) | DSM Energy Savings Per Participant (KWH) | DSM Incremental Summer Savings (MW) | DSM Incremental Winter Savings (MW) | DSM Incremental Energy Savings (GWH) | Incremental Summer Participants* | Summer Savings Per Participant (KW) | Incremental Summer Savings (MW) | Cumulative Summer Savings (MW) | Incremental Winter Participants** | Winter Savings Per Participant (KW) | Incremental Winter Savings (MW) | Cumulative Winter Savings (MW) | Average Annual Incremental Energy Participants* | Energy Savings Per Participant (KWH) | Incremental Energy Savings (GWH) | Cumulative Energy Savings (GWH)
1981-1990(1)
1991-1994(2)
1995
1996
1997
1998
1999
2000
2001
2002
2003
2004
2005
2006
2007
2008
2009 |  |  | 0 | 0 | 0
2010 | 0 | 0 | 0 | 0 | 0 | 0 | 0 | 0 | 0 | 0 | 0 | 0 | 0 | 0 | 0 | 0 | 0 | 0 | 0 | 0
2011 | 0 | 0 | 0 | 0 | 0 | 0 | 0 | 0 | 0 | 0 | 0 | 0 | 0 | 0 | 0 | 0 | 0 | 0 | 0 | 0
2012 | 0 | 0 | 0 | 0 | 0 | 0 | 0 | 0 | 0 | 0 | 0 | 0 | 0 | 0 | 0 | 0 | 0 | 0 | 0 | 0
2013 | 0 | 0 | 0 | 0 | 0 | 0 | 0 | 0 | 0 | 0 | 0 | 0 | 0 | 0 | 0 | 0 | 0 | 0 | 0 | 0
2014 | 0 | 63 | 0 | 0 | 0 | 0 | 0 | 0 | 0 | 0 | 0 | 0 | 0 | 0 | 0 | 0 | 0 | 0 | 0 | 0
2015 | 122 | 185 | 0.34197 | 1.052 | 1299.4754 | 0.04172 | 0.12834 | 0.15854 | 61 | 0.34197 | 0.02086 | 0.02086 | 0 | 1.052 | 0 | 0 | 61 | 1299.4754 | 0.079268 | 0.079268
2016 | 5 | 190 | 0.104 | 0.226 | 399 | 0.00052 | 0.00113 | 0.001995 | 63.5 | 0.104 | 0.006604 | 0.027464 | 122 | 0.226 | 0.027572 | 0.027572 | 63.5 | 399 | 0.025337 | 0.1046
2017 | 28 | 218 | 0.104 | 0.226 | 399 | 0.002912 | 0.006328 | 0.011172 | 16.5 | 0.104 | 0.001716 | 0.02918 | 5 | 0.226 | 0.00113 | 0.028702 | 16.5 | 399 | 0.0065835 | 0.11119
2018 | 28 | 246 | 0.104 | 0.226 | 399 | 0.002912 | 0.006328 | 0.011172 | 28 | 0.104 | 0.002912 | 0.032092 | 28 | 0.226 | 0.006328 | 0.03503 | 28 | 399 | 0.011172 | 0.12236
2019 | 28 | 274 | 0.104 | 0.226 | 399 | 0.002912 | 0.006328 | 0.011172 | 28 | 0.104 | 0.002912 | 0.035004 | 28 | 0.226 | 0.006328 | 0.041358 | 28 | 399 | 0.011172 | 0.13353
2020 | 28 | 302 | 0.104 | 0.226 | 399 | 0.002912 | 0.006328 | 0.011172 | 28 | 0.104 | 0.002912 | 0.037916 | 28 | 0.226 | 0.006328 | 0.047686 | 28 | 399 | 0.011172 | 0.1447
2021 | 28 | 330 | 0.104 | 0.226 | 399 | 0.002912 | 0.006328 | 0.011172 | 28 | 0.104 | 0.002912 | 0.040828 | 28 | 0.226 | 0.006328 | 0.054014 | 28 | 399 | 0.011172 | 0.15588
2022 | 28 | 358 | 0.104 | 0.226 | 399 | 0.002912 | 0.006328 | 0.011172 | 28 | 0.104 | 0.002912 | 0.04374 | 28 | 0.226 | 0.006328 | 0.060342 | 28 | 399 | 0.011172 | 0.16705
2023 | 28 | 386 | 0.104 | 0.226 | 399 | 0.002912 | 0.006328 | 0.011172 | 28 | 0.104 | 0.002912 | 0.046652 | 28 | 0.226 | 0.006328 | 0.06667 | 28 | 399 | 0.011172 | 0.17822
2024 | 28 | 414 | 0.104 | 0.226 | 399 | 0.002912 | 0.006328 | 0.011172 | 28 | 0.104 | 0.002912 | 0.049564 | 28 | 0.226 | 0.006328 | 0.072998 | 28 | 399 | 0.011172 | 0.18939
2025 | 28 | 442 | 0.104 | 0.226 | 399 | 0.002912 | 0.006328 | 0.011172 | 28 | 0.104 | 0.002912 | 0.052476 | 28 | 0.226 | 0.006328 | 0.079326 | 28 | 399 | 0.011172 | 0.20056
2026 | 28 | 470 | 0.104 | 0.226 | 399 | 0.002912 | 0.006328 | 0.011172 | 28 | 0.104 | 0.002912 | 0.055388 | 28 | 0.226 | 0.006328 | 0.085654 | 28 | 399 | 0.011172 | 0.21174
2027 | 28 | 498 | 0.104 | 0.226 | 399 | 0.002912 | 0.006328 | 0.011172 | 28 | 0.104 | 0.002912 | 0.0583 | 28 | 0.226 | 0.006328 | 0.091982 | 28 | 399 | 0.011172 | 0.22291
2028 | 28 | 526 | 0.104 | 0.226 | 399 | 0.002912 | 0.006328 | 0.011172 | 28 | 0.104 | 0.002912 | 0.061212 | 28 | 0.226 | 0.006328 | 0.09831 | 28 | 399 | 0.011172 | 0.23408
2029 | 28 | 554 | 0.104 | 0.226 | 399 | 0.002912 | 0.006328 | 0.011172 | 28 | 0.104 | 0.002912 | 0.064124 | 28 | 0.226 | 0.006328 | 0.10464 | 28 | 399 | 0.011172 | 0.24525
2030 | 28 | 582 | 0.104 | 0.226 | 399 | 0.002912 | 0.006328 | 0.011172 | 28 | 0.104 | 0.002912 | 0.067036 | 28 | 0.226 | 0.006328 | 0.11097 | 28 | 399 | 0.011172 | 0.25642
2031 | 28 | 610 | 0.104 | 0.226 | 399 | 0.002912 | 0.006328 | 0.011172 | 28 | 0.104 | 0.002912 | 0.069948 | 28 | 0.226 | 0.006328 | 0.11729 | 28 | 399 | 0.011172 | 0.2676
2032 | 28 | 638 | 0.104 | 0.226 | 399 | 0.002912 | 0.006328 | 0.011172 | 28 | 0.104 | 0.002912 | 0.07286 | 28 | 0.226 | 0.006328 | 0.12362 | 28 | 399 | 0.011172 | 0.27877
2033 | 28 | 666 | 0.104 | 0.226 | 399 | 0.002912 | 0.006328 | 0.011172 | 28 | 0.104 | 0.002912 | 0.075772 | 28 | 0.226 | 0.006328 | 0.12995 | 28 | 399 | 0.011172 | 0.28994
2034 | 28 | 694 | 0.104 | 0.226 | 399 | 0.002912 | 0.006328 | 0.011172 | 28 | 0.104 | 0.002912 | 0.078684 | 28 | 0.226 | 0.006328 | 0.13628 | 28 | 399 | 0.011172 | 0.30111
2035 | 28 | 722 | 0.104 | 0.226 | 399 | 0.002912 | 0.006328 | 0.011172 | 28 | 0.104 | 0.002912 | 0.081596 | 28 | 0.226 | 0.006328 | 0.14261 | 28 | 399 | 0.011172 | 0.31228
2036 | 28 | 750 | 0.104 | 0.226 | 399 | 0.002912 | 0.006328 | 0.011172 | 28 | 0.104 | 0.002912 | 0.084508 | 28 | 0.226 | 0.006328 | 0.14893 | 28 | 399 | 0.011172 | 0.32346
2034 | 28 | 778 | 0.104 | 0.226 | 399 | 0.002912 | 0.006328 | 0.011172 | 28 | 0.104 | 0.002912 | 0.08742 | 28 | 0.226 | 0.006328 | 0.15526 | 28 | 399 | 0.011172 | 0.33463
2035 | 28 | 806 | 0.104 | 0.226 | 399 | 0.002912 | 0.006328 | 0.011172 | 28 | 0.104 | 0.002912 | 0.090332 | 28 | 0.226 | 0.006328 | 0.16159 | 28 | 399 | 0.011172 | 0.3458
2036 | 28 | 834 | 0.104 | 0.226 | 399 | 0.002912 | 0.006328 | 0.011172 | 28 | 0.104 | 0.002912 | 0.093244 | 28 | 0.226 | 0.006328 | 0.16792 | 28 | 399 | 0.011172 | 0.35697
2034 | 28 | 862 | 0.104 | 0.226 | 399 | 0.002912 | 0.006328 | 0.011172 | 28 | 0.104 | 0.002912 | 0.096156 | 28 | 0.226 | 0.006328 | 0.17425 | 28 | 399 | 0.011172 | 0.36814
2035 | 28 | 890 | 0.104 | 0.226 | 399 | 0.002912 | 0.006328 | 0.011172 | 28 | 0.104 | 0.002912 | 0.099068 | 28 | 0.226 | 0.006328 | 0.18057 | 28 | 399 | 0.011172 | 0.37932
(1) FEECA 90 (1981-1990) cumulative totals.
(2) FEECA 94 (1991-1994) cumulative totals.
* Incremental Participants for Summer and Energy are the same calculation: Previous Year's "Year-End" Total plus Current Year's "Year-End" Total divided by 2 for an average
** Incremental Participants for Winter equals the Previous Year's "Year-End" Total as it is closer to the month of the Winter Peak, typically in Jan. each year
| 2015 |  | 0.34197 | 1.052 | 1299.4754

## RES WR
Conservation Savings @ Meter
PROGRAM: | RES | Window Replacement (previously included with RES Building Envelope)
#'s Match DSM Annual Reports Filed
| Year_End Savings | [7 empty] | Summer Savings |  |  |  | Winter Savings |  |  |  | Annual Energy Savings
Year | DSM Year-Ending Incremental Participants | DSM Year-Ending Cumulative Participants | DSM Summer Savings Per Participant (KW) | DSM Winter Savings Per Participant (KW) | DSM Energy Savings Per Participant (KWH) | DSM Incremental Summer Savings (MW) | DSM Incremental Winter Savings (MW) | DSM Incremental Energy Savings (GWH) | Incremental Summer Participants* | Summer Savings Per Participant (KW) | Incremental Summer Savings (MW) | Cumulative Summer Savings (MW) | Incremental Winter Participants** | Winter Savings Per Participant (KW) | Incremental Winter Savings (MW) | Cumulative Winter Savings (MW) | Average Annual Incremental Energy Participants* | Energy Savings Per Participant (KWH) | Incremental Energy Savings (GWH) | Cumulative Energy Savings (GWH)
1981-1990(1)
1991-1994(2)
1995
1996
1997
1998
1999
2000
2001
2002
2003
2004
2005
2006
2007
2008
2009 |  |  | 0 | 0 | 0
2010 | 0 | 0 | 0 | 0 | 0 | 0 | 0 | 0 | 0 | 0 | 0 | 0 | 0 | 0 | 0 | 0 | 0 | 0 | 0 | 0
2011 | 0 | 0 | 0 | 0 | 0 | 0 | 0 | 0 | 0 | 0 | 0 | 0 | 0 | 0 | 0 | 0 | 0 | 0 | 0 | 0
2012 | 0 | 0 | 0 | 0 | 0 | 0 | 0 | 0 | 0 | 0 | 0 | 0 | 0 | 0 | 0 | 0 | 0 | 0 | 0 | 0
2013 | 0 | 0 | 0 | 0 | 0 | 0 | 0 | 0 | 0 | 0 | 0 | 0 | 0 | 0 | 0 | 0 | 0 | 0 | 0 | 0
2014 | 0 | 8496 | 0 | 0 | 0 | 0 | 0 | 0 | 0 | 0 | 0 | 0 | 0 | 0 | 0 | 0 | 0 | 0 | 0 | 0
2015 | 1811 | 10307 | 0.66964 | 0.37159 | 1094.6941 | 1.2127 | 0.67295 | 1.9825 | 905.5 | 0.66964 | 0.60635 | 0.60635 | 0 | 0.37159 | 0 | 0 | 905.5 | 1094.6941 | 0.99125 | 0.99125
2016 | 1417 | 11724 | 0.311 | 0.212 | 1121 | 0.44069 | 0.3004 | 1.5885 | 1614 | 0.311 | 0.50195 | 1.1083 | 1811 | 0.212 | 0.38393 | 0.38393 | 1614 | 1121 | 1.8093 | 2.8005
2017 | 500 | 12224 | 0.311 | 0.212 | 1121 | 0.1555 | 0.106 | 0.5605 | 958.5 | 0.311 | 0.29809 | 1.4064 | 1417 | 0.212 | 0.3004 | 0.68434 | 958.5 | 1121 | 1.0745 | 3.875
2018 | 500 | 12724 | 0.311 | 0.212 | 1121 | 0.1555 | 0.106 | 0.5605 | 500 | 0.311 | 0.1555 | 1.5619 | 500 | 0.212 | 0.106 | 0.79034 | 500 | 1121 | 0.5605 | 4.4355
2019 | 500 | 13224 | 0.311 | 0.212 | 1121 | 0.1555 | 0.106 | 0.5605 | 500 | 0.311 | 0.1555 | 1.7174 | 500 | 0.212 | 0.106 | 0.89634 | 500 | 1121 | 0.5605 | 4.996
2020 | 500 | 13724 | 0.311 | 0.212 | 1121 | 0.1555 | 0.106 | 0.5605 | 500 | 0.311 | 0.1555 | 1.8729 | 500 | 0.212 | 0.106 | 1.0023 | 500 | 1121 | 0.5605 | 5.5565
2021 | 500 | 14224 | 0.311 | 0.212 | 1121 | 0.1555 | 0.106 | 0.5605 | 500 | 0.311 | 0.1555 | 2.0284 | 500 | 0.212 | 0.106 | 1.1083 | 500 | 1121 | 0.5605 | 6.117
2022 | 500 | 14724 | 0.311 | 0.212 | 1121 | 0.1555 | 0.106 | 0.5605 | 500 | 0.311 | 0.1555 | 2.1839 | 500 | 0.212 | 0.106 | 1.2143 | 500 | 1121 | 0.5605 | 6.6775
2023 | 500 | 15224 | 0.311 | 0.212 | 1121 | 0.1555 | 0.106 | 0.5605 | 500 | 0.311 | 0.1555 | 2.3394 | 500 | 0.212 | 0.106 | 1.3203 | 500 | 1121 | 0.5605 | 7.238
2024 | 500 | 15724 | 0.311 | 0.212 | 1121 | 0.1555 | 0.106 | 0.5605 | 500 | 0.311 | 0.1555 | 2.4949 | 500 | 0.212 | 0.106 | 1.4263 | 500 | 1121 | 0.5605 | 7.7985
2025 | 500 | 16224 | 0.311 | 0.212 | 1121 | 0.1555 | 0.106 | 0.5605 | 500 | 0.311 | 0.1555 | 2.6504 | 500 | 0.212 | 0.106 | 1.5323 | 500 | 1121 | 0.5605 | 8.359
2026 | 500 | 16724 | 0.311 | 0.212 | 1121 | 0.1555 | 0.106 | 0.5605 | 500 | 0.311 | 0.1555 | 2.8059 | 500 | 0.212 | 0.106 | 1.6383 | 500 | 1121 | 0.5605 | 8.9195
2027 | 500 | 17224 | 0.311 | 0.212 | 1121 | 0.1555 | 0.106 | 0.5605 | 500 | 0.311 | 0.1555 | 2.9614 | 500 | 0.212 | 0.106 | 1.7443 | 500 | 1121 | 0.5605 | 9.48
2028 | 500 | 17724 | 0.311 | 0.212 | 1121 | 0.1555 | 0.106 | 0.5605 | 500 | 0.311 | 0.1555 | 3.1169 | 500 | 0.212 | 0.106 | 1.8503 | 500 | 1121 | 0.5605 | 10.0405
2029 | 500 | 18224 | 0.311 | 0.212 | 1121 | 0.1555 | 0.106 | 0.5605 | 500 | 0.311 | 0.1555 | 3.2724 | 500 | 0.212 | 0.106 | 1.9563 | 500 | 1121 | 0.5605 | 10.601
2030 | 500 | 18724 | 0.311 | 0.212 | 1121 | 0.1555 | 0.106 | 0.5605 | 500 | 0.311 | 0.1555 | 3.4279 | 500 | 0.212 | 0.106 | 2.0623 | 500 | 1121 | 0.5605 | 11.1615
2031 | 500 | 19224 | 0.311 | 0.212 | 1121 | 0.1555 | 0.106 | 0.5605 | 500 | 0.311 | 0.1555 | 3.5834 | 500 | 0.212 | 0.106 | 2.1683 | 500 | 1121 | 0.5605 | 11.722
2032 | 500 | 19724 | 0.311 | 0.212 | 1121 | 0.1555 | 0.106 | 0.5605 | 500 | 0.311 | 0.1555 | 3.7389 | 500 | 0.212 | 0.106 | 2.2743 | 500 | 1121 | 0.5605 | 12.2825
2033 | 500 | 20224 | 0.311 | 0.212 | 1121 | 0.1555 | 0.106 | 0.5605 | 500 | 0.311 | 0.1555 | 3.8944 | 500 | 0.212 | 0.106 | 2.3803 | 500 | 1121 | 0.5605 | 12.843
2034 | 500 | 20724 | 0.311 | 0.212 | 1121 | 0.1555 | 0.106 | 0.5605 | 500 | 0.311 | 0.1555 | 4.0499 | 500 | 0.212 | 0.106 | 2.4863 | 500 | 1121 | 0.5605 | 13.4035
2035 | 500 | 21224 | 0.311 | 0.212 | 1121 | 0.1555 | 0.106 | 0.5605 | 500 | 0.311 | 0.1555 | 4.2054 | 500 | 0.212 | 0.106 | 2.5923 | 500 | 1121 | 0.5605 | 13.964
2036 | 500 | 21724 | 0.311 | 0.212 | 1121 | 0.1555 | 0.106 | 0.5605 | 500 | 0.311 | 0.1555 | 4.3609 | 500 | 0.212 | 0.106 | 2.6983 | 500 | 1121 | 0.5605 | 14.5245
2034 | 500 | 22224 | 0.311 | 0.212 | 1121 | 0.1555 | 0.106 | 0.5605 | 500 | 0.311 | 0.1555 | 4.5164 | 500 | 0.212 | 0.106 | 2.8043 | 500 | 1121 | 0.5605 | 15.085
2035 | 500 | 22724 | 0.311 | 0.212 | 1121 | 0.1555 | 0.106 | 0.5605 | 500 | 0.311 | 0.1555 | 4.6719 | 500 | 0.212 | 0.106 | 2.9103 | 500 | 1121 | 0.5605 | 15.6455
2036 | 500 | 23224 | 0.311 | 0.212 | 1121 | 0.1555 | 0.106 | 0.5605 | 500 | 0.311 | 0.1555 | 4.8274 | 500 | 0.212 | 0.106 | 3.0163 | 500 | 1121 | 0.5605 | 16.206
2034 | 500 | 23724 | 0.311 | 0.212 | 1121 | 0.1555 | 0.106 | 0.5605 | 500 | 0.311 | 0.1555 | 4.9829 | 500 | 0.212 | 0.106 | 3.1223 | 500 | 1121 | 0.5605 | 16.7665
2035 | 500 | 24224 | 0.311 | 0.212 | 1121 | 0.1555 | 0.106 | 0.5605 | 500 | 0.311 | 0.1555 | 5.1384 | 500 | 0.212 | 0.106 | 3.2283 | 500 | 1121 | 0.5605 | 17.327
(1) FEECA 90 (1981-1990) cumulative totals.
(2) FEECA 94 (1991-1994) cumulative totals.
* Incremental Participants for Summer and Energy are the same calculation: Previous Year's "Year-End" Total plus Current Year's "Year-End" Total divided by 2 for an average
** Incremental Participants for Winter equals the Previous Year's "Year-End" Total as it is closer to the month of the Winter Peak, typically in Jan. each year
Blend
| 2015 |  | 0.66964 | 0.37159 | 1094.6941

## C-I FREE
Conservation Savings @ Meter
PROGRAM: | COM/IND Audit Free
#'s Match DSM Annual Reports Filed
| Year_End Savings | [7 empty] | Summer Savings |  |  |  | Winter Savings |  |  |  | Annual Energy Savings
Year | DSM Year-Ending Incremental Participants | DSM Year-Ending Cumulative Participants | DSM Summer Savings Per Participant (KW) | DSM Winter Savings Per Participant (KW) | DSM Energy Savings Per Participant (KWH) | DSM Incremental Summer Savings (MW) | DSM Incremental Winter Savings (MW) | DSM Incremental Energy Savings (GWH) | Incremental Summer Participants* | Summer Savings Per Participant (KW) | Incremental Summer Savings (MW) | Cumulative Summer Savings (MW) | Incremental Winter Participants** | Winter Savings Per Participant (KW) | Incremental Winter Savings (MW) | Cumulative Winter Savings (MW) | Average Annual Incremental Energy Participants* | Energy Savings Per Participant (KWH) | Incremental Energy Savings (GWH) | Cumulative Energy Savings (GWH)
1981-1990(1) |  | 5224 | [7 empty] | 2.0291 |  | 10.6 |  | 4.3913 |  | 22.94 |  | 702.5268 |  | 3.67
1991-1994(2) |  | 9506 | [7 empty] | 0.38066 |  | 12.23 |  | 1.7118 |  | 30.27 |  | 2587.5759 |  | 14.75
1995 | 1676 | 11182 | 0.38186 | 1.7124 | 2565.6325 | 0.64 | 2.87 | 4.3 | 1309.5 | 0.38186 | 0.50005 | 12.73 | 943 | 1.7124 | 1.6148 | 31.8848 | 1309.5 | 2565.6325 | 3.3597 | 18.1097
1996 | 729 | 11911 | 0.08 | 0.06 | 341 | 0.05832 | 0.04374 | 0.24859 | 1202.5 | 0.08 | 0.0962 | 12.8262 | 1676 | 0.06 | 0.10056 | 31.9854 | 1202.5 | 341 | 0.41005 | 18.5197
1997 | 263 | 12174 | 0.08 | 0.06 | 341 | 0.02104 | 0.01578 | 0.089683 | 496 | 0.08 | 0.03968 | 12.8659 | 729 | 0.06 | 0.04374 | 32.0291 | 496 | 341 | 0.16914 | 18.6889
1998 | 259 | 12433 | 0.08 | 0.06 | 341 | 0.02072 | 0.01554 | 0.088319 | 261 | 0.08 | 0.02088 | 12.8868 | 263 | 0.06 | 0.01578 | 32.0449 | 261 | 341 | 0.089001 | 18.7779
1999 | 431 | 12864 | 0.08 | 0.06 | 341 | 0.03448 | 0.02586 | 0.14697 | 345 | 0.08 | 0.0276 | 12.9144 | 259 | 0.06 | 0.01554 | 32.0604 | 345 | 341 | 0.11764 | 18.8955
2000 | 413 | 13277 | 0.08 | 0.06 | 341 | 0.03304 | 0.02478 | 0.14083 | 422 | 0.08 | 0.03376 | 12.9482 | 431 | 0.06 | 0.02586 | 32.0863 | 422 | 341 | 0.1439 | 19.0394
2001 | 575 | 13852 | 0.08 | 0.06 | 341 | 0.046 | 0.0345 | 0.19607 | 494 | 0.08 | 0.03952 | 12.9877 | 413 | 0.06 | 0.02478 | 32.1111 | 494 | 341 | 0.16845 | 19.2079
2002 | 510 | 14362 | 0.08 | 0.06 | 341 | 0.0408 | 0.0306 | 0.17391 | 542.5 | 0.08 | 0.0434 | 13.0311 | 575 | 0.06 | 0.0345 | 32.1456 | 542.5 | 341 | 0.18499 | 19.3929
2003 | 469 | 14831 | 0.08 | 0.06 | 341 | 0.03752 | 0.02814 | 0.15993 | 489.5 | 0.08 | 0.03916 | 13.0702 | 510 | 0.06 | 0.0306 | 32.1762 | 489.5 | 341 | 0.16692 | 19.5598
2004 | 647 | 15478 | 0.08 | 0.06 | 341 | 0.05176 | 0.03882 | 0.22063 | 558 | 0.08 | 0.04464 | 13.1149 | 469 | 0.06 | 0.02814 | 32.2043 | 558 | 341 | 0.19028 | 19.7501
2005 | 493 | 15971 | 0.08 | 0.06 | 341 | 0.03944 | 0.02958 | 0.16811 | 570 | 0.08 | 0.0456 | 13.1605 | 647 | 0.06 | 0.03882 | 32.2431 | 570 | 341 | 0.19437 | 19.9444
2006 | 599 | 16570 | 0.08 | 0.06 | 341 | 0.04792 | 0.03594 | 0.20426 | 546 | 0.08 | 0.04368 | 13.2042 | 493 | 0.06 | 0.02958 | 32.2727 | 546 | 341 | 0.18619 | 20.1306
2007 | 618 | 17188 | 0.08 | 0.06 | 341 | 0.04944 | 0.03708 | 0.21074 | 608.5 | 0.08 | 0.04868 | 13.2528 | 599 | 0.06 | 0.03594 | 32.3086 | 608.5 | 341 | 0.2075 | 20.3381
2008 | 970 | 18158 | 0.08 | 0.06 | 341 | 0.0776 | 0.0582 | 0.33077 | 794 | 0.08 | 0.06352 | 13.3164 | 618 | 0.06 | 0.03708 | 32.3457 | 794 | 341 | 0.27075 | 20.6089
2009 | 1009 | 19167 | 0.08 | 0.06 | 341 | 0.08072 | 0.06054 | 0.34407 | 989.5 | 0.08 | 0.07916 | 13.3955 | 970 | 0.06 | 0.0582 | 32.4039 | 989.5 | 341 | 0.33742 | 20.9463
2010 | 652 | 19819 | 0.08 | 0.06 | 341 | 0.05216 | 0.03912 | 0.22233 | 830.5 | 0.08 | 0.06644 | 13.462 | 1009 | 0.06 | 0.06054 | 32.4645 | 830.5 | 341 | 0.2832 | 21.2295
2011 | 505 | 20324 | 0.09 | 0.08 | 597 | 0.04545 | 0.0404 | 0.30149 | 578.5 | 0.09 | 0.052065 | 13.514 | 652 | 0.08 | 0.05216 | 32.5166 | 578.5 | 597 | 0.34536 | 21.5749
2012 | 587 | 20911 | 0.1 | 0.09 | 748 | 0.0587 | 0.05283 | 0.43908 | 546 | 0.1 | 0.0546 | 13.5686 | 505 | 0.09 | 0.04545 | 32.5621 | 546 | 748 | 0.40841 | 21.9833
2013 | 897 | 21808 | 0.1 | 0.09 | 748 | 0.0897 | 0.08073 | 0.67096 | 742 | 0.1 | 0.0742 | 13.6428 | 587 | 0.09 | 0.05283 | 32.6149 | 742 | 748 | 0.55502 | 22.5383
2014 | 713 | 22521 | 0.1 | 0.09 | 748 | 0.0713 | 0.06417 | 0.53332 | 805 | 0.1 | 0.0805 | 13.7233 | 897 | 0.09 | 0.08073 | 32.6956 | 805 | 748 | 0.60214 | 23.1404
2015 | 913 | 23434 | 0 | 0 | 0 | 0 | 0 | 0 | 813 | 0 | 0 | 13.7233 | 713 | 0 | 0 | 32.6956 | 813 | 0 | 0 | 23.1404
2016 | 764 | 24198 |  |  |  | 0 | 0 | 0 | 838.5 | 0 | 0 | 13.7233 | 913 | 0 | 0 | 32.6956 | 838.5 | 0 | 0 | 23.1404
2017 | 750 | 24948 | 0 | 0 | 0 | 0 | 0 | 0 | 757 | 0 | 0 | 13.7233 | 764 | 0 | 0 | 32.6956 | 757 | 0 | 0 | 23.1404
2018 | 800 | 25748 | 0 | 0 | 0 | 0 | 0 | 0 | 775 | 0 | 0 | 13.7233 | 750 | 0 | 0 | 32.6956 | 775 | 0 | 0 | 23.1404
2019 | 800 | 26548 | 0 | 0 | 0 | 0 | 0 | 0 | 800 | 0 | 0 | 13.7233 | 800 | 0 | 0 | 32.6956 | 800 | 0 | 0 | 23.1404
2020 | 800 | 27348 | 0 | 0 | 0 | 0 | 0 | 0 | 800 | 0 | 0 | 13.7233 | 800 | 0 | 0 | 32.6956 | 800 | 0 | 0 | 23.1404
2021 | 800 | 28148 | 0 | 0 | 0 | 0 | 0 | 0 | 800 | 0 | 0 | 13.7233 | 800 | 0 | 0 | 32.6956 | 800 | 0 | 0 | 23.1404
2022 | 800 | 28948 | 0 | 0 | 0 | 0 | 0 | 0 | 800 | 0 | 0 | 13.7233 | 800 | 0 | 0 | 32.6956 | 800 | 0 | 0 | 23.1404
2023 | 800 | 29748 | 0 | 0 | 0 | 0 | 0 | 0 | 800 | 0 | 0 | 13.7233 | 800 | 0 | 0 | 32.6956 | 800 | 0 | 0 | 23.1404
2024 | 800 | 30548 | 0 | 0 | 0 | 0 | 0 | 0 | 800 | 0 | 0 | 13.7233 | 800 | 0 | 0 | 32.6956 | 800 | 0 | 0 | 23.1404
2025 | 800 | 31348 | 0 | 0 | 0 | 0 | 0 | 0 | 800 | 0 | 0 | 13.7233 | 800 | 0 | 0 | 32.6956 | 800 | 0 | 0 | 23.1404
2026 | 800 | 32148 | 0 | 0 | 0 | 0 | 0 | 0 | 800 | 0 | 0 | 13.7233 | 800 | 0 | 0 | 32.6956 | 800 | 0 | 0 | 23.1404
2027 | 800 | 32948 | 0 | 0 | 0 | 0 | 0 | 0 | 800 | 0 | 0 | 13.7233 | 800 | 0 | 0 | 32.6956 | 800 | 0 | 0 | 23.1404
2028 | 800 | 33748 | 0 | 0 | 0 | 0 | 0 | 0 | 800 | 0 | 0 | 13.7233 | 800 | 0 | 0 | 32.6956 | 800 | 0 | 0 | 23.1404
2029 | 800 | 34548 | 0 | 0 | 0 | 0 | 0 | 0 | 800 | 0 | 0 | 13.7233 | 800 | 0 | 0 | 32.6956 | 800 | 0 | 0 | 23.1404
2030 | 800 | 35348 | 0 | 0 | 0 | 0 | 0 | 0 | 800 | 0 | 0 | 13.7233 | 800 | 0 | 0 | 32.6956 | 800 | 0 | 0 | 23.1404
2031 | 800 | 36148 | 0 | 0 | 0 | 0 | 0 | 0 | 800 | 0 | 0 | 13.7233 | 800 | 0 | 0 | 32.6956 | 800 | 0 | 0 | 23.1404
2032 | 800 | 36948 | 0 | 0 | 0 | 0 | 0 | 0 | 800 | 0 | 0 | 13.7233 | 800 | 0 | 0 | 32.6956 | 800 | 0 | 0 | 23.1404
2033 | 800 | 37748 | 0 | 0 | 0 | 0 | 0 | 0 | 800 | 0 | 0 | 13.7233 | 800 | 0 | 0 | 32.6956 | 800 | 0 | 0 | 23.1404
2034 | 800 | 38548 | 0 | 0 | 0 | 0 | 0 | 0 | 800 | 0 | 0 | 13.7233 | 800 | 0 | 0 | 32.6956 | 800 | 0 | 0 | 23.1404
2035 | 800 | 39348 | 0 | 0 | 0 | 0 | 0 | 0 | 800 | 0 | 0 | 13.7233 | 800 | 0 | 0 | 32.6956 | 800 | 0 | 0 | 23.1404
2036 | 800 | 40148 | 0 | 0 | 0 | 0 | 0 | 0 | 800 | 0 | 0 | 13.7233 | 800 | 0 | 0 | 32.6956 | 800 | 0 | 0 | 23.1404
2037 | 800 | 40948 | 0 | 0 | 0 | 0 | 0 | 0 | 800 | 0 | 0 | 13.7233 | 800 | 0 | 0 | 32.6956 | 800 | 0 | 0 | 23.1404
2038 | 800 | 41748 | 0 | 0 | 0 | 0 | 0 | 0 | 800 | 0 | 0 | 13.7233 | 800 | 0 | 0 | 32.6956 | 800 | 0 | 0 | 23.1404
2039 | 800 | 42548 | 0 | 0 | 0 | 0 | 0 | 0 | 800 | 0 | 0 | 13.7233 | 800 | 0 | 0 | 32.6956 | 800 | 0 | 0 | 23.1404
2040 | 800 | 43348 | 0 | 0 | 0 | 0 | 0 | 0 | 800 | 0 | 0 | 13.7233 | 800 | 0 | 0 | 32.6956 | 800 | 0 | 0 | 23.1404
2041 | 800 | 44148 | 0 | 0 | 0 | 0 | 0 | 0 | 800 | 0 | 0 | 13.7233 | 800 | 0 | 0 | 32.6956 | 800 | 0 | 0 | 23.1404
(1) FEECA 90 (1981-1990) cumulative totals.
(2) FEECA 94 (1991-1994) cumulative totals.
* Incremental Participants for Summer and Energy are the same calculation: Previous Year's "Year-End" Total plus Current Year's "Year-End" Total divided by 2 for an average
** Incremental Participants for Winter equals the Previous Year's "Year-End" Total as it is closer to the month of the Winter Peak, typically in Jan. each year
493
599
549
499
449
399
349
299
249
199

## C-I Paid
Conservation Savings @ Meter
PROGRAM: | COM Audit Paid (comprehensive C/I Audit)
#'s Match DSM Annual Reports Filed
| Year_End Savings | [7 empty] | Summer Savings |  |  |  | Winter Savings |  |  |  | Annual Energy Savings
Year | DSM Year-Ending Incremental Participants | DSM Year-Ending Cumulative Participants | DSM Summer Savings Per Participant (KW) | DSM Winter Savings Per Participant (KW) | DSM Energy Savings Per Participant (KWH) | DSM Incremental Summer Savings (MW) | DSM Incremental Winter Savings (MW) | DSM Incremental Energy Savings (GWH) | Incremental Summer Participants* | Summer Savings Per Participant (KW) | Incremental Summer Savings (MW) | Cumulative Summer Savings (MW) | Incremental Winter Participants** | Winter Savings Per Participant (KW) | Incremental Winter Savings (MW) | Cumulative Winter Savings (MW) | Average Annual Incremental Energy Participants* | Energy Savings Per Participant (KWH) | Incremental Energy Savings (GWH) | Cumulative Energy Savings (GWH)
1981-1990(1) |  | 193 | [7 empty] | 2.0207 |  | 0.39 |  | 4.4041 |  | 0.85 |  | 725.3886 |  | 0.14
1991-1994(2) |  | 213 | [7 empty] | 0 |  | 0.39 |  | 2 |  | 0.89 |  | 2500 |  | 0.19
1995 | 8 | 221 | 0.38 | 1.71 | 2588 | 0.00304 | 0.01368 | 0.020704 | 11 | 0.38 | 0.00418 | 0.39418 | 14 | 1.71 | 0.02394 | 0.91394 | 11 | 2588 | 0.028468 | 0.21847
1996 | 2 | 223 | 0.08 | 0.06 | 341 | 0.00016 | 0.00012 | 0.000682 | 5 | 0.08 | 0.0004 | 0.39458 | 8 | 0.06 | 0.00048 | 0.91442 | 5 | 341 | 0.001705 | 0.22017
1997 | 0 | 223 | 0 | 0 | 0 | 0 | 0 | 0 | 1 | 0 | 0 | 0.39458 | 2 | 0 | 0 | 0.91442 | 1 | 0 | 0 | 0.22017
1998 | 0 | 223 | 0 | 0 | 0 | 0 | 0 | 0 | 0 | 0 | 0 | 0.39458 | 0 | 0 | 0 | 0.91442 | 0 | 0 | 0 | 0.22017
1999 | 0 | 223 | 0 | 0 | 0 | 0 | 0 | 0 | 0 | 0 | 0 | 0.39458 | 0 | 0 | 0 | 0.91442 | 0 | 0 | 0 | 0.22017
2000 | 0 | 223 | 0 | 0 | 0 | 0 | 0 | 0 | 0 | 0 | 0 | 0.39458 | 0 | 0 | 0 | 0.91442 | 0 | 0 | 0 | 0.22017
2001 | 3 | 226 | 0.08 | 0.06 | 341 | 0.00024 | 0.00018 | 0.001023 | 1.5 | 0.08 | 0.00012 | 0.3947 | 0 | 0.06 | 0 | 0.91442 | 1.5 | 341 | 0.0005115 | 0.22068
2002 | 0 | 226 | 0 | 0 | 0 | 0 | 0 | 0 | 1.5 | 0 | 0 | 0.3947 | 3 | 0 | 0 | 0.91442 | 1.5 | 0 | 0 | 0.22068
2003 | 0 | 226 | 0 | 0 | 0 | 0 | 0 | 0 | 0 | 0 | 0 | 0.3947 | 0 | 0 | 0 | 0.91442 | 0 | 0 | 0 | 0.22068
2004 | 0 | 226 | 0 | 0 | 0 | 0 | 0 | 0 | 0 | 0 | 0 | 0.3947 | 0 | 0 | 0 | 0.91442 | 0 | 0 | 0 | 0.22068
2005 | 0 | 226 | 0 | 0 | 0 | 0 | 0 | 0 | 0 | 0 | 0 | 0.3947 | 0 | 0 | 0 | 0.91442 | 0 | 0 | 0 | 0.22068
2006 | 0 | 226 | 0 | 0 | 0 | 0 | 0 | 0 | 0 | 0 | 0 | 0.3947 | 0 | 0 | 0 | 0.91442 | 0 | 0 | 0 | 0.22068
2007 | 0 | 226 | 0 | 0 | 0 | 0 | 0 | 0 | 0 | 0 | 0 | 0.3947 | 0 | 0 | 0 | 0.91442 | 0 | 0 | 0 | 0.22068
2008 | 0 | 226 | 0 | 0 | 0 | 0 | 0 | 0 | 0 | 0 | 0 | 0.3947 | 0 | 0 | 0 | 0.91442 | 0 | 0 | 0 | 0.22068
2009 | 0 | 226 | 0.08 | 0.06 | 341 | 0 | 0 | 0 | 0 | 0.08 | 0 | 0.3947 | 0 | 0.06 | 0 | 0.91442 | 0 | 341 | 0 | 0.22068
2010 | 0 | 226 | 0.1 | 0.09 | 748 | 0 | 0 | 0 | 0 | 0.1 | 0 | 0.3947 | 0 | 0.09 | 0 | 0.91442 | 0 | 748 | 0 | 0.22068
2011 | 0 | 226 | 0.1 | 0.09 | 748 | 0 | 0 | 0 | 0 | 0.1 | 0 | 0.3947 | 0 | 0.09 | 0 | 0.91442 | 0 | 748 | 0 | 0.22068
2012 | 0 | 226 | 0.1 | 0.09 | 748 | 0 | 0 | 0 | 0 | 0.1 | 0 | 0.3947 | 0 | 0.09 | 0 | 0.91442 | 0 | 748 | 0 | 0.22068
2013 | 3 | 229 | 0.1 | 0.09 | 748 | 0.0003 | 0.00027 | 0.002244 | 1.5 | 0.1 | 0.00015 | 0.39485 | 0 | 0.09 | 0 | 0.91442 | 1.5 | 748 | 0.001122 | 0.22181
2014 | 3 | 232 | 0.1 | 0.09 | 748 | 0.0003 | 0.00027 | 0.002244 | 3 | 0.1 | 0.0003 | 0.39515 | 3 | 0.09 | 0.00027 | 0.91469 | 3 | 748 | 0.002244 | 0.22405
2015 | 1 | 233 | 0 | 0 | 0 | 0 | 0 | 0 | 2 | 0 | 0 | 0.39515 | 3 | 0 | 0 | 0.91469 | 2 | 0 | 0 | 0.22405
2016 | 4 | 237 |  |  |  | 0 | 0 | 0 | 2.5 | 0 | 0 | 0.39515 | 1 | 0 | 0 | 0.91469 | 2.5 | 0 | 0 | 0.22405
2017 | 4 | 241 |  |  |  | 0 | 0 | 0 | 4 | 0 | 0 | 0.39515 | 4 | 0 | 0 | 0.91469 | 4 | 0 | 0 | 0.22405
2018 | 4 | 245 |  |  |  | 0 | 0 | 0 | 4 | 0 | 0 | 0.39515 | 4 | 0 | 0 | 0.91469 | 4 | 0 | 0 | 0.22405
2019 | 4 | 249 |  |  |  | 0 | 0 | 0 | 4 | 0 | 0 | 0.39515 | 4 | 0 | 0 | 0.91469 | 4 | 0 | 0 | 0.22405
2020 | 4 | 253 |  |  |  | 0 | 0 | 0 | 4 | 0 | 0 | 0.39515 | 4 | 0 | 0 | 0.91469 | 4 | 0 | 0 | 0.22405
2021 | 4 | 257 |  |  |  | 0 | 0 | 0 | 4 | 0 | 0 | 0.39515 | 4 | 0 | 0 | 0.91469 | 4 | 0 | 0 | 0.22405
2022 | 4 | 261 |  |  |  | 0 | 0 | 0 | 4 | 0 | 0 | 0.39515 | 4 | 0 | 0 | 0.91469 | 4 | 0 | 0 | 0.22405
2023 | 4 | 265 |  |  |  | 0 | 0 | 0 | 4 | 0 | 0 | 0.39515 | 4 | 0 | 0 | 0.91469 | 4 | 0 | 0 | 0.22405
2024 | 4 | 269 |  |  |  | 0 | 0 | 0 | 4 | 0 | 0 | 0.39515 | 4 | 0 | 0 | 0.91469 | 4 | 0 | 0 | 0.22405
2025 | 4 | 273 |  |  |  | 0 | 0 | 0 | 4 | 0 | 0 | 0.39515 | 4 | 0 | 0 | 0.91469 | 4 | 0 | 0 | 0.22405
2026 | 4 | 277 |  |  |  | 0 | 0 | 0 | 4 | 0 | 0 | 0.39515 | 4 | 0 | 0 | 0.91469 | 4 | 0 | 0 | 0.22405
2027 | 4 | 281 |  |  |  | 0 | 0 | 0 | 4 | 0 | 0 | 0.39515 | 4 | 0 | 0 | 0.91469 | 4 | 0 | 0 | 0.22405
2028 | 4 | 285 |  |  |  | 0 | 0 | 0 | 4 | 0 | 0 | 0.39515 | 4 | 0 | 0 | 0.91469 | 4 | 0 | 0 | 0.22405
2029 | 4 | 289 |  |  |  | 0 | 0 | 0 | 4 | 0 | 0 | 0.39515 | 4 | 0 | 0 | 0.91469 | 4 | 0 | 0 | 0.22405
2030 | 4 | 293 |  |  |  | 0 | 0 | 0 | 4 | 0 | 0 | 0.39515 | 4 | 0 | 0 | 0.91469 | 4 | 0 | 0 | 0.22405
2031 | 4 | 297 |  |  |  | 0 | 0 | 0 | 4 | 0 | 0 | 0.39515 | 4 | 0 | 0 | 0.91469 | 4 | 0 | 0 | 0.22405
2032 | 4 | 301 |  |  |  | 0 | 0 | 0 | 4 | 0 | 0 | 0.39515 | 4 | 0 | 0 | 0.91469 | 4 | 0 | 0 | 0.22405
2033 | 4 | 305 |  |  |  | 0 | 0 | 0 | 4 | 0 | 0 | 0.39515 | 4 | 0 | 0 | 0.91469 | 4 | 0 | 0 | 0.22405
2034 | 4 | 309 |  |  |  | 0 | 0 | 0 | 4 | 0 | 0 | 0.39515 | 4 | 0 | 0 | 0.91469 | 4 | 0 | 0 | 0.22405
2035 | 4 | 313 |  |  |  | 0 | 0 | 0 | 4 | 0 | 0 | 0.39515 | 4 | 0 | 0 | 0.91469 | 4 | 0 | 0 | 0.22405
2036 | 4 | 317 |  |  |  | 0 | 0 | 0 | 4 | 0 | 0 | 0.39515 | 4 | 0 | 0 | 0.91469 | 4 | 0 | 0 | 0.22405
2037 | 4 | 321 |  |  |  | 0 | 0 | 0 | 4 | 0 | 0 | 0.39515 | 4 | 0 | 0 | 0.91469 | 4 | 0 | 0 | 0.22405
2038 | 4 | 325 |  |  |  | 0 | 0 | 0 | 4 | 0 | 0 | 0.39515 | 4 | 0 | 0 | 0.91469 | 4 | 0 | 0 | 0.22405
2039 | 4 | 329 |  |  |  | 0 | 0 | 0 | 4 | 0 | 0 | 0.39515 | 4 | 0 | 0 | 0.91469 | 4 | 0 | 0 | 0.22405
2040 | 4 | 333 |  |  |  | 0 | 0 | 0 | 4 | 0 | 0 | 0.39515 | 4 | 0 | 0 | 0.91469 | 4 | 0 | 0 | 0.22405
2041 | 4 | 337 |  |  |  | 0 | 0 | 0 | 4 | 0 | 0 | 0.39515 | 4 | 0 | 0 | 0.91469 | 4 | 0 | 0 | 0.22405
(1) FEECA 90 (1981-1990) cumulative totals.
(2) FEECA 94 (1991-1994) cumulative totals.
* Incremental Participants for Summer and Energy are the same calculation: Previous Year's "Year-End" Total plus Current Year's "Year-End" Total divided by 2 for an average
** Incremental Participants for Winter equals the Previous Year's "Year-End" Total as it is closer to the month of the Winter Peak, typically in Jan. each year

## COM CI
Conservation Savings @ Meter
PROGRAM: | COM | Ceiling Insulation (previously included with COM Building Envelope)
#'s Match DSM Annual Reports Filed
| Year_End Savings | [7 empty] | Summer Savings |  |  |  | Winter Savings |  |  |  | Annual Energy Savings
Year | DSM Year-Ending Incremental Participants | DSM Year-Ending Cumulative Participants | DSM Summer Savings Per Participant (KW) | DSM Winter Savings Per Participant (KW) | DSM Energy Savings Per Participant (KWH) | DSM Incremental Summer Savings (MW) | DSM Incremental Winter Savings (MW) | DSM Incremental Energy Savings (GWH) | Incremental Summer Participants* | Summer Savings Per Participant (KW) | Incremental Summer Savings (MW) | Cumulative Summer Savings (MW) | Incremental Winter Participants** | Winter Savings Per Participant (KW) | Incremental Winter Savings (MW) | Cumulative Winter Savings (MW) | Average Annual Incremental Energy Participants* | Energy Savings Per Participant (KWH) | Incremental Energy Savings (GWH) | Cumulative Energy Savings (GWH)
1981-1990(1)
1991-1994(2)
1995
1996
1997
1998
1999
2000
2001
2002
2003
2004
2005
2006
2007
2008
2009 |  |  | 0 | 0 | 0
2010 | 0 | 0 | 0 | 0 | 0 | 0 | 0 | 0 | 0 | 0 | 0 | 0 | 0 | 0 | 0 | 0 | 0 | 0 | 0 | 0
2011 | 0 | 0 | 0 | 0 | 0 | 0 | 0 | 0 | 0 | 0 | 0 | 0 | 0 | 0 | 0 | 0 | 0 | 0 | 0 | 0
2012 | 0 | 0 | 0 | 0 | 0 | 0 | 0 | 0 | 0 | 0 | 0 | 0 | 0 | 0 | 0 | 0 | 0 | 0 | 0 | 0
2013 | 0 | 0 | 0 | 0 | 0 | 0 | 0 | 0 | 0 | 0 | 0 | 0 | 0 | 0 | 0 | 0 | 0 | 0 | 0 | 0
2014 | 0 | 251 | 0 | 0 | 0 | 0 | 0 | 0 | 0 | 0 | 0 | 0 | 0 | 0 | 0 | 0 | 0 | 0 | 0 | 0
2015 | 41 | 292 | 0.7261 | 0.01 | 9494.4985 | 0.02977 | 0.00041 | 0.38927 | 20.5 | 0.7261 | 0.014885 | 0.014885 | 0 | 0.01 | 0 | 0 | 20.5 | 9494.4985 | 0.19464 | 0.19464
2016 | 14 | 306 | 0.75 | 0.02 | 9505 | 0.0105 | 0.00028 | 0.13307 | 27.5 | 0.75 | 0.020625 | 0.03551 | 41 | 0.02 | 0.00082 | 0.00082 | 27.5 | 9505 | 0.26139 | 0.45602
2017 | 50 | 356 | 0.75 | 0.02 | 9505 | 0.0375 | 0.001 | 0.47525 | 32 | 0.75 | 0.024 | 0.05951 | 14 | 0.02 | 0.00028 | 0.0011 | 32 | 9505 | 0.30416 | 0.76018
2018 | 50 | 406 | 0.75 | 0.02 | 9505 | 0.0375 | 0.001 | 0.47525 | 50 | 0.75 | 0.0375 | 0.09701 | 50 | 0.02 | 0.001 | 0.0021 | 50 | 9505 | 0.47525 | 1.2354
2019 | 50 | 456 | 0.75 | 0.02 | 9505 | 0.0375 | 0.001 | 0.47525 | 50 | 0.75 | 0.0375 | 0.13451 | 50 | 0.02 | 0.001 | 0.0031 | 50 | 9505 | 0.47525 | 1.7107
2020 | 50 | 506 | 0.75 | 0.02 | 9505 | 0.0375 | 0.001 | 0.47525 | 50 | 0.75 | 0.0375 | 0.17201 | 50 | 0.02 | 0.001 | 0.0041 | 50 | 9505 | 0.47525 | 2.1859
2021 | 50 | 556 | 0.75 | 0.02 | 9505 | 0.0375 | 0.001 | 0.47525 | 50 | 0.75 | 0.0375 | 0.20951 | 50 | 0.02 | 0.001 | 0.0051 | 50 | 9505 | 0.47525 | 2.6612
2022 | 50 | 606 | 0.75 | 0.02 | 9505 | 0.0375 | 0.001 | 0.47525 | 50 | 0.75 | 0.0375 | 0.24701 | 50 | 0.02 | 0.001 | 0.0061 | 50 | 9505 | 0.47525 | 3.1364
2023 | 50 | 656 | 0.75 | 0.02 | 9505 | 0.0375 | 0.001 | 0.47525 | 50 | 0.75 | 0.0375 | 0.28451 | 50 | 0.02 | 0.001 | 0.0071 | 50 | 9505 | 0.47525 | 3.6117
2024 | 50 | 706 | 0.75 | 0.02 | 9505 | 0.0375 | 0.001 | 0.47525 | 50 | 0.75 | 0.0375 | 0.32201 | 50 | 0.02 | 0.001 | 0.0081 | 50 | 9505 | 0.47525 | 4.0869
2025 | 50 | 756 | 0.75 | 0.02 | 9505 | 0.0375 | 0.001 | 0.47525 | 50 | 0.75 | 0.0375 | 0.35951 | 50 | 0.02 | 0.001 | 0.0091 | 50 | 9505 | 0.47525 | 4.5622
2026 | 50 | 806 | 0.75 | 0.02 | 9505 | 0.0375 | 0.001 | 0.47525 | 50 | 0.75 | 0.0375 | 0.39701 | 50 | 0.02 | 0.001 | 0.0101 | 50 | 9505 | 0.47525 | 5.0374
2027 | 50 | 856 | 0.75 | 0.02 | 9505 | 0.0375 | 0.001 | 0.47525 | 50 | 0.75 | 0.0375 | 0.43451 | 50 | 0.02 | 0.001 | 0.0111 | 50 | 9505 | 0.47525 | 5.5127
2028 | 50 | 906 | 0.75 | 0.02 | 9505 | 0.0375 | 0.001 | 0.47525 | 50 | 0.75 | 0.0375 | 0.47201 | 50 | 0.02 | 0.001 | 0.0121 | 50 | 9505 | 0.47525 | 5.9879
2029 | 50 | 956 | 0.75 | 0.02 | 9505 | 0.0375 | 0.001 | 0.47525 | 50 | 0.75 | 0.0375 | 0.50951 | 50 | 0.02 | 0.001 | 0.0131 | 50 | 9505 | 0.47525 | 6.4632
2030 | 50 | 1006 | 0.75 | 0.02 | 9505 | 0.0375 | 0.001 | 0.47525 | 50 | 0.75 | 0.0375 | 0.54701 | 50 | 0.02 | 0.001 | 0.0141 | 50 | 9505 | 0.47525 | 6.9384
2031 | 50 | 1056 | 0.75 | 0.02 | 9505 | 0.0375 | 0.001 | 0.47525 | 50 | 0.75 | 0.0375 | 0.58451 | 50 | 0.02 | 0.001 | 0.0151 | 50 | 9505 | 0.47525 | 7.4137
2032 | 50 | 1106 | 0.75 | 0.02 | 9505 | 0.0375 | 0.001 | 0.47525 | 50 | 0.75 | 0.0375 | 0.62201 | 50 | 0.02 | 0.001 | 0.0161 | 50 | 9505 | 0.47525 | 7.8889
2033 | 50 | 1156 | 0.75 | 0.02 | 9505 | 0.0375 | 0.001 | 0.47525 | 50 | 0.75 | 0.0375 | 0.65951 | 50 | 0.02 | 0.001 | 0.0171 | 50 | 9505 | 0.47525 | 8.3642
2034 | 50 | 1206 | 0.75 | 0.02 | 9505 | 0.0375 | 0.001 | 0.47525 | 50 | 0.75 | 0.0375 | 0.69701 | 50 | 0.02 | 0.001 | 0.0181 | 50 | 9505 | 0.47525 | 8.8394
2035 | 50 | 1256 | 0.75 | 0.02 | 9505 | 0.0375 | 0.001 | 0.47525 | 50 | 0.75 | 0.0375 | 0.73451 | 50 | 0.02 | 0.001 | 0.0191 | 50 | 9505 | 0.47525 | 9.3147
2036 | 50 | 1306 | 0.75 | 0.02 | 9505 | 0.0375 | 0.001 | 0.47525 | 50 | 0.75 | 0.0375 | 0.77201 | 50 | 0.02 | 0.001 | 0.0201 | 50 | 9505 | 0.47525 | 9.7899
2037 | 50 | 1356 | 0.75 | 0.02 | 9505 | 0.0375 | 0.001 | 0.47525 | 50 | 0.75 | 0.0375 | 0.80951 | 50 | 0.02 | 0.001 | 0.0211 | 50 | 9505 | 0.47525 | 10.2652
2038 | 50 | 1406 | 0.75 | 0.02 | 9505 | 0.0375 | 0.001 | 0.47525 | 50 | 0.75 | 0.0375 | 0.84701 | 50 | 0.02 | 0.001 | 0.0221 | 50 | 9505 | 0.47525 | 10.7404
2039 | 50 | 1456 | 0.75 | 0.02 | 9505 | 0.0375 | 0.001 | 0.47525 | 50 | 0.75 | 0.0375 | 0.88451 | 50 | 0.02 | 0.001 | 0.0231 | 50 | 9505 | 0.47525 | 11.2157
2040 | 50 | 1506 | 0.75 | 0.02 | 9505 | 0.0375 | 0.001 | 0.47525 | 50 | 0.75 | 0.0375 | 0.92201 | 50 | 0.02 | 0.001 | 0.0241 | 50 | 9505 | 0.47525 | 11.6909
2041 | 50 | 1556 | 0.75 | 0.02 | 9505 | 0.0375 | 0.001 | 0.47525 | 50 | 0.75 | 0.0375 | 0.95951 | 50 | 0.02 | 0.001 | 0.0251 | 50 | 9505 | 0.47525 | 12.1662
(1) FEECA 90 (1981-1990) cumulative totals.
(2) FEECA 94 (1991-1994) cumulative totals.
* Incremental Participants for Summer and Energy are the same calculation: Previous Year's "Year-End" Total plus Current Year's "Year-End" Total divided by 2 for an average
** Incremental Participants for Winter equals the Previous Year's "Year-End" Total as it is closer to the month of the Winter Peak, typically in Jan. each year
Blend
| 2015 |  | 0.7261 | 0.01 | 9494.4985

## COM Chillers
Conservation Savings @ Meter
PROGRAM: | COM Chillers
#'s Match DSM Annual Reports Filed
| Year_End Savings | [7 empty] | Summer Savings |  |  |  | Winter Savings |  |  |  | Annual Energy Savings
Year | DSM Year-Ending Incremental Participants | DSM Year-Ending Cumulative Participants | DSM Summer Savings Per Participant (KW) | DSM Winter Savings Per Participant (KW) | DSM Energy Savings Per Participant (KWH) | DSM Incremental Summer Savings (MW) | DSM Incremental Winter Savings (MW) | DSM Incremental Energy Savings (GWH) | Incremental Summer Participants* | Summer Savings Per Participant (KW) | Incremental Summer Savings (MW) | Cumulative Summer Savings (MW) | Incremental Winter Participants** | Winter Savings Per Participant (KW) | Incremental Winter Savings (MW) | Cumulative Winter Savings (MW) | Average Annual Incremental Energy Participants* | Energy Savings Per Participant (KWH) | Incremental Energy Savings (GWH) | Cumulative Energy Savings (GWH)
1981-1990(1)
1991-1994(2) |  | 0
1995 | 0 | 0 | 0 | 0 | 0 | 0 | 0 | 0 | 0 | 0 | 0 | 0 | 0 | 0 | 0 | 0 | 0 | 0 | 0 | 0
1996 | 0 | 0 | 0 | 0 | 0 | 0 | 0 | 0 | 0 | 0 | 0 | 0 | 0 | 0 | 0 | 0 | 0 | 0 | 0 | 0
1997 | 0 | 0 | 0 | 0 | 0 | 0 | 0 | 0 | 0 | 0 | 0 | 0 | 0 | 0 | 0 | 0 | 0 | 0 | 0 | 0
1998 | 0 | 0 | 0 | 0 | 0 | 0 | 0 | 0 | 0 | 0 | 0 | 0 | 0 | 0 | 0 | 0 | 0 | 0 | 0 | 0
1999 | 0 | 0 | 0 | 0 | 0 | 0 | 0 | 0 | 0 | 0 | 0 | 0 | 0 | 0 | 0 | 0 | 0 | 0 | 0 | 0
2000 | 0 | 0 | 0 | 0 | 0 | 0 | 0 | 0 | 0 | 0 | 0 | 0 | 0 | 0 | 0 | 0 | 0 | 0 | 0 | 0
2001 | 0 | 0 | 0 | 0 | 0 | 0 | 0 | 0 | 0 | 0 | 0 | 0 | 0 | 0 | 0 | 0 | 0 | 0 | 0 | 0
2002 | 0 | 0 | 0 | 0 | 0 | 0 | 0 | 0 | 0 | 0 | 0 | 0 | 0 | 0 | 0 | 0 | 0 | 0 | 0 | 0
2003 | 0 | 0 | 0 | 0 | 0 | 0 | 0 | 0 | 0 | 0 | 0 | 0 | 0 | 0 | 0 | 0 | 0 | 0 | 0 | 0
2004 | 0 | 0 | 0 | 0 | 0 | 0 | 0 | 0 | 0 | 0 | 0 | 0 | 0 | 0 | 0 | 0 | 0 | 0 | 0 | 0
2005 | 0 | 0 | 0 | 0 | 0 | 0 | 0 | 0 | 0 | 0 | 0 | 0 | 0 | 0 | 0 | 0 | 0 | 0 | 0 | 0
2006 | 0 | 0 | 0 | 0 | 0 | 0 | 0 | 0 | 0 | 0 | 0 | 0 | 0 | 0 | 0 | 0 | 0 | 0 | 0 | 0
2007 | 0 | 0 | 0 | 0 | 0 | 0 | 0 | 0 | 0 | 0 | 0 | 0 | 0 | 0 | 0 | 0 | 0 | 0 | 0 | 0
2008 | 3 | 3 | 63.17 | 39.94 | 216545 | 0.18951 | 0.11982 | 0.64963 | 1.5 | 63.17 | 0.094755 | 0.094755 | 0 | 39.94 | 0 | 0 | 1.5 | 216545 | 0.32482 | 0.32482
2009 | 17 | 20 | 48.86 | 35.7765 | 135855.9412 | 0.83062 | 0.6082 | 2.3096 | 10 | 48.86 | 0.4886 | 0.58336 | 3 | 35.7765 | 0.10733 | 0.10733 | 10 | 135855.9412 | 1.3586 | 1.6834
2010 | 4 | 24 | 30.08 | 21.25 | 77229 | 0.12032 | 0.085 | 0.30892 | 10.5 | 30.08 | 0.31584 | 0.89919 | 17 | 21.25 | 0.36125 | 0.46858 | 10.5 | 77229 | 0.8109 | 2.4943
2011 | 3 | 27 | 34.37 | 30 | 133610 | 0.10311 | 0.09 | 0.40083 | 3.5 | 34.37 | 0.12029 | 1.0195 | 4 | 30 | 0.12 | 0.58858 | 3.5 | 133610 | 0.46764 | 2.9619
2012 | 4 | 31 | 39.2 | 0 | 60890 | 0.1568 | 0 | 0.24356 | 3.5 | 39.2 | 0.1372 | 1.1567 | 3 | 0 | 0 | 0.58858 | 3.5 | 60890 | 0.21311 | 3.175
2013 | 8 | 39 | 19.01 | 0 | 43056 | 0.15208 | 0 | 0.34445 | 6 | 19.01 | 0.11406 | 1.2708 | 4 | 0 | 0 | 0.58858 | 6 | 43056 | 0.25834 | 3.4334
2014 | 10 | 49 | 15.3 | 11.22 | 30777 | 0.153 | 0.1122 | 0.30777 | 9 | 15.3 | 0.1377 | 1.4084 | 8 | 11.22 | 0.08976 | 0.67834 | 9 | 30777 | 0.27699 | 3.7104
2015 | 7 | 56 | 25.06 | 18.92 | 58302 | 0.17542 | 0.13244 | 0.40811 | 8.5 | 25.06 | 0.21301 | 1.6215 | 10 | 18.92 | 0.1892 | 0.86754 | 8.5 | 58302 | 0.49557 | 4.2059
2016 | 5 | 61 | 17.05 | 12.79 | 47887 | 0.08525 | 0.06395 | 0.23944 | 6 | 17.05 | 0.1023 | 1.7238 | 7 | 12.79 | 0.08953 | 0.95707 | 6 | 47887 | 0.28732 | 4.4932
2017 | 5 | 66 | 17.05 | 12.79 | 47887 | 0.08525 | 0.06395 | 0.23944 | 5 | 17.05 | 0.08525 | 1.809 | 5 | 12.79 | 0.06395 | 1.021 | 5 | 47887 | 0.23944 | 4.7327
2018 | 5 | 71 | 17.05 | 12.79 | 47887 | 0.08525 | 0.06395 | 0.23944 | 5 | 17.05 | 0.08525 | 1.8943 | 5 | 12.79 | 0.06395 | 1.085 | 5 | 47887 | 0.23944 | 4.9721
2019 | 5 | 76 | 17.05 | 12.79 | 47887 | 0.08525 | 0.06395 | 0.23944 | 5 | 17.05 | 0.08525 | 1.9795 | 5 | 12.79 | 0.06395 | 1.1489 | 5 | 47887 | 0.23944 | 5.2116
2020 | 5 | 81 | 17.05 | 12.79 | 47887 | 0.08525 | 0.06395 | 0.23944 | 5 | 17.05 | 0.08525 | 2.0648 | 5 | 12.79 | 0.06395 | 1.2129 | 5 | 47887 | 0.23944 | 5.451
2021 | 5 | 86 | 17.05 | 12.79 | 47887 | 0.08525 | 0.06395 | 0.23944 | 5 | 17.05 | 0.08525 | 2.15 | 5 | 12.79 | 0.06395 | 1.2768 | 5 | 47887 | 0.23944 | 5.6904
2022 | 5 | 91 | 17.05 | 12.79 | 47887 | 0.08525 | 0.06395 | 0.23944 | 5 | 17.05 | 0.08525 | 2.2353 | 5 | 12.79 | 0.06395 | 1.3408 | 5 | 47887 | 0.23944 | 5.9299
2023 | 5 | 96 | 17.05 | 12.79 | 47887 | 0.08525 | 0.06395 | 0.23944 | 5 | 17.05 | 0.08525 | 2.3205 | 5 | 12.79 | 0.06395 | 1.4047 | 5 | 47887 | 0.23944 | 6.1693
2024 | 5 | 101 | 17.05 | 12.79 | 47887 | 0.08525 | 0.06395 | 0.23944 | 5 | 17.05 | 0.08525 | 2.4058 | 5 | 12.79 | 0.06395 | 1.4687 | 5 | 47887 | 0.23944 | 6.4087
2025 | 5 | 106 | 17.05 | 12.79 | 47887 | 0.08525 | 0.06395 | 0.23944 | 5 | 17.05 | 0.08525 | 2.491 | 5 | 12.79 | 0.06395 | 1.5326 | 5 | 47887 | 0.23944 | 6.6482
2026 | 5 | 111 | 17.05 | 12.79 | 47887 | 0.08525 | 0.06395 | 0.23944 | 5 | 17.05 | 0.08525 | 2.5763 | 5 | 12.79 | 0.06395 | 1.5966 | 5 | 47887 | 0.23944 | 6.8876
2027 | 5 | 116 | 17.05 | 12.79 | 47887 | 0.08525 | 0.06395 | 0.23944 | 5 | 17.05 | 0.08525 | 2.6615 | 5 | 12.79 | 0.06395 | 1.6605 | 5 | 47887 | 0.23944 | 7.127
2028 | 5 | 121 | 17.05 | 12.79 | 47887 | 0.08525 | 0.06395 | 0.23944 | 5 | 17.05 | 0.08525 | 2.7468 | 5 | 12.79 | 0.06395 | 1.7245 | 5 | 47887 | 0.23944 | 7.3665
2029 | 5 | 126 | 17.05 | 12.79 | 47887 | 0.08525 | 0.06395 | 0.23944 | 5 | 17.05 | 0.08525 | 2.832 | 5 | 12.79 | 0.06395 | 1.7884 | 5 | 47887 | 0.23944 | 7.6059
2030 | 5 | 131 | 17.05 | 12.79 | 47887 | 0.08525 | 0.06395 | 0.23944 | 5 | 17.05 | 0.08525 | 2.9173 | 5 | 12.79 | 0.06395 | 1.8524 | 5 | 47887 | 0.23944 | 7.8453
2031 | 5 | 136 | 17.05 | 12.79 | 47887 | 0.08525 | 0.06395 | 0.23944 | 5 | 17.05 | 0.08525 | 3.0025 | 5 | 12.79 | 0.06395 | 1.9163 | 5 | 47887 | 0.23944 | 8.0848
2032 | 5 | 141 | 17.05 | 12.79 | 47887 | 0.08525 | 0.06395 | 0.23944 | 5 | 17.05 | 0.08525 | 3.0878 | 5 | 12.79 | 0.06395 | 1.9803 | 5 | 47887 | 0.23944 | 8.3242
2033 | 5 | 146 | 17.05 | 12.79 | 47887 | 0.08525 | 0.06395 | 0.23944 | 5 | 17.05 | 0.08525 | 3.173 | 5 | 12.79 | 0.06395 | 2.0442 | 5 | 47887 | 0.23944 | 8.5636
2034 | 5 | 151 | 17.05 | 12.79 | 47887 | 0.08525 | 0.06395 | 0.23944 | 5 | 17.05 | 0.08525 | 3.2583 | 5 | 12.79 | 0.06395 | 2.1082 | 5 | 47887 | 0.23944 | 8.8031
2035 | 5 | 156 | 17.05 | 12.79 | 47887 | 0.08525 | 0.06395 | 0.23944 | 5 | 17.05 | 0.08525 | 3.3435 | 5 | 12.79 | 0.06395 | 2.1721 | 5 | 47887 | 0.23944 | 9.0425
2036 | 5 | 161 | 17.05 | 12.79 | 47887 | 0.08525 | 0.06395 | 0.23944 | 5 | 17.05 | 0.08525 | 3.4288 | 5 | 12.79 | 0.06395 | 2.2361 | 5 | 47887 | 0.23944 | 9.2819
2037 | 5 | 166 | 17.05 | 12.79 | 47887 | 0.08525 | 0.06395 | 0.23944 | 5 | 17.05 | 0.08525 | 3.514 | 5 | 12.79 | 0.06395 | 2.3 | 5 | 47887 | 0.23944 | 9.5214
2038 | 5 | 171 | 17.05 | 12.79 | 47887 | 0.08525 | 0.06395 | 0.23944 | 5 | 17.05 | 0.08525 | 3.5993 | 5 | 12.79 | 0.06395 | 2.364 | 5 | 47887 | 0.23944 | 9.7608
2039 | 5 | 176 | 17.05 | 12.79 | 47887 | 0.08525 | 0.06395 | 0.23944 | 5 | 17.05 | 0.08525 | 3.6845 | 5 | 12.79 | 0.06395 | 2.4279 | 5 | 47887 | 0.23944 | 10.0003
2040 | 5 | 181 | 17.05 | 12.79 | 47887 | 0.08525 | 0.06395 | 0.23944 | 5 | 17.05 | 0.08525 | 3.7698 | 5 | 12.79 | 0.06395 | 2.4919 | 5 | 47887 | 0.23944 | 10.2397
2041 | 5 | 186 | 17.05 | 12.79 | 47887 | 0.08525 | 0.06395 | 0.23944 | 5 | 17.05 | 0.08525 | 3.855 | 5 | 12.79 | 0.06395 | 2.5558 | 5 | 47887 | 0.23944 | 10.4791
(1) FEECA 90 (1981-1990) cumulative totals.
(2) FEECA 94 (1991-1994) cumulative totals.
* Incremental Participants for Summer and Energy are the same calculation: Previous Year's "Year-End" Total plus Current Year's "Year-End" Total divided by 2 for an average
** Incremental Participants for Winter equals the Previous Year's "Year-End" Total as it is closer to the month of the Winter Peak, typically in Jan. each year

## COM CV
Conservation Savings @ Meter
PROGRAM: | COM Conservation Value
#'s Match DSM Annual Reports Filed
| Year_End Savings | [7 empty] | Summer Savings |  |  |  | Winter Savings |  |  |  | Annual Energy Savings
Year | DSM Year-Ending Incremental Participants | DSM Year-Ending Cumulative Participants | DSM Summer Savings Per Participant (KW) | DSM Winter Savings Per Participant (KW) | DSM Energy Savings Per Participant (KWH) | DSM Incremental Summer Savings (MW) | DSM Incremental Winter Savings (MW) | DSM Incremental Energy Savings (GWH) | Incremental Summer Participants* | Summer Savings Per Participant (KW) | Incremental Summer Savings (MW) | Cumulative Summer Savings (MW) | Incremental Winter Participants** | Winter Savings Per Participant (KW) | Incremental Winter Savings (MW) | Cumulative Winter Savings (MW) | Average Annual Incremental Energy Participants* | Energy Savings Per Participant (KWH) | Incremental Energy Savings (GWH) | Cumulative Energy Savings (GWH)
1981-1990(1) |  | 0
1991-1994(2) |  | 2 | [7 empty] | 200 |  | 0.4 |  | 50 |  | 0.1 |  | 320000 |  | 0.64
1995 | 1 | 3 | 200 | 50 | 300000 | 0.2 | 0.05 | 0.3 | 1 | 200 | 0.2 | 0.6 | 1 | 50 | 0.05 | 0.15 | 1 | 300000 | 0.3 | 0.94
1996 | 1 | 4 | 73 | 0 | 322035 | 0.073 | 0 | 0.32204 | 1 | 73 | 0.073 | 0.673 | 1 | 0 | 0 | 0.15 | 1 | 322035 | 0.32204 | 1.262
1997 | 0 | 4 | 0 | 0 | 0 | 0 | 0 | 0 | 0.5 | 0 | 0 | 0.673 | 1 | 0 | 0 | 0.15 | 0.5 | 0 | 0 | 1.262
1998 | 1 | 5 | 36.76 | 11.56 | 111887 | 0.03676 | 0.01156 | 0.11189 | 0.5 | 36.76 | 0.01838 | 0.69138 | 0 | 11.56 | 0 | 0.15 | 0.5 | 111887 | 0.055944 | 1.318
1999 | 0 | 5 | 0 | 0 | 0 | 0 | 0 | 0 | 0.5 | 0 | 0 | 0.69138 | 1 | 0 | 0 | 0.15 | 0.5 | 0 | 0 | 1.318
2000 | 6 | 11 | 113.25 | 39 | 638460 | 0.6795 | 0.234 | 3.8308 | 3 | 113.25 | 0.33975 | 1.0311 | 0 | 39 | 0 | 0.15 | 3 | 638460 | 1.9154 | 3.2334
2001 | 6 | 17 | 65.63 | 14.5983 | 260498 | 0.39378 | 0.08759 | 1.563 | 6 | 65.63 | 0.39378 | 1.4249 | 6 | 14.5983 | 0.08759 | 0.23759 | 6 | 260498 | 1.563 | 4.7963
2002 | 2 | 19 | 336.13 | 131.17 | 1571800 | 0.67226 | 0.26234 | 3.1436 | 4 | 336.13 | 1.3445 | 2.7694 | 6 | 131.17 | 0.78702 | 1.0246 | 4 | 1571800 | 6.2872 | 11.0835
2003 | 3 | 22 | 24.1267 | 13.0833 | 115843.6667 | 0.07238 | 0.03925 | 0.34753 | 2.5 | 24.1267 | 0.060317 | 2.8297 | 2 | 13.0833 | 0.026167 | 1.0508 | 2.5 | 115843.6667 | 0.28961 | 11.3732
2004 | 1 | 23 | 234.48 | 466.09 | 2178564 | 0.23448 | 0.46609 | 2.1786 | 2 | 234.48 | 0.46896 | 3.2987 | 3 | 466.09 | 1.3983 | 2.449 | 2 | 2178564 | 4.3571 | 15.7303
2005 | 2 | 25 | 61.18 | 61.18 | 287167.5 | 0.12236 | 0.12236 | 0.57434 | 1.5 | 61.18 | 0.09177 | 3.3905 | 1 | 61.18 | 0.06118 | 2.5102 | 1.5 | 287167.5 | 0.43075 | 16.161
2006 | 3 | 28 | 101.7767 | 20.0867 | 352577.6667 | 0.30533 | 0.06026 | 1.0577 | 2.5 | 101.7767 | 0.25444 | 3.6449 | 2 | 20.0867 | 0.040173 | 2.5504 | 2.5 | 352577.6667 | 0.88144 | 17.0425
2007 | 3 | 31 | 428.49 | 192.15 | 715358 | 1.2855 | 0.57645 | 2.1461 | 3 | 428.49 | 1.2855 | 4.9304 | 3 | 192.15 | 0.57645 | 3.1268 | 3 | 715358 | 2.1461 | 19.1886
2008 | 0 | 31 | 0 | 0 | 0 | 0 | 0 | 0 | 1.5 | 0 | 0 | 4.9304 | 3 | 0 | 0 | 3.1268 | 1.5 | 0 | 0 | 19.1886
2009 | 0 | 31 | 428.4933 | 192.1467 | 715357.6667 | 0 | 0 | 0 | 0 | 428.4933 | 0 | 4.9304 | 0 | 192.1467 | 0 | 3.1268 | 0 | 715357.6667 | 0 | 19.1886
2010 | 5 | 36 | 105.84 | 38.1 | 86524 | 0.5292 | 0.1905 | 0.43262 | 2.5 | 105.84 | 0.2646 | 5.195 | 0 | 38.1 | 0 | 3.1268 | 2.5 | 86524 | 0.21631 | 19.4049
2011 | 2 | 38 | 24.13 | 13.08 | 115844 | 0.04826 | 0.02616 | 0.23169 | 3.5 | 24.13 | 0.084455 | 5.2794 | 5 | 13.08 | 0.0654 | 3.1922 | 3.5 | 115844 | 0.40545 | 19.8103
2012 | 7 | 45 | 185.76 | 0 | 33848 | 1.3003 | 0 | 0.23694 | 4.5 | 185.76 | 0.83592 | 6.1154 | 2 | 0 | 0 | 3.1922 | 4.5 | 33848 | 0.15232 | 19.9626
2013 | 0 | 45 | 24.13 | 13.08 | 115844 | 0 | 0 | 0 | 3.5 | 24.13 | 0.084455 | 6.1998 | 7 | 13.08 | 0.09156 | 3.2838 | 3.5 | 115844 | 0.40545 | 20.3681
2014 | 2 | 47 | 244.5 | 0 | 25000 | 0.489 | 0 | 0.05 | 1 | 244.5 | 0.2445 | 6.4443 | 0 | 0 | 0 | 3.2838 | 1 | 25000 | 0.025 | 20.3931
2015 | 4 | 51 | 452.1275 | 0 | 421808.0025 | 1.8085 | 0 | 1.6872 | 3 | 452.1275 | 1.3564 | 7.8007 | 2 | 0 | 0 | 3.2838 | 3 | 421808.0025 | 1.2654 | 21.6585
2016 | 2 | 53 | 179 | 0 | 4877 | 0.358 | 0 | 0.009754 | 3 | 179 | 0.537 | 8.3377 | 4 | 0 | 0 | 3.2838 | 3 | 4877 | 0.014631 | 21.6731
2017 | 2 | 55 | 179 | 0 | 4877 | 0.358 | 0 | 0.009754 | 2 | 179 | 0.358 | 8.6957 | 2 | 0 | 0 | 3.2838 | 2 | 4877 | 0.009754 | 21.6829
2018 | 2 | 57 | 179 | 0 | 4877 | 0.358 | 0 | 0.009754 | 2 | 179 | 0.358 | 9.0537 | 2 | 0 | 0 | 3.2838 | 2 | 4877 | 0.009754 | 21.6927
2019 | 2 | 59 | 179 | 0 | 4877 | 0.358 | 0 | 0.009754 | 2 | 179 | 0.358 | 9.4117 | 2 | 0 | 0 | 3.2838 | 2 | 4877 | 0.009754 | 21.7024
2020 | 2 | 61 | 179 | 0 | 4877 | 0.358 | 0 | 0.009754 | 2 | 179 | 0.358 | 9.7697 | 2 | 0 | 0 | 3.2838 | 2 | 4877 | 0.009754 | 21.7122
2021 | 2 | 63 | 179 | 0 | 4877 | 0.358 | 0 | 0.009754 | 2 | 179 | 0.358 | 10.1277 | 2 | 0 | 0 | 3.2838 | 2 | 4877 | 0.009754 | 21.7219
2022 | 2 | 65 | 179 | 0 | 4877 | 0.358 | 0 | 0.009754 | 2 | 179 | 0.358 | 10.4857 | 2 | 0 | 0 | 3.2838 | 2 | 4877 | 0.009754 | 21.7317
2023 | 2 | 67 | 179 | 0 | 4877 | 0.358 | 0 | 0.009754 | 2 | 179 | 0.358 | 10.8437 | 2 | 0 | 0 | 3.2838 | 2 | 4877 | 0.009754 | 21.7414
2024 | 2 | 69 | 179 | 0 | 4877 | 0.358 | 0 | 0.009754 | 2 | 179 | 0.358 | 11.2017 | 2 | 0 | 0 | 3.2838 | 2 | 4877 | 0.009754 | 21.7512
2025 | 2 | 71 | 179 | 0 | 4877 | 0.358 | 0 | 0.009754 | 2 | 179 | 0.358 | 11.5597 | 2 | 0 | 0 | 3.2838 | 2 | 4877 | 0.009754 | 21.7609
2026 | 2 | 73 | 179 | 0 | 4877 | 0.358 | 0 | 0.009754 | 2 | 179 | 0.358 | 11.9177 | 2 | 0 | 0 | 3.2838 | 1 | 4877 | 0.004877 | 21.7658
2027 | 2 | 75 | 179 | 0 | 4877 | 0.358 | 0 | 0.009754 | 2 | 179 | 0.358 | 12.2757 | 2 | 0 | 0 | 3.2838 | 2 | 4877 | 0.009754 | 21.7756
2028 | 2 | 77 | 179 | 0 | 4877 | 0.358 | 0 | 0.009754 | 2 | 179 | 0.358 | 12.6337 | 2 | 0 | 0 | 3.2838 | 2 | 4877 | 0.009754 | 21.7853
2029 | 2 | 79 | 179 | 0 | 4877 | 0.358 | 0 | 0.009754 | 2 | 179 | 0.358 | 12.9917 | 2 | 0 | 0 | 3.2838 | 2 | 4877 | 0.009754 | 21.7951
2030 | 2 | 81 | 179 | 0 | 4877 | 0.358 | 0 | 0.009754 | 2 | 179 | 0.358 | 13.3497 | 2 | 0 | 0 | 3.2838 | 2 | 4877 | 0.009754 | 21.8048
2031 | 2 | 83 | 179 | 0 | 4877 | 0.358 | 0 | 0.009754 | 2 | 179 | 0.358 | 13.7077 | 2 | 0 | 0 | 3.2838 | 2 | 4877 | 0.009754 | 21.8146
2032 | 2 | 85 | 179 | 0 | 4877 | 0.358 | 0 | 0.009754 | 2 | 179 | 0.358 | 14.0657 | 2 | 0 | 0 | 3.2838 | 2 | 4877 | 0.009754 | 21.8243
2033 | 2 | 87 | 179 | 0 | 4877 | 0.358 | 0 | 0.009754 | 2 | 179 | 0.358 | 14.4237 | 2 | 0 | 0 | 3.2838 | 2 | 4877 | 0.009754 | 21.8341
2034 | 2 | 89 | 179 | 0 | 4877 | 0.358 | 0 | 0.009754 | 2 | 179 | 0.358 | 14.7817 | 2 | 0 | 0 | 3.2838 | 2 | 4877 | 0.009754 | 21.8438
2035 | 2 | 91 | 179 | 0 | 4877 | 0.358 | 0 | 0.009754 | 2 | 179 | 0.358 | 15.1397 | 2 | 0 | 0 | 3.2838 | 2 | 4877 | 0.009754 | 21.8536
2036 | 2 | 93 | 179 | 0 | 4877 | 0.358 | 0 | 0.009754 | 2 | 179 | 0.358 | 15.4977 | 2 | 0 | 0 | 3.2838 | 2 | 4877 | 0.009754 | 21.8633
2037 | 2 | 95 | 179 | 0 | 4877 | 0.358 | 0 | 0.009754 | 2 | 179 | 0.358 | 15.8557 | 2 | 0 | 0 | 3.2838 | 2 | 4877 | 0.009754 | 21.8731
2038 | 2 | 97 | 179 | 0 | 4877 | 0.358 | 0 | 0.009754 | 2 | 179 | 0.358 | 16.2137 | 2 | 0 | 0 | 3.2838 | 2 | 4877 | 0.009754 | 21.8829
2039 | 2 | 99 | 179 | 0 | 4877 | 0.358 | 0 | 0.009754 | 2 | 179 | 0.358 | 16.5717 | 2 | 0 | 0 | 3.2838 | 2 | 4877 | 0.009754 | 21.8926
2040 | 2 | 101 | 179 | 0 | 4877 | 0.358 | 0 | 0.009754 | 2 | 179 | 0.358 | 16.9297 | 2 | 0 | 0 | 3.2838 | 2 | 4877 | 0.009754 | 21.9024
2041 | 2 | 103 | 179 | 0 | 4877 | 0.358 | 0 | 0.009754 | 2 | 179 | 0.358 | 17.2877 | 2 | 0 | 0 | 3.2838 | 2 | 4877 | 0.009754 | 21.9121
(1) FEECA 90 (1981-1990) cumulative totals. | [13 empty] | 2 | 38 | 24.13 | 13.08 | 115844
(2) FEECA 94 (1991-1994) cumulative totals.
* Incremental Participants for Summer and Energy are the same calculation: Previous Year's "Year-End" Total plus Current Year's "Year-End" Total divided by 2 for an average
** Incremental Participants for Winter equals the Previous Year's "Year-End" Total as it is closer to the month of the Winter Peak, typically in Jan. each year
Blend
| 2015 |  | 452.1275 | 0 | 421808.0025

## COM Cool Roof
Conservation Savings @ Meter
PROGRAM: | COM | Commercial Cool Roof
#'s Match DSM Annual Reports Filed
| Year_End Savings | [7 empty] | Summer Savings |  |  |  | Winter Savings |  |  |  | Annual Energy Savings
Year | DSM Year-Ending Incremental Participants | DSM Year-Ending Cumulative Participants | DSM Summer Savings Per Participant (KW) | DSM Winter Savings Per Participant (KW) | DSM Energy Savings Per Participant (KWH) | DSM Incremental Summer Savings (MW) | DSM Incremental Winter Savings (MW) | DSM Incremental Energy Savings (GWH) | Incremental Summer Participants* | Summer Savings Per Participant (KW) | Incremental Summer Savings (MW) | Cumulative Summer Savings (MW) | Incremental Winter Participants** | Winter Savings Per Participant (KW) | Incremental Winter Savings (MW) | Cumulative Winter Savings (MW) | Average Annual Incremental Energy Participants* | Energy Savings Per Participant (KWH) | Incremental Energy Savings (GWH) | Cumulative Energy Savings (GWH)
1981-1990(1)
1991-1994(2)
1995
1996
1997
1998
1999
2000
2001
2002
2003
2004
2005
2006
2007
2008
2009
2010 | 0 | 0 | 3.73 | 0 | 20270 | 0 | 0 | 0 | 0 | 3.73 | 0 | 0 | 0 | 0 | 0 | 0 | 0 | 20270 | 0 | 0
2011 | 25 | 25 | 5.87 | 0 | 34347 | 0.14675 | 0 | 0.85867 | 12.5 | 5.87 | 0.073375 | 0.073375 | 0 | 0 | 0 | 0 | 12.5 | 34347 | 0.42934 | 0.42934
2012 | 49 | 74 | 7.97 | 0 | 40520 | 0.39053 | 0 | 1.9855 | 37 | 7.97 | 0.29489 | 0.36826 | 25 | 0 | 0 | 0 | 37 | 40520 | 1.4992 | 1.9286
2013 | 43 | 117 | 12.3 | 0 | 73502 | 0.5289 | 0 | 3.1606 | 46 | 12.3 | 0.5658 | 0.93407 | 49 | 0 | 0 | 0 | 46 | 73502 | 3.3811 | 5.3097
2014 | 32 | 149 | 5.02 | 0 | 28776 | 0.16064 | 0 | 0.92083 | 37.5 | 5.02 | 0.18825 | 1.1223 | 43 | 0 | 0 | 0 | 37.5 | 28776 | 1.0791 | 6.3888
2015 | 45 | 194 | 3.7878 | 0 | 15224.3847 | 0.17045 | 0 | 0.6851 | 38.5 | 3.7878 | 0.14583 | 1.2681 | 32 | 0 | 0 | 0 | 38.5 | 15224.3847 | 0.58614 | 6.9749
2016 | 25 | 219 | 14.64 | 0 | 35692 | 0.366 | 0 | 0.8923 | 35 | 14.64 | 0.5124 | 1.7805 | 45 | 0 | 0 | 0 | 35 | 35692 | 1.2492 | 8.2241
2017 | 20 | 239 | 14.64 | 0 | 35692 | 0.2928 | 0 | 0.71384 | 22.5 | 14.64 | 0.3294 | 2.1099 | 25 | 0 | 0 | 0 | 22.5 | 35692 | 0.80307 | 9.0272
2018 | 20 | 259 | 14.64 | 0 | 35692 | 0.2928 | 0 | 0.71384 | 20 | 14.64 | 0.2928 | 2.4027 | 20 | 0 | 0 | 0 | 20 | 35692 | 0.71384 | 9.741
2019 | 20 | 279 | 14.64 | 0 | 35692 | 0.2928 | 0 | 0.71384 | 20 | 14.64 | 0.2928 | 2.6955 | 20 | 0 | 0 | 0 | 20 | 35692 | 0.71384 | 10.4549
2020 | 20 | 299 | 14.64 | 0 | 35692 | 0.2928 | 0 | 0.71384 | 20 | 14.64 | 0.2928 | 2.9883 | 20 | 0 | 0 | 0 | 20 | 35692 | 0.71384 | 11.1687
2021 | 20 | 319 | 14.64 | 0 | 35692 | 0.2928 | 0 | 0.71384 | 20 | 14.64 | 0.2928 | 3.2811 | 20 | 0 | 0 | 0 | 20 | 35692 | 0.71384 | 11.8826
2022 | 20 | 339 | 14.64 | 0 | 35692 | 0.2928 | 0 | 0.71384 | 20 | 14.64 | 0.2928 | 3.5739 | 20 | 0 | 0 | 0 | 20 | 35692 | 0.71384 | 12.5964
2023 | 20 | 359 | 14.64 | 0 | 35692 | 0.2928 | 0 | 0.71384 | 20 | 14.64 | 0.2928 | 3.8667 | 20 | 0 | 0 | 0 | 20 | 35692 | 0.71384 | 13.3102
2024 | 20 | 379 | 14.64 | 0 | 35692 | 0.2928 | 0 | 0.71384 | 20 | 14.64 | 0.2928 | 4.1595 | 20 | 0 | 0 | 0 | 20 | 35692 | 0.71384 | 14.0241
2025 | 20 | 399 | 14.64 | 0 | 35692 | 0.2928 | 0 | 0.71384 | 20 | 14.64 | 0.2928 | 4.4523 | 20 | 0 | 0 | 0 | 20 | 35692 | 0.71384 | 14.7379
2026 | 20 | 419 | 14.64 | 0 | 35692 | 0.2928 | 0 | 0.71384 | 20 | 14.64 | 0.2928 | 4.7451 | 20 | 0 | 0 | 0 | 20 | 35692 | 0.71384 | 15.4518
2027 | 20 | 439 | 14.64 | 0 | 35692 | 0.2928 | 0 | 0.71384 | 20 | 14.64 | 0.2928 | 5.0379 | 20 | 0 | 0 | 0 | 20 | 35692 | 0.71384 | 16.1656
2028 | 20 | 459 | 14.64 | 0 | 35692 | 0.2928 | 0 | 0.71384 | 20 | 14.64 | 0.2928 | 5.3307 | 20 | 0 | 0 | 0 | 20 | 35692 | 0.71384 | 16.8794
2029 | 20 | 479 | 14.64 | 0 | 35692 | 0.2928 | 0 | 0.71384 | 20 | 14.64 | 0.2928 | 5.6235 | 20 | 0 | 0 | 0 | 20 | 35692 | 0.71384 | 17.5933
2030 | 20 | 499 | 14.64 | 0 | 35692 | 0.2928 | 0 | 0.71384 | 20 | 14.64 | 0.2928 | 5.9163 | 20 | 0 | 0 | 0 | 20 | 35692 | 0.71384 | 18.3071
2031 | 20 | 519 | 14.64 | 0 | 35692 | 0.2928 | 0 | 0.71384 | 20 | 14.64 | 0.2928 | 6.2091 | 20 | 0 | 0 | 0 | 20 | 35692 | 0.71384 | 19.021
2032 | 20 | 539 | 14.64 | 0 | 35692 | 0.2928 | 0 | 0.71384 | 20 | 14.64 | 0.2928 | 6.5019 | 20 | 0 | 0 | 0 | 20 | 35692 | 0.71384 | 19.7348
2033 | 20 | 559 | 14.64 | 0 | 35692 | 0.2928 | 0 | 0.71384 | 20 | 14.64 | 0.2928 | 6.7947 | 20 | 0 | 0 | 0 | 20 | 35692 | 0.71384 | 20.4486
2034 | 20 | 579 | 14.64 | 0 | 35692 | 0.2928 | 0 | 0.71384 | 20 | 14.64 | 0.2928 | 7.0875 | 20 | 0 | 0 | 0 | 20 | 35692 | 0.71384 | 21.1625
2035 | 20 | 599 | 14.64 | 0 | 35692 | 0.2928 | 0 | 0.71384 | 20 | 14.64 | 0.2928 | 7.3803 | 20 | 0 | 0 | 0 | 20 | 35692 | 0.71384 | 21.8763
2036 | 20 | 619 | 14.64 | 0 | 35692 | 0.2928 | 0 | 0.71384 | 20 | 14.64 | 0.2928 | 7.6731 | 20 | 0 | 0 | 0 | 20 | 35692 | 0.71384 | 22.5902
2037 | 20 | 639 | 14.64 | 0 | 35692 | 0.2928 | 0 | 0.71384 | 20 | 14.64 | 0.2928 | 7.9659 | 20 | 0 | 0 | 0 | 20 | 35692 | 0.71384 | 23.304
2038 | 20 | 659 | 14.64 | 0 | 35692 | 0.2928 | 0 | 0.71384 | 20 | 14.64 | 0.2928 | 8.2587 | 20 | 0 | 0 | 0 | 20 | 35692 | 0.71384 | 24.0178
2039 | 20 | 679 | 14.64 | 0 | 35692 | 0.2928 | 0 | 0.71384 | 20 | 14.64 | 0.2928 | 8.5515 | 20 | 0 | 0 | 0 | 20 | 35692 | 0.71384 | 24.7317
2040 | 20 | 699 | 14.64 | 0 | 35692 | 0.2928 | 0 | 0.71384 | 20 | 14.64 | 0.2928 | 8.8443 | 20 | 0 | 0 | 0 | 20 | 35692 | 0.71384 | 25.4455
2041 | 20 | 719 | 14.64 | 0 | 35692 | 0.2928 | 0 | 0.71384 | 20 | 14.64 | 0.2928 | 9.1371 | 20 | 0 | 0 | 0 | 20 | 35692 | 0.71384 | 26.1594
(1) FEECA 90 (1981-1990) cumulative totals.
(2) FEECA 94 (1991-1994) cumulative totals.
* Incremental Participants for Summer and Energy are the same calculation: Previous Year's "Year-End" Total plus Current Year's "Year-End" Total divided by 2 for an average
** Incremental Participants for Winter equals the Previous Year's "Year-End" Total as it is closer to the month of the Winter Peak, typically in Jan. each year
Blend
| 2015 |  | 3.7878 | 0 | 15224.3847

## COM Cooling
Conservation Savings @ Meter |  |  |  | *SEE note below- PTAC=Packaged Terminal AC [like in hotel rooms]
PROGRAM: | COM Cooling (Combines Com Cooling [aka DX] and Com PTAC Cooling- no more PTACs)
| DX = Direct Expansion AC equipment |  |  |  |  | #'s Match DSM Annual Reports Filed
| Year_End Savings | [7 empty] | Summer Savings |  |  |  | Winter Savings |  |  |  | Annual Energy Savings
Year | DSM Year-Ending Incremental Participants | DSM Year-Ending Cumulative Participants | DSM Summer Savings Per Participant (KW) | DSM Winter Savings Per Participant (KW) | DSM Energy Savings Per Participant (KWH) | DSM Incremental Summer Savings (MW) | DSM Incremental Winter Savings (MW) | DSM Incremental Energy Savings (GWH) | Incremental Summer Participants* | Summer Savings Per Participant (KW) | Incremental Summer Savings (MW) | Cumulative Summer Savings (MW) | Incremental Winter Participants** | Winter Savings Per Participant (KW) | Incremental Winter Savings (MW) | Cumulative Winter Savings (MW) | Average Annual Incremental Energy Participants* | Energy Savings Per Participant (KWH) | Incremental Energy Savings (GWH) | Cumulative Energy Savings (GWH)
1981-1990(1)
1991-1994(2) |  | 0
1995 | 0 | 0 | 0 | 0 | 0 | 0 | 0 | 0 | 0 | 0 | 0 | 0 | 0 | 0 | 0 | 0 | 0 | 0 | 0 | 0
1996 | 0 | 0 | 0 | 0 | 0 | 0 | 0 | 0 | 0 | 0 | 0 | 0 | 0 | 0 | 0 | 0 | 0 | 0 | 0 | 0
1997 | 0 | 0 | 0 | 0 | 0 | 0 | 0 | 0 | 0 | 0 | 0 | 0 | 0 | 0 | 0 | 0 | 0 | 0 | 0 | 0
1998 | 0 | 0 | 0 | 0 | 0 | 0 | 0 | 0 | 0 | 0 | 0 | 0 | 0 | 0 | 0 | 0 | 0 | 0 | 0 | 0
1999 | 0 | 0 | 0 | 0 | 0 | 0 | 0 | 0 | 0 | 0 | 0 | 0 | 0 | 0 | 0 | 0 | 0 | 0 | 0 | 0
2000 | 1 | 1 | 2.36 | 0 | 9583 | 0.00236 | 0 | 0.009583 | 0.5 | 2.36 | 0.00118 | 0.00118 | 0 | 0 | 0 | 0 | 0.5 | 9583 | 0.0047915 | 0.0047915
2001 | 70 | 71 | 1.0271 | 0 | 4140.9 | 0.0719 | 0 | 0.28986 | 35.5 | 1.0271 | 0.036464 | 0.037644 | 1 | 0 | 0 | 0 | 35.5 | 4140.9 | 0.147 | 0.15179
2002 | 57 | 128 | 1.2046 | 0 | 4874.386 | 0.06866 | 0 | 0.27784 | 63.5 | 1.2046 | 0.07649 | 0.11413 | 70 | 0 | 0 | 0 | 63.5 | 4874.386 | 0.30952 | 0.46132
2003 | 162 | 290 | 1.5853 | 0 | 6277.3457 | 0.25682 | 0 | 1.0169 | 109.5 | 1.5853 | 0.17359 | 0.28772 | 57 | 0 | 0 | 0 | 109.5 | 6277.3457 | 0.68737 | 1.1487
2004 | 75 | 365 | 1.41 | 0 | 5613 | 0.10575 | 0 | 0.42097 | 118.5 | 1.41 | 0.16708 | 0.45481 | 162 | 0 | 0 | 0 | 118.5 | 5613 | 0.66514 | 1.8138
2005 | 61 | 426 | 1.5421 | 0 | 6093.377 | 0.09407 | 0 | 0.3717 | 68 | 1.5421 | 0.10486 | 0.55967 | 75 | 0 | 0 | 0 | 68 | 6093.377 | 0.41435 | 2.2282
2006 | 72 | 498 | 1.6474 | 0 | 6501.0833 | 0.11861 | 0 | 0.46808 | 66.5 | 1.6474 | 0.10955 | 0.66922 | 61 | 0 | 0 | 0 | 66.5 | 6501.0833 | 0.43232 | 2.6605
2007 | 122 | 620 | 1.95 | 0 | 7664 | 0.2379 | 0 | 0.93501 | 97 | 1.95 | 0.18915 | 0.85837 | 72 | 0 | 0 | 0 | 97 | 7664 | 0.74341 | 3.4039
2008 | 256 | 876 | 0.57 | 0 | 2268 | 0.14592 | 0 | 0.58061 | 189 | 0.57 | 0.10773 | 0.9661 | 122 | 0 | 0 | 0 | 189 | 2268 | 0.42865 | 3.8326
2009 | 245 | 1121 | 0.98784 | 0 | 3925.515 | 0.24202 | 0 | 0.96175 | 250.5 | 0.98784 | 0.24745 | 1.2136 | 256 | 0 | 0 | 0 | 250.5 | 3925.515 | 0.98334 | 4.8159
2010 | 109 | 1230 | 1.349 | 0 | 5318 | 0.14704 | 0 | 0.57966 | 177 | 1.349 | 0.23877 | 1.4523 | 245 | 0 | 0 | 0 | 177 | 5318 | 0.94129 | 5.7572
2011 | 195 | 1425 | 2.27 | 0 | 4243 | 0.44265 | 0 | 0.82739 | 152 | 2.27 | 0.34504 | 1.7974 | 109 | 0 | 0 | 0 | 152 | 4243 | 0.64494 | 6.4021
2012 | 58 | 1483 | 1.1566 | 0 | 2239 | 0.06708 | 0 | 0.12986 | 126.5 | 1.1566 | 0.1463 | 1.9437 | 195 | 0 | 0 | 0 | 126.5 | 2239 | 0.28323 | 6.6854
2013 | 197 | 1680 | 1.56 | 0 | 2989 | 0.30732 | 0 | 0.58883 | 127.5 | 1.56 | 0.1989 | 2.1426 | 58 | 0 | 0 | 0 | 127.5 | 2989 | 0.3811 | 7.0665
2014 | 375 | 2055 | 0.82 | 0 | 1549 | 0.3075 | 0 | 0.58088 | 286 | 0.82 | 0.23452 | 2.3771 | 197 | 0 | 0 | 0 | 286 | 1549 | 0.44301 | 7.5095
2015 | 234 | 2289 | 0.96594 | 0.0086752 | 9235.0454 | 0.22603 | 0.00203 | 2.161 | 304.5 | 0.96594 | 0.29413 | 2.6712 | 375 | 0.0086752 | 0.0032532 | 0.0032532 | 304.5 | 9235.0454 | 2.8121 | 10.3215
2016 | 9 | 2298 | 0.93 | 0 | 1814 | 0.00837 | 0 | 0.016326 | 121.5 | 0.93 | 0.11299 | 2.7842 | 234 | 0 | 0 | 0.0032532 | 121.5 | 1814 | 0.2204 | 10.5419
2017 | 100 | 2398 | 1.4 | 0 | 2703 | 0.14 | 0 | 0.2703 | 54.5 | 1.4 | 0.0763 | 2.8605 | 9 | 0 | 0 | 0.0032532 | 54.5 | 2703 | 0.14731 | 10.6893
2018 | 100 | 2498 | 1.4 | 0 | 2703 | 0.14 | 0 | 0.2703 | 100 | 1.4 | 0.14 | 3.0005 | 100 | 0 | 0 | 0.0032532 | 100 | 2703 | 0.2703 | 10.9596
2019 | 100 | 2598 | 1.4 | 0 | 2703 | 0.14 | 0 | 0.2703 | 100 | 1.4 | 0.14 | 3.1405 | 100 | 0 | 0 | 0.0032532 | 100 | 2703 | 0.2703 | 11.2299
2020 | 100 | 2698 | 1.4 | 0 | 2703 | 0.14 | 0 | 0.2703 | 100 | 1.4 | 0.14 | 3.2805 | 100 | 0 | 0 | 0.0032532 | 100 | 2703 | 0.2703 | 11.5002
2021 | 100 | 2798 | 1.4 | 0 | 2703 | 0.14 | 0 | 0.2703 | 100 | 1.4 | 0.14 | 3.4205 | 100 | 0 | 0 | 0.0032532 | 100 | 2703 | 0.2703 | 11.7705
2022 | 100 | 2898 | 1.4 | 0 | 2703 | 0.14 | 0 | 0.2703 | 100 | 1.4 | 0.14 | 3.5605 | 100 | 0 | 0 | 0.0032532 | 100 | 2703 | 0.2703 | 12.0408
2023 | 100 | 2998 | 1.4 | 0 | 2703 | 0.14 | 0 | 0.2703 | 100 | 1.4 | 0.14 | 3.7005 | 100 | 0 | 0 | 0.0032532 | 100 | 2703 | 0.2703 | 12.3111
2024 | 100 | 3098 | 1.4 | 0 | 2703 | 0.14 | 0 | 0.2703 | 100 | 1.4 | 0.14 | 3.8405 | 100 | 0 | 0 | 0.0032532 | 100 | 2703 | 0.2703 | 12.5814
2025 | 100 | 3198 | 1.4 | 0 | 2703 | 0.14 | 0 | 0.2703 | 100 | 1.4 | 0.14 | 3.9805 | 100 | 0 | 0 | 0.0032532 | 100 | 2703 | 0.2703 | 12.8517
2026 | 100 | 3298 | 1.4 | 0 | 2703 | 0.14 | 0 | 0.2703 | 100 | 1.4 | 0.14 | 4.1205 | 100 | 0 | 0 | 0.0032532 | 100 | 2703 | 0.2703 | 13.122
2027 | 100 | 3398 | 1.4 | 0 | 2703 | 0.14 | 0 | 0.2703 | 100 | 1.4 | 0.14 | 4.2605 | 100 | 0 | 0 | 0.0032532 | 100 | 2703 | 0.2703 | 13.3923
2028 | 100 | 3498 | 1.4 | 0 | 2703 | 0.14 | 0 | 0.2703 | 100 | 1.4 | 0.14 | 4.4005 | 100 | 0 | 0 | 0.0032532 | 100 | 2703 | 0.2703 | 13.6626
2029 | 100 | 3598 | 1.4 | 0 | 2703 | 0.14 | 0 | 0.2703 | 100 | 1.4 | 0.14 | 4.5405 | 100 | 0 | 0 | 0.0032532 | 100 | 2703 | 0.2703 | 13.9329
2030 | 100 | 3698 | 1.4 | 0 | 2703 | 0.14 | 0 | 0.2703 | 100 | 1.4 | 0.14 | 4.6805 | 100 | 0 | 0 | 0.0032532 | 100 | 2703 | 0.2703 | 14.2032
2031 | 100 | 3798 | 1.4 | 0 | 2703 | 0.14 | 0 | 0.2703 | 100 | 1.4 | 0.14 | 4.8205 | 100 | 0 | 0 | 0.0032532 | 100 | 2703 | 0.2703 | 14.4735
2032 | 100 | 3898 | 1.4 | 0 | 2703 | 0.14 | 0 | 0.2703 | 100 | 1.4 | 0.14 | 4.9605 | 100 | 0 | 0 | 0.0032532 | 100 | 2703 | 0.2703 | 14.7438
2033 | 100 | 3998 | 1.4 | 0 | 2703 | 0.14 | 0 | 0.2703 | 100 | 1.4 | 0.14 | 5.1005 | 100 | 0 | 0 | 0.0032532 | 100 | 2703 | 0.2703 | 15.0141
2034 | 100 | 4098 | 1.4 | 0 | 2703 | 0.14 | 0 | 0.2703 | 100 | 1.4 | 0.14 | 5.2405 | 100 | 0 | 0 | 0.0032532 | 100 | 2703 | 0.2703 | 15.2844
2035 | 100 | 4198 | 1.4 | 0 | 2703 | 0.14 | 0 | 0.2703 | 100 | 1.4 | 0.14 | 5.3805 | 100 | 0 | 0 | 0.0032532 | 100 | 2703 | 0.2703 | 15.5547
2036 | 100 | 4298 | 1.4 | 0 | 2703 | 0.14 | 0 | 0.2703 | 100 | 1.4 | 0.14 | 5.5205 | 100 | 0 | 0 | 0.0032532 | 100 | 2703 | 0.2703 | 15.825
2037 | 100 | 4398 | 1.4 | 0 | 2703 | 0.14 | 0 | 0.2703 | 100 | 1.4 | 0.14 | 5.6605 | 100 | 0 | 0 | 0.0032532 | 100 | 2703 | 0.2703 | 16.0953
2038 | 100 | 4498 | 1.4 | 0 | 2703 | 0.14 | 0 | 0.2703 | 100 | 1.4 | 0.14 | 5.8005 | 100 | 0 | 0 | 0.0032532 | 100 | 2703 | 0.2703 | 16.3656
2039 | 100 | 4598 | 1.4 | 0 | 2703 | 0.14 | 0 | 0.2703 | 100 | 1.4 | 0.14 | 5.9405 | 100 | 0 | 0 | 0.0032532 | 100 | 2703 | 0.2703 | 16.6359
2040 | 100 | 4698 | 1.4 | 0 | 2703 | 0.14 | 0 | 0.2703 | 100 | 1.4 | 0.14 | 6.0805 | 100 | 0 | 0 | 0.0032532 | 100 | 2703 | 0.2703 | 16.9062
2041 | 100 | 4798 | 1.4 | 0 | 2703 | 0.14 | 0 | 0.2703 | 100 | 1.4 | 0.14 | 6.2205 | 100 | 0 | 0 | 0.0032532 | 100 | 2703 | 0.2703 | 17.1765
(1) FEECA 90 (1981-1990) cumulative totals.
(2) FEECA 94 (1991-1994) cumulative totals.
* Incremental Participants for Summer and Energy are the same calculation: Previous Year's "Year-End" Total plus Current Year's "Year-End" Total divided by 2 for an average
** Incremental Participants for Winter equals the Previous Year's "Year-End" Total as it is closer to the month of the Winter Peak, typically in Jan. each year
** PTAC ENDED WITH 2015-2024 DSM PLAN
** Combine COM Cooling and PTAC Cooling participants and get an aggregate of the savings from Tim R.
** All historical data (2006 and before) contain COM Cooling without the new PTAC Cooling)
2015 | Blend |  | 0.96594 | 0.0086752 | 9235.0454
2 Programs - Weighted Average Calculation
|  |  |  | Sum KW | Win KW | Energy | [5 empty] | 1.45 | 0.07
|  | DX Units |  | 0.82 | 0 | 1549 | [5 empty] | 0 | 0
|  | PTAC Units |  | 0.39 | 0 | 814 | [5 empty] | 5716.4029 | 290.25
|  | Participants |  |  |  |  | Weighted |  | Weighted |  | Weighted
|  | DX Units | PTAC Units | Total Participants |  | Sum KW | Sum KW | Win KW | Win KW | Energy | Energy
| 2014 | 375 | 0 | 375 |  | 307.5 | 0.82 | 0 | 0 | 580875 | 1549
| 2015 | 175 | 35 | 210 |  | 157.15 | 0.74833 | 0 | 0 | 299565 | 1426.5
| 2016 | 200 | 30 | 230 |  | 175.7 | 0.76391 | 0 | 0 | 334220 | 1453.1304
| 2017 | 250 | 25 | 275 |  | 214.75 | 0.78091 | 0 | 0 | 407600 | 1482.1818
| 2018 | 225 | 20 | 245 |  | 192.3 | 0.7849 | 0 | 0 | 364805 | 1489
| 2019 | 200 | 15 | 215 |  | 169.85 | 0.79 | 0 | 0 | 322010 | 1497.7209

## COM Duct
Conservation Savings @ Meter
PROGRAM: | COM Duct Repair
#'s Match DSM Annual Reports Filed
| Year_End Savings | [7 empty] | Summer Savings |  |  |  | Winter Savings |  |  |  | Annual Energy Savings
Year | DSM Year-Ending Incremental Participants | DSM Year-Ending Cumulative Participants | DSM Summer Savings Per Participant (KW) | DSM Winter Savings Per Participant (KW) | DSM Energy Savings Per Participant (KWH) | DSM Incremental Summer Savings (MW) | DSM Incremental Winter Savings (MW) | DSM Incremental Energy Savings (GWH) | Incremental Summer Participants* | Summer Savings Per Participant (KW) | Incremental Summer Savings (MW) | Cumulative Summer Savings (MW) | Incremental Winter Participants** | Winter Savings Per Participant (KW) | Incremental Winter Savings (MW) | Cumulative Winter Savings (MW) | Average Annual Incremental Energy Participants* | Energy Savings Per Participant (KWH) | Incremental Energy Savings (GWH) | Cumulative Energy Savings (GWH)
1981-1990(1)
1991-1994(2) |  | 0
1995 | 0 | 0 | 0 | 0 | 0 | 0 | 0 | 0 | 0 | 0 | 0 | 0 | 0 | 0 | 0 | 0 | 0 | 0 | 0 | 0
1996 | 0 | 0 | 0 | 0 | 0 | 0 | 0 | 0 | 0 | 0 | 0 | 0 | 0 | 0 | 0 | 0 | 0 | 0 | 0 | 0
1997 | 0 | 0 | 0 | 0 | 0 | 0 | 0 | 0 | 0 | 0 | 0 | 0 | 0 | 0 | 0 | 0 | 0 | 0 | 0 | 0
1998 | 0 | 0 | 0 | 0 | 0 | 0 | 0 | 0 | 0 | 0 | 0 | 0 | 0 | 0 | 0 | 0 | 0 | 0 | 0 | 0
1999 | 0 | 0 | 0 | 0 | 0 | 0 | 0 | 0 | 0 | 0 | 0 | 0 | 0 | 0 | 0 | 0 | 0 | 0 | 0 | 0
2000 | 0 | 0 | 0 | 0 | 0 | 0 | 0 | 0 | 0 | 0 | 0 | 0 | 0 | 0 | 0 | 0 | 0 | 0 | 0 | 0
2001 | 0 | 0 | 0 | 0 | 0 | 0 | 0 | 0 | 0 | 0 | 0 | 0 | 0 | 0 | 0 | 0 | 0 | 0 | 0 | 0
2002 | 0 | 0 | 0 | 0 | 0 | 0 | 0 | 0 | 0 | 0 | 0 | 0 | 0 | 0 | 0 | 0 | 0 | 0 | 0 | 0
2003 | 0 | 0 | 0 | 0 | 0 | 0 | 0 | 0 | 0 | 0 | 0 | 0 | 0 | 0 | 0 | 0 | 0 | 0 | 0 | 0
2004 | 0 | 0 | 0 | 0 | 0 | 0 | 0 | 0 | 0 | 0 | 0 | 0 | 0 | 0 | 0 | 0 | 0 | 0 | 0 | 0
2005 | 0 | 0 | 0 | 0 | 0 | 0 | 0 | 0 | 0 | 0 | 0 | 0 | 0 | 0 | 0 | 0 | 0 | 0 | 0 | 0
2006 | 0 | 0 | 0 | 0 | 0 | 0 | 0 | 0 | 0 | 0 | 0 | 0 | 0 | 0 | 0 | 0 | 0 | 0 | 0 | 0
2007 | 0 | 0 | 0 | 0 | 0 | 0 | 0 | 0 | 0 | 0 | 0 | 0 | 0 | 0 | 0 | 0 | 0 | 0 | 0 | 0
2008 | 52 | 52 | 0.47 | 0.17 | 684 | 0.02444 | 0.00884 | 0.035568 | 26 | 0.47 | 0.01222 | 0.01222 | 0 | 0.17 | 0 | 0 | 26 | 684 | 0.017784 | 0.017784
2009 | 1185 | 1237 | 0.47 | 0.17 | 684 | 0.55695 | 0.20145 | 0.81054 | 618.5 | 0.47 | 0.29069 | 0.30291 | 52 | 0.17 | 0.00884 | 0.00884 | 618.5 | 684 | 0.42305 | 0.44084
2010 | 5494 | 6731 | 0.47 | 0.17 | 684 | 2.5822 | 0.93398 | 3.7579 | 3339.5 | 0.47 | 1.5696 | 1.8725 | 1185 | 0.17 | 0.20145 | 0.21029 | 3339.5 | 684 | 2.2842 | 2.7251
2011 | 2655 | 9386 | 0.65 | 0.1 | 2426 | 1.7257 | 0.2655 | 6.441 | 4074.5 | 0.65 | 2.6484 | 4.5209 | 5494 | 0.1 | 0.5494 | 0.75969 | 4074.5 | 2426 | 9.8847 | 12.6098
2012 | 643 | 10029 | 0.31 | 0 | 1450 | 0.19933 | 0 | 0.93235 | 1649 | 0.31 | 0.51119 | 5.0321 | 2655 | 0 | 0 | 0.75969 | 1649 | 1450 | 2.391 | 15.0008
2013 | 476 | 10505 | 0.79 | 0.01 | 3446 | 0.37604 | 0.00476 | 1.6403 | 559.5 | 0.79 | 0.442 | 5.4741 | 643 | 0.01 | 0.00643 | 0.76612 | 559.5 | 3446 | 1.928 | 16.9289
2014 | 172 | 10677 | 0.24 | 0 | 1170 | 0.04128 | 0 | 0.20124 | 324 | 0.24 | 0.07776 | 5.5519 | 476 | 0 | 0 | 0.76612 | 324 | 1170 | 0.37908 | 17.308
2015 | 257 | 10934 | 0.22304 | 0 | 1039.2663 | 0.05732 | 0 | 0.26709 | 214.5 | 0.22304 | 0.047841 | 5.5997 | 172 | 0 | 0 | 0.76612 | 214.5 | 1039.2663 | 0.22292 | 17.5309
2016 | 96 | 11030 | 0.19 | 0 | 867 | 0.01824 | 0 | 0.083232 | 176.5 | 0.19 | 0.033535 | 5.6332 | 257 | 0 | 0 | 0.76612 | 176.5 | 867 | 0.15303 | 17.6839
2017 | 250 | 11280 | 0.19 | 0 | 867 | 0.0475 | 0 | 0.21675 | 173 | 0.19 | 0.03287 | 5.6661 | 96 | 0 | 0 | 0.76612 | 173 | 867 | 0.14999 | 17.8339
2018 | 250 | 11530 | 0.19 | 0 | 867 | 0.0475 | 0 | 0.21675 | 250 | 0.19 | 0.0475 | 5.7136 | 250 | 0 | 0 | 0.76612 | 250 | 867 | 0.21675 | 18.0506
2019 | 250 | 11780 | 0.19 | 0 | 867 | 0.0475 | 0 | 0.21675 | 250 | 0.19 | 0.0475 | 5.7611 | 250 | 0 | 0 | 0.76612 | 250 | 867 | 0.21675 | 18.2674
2020 | 200 | 11980 | 0.19 | 0 | 867 | 0.038 | 0 | 0.1734 | 225 | 0.19 | 0.04275 | 5.8039 | 250 | 0 | 0 | 0.76612 | 225 | 867 | 0.19507 | 18.4625
2021 | 200 | 12180 | 0.19 | 0 | 867 | 0.038 | 0 | 0.1734 | 200 | 0.19 | 0.038 | 5.8419 | 200 | 0 | 0 | 0.76612 | 200 | 867 | 0.1734 | 18.6359
2022 | 200 | 12380 | 0.19 | 0 | 867 | 0.038 | 0 | 0.1734 | 200 | 0.19 | 0.038 | 5.8799 | 200 | 0 | 0 | 0.76612 | 200 | 867 | 0.1734 | 18.8093
2023 | 200 | 12580 | 0.19 | 0 | 867 | 0.038 | 0 | 0.1734 | 200 | 0.19 | 0.038 | 5.9179 | 200 | 0 | 0 | 0.76612 | 200 | 867 | 0.1734 | 18.9827
2024 | 200 | 12780 | 0.19 | 0 | 867 | 0.038 | 0 | 0.1734 | 200 | 0.19 | 0.038 | 5.9559 | 200 | 0 | 0 | 0.76612 | 200 | 867 | 0.1734 | 19.1561
2025 | 200 | 12980 | 0.19 | 0 | 867 | 0.038 | 0 | 0.1734 | 200 | 0.19 | 0.038 | 5.9939 | 200 | 0 | 0 | 0.76612 | 200 | 867 | 0.1734 | 19.3295
2026 | 200 | 13180 | 0.19 | 0 | 867 | 0.038 | 0 | 0.1734 | 200 | 0.19 | 0.038 | 6.0319 | 200 | 0 | 0 | 0.76612 | 200 | 867 | 0.1734 | 19.5029
2027 | 200 | 13380 | 0.19 | 0 | 867 | 0.038 | 0 | 0.1734 | 200 | 0.19 | 0.038 | 6.0699 | 200 | 0 | 0 | 0.76612 | 200 | 867 | 0.1734 | 19.6763
2028 | 200 | 13580 | 0.19 | 0 | 867 | 0.038 | 0 | 0.1734 | 200 | 0.19 | 0.038 | 6.1079 | 200 | 0 | 0 | 0.76612 | 200 | 867 | 0.1734 | 19.8497
2029 | 200 | 13780 | 0.19 | 0 | 867 | 0.038 | 0 | 0.1734 | 200 | 0.19 | 0.038 | 6.1459 | 200 | 0 | 0 | 0.76612 | 200 | 867 | 0.1734 | 20.0231
2030 | 200 | 13980 | 0.19 | 0 | 867 | 0.038 | 0 | 0.1734 | 200 | 0.19 | 0.038 | 6.1839 | 200 | 0 | 0 | 0.76612 | 200 | 867 | 0.1734 | 20.1965
2031 | 200 | 14180 | 0.19 | 0 | 867 | 0.038 | 0 | 0.1734 | 200 | 0.19 | 0.038 | 6.2219 | 200 | 0 | 0 | 0.76612 | 200 | 867 | 0.1734 | 20.3699
2032 | 200 | 14380 | 0.19 | 0 | 867 | 0.038 | 0 | 0.1734 | 200 | 0.19 | 0.038 | 6.2599 | 200 | 0 | 0 | 0.76612 | 200 | 867 | 0.1734 | 20.5433
2033 | 200 | 14580 | 0.19 | 0 | 867 | 0.038 | 0 | 0.1734 | 200 | 0.19 | 0.038 | 6.2979 | 200 | 0 | 0 | 0.76612 | 200 | 867 | 0.1734 | 20.7167
2034 | 200 | 14780 | 0.19 | 0 | 867 | 0.038 | 0 | 0.1734 | 200 | 0.19 | 0.038 | 6.3359 | 200 | 0 | 0 | 0.76612 | 200 | 867 | 0.1734 | 20.8901
2035 | 200 | 14980 | 0.19 | 0 | 867 | 0.038 | 0 | 0.1734 | 200 | 0.19 | 0.038 | 6.3739 | 200 | 0 | 0 | 0.76612 | 200 | 867 | 0.1734 | 21.0635
2036 | 200 | 15180 | 0.19 | 0 | 867 | 0.038 | 0 | 0.1734 | 200 | 0.19 | 0.038 | 6.4119 | 200 | 0 | 0 | 0.76612 | 200 | 867 | 0.1734 | 21.2369
2037 | 200 | 15380 | 0.19 | 0 | 867 | 0.038 | 0 | 0.1734 | 200 | 0.19 | 0.038 | 6.4499 | 200 | 0 | 0 | 0.76612 | 200 | 867 | 0.1734 | 21.4103
2038 | 200 | 15580 | 0.19 | 0 | 867 | 0.038 | 0 | 0.1734 | 200 | 0.19 | 0.038 | 6.4879 | 200 | 0 | 0 | 0.76612 | 200 | 867 | 0.1734 | 21.5837
2039 | 200 | 15780 | 0.19 | 0 | 867 | 0.038 | 0 | 0.1734 | 200 | 0.19 | 0.038 | 6.5259 | 200 | 0 | 0 | 0.76612 | 200 | 867 | 0.1734 | 21.7571
2040 | 200 | 15980 | 0.19 | 0 | 867 | 0.038 | 0 | 0.1734 | 200 | 0.19 | 0.038 | 6.5639 | 200 | 0 | 0 | 0.76612 | 200 | 867 | 0.1734 | 21.9305
2041 | 200 | 16180 | 0.19 | 0 | 867 | 0.038 | 0 | 0.1734 | 200 | 0.19 | 0.038 | 6.6019 | 200 | 0 | 0 | 0.76612 | 200 | 867 | 0.1734 | 22.1039
(1) FEECA 90 (1981-1990) cumulative totals.
(2) FEECA 94 (1991-1994) cumulative totals.
* Incremental Participants for Summer and Energy are the same calculation: Previous Year's "Year-End" Total plus Current Year's "Year-End" Total divided by 2 for an average
** Incremental Participants for Winter equals the Previous Year's "Year-End" Total as it is closer to the month of the Winter Peak, typically in Jan. each year | [12 empty] | 0.47 | 0.17 | 684
[13 empty] | 0.47 | 0.17 | 684
| 2015 | Blend | 0.22304 | 0 | 1039.2663

## COM ECM
Conservation Savings @ Meter
PROGRAM: | COM | Com'l ECM (Electronically Commutated Motors)
#'s Match DSM Annual Reports Filed
| Year_End Savings | [7 empty] | Summer Savings |  |  |  | Winter Savings |  |  |  | Annual Energy Savings
Year | DSM Year-Ending Incremental Participants | DSM Year-Ending Cumulative Participants | DSM Summer Savings Per Participant (KW) | DSM Winter Savings Per Participant (KW) | DSM Energy Savings Per Participant (KWH) | DSM Incremental Summer Savings (MW) | DSM Incremental Winter Savings (MW) | DSM Incremental Energy Savings (GWH) | Incremental Summer Participants* | Summer Savings Per Participant (KW) | Incremental Summer Savings (MW) | Cumulative Summer Savings (MW) | Incremental Winter Participants** | Winter Savings Per Participant (KW) | Incremental Winter Savings (MW) | Cumulative Winter Savings (MW) | Average Annual Incremental Energy Participants* | Energy Savings Per Participant (KWH) | Incremental Energy Savings (GWH) | Cumulative Energy Savings (GWH)
1981-1990(1)
1991-1994(2)
1995
1996
1997
1998
1999
2000
2001
2002
2003
2004
2005
2006
2007
2008
2009
2010 | 0 | 0 | 0.13 | 0 | 1148 | 0 | 0 | 0 | 0 | 0.13 | 0 | 0 | 0 | 0 | 0 | 0 | 0 | 1148 | 0 | 0
2011 | 0 | 0 | 0.13 | 0 | 1148 | 0 | 0 | 0 | 0 | 0.13 | 0 | 0 | 0 | 0 | 0 | 0 | 0 | 1148 | 0 | 0
2012 | 0 | 0 | 0.13 | 0 | 1148 | 0 | 0 | 0 | 0 | 0.13 | 0 | 0 | 0 | 0 | 0 | 0 | 0 | 1148 | 0 | 0
2013 | 0 | 0 | 0.13 | 0 | 1148 | 0 | 0 | 0 | 0 | 0.13 | 0 | 0 | 0 | 0 | 0 | 0 | 0 | 1148 | 0 | 0
2014 | 0 | 0 | 0.13 | 0 | 1148 | 0 | 0 | 0 | 0 | 0.13 | 0 | 0 | 0 | 0 | 0 | 0 | 0 | 1148 | 0 | 0
2015 | 85 | 85 | 0.04 | 0.014588 | 297.9729 | 0.0034 | 0.00124 | 0.025328 | 42.5 | 0.04 | 0.0017 | 0.0017 | 0 | 0.014588 | 0 | 0 | 42.5 | 297.9729 | 0.012664 | 0.012664
2016 | 1225 | 1310 | 0.04 | 0 | 12 | 0.049 | 0 | 0.0147 | 655 | 0.04 | 0.0262 | 0.0279 | 85 | 0 | 0 | 0 | 655 | 12 | 0.00786 | 0.020524
2017 | 5 | 1315 | 0.04 | 0 | 12 | 0.0002 | 0 | 6e-05 | 615 | 0.04 | 0.0246 | 0.0525 | 1225 | 0 | 0 | 0 | 615 | 12 | 0.00738 | 0.027904
2018 | 5 | 1320 | 0.04 | 0 | 12 | 0.0002 | 0 | 6e-05 | 5 | 0.04 | 0.0002 | 0.0527 | 5 | 0 | 0 | 0 | 5 | 12 | 6e-05 | 0.027964
2019 | 5 | 1325 | 0.04 | 0 | 12 | 0.0002 | 0 | 6e-05 | 5 | 0.04 | 0.0002 | 0.0529 | 5 | 0 | 0 | 0 | 5 | 12 | 6e-05 | 0.028024
2020 | 5 | 1330 | 0.04 | 0 | 12 | 0.0002 | 0 | 6e-05 | 5 | 0.04 | 0.0002 | 0.0531 | 5 | 0 | 0 | 0 | 5 | 12 | 6e-05 | 0.028084
2021 | 5 | 1335 | 0.04 | 0 | 12 | 0.0002 | 0 | 6e-05 | 5 | 0.04 | 0.0002 | 0.0533 | 5 | 0 | 0 | 0 | 5 | 12 | 6e-05 | 0.028144
2022 | 5 | 1340 | 0.04 | 0 | 12 | 0.0002 | 0 | 6e-05 | 5 | 0.04 | 0.0002 | 0.0535 | 5 | 0 | 0 | 0 | 5 | 12 | 6e-05 | 0.028204
2023 | 5 | 1345 | 0.04 | 0 | 12 | 0.0002 | 0 | 6e-05 | 5 | 0.04 | 0.0002 | 0.0537 | 5 | 0 | 0 | 0 | 5 | 12 | 6e-05 | 0.028264
2024 | 5 | 1350 | 0.04 | 0 | 12 | 0.0002 | 0 | 6e-05 | 5 | 0.04 | 0.0002 | 0.0539 | 5 | 0 | 0 | 0 | 5 | 12 | 6e-05 | 0.028324
2025 | 5 | 1355 | 0.04 | 0 | 12 | 0.0002 | 0 | 6e-05 | 5 | 0.04 | 0.0002 | 0.0541 | 5 | 0 | 0 | 0 | 5 | 12 | 6e-05 | 0.028384
2026 | 5 | 1360 | 0.04 | 0 | 12 | 0.0002 | 0 | 6e-05 | 5 | 0.04 | 0.0002 | 0.0543 | 5 | 0 | 0 | 0 | 5 | 12 | 6e-05 | 0.028444
2027 | 5 | 1365 | 0.04 | 0 | 12 | 0.0002 | 0 | 6e-05 | 5 | 0.04 | 0.0002 | 0.0545 | 5 | 0 | 0 | 0 | 5 | 12 | 6e-05 | 0.028504
2028 | 5 | 1370 | 0.04 | 0 | 12 | 0.0002 | 0 | 6e-05 | 5 | 0.04 | 0.0002 | 0.0547 | 5 | 0 | 0 | 0 | 5 | 12 | 6e-05 | 0.028564
2029 | 5 | 1375 | 0.04 | 0 | 12 | 0.0002 | 0 | 6e-05 | 5 | 0.04 | 0.0002 | 0.0549 | 5 | 0 | 0 | 0 | 5 | 12 | 6e-05 | 0.028624
2030 | 5 | 1380 | 0.04 | 0 | 12 | 0.0002 | 0 | 6e-05 | 5 | 0.04 | 0.0002 | 0.0551 | 5 | 0 | 0 | 0 | 5 | 12 | 6e-05 | 0.028684
2031 | 5 | 1385 | 0.04 | 0 | 12 | 0.0002 | 0 | 6e-05 | 5 | 0.04 | 0.0002 | 0.0553 | 5 | 0 | 0 | 0 | 5 | 12 | 6e-05 | 0.028744
2032 | 5 | 1390 | 0.04 | 0 | 12 | 0.0002 | 0 | 6e-05 | 5 | 0.04 | 0.0002 | 0.0555 | 5 | 0 | 0 | 0 | 5 | 12 | 6e-05 | 0.028804
2033 | 5 | 1395 | 0.04 | 0 | 12 | 0.0002 | 0 | 6e-05 | 5 | 0.04 | 0.0002 | 0.0557 | 5 | 0 | 0 | 0 | 5 | 12 | 6e-05 | 0.028864
2034 | 5 | 1400 | 0.04 | 0 | 12 | 0.0002 | 0 | 6e-05 | 5 | 0.04 | 0.0002 | 0.0559 | 5 | 0 | 0 | 0 | 5 | 12 | 6e-05 | 0.028924
2035 | 5 | 1405 | 0.04 | 0 | 12 | 0.0002 | 0 | 6e-05 | 5 | 0.04 | 0.0002 | 0.0561 | 5 | 0 | 0 | 0 | 5 | 12 | 6e-05 | 0.028984
2036 | 5 | 1410 | 0.04 | 0 | 12 | 0.0002 | 0 | 6e-05 | 5 | 0.04 | 0.0002 | 0.0563 | 5 | 0 | 0 | 0 | 5 | 12 | 6e-05 | 0.029044
2037 | 5 | 1415 | 0.04 | 0 | 12 | 0.0002 | 0 | 6e-05 | 5 | 0.04 | 0.0002 | 0.0565 | 5 | 0 | 0 | 0 | 5 | 12 | 6e-05 | 0.029104
2038 | 5 | 1420 | 0.04 | 0 | 12 | 0.0002 | 0 | 6e-05 | 5 | 0.04 | 0.0002 | 0.0567 | 5 | 0 | 0 | 0 | 5 | 12 | 6e-05 | 0.029164
2039 | 5 | 1425 | 0.04 | 0 | 12 | 0.0002 | 0 | 6e-05 | 5 | 0.04 | 0.0002 | 0.0569 | 5 | 0 | 0 | 0 | 5 | 12 | 6e-05 | 0.029224
2040 | 5 | 1430 | 0.04 | 0 | 12 | 0.0002 | 0 | 6e-05 | 5 | 0.04 | 0.0002 | 0.0571 | 5 | 0 | 0 | 0 | 5 | 12 | 6e-05 | 0.029284
2041 | 5 | 1435 | 0.04 | 0 | 12 | 0.0002 | 0 | 6e-05 | 5 | 0.04 | 0.0002 | 0.0573 | 5 | 0 | 0 | 0 | 5 | 12 | 6e-05 | 0.029344
(1) FEECA 90 (1981-1990) cumulative totals.
(2) FEECA 94 (1991-1994) cumulative totals.
* Incremental Participants for Summer and Energy are the same calculation: Previous Year's "Year-End" Total plus Current Year's "Year-End" Total divided by 2 for an average
** Incremental Participants for Winter equals the Previous Year's "Year-End" Total as it is closer to the month of the Winter Peak, typically in Jan. each year
2015 | Blend |  | 0.04 | 0.014588 | 297.9729

## COM Cond. Light
Conservation Savings @ Meter
PROGRAM: | COM | Conditioned Lighting (previously included with COM Lighting)
#'s Match DSM Annual Reports Filed
| Year_End Savings | [7 empty] | Summer Savings |  |  |  | Winter Savings |  |  |  | Annual Energy Savings
Year | DSM Year-Ending Incremental Participants | DSM Year-Ending Cumulative Participants | DSM Summer Savings Per Participant (KW) | DSM Winter Savings Per Participant (KW) | DSM Energy Savings Per Participant (KWH) | DSM Incremental Summer Savings (MW) | DSM Incremental Winter Savings (MW) | DSM Incremental Energy Savings (GWH) | Incremental Summer Participants* | Summer Savings Per Participant (KW) | Incremental Summer Savings (MW) | Cumulative Summer Savings (MW) | Incremental Winter Participants** | Winter Savings Per Participant (KW) | Incremental Winter Savings (MW) | Cumulative Winter Savings (MW) | Average Annual Incremental Energy Participants* | Energy Savings Per Participant (KWH) | Incremental Energy Savings (GWH) | Cumulative Energy Savings (GWH)
1981-1990(1)
1991-1994(2)
1995
1996
1997
1998
1999
2000
2001
2002
2003
2004
2005
2006
2007
2008
2009 |  |  | 0 | 0 | 0
2010 | 0 | 0 | 0 | 0 | 0 | 0 | 0 | 0 | 0 | 0 | 0 | 0 | 0 | 0 | 0 | 0 | 0 | 0 | 0 | 0
2011 | 0 | 0 | 0 | 0 | 0 | 0 | 0 | 0 | 0 | 0 | 0 | 0 | 0 | 0 | 0 | 0 | 0 | 0 | 0 | 0
2012 | 0 | 0 | 0 | 0 | 0 | 0 | 0 | 0 | 0 | 0 | 0 | 0 | 0 | 0 | 0 | 0 | 0 | 0 | 0 | 0
2013 | 0 | 0 | 0 | 0 | 0 | 0 | 0 | 0 | 0 | 0 | 0 | 0 | 0 | 0 | 0 | 0 | 0 | 0 | 0 | 0
2014 | 0 | 1699 | 0 | 0 | 0 | 0 | 0 | 0 | 0 | 0 | 0 | 0 | 0 | 0 | 0 | 0 | 0 | 0 | 0 | 0
2015 | 86 | 1785 | 11.2901 | 8.7935 | 39180.4805 | 0.97095 | 0.75624 | 3.3695 | 43 | 11.2901 | 0.48548 | 0.48548 | 0 | 8.7935 | 0 | 0 | 43 | 39180.4805 | 1.6848 | 1.6848
2016 | 159 | 1944 | 14.89 | 11.6 | 70041 | 2.3675 | 1.8444 | 11.1365 | 122.5 | 14.89 | 1.824 | 2.3095 | 86 | 11.6 | 0.9976 | 0.9976 | 122.5 | 70041 | 8.58 | 10.2648
2017 | 25 | 1969 | 14.89 | 11.6 | 70041 | 0.37225 | 0.29 | 1.751 | 92 | 14.89 | 1.3699 | 3.6794 | 159 | 11.6 | 1.8444 | 2.842 | 92 | 70041 | 6.4438 | 16.7086
2018 | 25 | 1994 | 14.89 | 11.6 | 70041 | 0.37225 | 0.29 | 1.751 | 25 | 14.89 | 0.37225 | 4.0516 | 25 | 11.6 | 0.29 | 3.132 | 25 | 70041 | 1.751 | 18.4596
2019 | 40 | 2034 | 14.89 | 11.6 | 70041 | 0.5956 | 0.464 | 2.8016 | 32.5 | 14.89 | 0.48392 | 4.5356 | 25 | 11.6 | 0.29 | 3.422 | 32.5 | 70041 | 2.2763 | 20.7359
2020 | 40 | 2074 | 14.89 | 11.6 | 70041 | 0.5956 | 0.464 | 2.8016 | 40 | 14.89 | 0.5956 | 5.1312 | 40 | 11.6 | 0.464 | 3.886 | 40 | 70041 | 2.8016 | 23.5376
2021 | 40 | 2114 | 14.89 | 11.6 | 70041 | 0.5956 | 0.464 | 2.8016 | 40 | 14.89 | 0.5956 | 5.7268 | 40 | 11.6 | 0.464 | 4.35 | 40 | 70041 | 2.8016 | 26.3392
2022 | 40 | 2154 | 14.89 | 11.6 | 70041 | 0.5956 | 0.464 | 2.8016 | 40 | 14.89 | 0.5956 | 6.3224 | 40 | 11.6 | 0.464 | 4.814 | 40 | 70041 | 2.8016 | 29.1408
2023 | 40 | 2194 | 14.89 | 11.6 | 70041 | 0.5956 | 0.464 | 2.8016 | 40 | 14.89 | 0.5956 | 6.918 | 40 | 11.6 | 0.464 | 5.278 | 40 | 70041 | 2.8016 | 31.9425
2024 | 40 | 2234 | 14.89 | 11.6 | 70041 | 0.5956 | 0.464 | 2.8016 | 40 | 14.89 | 0.5956 | 7.5136 | 40 | 11.6 | 0.464 | 5.742 | 40 | 70041 | 2.8016 | 34.7441
2025 | 40 | 2274 | 14.89 | 11.6 | 70041 | 0.5956 | 0.464 | 2.8016 | 40 | 14.89 | 0.5956 | 8.1092 | 40 | 11.6 | 0.464 | 6.206 | 40 | 70041 | 2.8016 | 37.5458
2026 | 40 | 2314 | 14.89 | 11.6 | 70041 | 0.5956 | 0.464 | 2.8016 | 40 | 14.89 | 0.5956 | 8.7048 | 40 | 11.6 | 0.464 | 6.67 | 40 | 70041 | 2.8016 | 40.3474
2027 | 40 | 2354 | 14.89 | 11.6 | 70041 | 0.5956 | 0.464 | 2.8016 | 40 | 14.89 | 0.5956 | 9.3004 | 40 | 11.6 | 0.464 | 7.134 | 40 | 70041 | 2.8016 | 43.149
2028 | 40 | 2394 | 14.89 | 11.6 | 70041 | 0.5956 | 0.464 | 2.8016 | 40 | 14.89 | 0.5956 | 9.896 | 40 | 11.6 | 0.464 | 7.598 | 40 | 70041 | 2.8016 | 45.9507
2029 | 40 | 2434 | 14.89 | 11.6 | 70041 | 0.5956 | 0.464 | 2.8016 | 40 | 14.89 | 0.5956 | 10.4916 | 40 | 11.6 | 0.464 | 8.062 | 40 | 70041 | 2.8016 | 48.7523
2030 | 40 | 2474 | 14.89 | 11.6 | 70041 | 0.5956 | 0.464 | 2.8016 | 40 | 14.89 | 0.5956 | 11.0872 | 40 | 11.6 | 0.464 | 8.526 | 40 | 70041 | 2.8016 | 51.554
2031 | 40 | 2514 | 14.89 | 11.6 | 70041 | 0.5956 | 0.464 | 2.8016 | 40 | 14.89 | 0.5956 | 11.6828 | 40 | 11.6 | 0.464 | 8.99 | 40 | 70041 | 2.8016 | 54.3556
2032 | 40 | 2554 | 14.89 | 11.6 | 70041 | 0.5956 | 0.464 | 2.8016 | 40 | 14.89 | 0.5956 | 12.2784 | 40 | 11.6 | 0.464 | 9.454 | 40 | 70041 | 2.8016 | 57.1572
2033 | 40 | 2594 | 14.89 | 11.6 | 70041 | 0.5956 | 0.464 | 2.8016 | 40 | 14.89 | 0.5956 | 12.874 | 40 | 11.6 | 0.464 | 9.918 | 40 | 70041 | 2.8016 | 59.9589
2034 | 40 | 2634 | 14.89 | 11.6 | 70041 | 0.5956 | 0.464 | 2.8016 | 40 | 14.89 | 0.5956 | 13.4696 | 40 | 11.6 | 0.464 | 10.382 | 40 | 70041 | 2.8016 | 62.7605
2035 | 40 | 2674 | 14.89 | 11.6 | 70041 | 0.5956 | 0.464 | 2.8016 | 40 | 14.89 | 0.5956 | 14.0652 | 40 | 11.6 | 0.464 | 10.846 | 40 | 70041 | 2.8016 | 65.5622
2036 | 40 | 2714 | 14.89 | 11.6 | 70041 | 0.5956 | 0.464 | 2.8016 | 40 | 14.89 | 0.5956 | 14.6608 | 40 | 11.6 | 0.464 | 11.31 | 40 | 70041 | 2.8016 | 68.3638
2037 | 40 | 2754 | 14.89 | 11.6 | 70041 | 0.5956 | 0.464 | 2.8016 | 40 | 14.89 | 0.5956 | 15.2564 | 40 | 11.6 | 0.464 | 11.774 | 40 | 70041 | 2.8016 | 71.1654
2038 | 40 | 2794 | 14.89 | 11.6 | 70041 | 0.5956 | 0.464 | 2.8016 | 40 | 14.89 | 0.5956 | 15.852 | 40 | 11.6 | 0.464 | 12.238 | 40 | 70041 | 2.8016 | 73.9671
2039 | 40 | 2834 | 14.89 | 11.6 | 70041 | 0.5956 | 0.464 | 2.8016 | 40 | 14.89 | 0.5956 | 16.4476 | 40 | 11.6 | 0.464 | 12.702 | 40 | 70041 | 2.8016 | 76.7687
2040 | 40 | 2874 | 14.89 | 11.6 | 70041 | 0.5956 | 0.464 | 2.8016 | 40 | 14.89 | 0.5956 | 17.0432 | 40 | 11.6 | 0.464 | 13.166 | 40 | 70041 | 2.8016 | 79.5704
2041 | 40 | 2914 | 14.89 | 11.6 | 70041 | 0.5956 | 0.464 | 2.8016 | 40 | 14.89 | 0.5956 | 17.6388 | 40 | 11.6 | 0.464 | 13.63 | 40 | 70041 | 2.8016 | 82.372
(1) FEECA 90 (1981-1990) cumulative totals.
(2) FEECA 94 (1991-1994) cumulative totals.
* Incremental Participants for Summer and Energy are the same calculation: Previous Year's "Year-End" Total plus Current Year's "Year-End" Total divided by 2 for an average
** Incremental Participants for Winter equals the Previous Year's "Year-End" Total as it is closer to the month of the Winter Peak, typically in Jan. each year
2015 | Blend |  | 11.2901 | 8.7935 | 39180.4805

## COM Non Cond. Light
Conservation Savings @ Meter
PROGRAM: | COM | Non-conditioned Lighting (previously included with COM Lighting)
#'s Match DSM Annual Reports Filed
| Year_End Savings | [7 empty] | Summer Savings |  |  |  | Winter Savings |  |  |  | Annual Energy Savings
Year | DSM Year-Ending Incremental Participants | DSM Year-Ending Cumulative Participants | DSM Summer Savings Per Participant (KW) | DSM Winter Savings Per Participant (KW) | DSM Energy Savings Per Participant (KWH) | DSM Incremental Summer Savings (MW) | DSM Incremental Winter Savings (MW) | DSM Incremental Energy Savings (GWH) | Incremental Summer Participants* | Summer Savings Per Participant (KW) | Incremental Summer Savings (MW) | Cumulative Summer Savings (MW) | Incremental Winter Participants** | Winter Savings Per Participant (KW) | Incremental Winter Savings (MW) | Cumulative Winter Savings (MW) | Average Annual Incremental Energy Participants* | Energy Savings Per Participant (KWH) | Incremental Energy Savings (GWH) | Cumulative Energy Savings (GWH)
1981-1990(1)
1991-1994(2)
1995
1996
1997
1998
1999
2000
2001
2002
2003
2004
2005
2006
2007
2008
2009 |  |  | 0 | 0 | 0
2010 | 0 | 0 | 0 | 0 | 0 | 0 | 0 | 0 | 0 | 0 | 0 | 0 | 0 | 0 | 0 | 0 | 0 | 0 | 0 | 0
2011 | 0 | 0 | 0 | 0 | 0 | 0 | 0 | 0 | 0 | 0 | 0 | 0 | 0 | 0 | 0 | 0 | 0 | 0 | 0 | 0
2012 | 0 | 0 | 0 | 0 | 0 | 0 | 0 | 0 | 0 | 0 | 0 | 0 | 0 | 0 | 0 | 0 | 0 | 0 | 0 | 0
2013 | 0 | 0 | 0 | 0 | 0 | 0 | 0 | 0 | 0 | 0 | 0 | 0 | 0 | 0 | 0 | 0 | 0 | 0 | 0 | 0
2014 | 0 | 137 | 0 | 0 | 0 | 0 | 0 | 0 | 0 | 0 | 0 | 0 | 0 | 0 | 0 | 0 | 0 | 0 | 0 | 0
2015 | 16 | 153 | 11.3987 | 11.3987 | 49431.3037 | 0.18238 | 0.18238 | 0.7909 | 8 | 11.3987 | 0.09119 | 0.09119 | 0 | 11.3987 | 0 | 0 | 8 | 49431.3037 | 0.39545 | 0.39545
2016 | 60 | 213 | 10.95 | 10.95 | 54344 | 0.657 | 0.657 | 3.2606 | 38 | 10.95 | 0.4161 | 0.50729 | 16 | 10.95 | 0.1752 | 0.1752 | 38 | 54344 | 2.0651 | 2.4605
2017 | 5 | 218 | 10.95 | 10.95 | 54344 | 0.05475 | 0.05475 | 0.27172 | 32.5 | 10.95 | 0.35587 | 0.86316 | 60 | 10.95 | 0.657 | 0.8322 | 32.5 | 54344 | 1.7662 | 4.2267
2018 | 5 | 223 | 10.95 | 10.95 | 54344 | 0.05475 | 0.05475 | 0.27172 | 5 | 10.95 | 0.05475 | 0.91791 | 5 | 10.95 | 0.05475 | 0.88695 | 5 | 54344 | 0.27172 | 4.4984
2019 | 5 | 228 | 10.95 | 10.95 | 54344 | 0.05475 | 0.05475 | 0.27172 | 5 | 10.95 | 0.05475 | 0.97266 | 5 | 10.95 | 0.05475 | 0.9417 | 5 | 54344 | 0.27172 | 4.7701
2020 | 10 | 238 | 10.95 | 10.95 | 54344 | 0.1095 | 0.1095 | 0.54344 | 7.5 | 10.95 | 0.082125 | 1.0548 | 5 | 10.95 | 0.05475 | 0.99645 | 7.5 | 54344 | 0.40758 | 5.1777
2021 | 10 | 248 | 10.95 | 10.95 | 54344 | 0.1095 | 0.1095 | 0.54344 | 10 | 10.95 | 0.1095 | 1.1643 | 10 | 10.95 | 0.1095 | 1.1059 | 10 | 54344 | 0.54344 | 5.7212
2022 | 10 | 258 | 10.95 | 10.95 | 54344 | 0.1095 | 0.1095 | 0.54344 | 10 | 10.95 | 0.1095 | 1.2738 | 10 | 10.95 | 0.1095 | 1.2154 | 10 | 54344 | 0.54344 | 6.2646
2023 | 10 | 268 | 10.95 | 10.95 | 54344 | 0.1095 | 0.1095 | 0.54344 | 10 | 10.95 | 0.1095 | 1.3833 | 10 | 10.95 | 0.1095 | 1.3249 | 10 | 54344 | 0.54344 | 6.808
2024 | 10 | 278 | 10.95 | 10.95 | 54344 | 0.1095 | 0.1095 | 0.54344 | 10 | 10.95 | 0.1095 | 1.4928 | 10 | 10.95 | 0.1095 | 1.4344 | 10 | 54344 | 0.54344 | 7.3515
2025 | 10 | 288 | 10.95 | 10.95 | 54344 | 0.1095 | 0.1095 | 0.54344 | 10 | 10.95 | 0.1095 | 1.6023 | 10 | 10.95 | 0.1095 | 1.5439 | 10 | 54344 | 0.54344 | 7.8949
2026 | 10 | 298 | 10.95 | 10.95 | 54344 | 0.1095 | 0.1095 | 0.54344 | 10 | 10.95 | 0.1095 | 1.7118 | 10 | 10.95 | 0.1095 | 1.6534 | 10 | 54344 | 0.54344 | 8.4384
2027 | 10 | 308 | 10.95 | 10.95 | 54344 | 0.1095 | 0.1095 | 0.54344 | 10 | 10.95 | 0.1095 | 1.8213 | 10 | 10.95 | 0.1095 | 1.7629 | 10 | 54344 | 0.54344 | 8.9818
2028 | 10 | 318 | 10.95 | 10.95 | 54344 | 0.1095 | 0.1095 | 0.54344 | 10 | 10.95 | 0.1095 | 1.9308 | 10 | 10.95 | 0.1095 | 1.8724 | 10 | 54344 | 0.54344 | 9.5252
2029 | 10 | 328 | 10.95 | 10.95 | 54344 | 0.1095 | 0.1095 | 0.54344 | 10 | 10.95 | 0.1095 | 2.0403 | 10 | 10.95 | 0.1095 | 1.9819 | 10 | 54344 | 0.54344 | 10.0687
2030 | 10 | 338 | 10.95 | 10.95 | 54344 | 0.1095 | 0.1095 | 0.54344 | 10 | 10.95 | 0.1095 | 2.1498 | 10 | 10.95 | 0.1095 | 2.0914 | 10 | 54344 | 0.54344 | 10.6121
2031 | 10 | 348 | 10.95 | 10.95 | 54344 | 0.1095 | 0.1095 | 0.54344 | 10 | 10.95 | 0.1095 | 2.2593 | 10 | 10.95 | 0.1095 | 2.2009 | 10 | 54344 | 0.54344 | 11.1556
2032 | 10 | 358 | 10.95 | 10.95 | 54344 | 0.1095 | 0.1095 | 0.54344 | 10 | 10.95 | 0.1095 | 2.3688 | 10 | 10.95 | 0.1095 | 2.3104 | 10 | 54344 | 0.54344 | 11.699
2033 | 10 | 368 | 10.95 | 10.95 | 54344 | 0.1095 | 0.1095 | 0.54344 | 10 | 10.95 | 0.1095 | 2.4783 | 10 | 10.95 | 0.1095 | 2.42 | 10 | 54344 | 0.54344 | 12.2424
2034 | 10 | 378 | 10.95 | 10.95 | 54344 | 0.1095 | 0.1095 | 0.54344 | 10 | 10.95 | 0.1095 | 2.5878 | 10 | 10.95 | 0.1095 | 2.5295 | 10 | 54344 | 0.54344 | 12.7859
2035 | 10 | 388 | 10.95 | 10.95 | 54344 | 0.1095 | 0.1095 | 0.54344 | 10 | 10.95 | 0.1095 | 2.6973 | 10 | 10.95 | 0.1095 | 2.639 | 10 | 54344 | 0.54344 | 13.3293
2036 | 10 | 398 | 10.95 | 10.95 | 54344 | 0.1095 | 0.1095 | 0.54344 | 10 | 10.95 | 0.1095 | 2.8068 | 10 | 10.95 | 0.1095 | 2.7485 | 10 | 54344 | 0.54344 | 13.8728
2037 | 10 | 408 | 10.95 | 10.95 | 54344 | 0.1095 | 0.1095 | 0.54344 | 10 | 10.95 | 0.1095 | 2.9163 | 10 | 10.95 | 0.1095 | 2.858 | 10 | 54344 | 0.54344 | 14.4162
2038 | 10 | 418 | 10.95 | 10.95 | 54344 | 0.1095 | 0.1095 | 0.54344 | 10 | 10.95 | 0.1095 | 3.0258 | 10 | 10.95 | 0.1095 | 2.9675 | 10 | 54344 | 0.54344 | 14.9596
2039 | 10 | 428 | 10.95 | 10.95 | 54344 | 0.1095 | 0.1095 | 0.54344 | 10 | 10.95 | 0.1095 | 3.1353 | 10 | 10.95 | 0.1095 | 3.077 | 10 | 54344 | 0.54344 | 15.5031
2040 | 10 | 438 | 10.95 | 10.95 | 54344 | 0.1095 | 0.1095 | 0.54344 | 10 | 10.95 | 0.1095 | 3.2448 | 10 | 10.95 | 0.1095 | 3.1865 | 10 | 54344 | 0.54344 | 16.0465
2041 | 10 | 448 | 10.95 | 10.95 | 54344 | 0.1095 | 0.1095 | 0.54344 | 10 | 10.95 | 0.1095 | 3.3543 | 10 | 10.95 | 0.1095 | 3.296 | 10 | 54344 | 0.54344 | 16.59
(1) FEECA 90 (1981-1990) cumulative totals.
(2) FEECA 94 (1991-1994) cumulative totals.
* Incremental Participants for Summer and Energy are the same calculation: Previous Year's "Year-End" Total plus Current Year's "Year-End" Total divided by 2 for an average
** Incremental Participants for Winter equals the Previous Year's "Year-End" Total as it is closer to the month of the Winter Peak, typically in Jan. each year
| 2015 | Blend | 11.3987 | 11.3987 | 49431.3037

## COM Occ. Sens.
Conservation Savings @ Meter
PROGRAM: | COM Lighting Occupancy Sensors
#'s Match DSM Annual Reports Filed
| Year_End Savings | [7 empty] | Summer Savings |  |  |  | Winter Savings |  |  |  | Annual Energy Savings
Year | DSM Year-Ending Incremental Participants | DSM Year-Ending Cumulative Participants | DSM Summer Savings Per Participant (KW) | DSM Winter Savings Per Participant (KW) | DSM Energy Savings Per Participant (KWH) | DSM Incremental Summer Savings (MW) | DSM Incremental Winter Savings (MW) | DSM Incremental Energy Savings (GWH) | Incremental Summer Participants* | Summer Savings Per Participant (KW) | Incremental Summer Savings (MW) | Cumulative Summer Savings (MW) | Incremental Winter Participants** | Winter Savings Per Participant (KW) | Incremental Winter Savings (MW) | Cumulative Winter Savings (MW) | Average Annual Incremental Energy Participants* | Energy Savings Per Participant (KWH) | Incremental Energy Savings (GWH) | Cumulative Energy Savings (GWH)
1981-1990(1)
1991-1994(2) |  | 0
1995 | 0 | 0 | 0 | 0 | 0 | 0 | 0 | 0 | 0 | 0 | 0 | 0 | 0 | 0 | 0 | 0 | 0 | 0 | 0 | 0
1996 | 0 | 0 | 0 | 0 | 0 | 0 | 0 | 0 | 0 | 0 | 0 | 0 | 0 | 0 | 0 | 0 | 0 | 0 | 0 | 0
1997 | 0 | 0 | 0 | 0 | 0 | 0 | 0 | 0 | 0 | 0 | 0 | 0 | 0 | 0 | 0 | 0 | 0 | 0 | 0 | 0
1998 | 0 | 0 | 0 | 0 | 0 | 0 | 0 | 0 | 0 | 0 | 0 | 0 | 0 | 0 | 0 | 0 | 0 | 0 | 0 | 0
1999 | 0 | 0 | 0 | 0 | 0 | 0 | 0 | 0 | 0 | 0 | 0 | 0 | 0 | 0 | 0 | 0 | 0 | 0 | 0 | 0
2000 | 0 | 0 | 0 | 0 | 0 | 0 | 0 | 0 | 0 | 0 | 0 | 0 | 0 | 0 | 0 | 0 | 0 | 0 | 0 | 0
2001 | 0 | 0 | 0 | 0 | 0 | 0 | 0 | 0 | 0 | 0 | 0 | 0 | 0 | 0 | 0 | 0 | 0 | 0 | 0 | 0
2002 | 0 | 0 | 0 | 0 | 0 | 0 | 0 | 0 | 0 | 0 | 0 | 0 | 0 | 0 | 0 | 0 | 0 | 0 | 0 | 0
2003 | 0 | 0 | 0 | 0 | 0 | 0 | 0 | 0 | 0 | 0 | 0 | 0 | 0 | 0 | 0 | 0 | 0 | 0 | 0 | 0
2004 | 0 | 0 | 0 | 0 | 0 | 0 | 0 | 0 | 0 | 0 | 0 | 0 | 0 | 0 | 0 | 0 | 0 | 0 | 0 | 0
2005 | 0 | 0 | 0 | 0 | 0 | 0 | 0 | 0 | 0 | 0 | 0 | 0 | 0 | 0 | 0 | 0 | 0 | 0 | 0 | 0
2006 | 0 | 0 | 0 | 0 | 0 | 0 | 0 | 0 | 0 | 0 | 0 | 0 | 0 | 0 | 0 | 0 | 0 | 0 | 0 | 0
2007 | 0 | 0 | 0 | 0 | 0 | 0 | 0 | 0 | 0 | 0 | 0 | 0 | 0 | 0 | 0 | 0 | 0 | 0 | 0 | 0
2008 | 3 | 3 | 3.274 | 3.274 | 7303 | 0.009822 | 0.009822 | 0.021909 | 1.5 | 3.274 | 0.004911 | 0.004911 | 0 | 3.274 | 0 | 0 | 1.5 | 7303 | 0.010955 | 0.010955
2009 | 20 | 23 | 3.4978 | 3.4978 | 2739.72 | 0.069956 | 0.069956 | 0.054794 | 11.5 | 3.4978 | 0.040225 | 0.045136 | 3 | 3.4978 | 0.010493 | 0.010493 | 11.5 | 2739.72 | 0.031507 | 0.042461
2010 | 45 | 68 | 20.46 | 15.93 | 6346 | 0.9207 | 0.71685 | 0.28557 | 32.5 | 20.46 | 0.66495 | 0.71009 | 20 | 15.93 | 0.3186 | 0.32909 | 32.5 | 6346 | 0.20625 | 0.24871
2011 | 34 | 102 | 30.05 | 23.66 | 37262 | 1.0217 | 0.80444 | 1.2669 | 39.5 | 30.05 | 1.187 | 1.8971 | 45 | 23.66 | 1.0647 | 1.3938 | 39.5 | 37262 | 1.4718 | 1.7206
2012 | 11 | 113 | 23.31 | 18.93 | 27934 | 0.25641 | 0.20823 | 0.30727 | 22.5 | 23.31 | 0.52448 | 2.4215 | 34 | 18.93 | 0.64362 | 2.0374 | 22.5 | 27934 | 0.62852 | 2.3491
2013 | 37 | 150 | 17.17 | 13.37 | 17126 | 0.63529 | 0.49469 | 0.63366 | 24 | 17.17 | 0.41208 | 2.8336 | 11 | 13.37 | 0.14707 | 2.1845 | 24 | 17126 | 0.41102 | 2.7601
2014 | 48 | 198 | 10.41 | 8.11 | 9660 | 0.49968 | 0.38928 | 0.46368 | 42.5 | 10.41 | 0.44243 | 3.276 | 37 | 8.11 | 0.30007 | 2.4846 | 42.5 | 9660 | 0.41055 | 3.1706
2015 | 2 | 200 | 14.8 | 11.59 | 12062 | 0.0296 | 0.02318 | 0.024124 | 25 | 14.8 | 0.37 | 3.646 | 48 | 11.59 | 0.55632 | 3.0409 | 25 | 12062 | 0.30155 | 3.4722
2016 | 12 | 212 | 15.69 | 12.55 | 95812 | 0.18828 | 0.1506 | 1.1497 | 7 | 15.69 | 0.10983 | 3.7559 | 2 | 12.55 | 0.0251 | 3.066 | 7 | 95812 | 0.67068 | 4.1429
2017 | 15 | 227 | 24.84 | 19.49 | 27772 | 0.3726 | 0.29235 | 0.41658 | 13.5 | 24.84 | 0.33534 | 4.0912 | 12 | 19.49 | 0.23388 | 3.2999 | 13.5 | 27772 | 0.37492 | 4.5178
2018 | 15 | 242 | 24.84 | 19.49 | 27772 | 0.3726 | 0.29235 | 0.41658 | 15 | 24.84 | 0.3726 | 4.4638 | 15 | 19.49 | 0.29235 | 3.5922 | 15 | 27772 | 0.41658 | 4.9344
2019 | 15 | 257 | 24.84 | 19.49 | 27772 | 0.3726 | 0.29235 | 0.41658 | 15 | 24.84 | 0.3726 | 4.8364 | 15 | 19.49 | 0.29235 | 3.8846 | 15 | 27772 | 0.41658 | 5.351
2020 | 15 | 272 | 24.84 | 19.49 | 27772 | 0.3726 | 0.29235 | 0.41658 | 15 | 24.84 | 0.3726 | 5.209 | 15 | 19.49 | 0.29235 | 4.1769 | 15 | 27772 | 0.41658 | 5.7675
2021 | 15 | 287 | 24.84 | 19.49 | 27772 | 0.3726 | 0.29235 | 0.41658 | 15 | 24.84 | 0.3726 | 5.5816 | 15 | 19.49 | 0.29235 | 4.4693 | 15 | 27772 | 0.41658 | 6.1841
2022 | 15 | 302 | 24.84 | 19.49 | 27772 | 0.3726 | 0.29235 | 0.41658 | 15 | 24.84 | 0.3726 | 5.9542 | 15 | 19.49 | 0.29235 | 4.7616 | 15 | 27772 | 0.41658 | 6.6007
2023 | 15 | 317 | 24.84 | 19.49 | 27772 | 0.3726 | 0.29235 | 0.41658 | 15 | 24.84 | 0.3726 | 6.3268 | 15 | 19.49 | 0.29235 | 5.054 | 15 | 27772 | 0.41658 | 7.0173
2024 | 15 | 332 | 24.84 | 19.49 | 27772 | 0.3726 | 0.29235 | 0.41658 | 15 | 24.84 | 0.3726 | 6.6994 | 15 | 19.49 | 0.29235 | 5.3463 | 15 | 27772 | 0.41658 | 7.4339
2025 | 15 | 347 | 24.84 | 19.49 | 27772 | 0.3726 | 0.29235 | 0.41658 | 15 | 24.84 | 0.3726 | 7.072 | 15 | 19.49 | 0.29235 | 5.6387 | 15 | 27772 | 0.41658 | 7.8504
2026 | 15 | 362 | 24.84 | 19.49 | 27772 | 0.3726 | 0.29235 | 0.41658 | 15 | 24.84 | 0.3726 | 7.4446 | 15 | 19.49 | 0.29235 | 5.931 | 15 | 27772 | 0.41658 | 8.267
2027 | 15 | 377 | 24.84 | 19.49 | 27772 | 0.3726 | 0.29235 | 0.41658 | 15 | 24.84 | 0.3726 | 7.8172 | 15 | 19.49 | 0.29235 | 6.2234 | 15 | 27772 | 0.41658 | 8.6836
2028 | 15 | 392 | 24.84 | 19.49 | 27772 | 0.3726 | 0.29235 | 0.41658 | 15 | 24.84 | 0.3726 | 8.1898 | 15 | 19.49 | 0.29235 | 6.5157 | 15 | 27772 | 0.41658 | 9.1002
2029 | 15 | 407 | 24.84 | 19.49 | 27772 | 0.3726 | 0.29235 | 0.41658 | 15 | 24.84 | 0.3726 | 8.5624 | 15 | 19.49 | 0.29235 | 6.8081 | 15 | 27772 | 0.41658 | 9.5168
2030 | 15 | 422 | 24.84 | 19.49 | 27772 | 0.3726 | 0.29235 | 0.41658 | 15 | 24.84 | 0.3726 | 8.935 | 15 | 19.49 | 0.29235 | 7.1004 | 15 | 27772 | 0.41658 | 9.9333
2031 | 15 | 437 | 24.84 | 19.49 | 27772 | 0.3726 | 0.29235 | 0.41658 | 15 | 24.84 | 0.3726 | 9.3076 | 15 | 19.49 | 0.29235 | 7.3928 | 15 | 27772 | 0.41658 | 10.3499
2032 | 15 | 452 | 24.84 | 19.49 | 27772 | 0.3726 | 0.29235 | 0.41658 | 15 | 24.84 | 0.3726 | 9.6802 | 15 | 19.49 | 0.29235 | 7.6851 | 15 | 27772 | 0.41658 | 10.7665
2033 | 15 | 467 | 24.84 | 19.49 | 27772 | 0.3726 | 0.29235 | 0.41658 | 15 | 24.84 | 0.3726 | 10.0528 | 15 | 19.49 | 0.29235 | 7.9775 | 15 | 27772 | 0.41658 | 11.1831
2034 | 15 | 482 | 24.84 | 19.49 | 27772 | 0.3726 | 0.29235 | 0.41658 | 15 | 24.84 | 0.3726 | 10.4254 | 15 | 19.49 | 0.29235 | 8.2698 | 15 | 27772 | 0.41658 | 11.5997
2035 | 15 | 497 | 24.84 | 19.49 | 27772 | 0.3726 | 0.29235 | 0.41658 | 15 | 24.84 | 0.3726 | 10.798 | 15 | 19.49 | 0.29235 | 8.5622 | 15 | 27772 | 0.41658 | 12.0162
2036 | 15 | 512 | 24.84 | 19.49 | 27772 | 0.3726 | 0.29235 | 0.41658 | 15 | 24.84 | 0.3726 | 11.1706 | 15 | 19.49 | 0.29235 | 8.8545 | 15 | 27772 | 0.41658 | 12.4328
2037 | 15 | 527 | 24.84 | 19.49 | 27772 | 0.3726 | 0.29235 | 0.41658 | 15 | 24.84 | 0.3726 | 11.5432 | 15 | 19.49 | 0.29235 | 9.1469 | 15 | 27772 | 0.41658 | 12.8494
2038 | 15 | 542 | 24.84 | 19.49 | 27772 | 0.3726 | 0.29235 | 0.41658 | 15 | 24.84 | 0.3726 | 11.9158 | 15 | 19.49 | 0.29235 | 9.4392 | 15 | 27772 | 0.41658 | 13.266
2039 | 15 | 557 | 24.84 | 19.49 | 27772 | 0.3726 | 0.29235 | 0.41658 | 15 | 24.84 | 0.3726 | 12.2884 | 15 | 19.49 | 0.29235 | 9.7316 | 15 | 27772 | 0.41658 | 13.6826
2040 | 15 | 572 | 24.84 | 19.49 | 27772 | 0.3726 | 0.29235 | 0.41658 | 15 | 24.84 | 0.3726 | 12.661 | 15 | 19.49 | 0.29235 | 10.0239 | 15 | 27772 | 0.41658 | 14.0991
2041 | 15 | 587 | 24.84 | 19.49 | 27772 | 0.3726 | 0.29235 | 0.41658 | 15 | 24.84 | 0.3726 | 13.0336 | 15 | 19.49 | 0.29235 | 10.3163 | 15 | 27772 | 0.41658 | 14.5157
(1) FEECA 90 (1981-1990) cumulative totals.
(2) FEECA 94 (1991-1994) cumulative totals.
* Incremental Participants for Summer and Energy are the same calculation: Previous Year's "Year-End" Total plus Current Year's "Year-End" Total divided by 2 for an average
** Incremental Participants for Winter equals the Previous Year's "Year-End" Total as it is closer to the month of the Winter Peak, typically in Jan. each year

## COM Ref
Conservation Savings @ Meter
PROGRAM: | COM Refrigeration (aka Condensate Controls aka anti-condensate)
#'s Match DSM Annual Reports Filed
| Year_End Savings | [7 empty] | Summer Savings |  |  |  | Winter Savings |  |  |  | Annual Energy Savings
Year | DSM Year-Ending Incremental Participants | DSM Year-Ending Cumulative Participants | DSM Summer Savings Per Participant (KW) | DSM Winter Savings Per Participant (KW) | DSM Energy Savings Per Participant (KWH) | DSM Incremental Summer Savings (MW) | DSM Incremental Winter Savings (MW) | DSM Incremental Energy Savings (GWH) | Incremental Summer Participants* | Summer Savings Per Participant (KW) | Incremental Summer Savings (MW) | Cumulative Summer Savings (MW) | Incremental Winter Participants** | Winter Savings Per Participant (KW) | Incremental Winter Savings (MW) | Cumulative Winter Savings (MW) | Average Annual Incremental Energy Participants* | Energy Savings Per Participant (KWH) | Incremental Energy Savings (GWH) | Cumulative Energy Savings (GWH)
1981-1990(1)
1991-1994(2) |  | 0
1995 | 0 | 0 | 0 | 0 | 0 | 0 | 0 | 0 | 0 | 0 | 0 | 0 | 0 | 0 | 0 | 0 | 0 | 0 | 0 | 0
1996 | 0 | 0 | 0 | 0 | 0 | 0 | 0 | 0 | 0 | 0 | 0 | 0 | 0 | 0 | 0 | 0 | 0 | 0 | 0 | 0
1997 | 0 | 0 | 0 | 0 | 0 | 0 | 0 | 0 | 0 | 0 | 0 | 0 | 0 | 0 | 0 | 0 | 0 | 0 | 0 | 0
1998 | 0 | 0 | 0 | 0 | 0 | 0 | 0 | 0 | 0 | 0 | 0 | 0 | 0 | 0 | 0 | 0 | 0 | 0 | 0 | 0
1999 | 0 | 0 | 0 | 0 | 0 | 0 | 0 | 0 | 0 | 0 | 0 | 0 | 0 | 0 | 0 | 0 | 0 | 0 | 0 | 0
2000 | 0 | 0 | 0 | 0 | 0 | 0 | 0 | 0 | 0 | 0 | 0 | 0 | 0 | 0 | 0 | 0 | 0 | 0 | 0 | 0
2001 | 0 | 0 | 0 | 0 | 0 | 0 | 0 | 0 | 0 | 0 | 0 | 0 | 0 | 0 | 0 | 0 | 0 | 0 | 0 | 0
2002 | 0 | 0 | 0 | 0 | 0 | 0 | 0 | 0 | 0 | 0 | 0 | 0 | 0 | 0 | 0 | 0 | 0 | 0 | 0 | 0
2003 | 0 | 0 | 0 | 0 | 0 | 0 | 0 | 0 | 0 | 0 | 0 | 0 | 0 | 0 | 0 | 0 | 0 | 0 | 0 | 0
2004 | 0 | 0 | 0 | 0 | 0 | 0 | 0 | 0 | 0 | 0 | 0 | 0 | 0 | 0 | 0 | 0 | 0 | 0 | 0 | 0
2005 | 0 | 0 | 0 | 0 | 0 | 0 | 0 | 0 | 0 | 0 | 0 | 0 | 0 | 0 | 0 | 0 | 0 | 0 | 0 | 0
2006 | 0 | 0 | 0 | 0 | 0 | 0 | 0 | 0 | 0 | 0 | 0 | 0 | 0 | 0 | 0 | 0 | 0 | 0 | 0 | 0
2007 | 0 | 0 | 0 | 0 | 0 | 0 | 0 | 0 | 0 | 0 | 0 | 0 | 0 | 0 | 0 | 0 | 0 | 0 | 0 | 0
2008 | 0 | 0 | 0 | 0 | 0 | 0 | 0 | 0 | 0 | 0 | 0 | 0 | 0 | 0 | 0 | 0 | 0 | 0 | 0 | 0
2009 | 0 | 0 | 0.92 | 0.92 | 16344 | 0 | 0 | 0 | 0 | 0.92 | 0 | 0 | 0 | 0.92 | 0 | 0 | 0 | 16344 | 0 | 0
2010 | 0 | 0 | 0.87 | 0.53 | 8486 | 0 | 0 | 0 | 0 | 0.87 | 0 | 0 | 0 | 0.53 | 0 | 0 | 0 | 8486 | 0 | 0
2011 | 0 | 0 | 0.87 | 0.53 | 8486 | 0 | 0 | 0 | 0 | 0.87 | 0 | 0 | 0 | 0.53 | 0 | 0 | 0 | 8486 | 0 | 0
2012 | 0 | 0 | 0.87 | 0.53 | 8486 | 0 | 0 | 0 | 0 | 0.87 | 0 | 0 | 0 | 0.53 | 0 | 0 | 0 | 8486 | 0 | 0
2013 | 0 | 0 | 0.87 | 0.53 | 8486 | 0 | 0 | 0 | 0 | 0.87 | 0 | 0 | 0 | 0.53 | 0 | 0 | 0 | 8486 | 0 | 0
2014 | 0 | 0 | 0.87 | 0.53 | 8486 | 0 | 0 | 0 | 0 | 0.87 | 0 | 0 | 0 | 0.53 | 0 | 0 | 0 | 8486 | 0 | 0
2015 | 0 | 0 | 0.802 | 1.316 | 12933 | 0 | 0 | 0 | 0 | 0.802 | 0 | 0 | 0 | 1.316 | 0 | 0 | 0 | 12933 | 0 | 0
2016 | 0 | 0 | 0.802 | 1.316 | 12933 | 0 | 0 | 0 | 0 | 0.802 | 0 | 0 | 0 | 1.316 | 0 | 0 | 0 | 12933 | 0 | 0
2017 | 2 | 2 | 0.802 | 1.316 | 12933 | 0.001604 | 0.002632 | 0.025866 | 1 | 0.802 | 0.000802 | 0.000802 | 0 | 1.316 | 0 | 0 | 1 | 12933 | 0.012933 | 0.012933
2018 | 2 | 4 | 0.802 | 1.316 | 12933 | 0.001604 | 0.002632 | 0.025866 | 2 | 0.802 | 0.001604 | 0.002406 | 2 | 1.316 | 0.002632 | 0.002632 | 2 | 12933 | 0.025866 | 0.038799
2019 | 3 | 7 | 0.802 | 1.316 | 12933 | 0.002406 | 0.003948 | 0.038799 | 2.5 | 0.802 | 0.002005 | 0.004411 | 2 | 1.316 | 0.002632 | 0.005264 | 2.5 | 12933 | 0.032333 | 0.071132
2020 | 3 | 10 | 0.802 | 1.316 | 12933 | 0.002406 | 0.003948 | 0.038799 | 3 | 0.802 | 0.002406 | 0.006817 | 3 | 1.316 | 0.003948 | 0.009212 | 3 | 12933 | 0.038799 | 0.10993
2021 | 3 | 13 | 0.802 | 1.316 | 12933 | 0.002406 | 0.003948 | 0.038799 | 3 | 0.802 | 0.002406 | 0.009223 | 3 | 1.316 | 0.003948 | 0.01316 | 3 | 12933 | 0.038799 | 0.14873
2022 | 4 | 17 | 0.802 | 1.316 | 12933 | 0.003208 | 0.005264 | 0.051732 | 3.5 | 0.802 | 0.002807 | 0.01203 | 3 | 1.316 | 0.003948 | 0.017108 | 3.5 | 12933 | 0.045266 | 0.194
2023 | 4 | 21 | 0.802 | 1.316 | 12933 | 0.003208 | 0.005264 | 0.051732 | 4 | 0.802 | 0.003208 | 0.015238 | 4 | 1.316 | 0.005264 | 0.022372 | 4 | 12933 | 0.051732 | 0.24573
2024 | 4 | 25 | 0.802 | 1.316 | 12933 | 0.003208 | 0.005264 | 0.051732 | 4 | 0.802 | 0.003208 | 0.018446 | 4 | 1.316 | 0.005264 | 0.027636 | 4 | 12933 | 0.051732 | 0.29746
2025 | 4 | 29 | 0.802 | 1.316 | 12933 | 0.003208 | 0.005264 | 0.051732 | 4 | 0.802 | 0.003208 | 0.021654 | 4 | 1.316 | 0.005264 | 0.0329 | 4 | 12933 | 0.051732 | 0.34919
2026 | 4 | 33 | 0.802 | 1.316 | 12933 | 0.003208 | 0.005264 | 0.051732 | 4 | 0.802 | 0.003208 | 0.024862 | 4 | 1.316 | 0.005264 | 0.038164 | 4 | 12933 | 0.051732 | 0.40092
2027 | 4 | 37 | 0.802 | 1.316 | 12933 | 0.003208 | 0.005264 | 0.051732 | 4 | 0.802 | 0.003208 | 0.02807 | 4 | 1.316 | 0.005264 | 0.043428 | 4 | 12933 | 0.051732 | 0.45266
2028 | 4 | 41 | 0.802 | 1.316 | 12933 | 0.003208 | 0.005264 | 0.051732 | 4 | 0.802 | 0.003208 | 0.031278 | 4 | 1.316 | 0.005264 | 0.048692 | 4 | 12933 | 0.051732 | 0.50439
2029 | 4 | 45 | 0.802 | 1.316 | 12933 | 0.003208 | 0.005264 | 0.051732 | 4 | 0.802 | 0.003208 | 0.034486 | 4 | 1.316 | 0.005264 | 0.053956 | 4 | 12933 | 0.051732 | 0.55612
2030 | 4 | 49 | 0.802 | 1.316 | 12933 | 0.003208 | 0.005264 | 0.051732 | 4 | 0.802 | 0.003208 | 0.037694 | 4 | 1.316 | 0.005264 | 0.05922 | 4 | 12933 | 0.051732 | 0.60785
2031 | 4 | 53 | 0.802 | 1.316 | 12933 | 0.003208 | 0.005264 | 0.051732 | 4 | 0.802 | 0.003208 | 0.040902 | 4 | 1.316 | 0.005264 | 0.064484 | 4 | 12933 | 0.051732 | 0.65958
2032 | 4 | 57 | 0.802 | 1.316 | 12933 | 0.003208 | 0.005264 | 0.051732 | 4 | 0.802 | 0.003208 | 0.04411 | 4 | 1.316 | 0.005264 | 0.069748 | 4 | 12933 | 0.051732 | 0.71132
2033 | 4 | 61 | 0.802 | 1.316 | 12933 | 0.003208 | 0.005264 | 0.051732 | 4 | 0.802 | 0.003208 | 0.047318 | 4 | 1.316 | 0.005264 | 0.075012 | 4 | 12933 | 0.051732 | 0.76305
2034 | 4 | 65 | 0.802 | 1.316 | 12933 | 0.003208 | 0.005264 | 0.051732 | 4 | 0.802 | 0.003208 | 0.050526 | 4 | 1.316 | 0.005264 | 0.080276 | 4 | 12933 | 0.051732 | 0.81478
2035 | 4 | 69 | 0.802 | 1.316 | 12933 | 0.003208 | 0.005264 | 0.051732 | 4 | 0.802 | 0.003208 | 0.053734 | 4 | 1.316 | 0.005264 | 0.08554 | 4 | 12933 | 0.051732 | 0.86651
2036 | 4 | 73 | 0.802 | 1.316 | 12933 | 0.003208 | 0.005264 | 0.051732 | 4 | 0.802 | 0.003208 | 0.056942 | 4 | 1.316 | 0.005264 | 0.090804 | 4 | 12933 | 0.051732 | 0.91824
2037 | 4 | 77 | 0.802 | 1.316 | 12933 | 0.003208 | 0.005264 | 0.051732 | 4 | 0.802 | 0.003208 | 0.06015 | 4 | 1.316 | 0.005264 | 0.096068 | 4 | 12933 | 0.051732 | 0.96998
2038 | 4 | 81 | 0.802 | 1.316 | 12933 | 0.003208 | 0.005264 | 0.051732 | 4 | 0.802 | 0.003208 | 0.063358 | 4 | 1.316 | 0.005264 | 0.10133 | 4 | 12933 | 0.051732 | 1.0217
2039 | 4 | 85 | 0.802 | 1.316 | 12933 | 0.003208 | 0.005264 | 0.051732 | 4 | 0.802 | 0.003208 | 0.066566 | 4 | 1.316 | 0.005264 | 0.1066 | 4 | 12933 | 0.051732 | 1.0734
2040 | 4 | 89 | 0.802 | 1.316 | 12933 | 0.003208 | 0.005264 | 0.051732 | 4 | 0.802 | 0.003208 | 0.069774 | 4 | 1.316 | 0.005264 | 0.11186 | 4 | 12933 | 0.051732 | 1.1252
2041 | 4 | 93 | 0.802 | 1.316 | 12933 | 0.003208 | 0.005264 | 0.051732 | 4 | 0.802 | 0.003208 | 0.072982 | 4 | 1.316 | 0.005264 | 0.11712 | 4 | 12933 | 0.051732 | 1.1769
(1) FEECA 90 (1981-1990) cumulative totals.
(2) FEECA 94 (1991-1994) cumulative totals.
* Incremental Participants for Summer and Energy are the same calculation: Previous Year's "Year-End" Total plus Current Year's "Year-End" Total divided by 2 for an average
** Incremental Participants for Winter equals the Previous Year's "Year-End" Total as it is closer to the month of the Winter Peak, typically in Jan. each year

## COM TES
Conservation Savings @ Meter
PROGRAM: | COM | Commercial Thermal Energy Storage
#'s Match DSM Annual Reports Filed
| Year_End Savings | [7 empty] | Summer Savings |  |  |  | Winter Savings |  |  |  | Annual Energy Savings
Year | DSM Year-Ending Incremental Participants | DSM Year-Ending Cumulative Participants | DSM Summer Savings Per Participant (KW) | DSM Winter Savings Per Participant (KW) | DSM Energy Savings Per Participant (KWH) | DSM Incremental Summer Savings (MW) | DSM Incremental Winter Savings (MW) | DSM Incremental Energy Savings (GWH) | Incremental Summer Participants* | Summer Savings Per Participant (KW) | Incremental Summer Savings (MW) | Cumulative Summer Savings (MW) | Incremental Winter Participants** | Winter Savings Per Participant (KW) | Incremental Winter Savings (MW) | Cumulative Winter Savings (MW) | Average Annual Incremental Energy Participants* | Energy Savings Per Participant (KWH) | Incremental Energy Savings (GWH) | Cumulative Energy Savings (GWH)
1981-1990(1)
1991-1994(2)
1995
1996
1997
1998
1999
2000
2001
2002
2003
2004
2005
2006
2007
2008
2009 |  |  | 0 | 0 | 0
2010 | 0 | 0 | 0 | 0 | 0 | 0 | 0 | 0 | 0 | 0 | 0 | 0 | 0 | 0 | 0 | 0 | 0 | 0 | 0 | 0
2011 | 0 | 0 | 0 | 0 | 0 | 0 | 0 | 0 | 0 | 0 | 0 | 0 | 0 | 0 | 0 | 0 | 0 | 0 | 0 | 0
2012 | 0 | 0 | 0 | 0 | 0 | 0 | 0 | 0 | 0 | 0 | 0 | 0 | 0 | 0 | 0 | 0 | 0 | 0 | 0 | 0
2013 | 0 | 0 | 0 | 0 | 0 | 0 | 0 | 0 | 0 | 0 | 0 | 0 | 0 | 0 | 0 | 0 | 0 | 0 | 0 | 0
2014 | 0 | 0 | 0 | 0 | 0 | 0 | 0 | 0 | 0 | 0 | 0 | 0 | 0 | 0 | 0 | 0 | 0 | 0 | 0 | 0
2015 | 0 | 0 |  | 0 |  | 0 | 0 | 0 | 0 | 0 | 0 | 0 | 0 | 0 | 0 | 0 | 0 | 0 | 0 | 0
2016 | 0 | 0 | 185.14 | 0 | 19244 | 0 | 0 | 0 | 0 | 185.14 | 0 | 0 | 0 | 0 | 0 | 0 | 0 | 19244 | 0 | 0
2017 | 3 | 3 | 185.14 | 0 | 19244 | 0.55542 | 0 | 0.057732 | 1.5 | 185.14 | 0.27771 | 0.27771 | 0 | 0 | 0 | 0 | 1.5 | 19244 | 0.028866 | 0.028866
2018 | 5 | 8 | 185.14 | 0 | 19244 | 0.9257 | 0 | 0.09622 | 4 | 185.14 | 0.74056 | 1.0183 | 3 | 0 | 0 | 0 | 4 | 19244 | 0.076976 | 0.10584
2019 | 5 | 13 | 185.14 | 0 | 19244 | 0.9257 | 0 | 0.09622 | 5 | 185.14 | 0.9257 | 1.944 | 5 | 0 | 0 | 0 | 5 | 19244 | 0.09622 | 0.20206
2020 | 5 | 18 | 185.14 | 0 | 19244 | 0.9257 | 0 | 0.09622 | 5 | 185.14 | 0.9257 | 2.8697 | 5 | 0 | 0 | 0 | 5 | 19244 | 0.09622 | 0.29828
2021 | 5 | 23 | 185.14 | 0 | 19244 | 0.9257 | 0 | 0.09622 | 5 | 185.14 | 0.9257 | 3.7954 | 5 | 0 | 0 | 0 | 5 | 19244 | 0.09622 | 0.3945
2022 | 5 | 28 | 185.14 | 0 | 19244 | 0.9257 | 0 | 0.09622 | 5 | 185.14 | 0.9257 | 4.7211 | 5 | 0 | 0 | 0 | 5 | 19244 | 0.09622 | 0.49072
2023 | 5 | 33 | 185.14 | 0 | 19244 | 0.9257 | 0 | 0.09622 | 5 | 185.14 | 0.9257 | 5.6468 | 5 | 0 | 0 | 0 | 5 | 19244 | 0.09622 | 0.58694
2024 | 5 | 38 | 185.14 | 0 | 19244 | 0.9257 | 0 | 0.09622 | 5 | 185.14 | 0.9257 | 6.5725 | 5 | 0 | 0 | 0 | 5 | 19244 | 0.09622 | 0.68316
2025 | 5 | 43 | 185.14 | 0 | 19244 | 0.9257 | 0 | 0.09622 | 5 | 185.14 | 0.9257 | 7.4982 | 5 | 0 | 0 | 0 | 5 | 19244 | 0.09622 | 0.77938
2026 | 5 | 48 | 185.14 | 0 | 19244 | 0.9257 | 0 | 0.09622 | 5 | 185.14 | 0.9257 | 8.4239 | 5 | 0 | 0 | 0 | 5 | 19244 | 0.09622 | 0.8756
2027 | 5 | 53 | 185.14 | 0 | 19244 | 0.9257 | 0 | 0.09622 | 5 | 185.14 | 0.9257 | 9.3496 | 5 | 0 | 0 | 0 | 5 | 19244 | 0.09622 | 0.97182
2028 | 5 | 58 | 185.14 | 0 | 19244 | 0.9257 | 0 | 0.09622 | 5 | 185.14 | 0.9257 | 10.2753 | 5 | 0 | 0 | 0 | 5 | 19244 | 0.09622 | 1.068
2029 | 5 | 63 | 185.14 | 0 | 19244 | 0.9257 | 0 | 0.09622 | 5 | 185.14 | 0.9257 | 11.201 | 5 | 0 | 0 | 0 | 5 | 19244 | 0.09622 | 1.1643
2030 | 5 | 68 | 185.14 | 0 | 19244 | 0.9257 | 0 | 0.09622 | 5 | 185.14 | 0.9257 | 12.1267 | 5 | 0 | 0 | 0 | 5 | 19244 | 0.09622 | 1.2605
2031 | 5 | 73 | 185.14 | 0 | 19244 | 0.9257 | 0 | 0.09622 | 5 | 185.14 | 0.9257 | 13.0524 | 5 | 0 | 0 | 0 | 5 | 19244 | 0.09622 | 1.3567
2032 | 5 | 78 | 185.14 | 0 | 19244 | 0.9257 | 0 | 0.09622 | 5 | 185.14 | 0.9257 | 13.9781 | 5 | 0 | 0 | 0 | 5 | 19244 | 0.09622 | 1.4529
2033 | 5 | 83 | 185.14 | 0 | 19244 | 0.9257 | 0 | 0.09622 | 5 | 185.14 | 0.9257 | 14.9038 | 5 | 0 | 0 | 0 | 5 | 19244 | 0.09622 | 1.5491
2034 | 5 | 88 | 185.14 | 0 | 19244 | 0.9257 | 0 | 0.09622 | 5 | 185.14 | 0.9257 | 15.8295 | 5 | 0 | 0 | 0 | 5 | 19244 | 0.09622 | 1.6454
2035 | 5 | 93 | 185.14 | 0 | 19244 | 0.9257 | 0 | 0.09622 | 5 | 185.14 | 0.9257 | 16.7552 | 5 | 0 | 0 | 0 | 5 | 19244 | 0.09622 | 1.7416
2036 | 5 | 98 | 185.14 | 0 | 19244 | 0.9257 | 0 | 0.09622 | 5 | 185.14 | 0.9257 | 17.6809 | 5 | 0 | 0 | 0 | 5 | 19244 | 0.09622 | 1.8378
2037 | 5 | 103 | 185.14 | 0 | 19244 | 0.9257 | 0 | 0.09622 | 5 | 185.14 | 0.9257 | 18.6066 | 5 | 0 | 0 | 0 | 5 | 19244 | 0.09622 | 1.934
2038 | 5 | 108 | 185.14 | 0 | 19244 | 0.9257 | 0 | 0.09622 | 5 | 185.14 | 0.9257 | 19.5323 | 5 | 0 | 0 | 0 | 5 | 19244 | 0.09622 | 2.0302
2039 | 5 | 113 | 185.14 | 0 | 19244 | 0.9257 | 0 | 0.09622 | 5 | 185.14 | 0.9257 | 20.458 | 5 | 0 | 0 | 0 | 5 | 19244 | 0.09622 | 2.1265
2040 | 5 | 118 | 185.14 | 0 | 19244 | 0.9257 | 0 | 0.09622 | 5 | 185.14 | 0.9257 | 21.3837 | 5 | 0 | 0 | 0 | 5 | 19244 | 0.09622 | 2.2227
2041 | 5 | 123 | 185.14 | 0 | 19244 | 0.9257 | 0 | 0.09622 | 5 | 185.14 | 0.9257 | 22.3094 | 5 | 0 | 0 | 0 | 5 | 19244 | 0.09622 | 2.3189
(1) FEECA 90 (1981-1990) cumulative totals.
(2) FEECA 94 (1991-1994) cumulative totals.
* Incremental Participants for Summer and Energy are the same calculation: Previous Year's "Year-End" Total plus Current Year's "Year-End" Total divided by 2 for an average
** Incremental Participants for Winter equals the Previous Year's "Year-End" Total as it is closer to the month of the Winter Peak, typically in Jan. each year

## COM WI
Conservation Savings @ Meter
PROGRAM: | COM | Wall Insulation (Previously included with COM Building Envelope)
#'s Match DSM Annual Reports Filed
| Year_End Savings | [7 empty] | Summer Savings |  |  |  | Winter Savings |  |  |  | Annual Energy Savings
Year | DSM Year-Ending Incremental Participants | DSM Year-Ending Cumulative Participants | DSM Summer Savings Per Participant (KW) | DSM Winter Savings Per Participant (KW) | DSM Energy Savings Per Participant (KWH) | DSM Incremental Summer Savings (MW) | DSM Incremental Winter Savings (MW) | DSM Incremental Energy Savings (GWH) | Incremental Summer Participants* | Summer Savings Per Participant (KW) | Incremental Summer Savings (MW) | Cumulative Summer Savings (MW) | Incremental Winter Participants** | Winter Savings Per Participant (KW) | Incremental Winter Savings (MW) | Cumulative Winter Savings (MW) | Average Annual Incremental Energy Participants* | Energy Savings Per Participant (KWH) | Incremental Energy Savings (GWH) | Cumulative Energy Savings (GWH)
1981-1990(1)
1991-1994(2)
1995
1996
1997
1998
1999
2000
2001
2002
2003
2004
2005
2006
2007
2008
2009 |  |  | 0 | 0 | 0
2010 | 0 | 0 | 0 | 0 | 0 | 0 | 0 | 0 | 0 | 0 | 0 | 0 | 0 | 0 | 0 | 0 | 0 | 0 | 0 | 0
2011 | 0 | 0 | 0 | 0 | 0 | 0 | 0 | 0 | 0 | 0 | 0 | 0 | 0 | 0 | 0 | 0 | 0 | 0 | 0 | 0
2012 | 0 | 0 | 0 | 0 | 0 | 0 | 0 | 0 | 0 | 0 | 0 | 0 | 0 | 0 | 0 | 0 | 0 | 0 | 0 | 0
2013 | 0 | 0 | 0 | 0 | 0 | 0 | 0 | 0 | 0 | 0 | 0 | 0 | 0 | 0 | 0 | 0 | 0 | 0 | 0 | 0
2014 | 0 | 0 | 0 | 0 | 0 | 0 | 0 | 0 | 0 | 0 | 0 | 0 | 0 | 0 | 0 | 0 | 0 | 0 | 0 | 0
2015 | 0 | 0 |  |  |  | 0 | 0 | 0 | 0 | 0 | 0 | 0 | 0 | 0 | 0 | 0 | 0 | 0 | 0 | 0
2016 | 0 | 0 | 0.5 | 0.39 | 682 | 0 | 0 | 0 | 0 | 0.5 | 0 | 0 | 0 | 0.39 | 0 | 0 | 0 | 682 | 0 | 0
2017 | 2 | 2 | 0.5 | 0.39 | 682 | 0.001 | 0.00078 | 0.001364 | 1 | 0.5 | 0.0005 | 0.0005 | 0 | 0.39 | 0 | 0 | 1 | 682 | 0.000682 | 0.000682
2018 | 2 | 4 | 0.5 | 0.39 | 682 | 0.001 | 0.00078 | 0.001364 | 2 | 0.5 | 0.001 | 0.0015 | 2 | 0.39 | 0.00078 | 0.00078 | 2 | 682 | 0.001364 | 0.002046
2019 | 2 | 6 | 0.5 | 0.39 | 682 | 0.001 | 0.00078 | 0.001364 | 2 | 0.5 | 0.001 | 0.0025 | 2 | 0.39 | 0.00078 | 0.00156 | 2 | 682 | 0.001364 | 0.00341
2020 | 2 | 8 | 0.5 | 0.39 | 682 | 0.001 | 0.00078 | 0.001364 | 2 | 0.5 | 0.001 | 0.0035 | 2 | 0.39 | 0.00078 | 0.00234 | 2 | 682 | 0.001364 | 0.004774
2021 | 2 | 10 | 0.5 | 0.39 | 682 | 0.001 | 0.00078 | 0.001364 | 2 | 0.5 | 0.001 | 0.0045 | 2 | 0.39 | 0.00078 | 0.00312 | 2 | 682 | 0.001364 | 0.006138
2022 | 2 | 12 | 0.5 | 0.39 | 682 | 0.001 | 0.00078 | 0.001364 | 2 | 0.5 | 0.001 | 0.0055 | 2 | 0.39 | 0.00078 | 0.0039 | 2 | 682 | 0.001364 | 0.007502
2023 | 2 | 14 | 0.5 | 0.39 | 682 | 0.001 | 0.00078 | 0.001364 | 2 | 0.5 | 0.001 | 0.0065 | 2 | 0.39 | 0.00078 | 0.00468 | 2 | 682 | 0.001364 | 0.008866
2024 | 2 | 16 | 0.5 | 0.39 | 682 | 0.001 | 0.00078 | 0.001364 | 2 | 0.5 | 0.001 | 0.0075 | 2 | 0.39 | 0.00078 | 0.00546 | 2 | 682 | 0.001364 | 0.01023
2025 | 2 | 18 | 0.5 | 0.39 | 682 | 0.001 | 0.00078 | 0.001364 | 2 | 0.5 | 0.001 | 0.0085 | 2 | 0.39 | 0.00078 | 0.00624 | 2 | 682 | 0.001364 | 0.011594
2026 | 2 | 20 | 0.5 | 0.39 | 682 | 0.001 | 0.00078 | 0.001364 | 2 | 0.5 | 0.001 | 0.0095 | 2 | 0.39 | 0.00078 | 0.00702 | 2 | 682 | 0.001364 | 0.012958
2027 | 2 | 22 | 0.5 | 0.39 | 682 | 0.001 | 0.00078 | 0.001364 | 2 | 0.5 | 0.001 | 0.0105 | 2 | 0.39 | 0.00078 | 0.0078 | 2 | 682 | 0.001364 | 0.014322
2028 | 2 | 24 | 0.5 | 0.39 | 682 | 0.001 | 0.00078 | 0.001364 | 2 | 0.5 | 0.001 | 0.0115 | 2 | 0.39 | 0.00078 | 0.00858 | 2 | 682 | 0.001364 | 0.015686
2029 | 2 | 26 | 0.5 | 0.39 | 682 | 0.001 | 0.00078 | 0.001364 | 2 | 0.5 | 0.001 | 0.0125 | 2 | 0.39 | 0.00078 | 0.00936 | 2 | 682 | 0.001364 | 0.01705
2030 | 2 | 28 | 0.5 | 0.39 | 682 | 0.001 | 0.00078 | 0.001364 | 2 | 0.5 | 0.001 | 0.0135 | 2 | 0.39 | 0.00078 | 0.01014 | 2 | 682 | 0.001364 | 0.018414
2031 | 2 | 30 | 0.5 | 0.39 | 682 | 0.001 | 0.00078 | 0.001364 | 2 | 0.5 | 0.001 | 0.0145 | 2 | 0.39 | 0.00078 | 0.01092 | 2 | 682 | 0.001364 | 0.019778
2032 | 2 | 32 | 0.5 | 0.39 | 682 | 0.001 | 0.00078 | 0.001364 | 2 | 0.5 | 0.001 | 0.0155 | 2 | 0.39 | 0.00078 | 0.0117 | 2 | 682 | 0.001364 | 0.021142
2033 | 2 | 34 | 0.5 | 0.39 | 682 | 0.001 | 0.00078 | 0.001364 | 2 | 0.5 | 0.001 | 0.0165 | 2 | 0.39 | 0.00078 | 0.01248 | 2 | 682 | 0.001364 | 0.022506
2034 | 2 | 36 | 0.5 | 0.39 | 682 | 0.001 | 0.00078 | 0.001364 | 2 | 0.5 | 0.001 | 0.0175 | 2 | 0.39 | 0.00078 | 0.01326 | 2 | 682 | 0.001364 | 0.02387
2035 | 2 | 38 | 0.5 | 0.39 | 682 | 0.001 | 0.00078 | 0.001364 | 2 | 0.5 | 0.001 | 0.0185 | 2 | 0.39 | 0.00078 | 0.01404 | 2 | 682 | 0.001364 | 0.025234
2036 | 2 | 40 | 0.5 | 0.39 | 682 | 0.001 | 0.00078 | 0.001364 | 2 | 0.5 | 0.001 | 0.0195 | 2 | 0.39 | 0.00078 | 0.01482 | 2 | 682 | 0.001364 | 0.026598
2037 | 2 | 42 | 0.5 | 0.39 | 682 | 0.001 | 0.00078 | 0.001364 | 2 | 0.5 | 0.001 | 0.0205 | 2 | 0.39 | 0.00078 | 0.0156 | 2 | 682 | 0.001364 | 0.027962
2038 | 2 | 44 | 0.5 | 0.39 | 682 | 0.001 | 0.00078 | 0.001364 | 2 | 0.5 | 0.001 | 0.0215 | 2 | 0.39 | 0.00078 | 0.01638 | 2 | 682 | 0.001364 | 0.029326
2039 | 2 | 46 | 0.5 | 0.39 | 682 | 0.001 | 0.00078 | 0.001364 | 2 | 0.5 | 0.001 | 0.0225 | 2 | 0.39 | 0.00078 | 0.01716 | 2 | 682 | 0.001364 | 0.03069
2040 | 2 | 48 | 0.5 | 0.39 | 682 | 0.001 | 0.00078 | 0.001364 | 2 | 0.5 | 0.001 | 0.0235 | 2 | 0.39 | 0.00078 | 0.01794 | 2 | 682 | 0.001364 | 0.032054
2041 | 2 | 50 | 0.5 | 0.39 | 682 | 0.001 | 0.00078 | 0.001364 | 2 | 0.5 | 0.001 | 0.0245 | 2 | 0.39 | 0.00078 | 0.01872 | 2 | 682 | 0.001364 | 0.033418
(1) FEECA 90 (1981-1990) cumulative totals.
(2) FEECA 94 (1991-1994) cumulative totals.
* Incremental Participants for Summer and Energy are the same calculation: Previous Year's "Year-End" Total plus Current Year's "Year-End" Total divided by 2 for an average
** Incremental Participants for Winter equals the Previous Year's "Year-End" Total as it is closer to the month of the Winter Peak, typically in Jan. each year

## COM WH
Conservation Savings @ Meter
PROGRAM: | COM Water Heating (HRU [heat recovery unit] + HPWH [heat pump water heater])
#'s Match DSM Annual Reports Filed
| Year_End Savings | [7 empty] | Summer Savings |  |  |  | Winter Savings |  |  |  | Annual Energy Savings
Year | DSM Year-Ending Incremental Participants | DSM Year-Ending Cumulative Participants | DSM Summer Savings Per Participant (KW) | DSM Winter Savings Per Participant (KW) | DSM Energy Savings Per Participant (KWH) | DSM Incremental Summer Savings (MW) | DSM Incremental Winter Savings (MW) | DSM Incremental Energy Savings (GWH) | Incremental Summer Participants* | Summer Savings Per Participant (KW) | Incremental Summer Savings (MW) | Cumulative Summer Savings (MW) | Incremental Winter Participants** | Winter Savings Per Participant (KW) | Incremental Winter Savings (MW) | Cumulative Winter Savings (MW) | Average Annual Incremental Energy Participants* | Energy Savings Per Participant (KWH) | Incremental Energy Savings (GWH) | Cumulative Energy Savings (GWH)
1981-1990(1)
1991-1994(2) |  | 0
1995 | 0 | 0 | 0 | 0 | 0 | 0 | 0 | 0 | 0 | 0 | 0 | 0 | 0 | 0 | 0 | 0 | 0 | 0 | 0 | 0
1996 | 0 | 0 | 0 | 0 | 0 | 0 | 0 | 0 | 0 | 0 | 0 | 0 | 0 | 0 | 0 | 0 | 0 | 0 | 0 | 0
1997 | 0 | 0 | 0 | 0 | 0 | 0 | 0 | 0 | 0 | 0 | 0 | 0 | 0 | 0 | 0 | 0 | 0 | 0 | 0 | 0
1998 | 0 | 0 | 0 | 0 | 0 | 0 | 0 | 0 | 0 | 0 | 0 | 0 | 0 | 0 | 0 | 0 | 0 | 0 | 0 | 0
1999 | 0 | 0 | 0 | 0 | 0 | 0 | 0 | 0 | 0 | 0 | 0 | 0 | 0 | 0 | 0 | 0 | 0 | 0 | 0 | 0
2000 | 0 | 0 | 0 | 0 | 0 | 0 | 0 | 0 | 0 | 0 | 0 | 0 | 0 | 0 | 0 | 0 | 0 | 0 | 0 | 0
2001 | 0 | 0 | 0 | 0 | 0 | 0 | 0 | 0 | 0 | 0 | 0 | 0 | 0 | 0 | 0 | 0 | 0 | 0 | 0 | 0
2002 | 0 | 0 | 0 | 0 | 0 | 0 | 0 | 0 | 0 | 0 | 0 | 0 | 0 | 0 | 0 | 0 | 0 | 0 | 0 | 0
2003 | 0 | 0 | 0 | 0 | 0 | 0 | 0 | 0 | 0 | 0 | 0 | 0 | 0 | 0 | 0 | 0 | 0 | 0 | 0 | 0
2004 | 0 | 0 | 0 | 0 | 0 | 0 | 0 | 0 | 0 | 0 | 0 | 0 | 0 | 0 | 0 | 0 | 0 | 0 | 0 | 0
2005 | 0 | 0 | 0 | 0 | 0 | 0 | 0 | 0 | 0 | 0 | 0 | 0 | 0 | 0 | 0 | 0 | 0 | 0 | 0 | 0
2006 | 0 | 0 | 0 | 0 | 0 | 0 | 0 | 0 | 0 | 0 | 0 | 0 | 0 | 0 | 0 | 0 | 0 | 0 | 0 | 0
2007 | 0 | 0 | 0 | 0 | 0 | 0 | 0 | 0 | 0 | 0 | 0 | 0 | 0 | 0 | 0 | 0 | 0 | 0 | 0 | 0
2008 | 0 | 0 | 0 | 0 | 0 | 0 | 0 | 0 | 0 | 0 | 0 | 0 | 0 | 0 | 0 | 0 | 0 | 0 | 0 | 0
2009 | 0 | 0 | 0.94 | 0.95 | 8847 | 0 | 0 | 0 | 0 | 0.94 | 0 | 0 | 0 | 0.95 | 0 | 0 | 0 | 8847 | 0 | 0
2010 | 0 | 0 | 0.41 | 0.13 | 2872 | 0 | 0 | 0 | 0 | 0.41 | 0 | 0 | 0 | 0.13 | 0 | 0 | 0 | 2872 | 0 | 0
2011 | 0 | 0 | 0.41 | 0.13 | 2872 | 0 | 0 | 0 | 0 | 0.41 | 0 | 0 | 0 | 0.13 | 0 | 0 | 0 | 2872 | 0 | 0
2012 | 0 | 0 | 0.41 | 0.13 | 2872 | 0 | 0 | 0 | 0 | 0.41 | 0 | 0 | 0 | 0.13 | 0 | 0 | 0 | 2872 | 0 | 0
2013 | 0 | 0 | 0.41 | 0.13 | 2872 | 0 | 0 | 0 | 0 | 0.41 | 0 | 0 | 0 | 0.13 | 0 | 0 | 0 | 2872 | 0 | 0
2014 | 0 | 0 | 0.41 | 0.13 | 2872 | 0 | 0 | 0 | 0 | 0.41 | 0 | 0 | 0 | 0.13 | 0 | 0 | 0 | 2872 | 0 | 0
2015 | 0 | 0 | 0.631 | 0.329 | 4735 | 0 | 0 | 0 | 0 | 0.631 | 0 | 0 | 0 | 0.329 | 0 | 0 | 0 | 4735 | 0 | 0
2016 | 0 | 0 | 0.631 | 0.329 | 4735 | 0 | 0 | 0 | 0 | 0.631 | 0 | 0 | 0 | 0.329 | 0 | 0 | 0 | 4735 | 0 | 0
2017 | 1 | 1 | 0.631 | 0.329 | 4735 | 0.000631 | 0.000329 | 0.004735 | 0.5 | 0.631 | 0.0003155 | 0.0003155 | 0 | 0.329 | 0 | 0 | 0.5 | 4735 | 0.0023675 | 0.0023675
2018 | 1 | 2 | 0.631 | 0.329 | 4735 | 0.000631 | 0.000329 | 0.004735 | 1 | 0.631 | 0.000631 | 0.0009465 | 1 | 0.329 | 0.000329 | 0.000329 | 1 | 4735 | 0.004735 | 0.0071025
2019 | 1 | 3 | 0.631 | 0.329 | 4735 | 0.000631 | 0.000329 | 0.004735 | 1 | 0.631 | 0.000631 | 0.0015775 | 1 | 0.329 | 0.000329 | 0.000658 | 1 | 4735 | 0.004735 | 0.011837
2020 | 1 | 4 | 0.631 | 0.329 | 4735 | 0.000631 | 0.000329 | 0.004735 | 1 | 0.631 | 0.000631 | 0.0022085 | 1 | 0.329 | 0.000329 | 0.000987 | 1 | 4735 | 0.004735 | 0.016572
2021 | 1 | 5 | 0.631 | 0.329 | 4735 | 0.000631 | 0.000329 | 0.004735 | 1 | 0.631 | 0.000631 | 0.0028395 | 1 | 0.329 | 0.000329 | 0.001316 | 1 | 4735 | 0.004735 | 0.021307
2022 | 1 | 6 | 0.631 | 0.329 | 4735 | 0.000631 | 0.000329 | 0.004735 | 1 | 0.631 | 0.000631 | 0.0034705 | 1 | 0.329 | 0.000329 | 0.001645 | 1 | 4735 | 0.004735 | 0.026042
2023 | 1 | 7 | 0.631 | 0.329 | 4735 | 0.000631 | 0.000329 | 0.004735 | 1 | 0.631 | 0.000631 | 0.0041015 | 1 | 0.329 | 0.000329 | 0.001974 | 1 | 4735 | 0.004735 | 0.030777
2024 | 1 | 8 | 0.631 | 0.329 | 4735 | 0.000631 | 0.000329 | 0.004735 | 1 | 0.631 | 0.000631 | 0.0047325 | 1 | 0.329 | 0.000329 | 0.002303 | 1 | 4735 | 0.004735 | 0.035512
2025 | 1 | 9 | 0.631 | 0.329 | 4735 | 0.000631 | 0.000329 | 0.004735 | 1 | 0.631 | 0.000631 | 0.0053635 | 1 | 0.329 | 0.000329 | 0.002632 | 1 | 4735 | 0.004735 | 0.040247
2026 | 1 | 10 | 0.631 | 0.329 | 4735 | 0.000631 | 0.000329 | 0.004735 | 1 | 0.631 | 0.000631 | 0.0059945 | 1 | 0.329 | 0.000329 | 0.002961 | 1 | 4735 | 0.004735 | 0.044982
2027 | 1 | 11 | 0.631 | 0.329 | 4735 | 0.000631 | 0.000329 | 0.004735 | 1 | 0.631 | 0.000631 | 0.0066255 | 1 | 0.329 | 0.000329 | 0.00329 | 1 | 4735 | 0.004735 | 0.049717
2028 | 1 | 12 | 0.631 | 0.329 | 4735 | 0.000631 | 0.000329 | 0.004735 | 1 | 0.631 | 0.000631 | 0.0072565 | 1 | 0.329 | 0.000329 | 0.003619 | 1 | 4735 | 0.004735 | 0.054453
2029 | 1 | 13 | 0.631 | 0.329 | 4735 | 0.000631 | 0.000329 | 0.004735 | 1 | 0.631 | 0.000631 | 0.0078875 | 1 | 0.329 | 0.000329 | 0.003948 | 1 | 4735 | 0.004735 | 0.059188
2030 | 1 | 14 | 0.631 | 0.329 | 4735 | 0.000631 | 0.000329 | 0.004735 | 1 | 0.631 | 0.000631 | 0.0085185 | 1 | 0.329 | 0.000329 | 0.004277 | 1 | 4735 | 0.004735 | 0.063923
2031 | 1 | 15 | 0.631 | 0.329 | 4735 | 0.000631 | 0.000329 | 0.004735 | 1 | 0.631 | 0.000631 | 0.0091495 | 1 | 0.329 | 0.000329 | 0.004606 | 1 | 4735 | 0.004735 | 0.068658
2032 | 1 | 16 | 0.631 | 0.329 | 4735 | 0.000631 | 0.000329 | 0.004735 | 1 | 0.631 | 0.000631 | 0.0097805 | 1 | 0.329 | 0.000329 | 0.004935 | 1 | 4735 | 0.004735 | 0.073393
2033 | 1 | 17 | 0.631 | 0.329 | 4735 | 0.000631 | 0.000329 | 0.004735 | 1 | 0.631 | 0.000631 | 0.010411 | 1 | 0.329 | 0.000329 | 0.005264 | 1 | 4735 | 0.004735 | 0.078128
2034 | 1 | 18 | 0.631 | 0.329 | 4735 | 0.000631 | 0.000329 | 0.004735 | 1 | 0.631 | 0.000631 | 0.011042 | 1 | 0.329 | 0.000329 | 0.005593 | 1 | 4735 | 0.004735 | 0.082863
2035 | 1 | 19 | 0.631 | 0.329 | 4735 | 0.000631 | 0.000329 | 0.004735 | 1 | 0.631 | 0.000631 | 0.011673 | 1 | 0.329 | 0.000329 | 0.005922 | 1 | 4735 | 0.004735 | 0.087598
2036 | 1 | 20 | 0.631 | 0.329 | 4735 | 0.000631 | 0.000329 | 0.004735 | 1 | 0.631 | 0.000631 | 0.012304 | 1 | 0.329 | 0.000329 | 0.006251 | 1 | 4735 | 0.004735 | 0.092333
2037 | 1 | 21 | 0.631 | 0.329 | 4735 | 0.000631 | 0.000329 | 0.004735 | 1 | 0.631 | 0.000631 | 0.012935 | 1 | 0.329 | 0.000329 | 0.00658 | 1 | 4735 | 0.004735 | 0.097068
2038 | 1 | 22 | 0.631 | 0.329 | 4735 | 0.000631 | 0.000329 | 0.004735 | 1 | 0.631 | 0.000631 | 0.013566 | 1 | 0.329 | 0.000329 | 0.006909 | 1 | 4735 | 0.004735 | 0.1018
2039 | 1 | 23 | 0.631 | 0.329 | 4735 | 0.000631 | 0.000329 | 0.004735 | 1 | 0.631 | 0.000631 | 0.014197 | 1 | 0.329 | 0.000329 | 0.007238 | 1 | 4735 | 0.004735 | 0.10654
2040 | 1 | 24 | 0.631 | 0.329 | 4735 | 0.000631 | 0.000329 | 0.004735 | 1 | 0.631 | 0.000631 | 0.014828 | 1 | 0.329 | 0.000329 | 0.007567 | 1 | 4735 | 0.004735 | 0.11127
2041 | 1 | 25 | 0.631 | 0.329 | 4735 | 0.000631 | 0.000329 | 0.004735 | 1 | 0.631 | 0.000631 | 0.015459 | 1 | 0.329 | 0.000329 | 0.007896 | 1 | 4735 | 0.004735 | 0.11601
(1) FEECA 90 (1981-1990) cumulative totals.
(2) FEECA 94 (1991-1994) cumulative totals.
* Incremental Participants for Summer and Energy are the same calculation: Previous Year's "Year-End" Total plus Current Year's "Year-End" Total divided by 2 for an average
** Incremental Participants for Winter equals the Previous Year's "Year-End" Total as it is closer to the month of the Winter Peak, typically in Jan. each year

## RES EP (RSVP)
Conservation Savings @ Meter
PROGRAM: | RES Energy Planner (RSVP, aka PRLM)
#'s Match DSM Annual Reports Filed
| Year_End Savings | [7 empty] | Summer Savings |  |  |  | Winter Savings |  |  |  | Annual Energy Savings
Year | DSM Year-Ending Incremental Participants | DSM Year-Ending Cumulative Participants | DSM Summer Savings Per Participant (KW) | DSM Winter Savings Per Participant (KW) | DSM Energy Savings Per Participant (KWH) | DSM Incremental Summer Savings (MW) | DSM Incremental Winter Savings (MW) | DSM Incremental Energy Savings (GWH) | Incremental Summer Participants* | Summer Savings Per Participant (KW) | Incremental Summer Savings (MW) | Cumulative Summer Savings (MW) | Incremental Winter Participants** | Winter Savings Per Participant (KW) | Incremental Winter Savings (MW) | Cumulative Winter Savings (MW) | Average Annual Incremental Energy Participants* | Energy Savings Per Participant (KWH) | Incremental Energy Savings (GWH) | Cumulative Energy Savings (GWH)
1981-1990(1) |  | 0 | [9 empty] | 0 |  |  |  | 0 |  |  |  | 0
1991-1994(2) |  | 0 | [9 empty] | 0 |  |  |  | 0 |  |  |  | 0
1995 | 0 | 0 | 0 | 0 | 0 | 0 | 0 | 0 | 0 | 0 | 0 | 0 | 0 | 0 | 0 | 0 | 0 | 0 | 0 | 0 | #DIV/0! | #DIV/0!
1996 | 0 | 0 | 0 | 0 | 0 | 0 | 0 | 0 | 0 | 0 | 0 | 0 | 0 | 0 | 0 | 0 | 0 | 0 | 0 | 0 | #DIV/0! | #DIV/0!
1997 | 0 | 0 | 0 | 0 | 0 | 0 | 0 | 0 | 0 | 0 | 0 | 0 | 0 | 0 | 0 | 0 | 0 | 0 | 0 | 0 | #DIV/0! | #DIV/0!
1998 | 0 | 0 | 0 | 0 | 0 | 0 | 0 | 0 | 0 | 0 | 0 | 0 | 0 | 0 | 0 | 0 | 0 | 0 | 0 | 0 | #DIV/0! | #DIV/0!
1999 | 0 | 0 | 0 | 0 | 0 | 0 | 0 | 0 | 0 | 0 | 0 | 0 | 0 | 0 | 0 | 0 | 0 | 0 | 0 | 0 | #DIV/0! | #DIV/0!
2000 | 0 | 0 | 0 | 0 | 0 | 0 | 0 | 0 | 0 | 0 | 0 | 0 | 0 | 0 | 0 | 0 | 0 | 0 | 0 | 0 | #DIV/0! | #DIV/0!
2001 | 0 | 0 | 0 | 0 | 0 | 0 | 0 | 0 | 0 | 0 | 0 | 0 | 0 | 0 | 0 | 0 | 0 | 0 | 0 | 0 | #DIV/0! | #DIV/0!
2002 | 0 | 0 | 0 | 0 | 0 | 0 | 0 | 0 | 0 | 0 | 0 | 0 | 0 | 0 | 0 | 0 | 0 | 0 | 0 | 0 | #DIV/0! | #DIV/0!
2003 | 0 | 0 | 0 | 0 | 0 | 0 | 0 | 0 | 0 | 0 | 0 | 0 | 0 | 0 | 0 | 0 | 0 | 0 | 0 | 0 | #DIV/0! | #DIV/0!
2004 | 0 | 0 | 0 | 0 | 0 | 0 | 0 | 0 | 0 | 0 | 0 | 0 | 0 | 0 | 0 | 0 | 0 | 0 | 0 | 0 | #DIV/0! | #DIV/0!
2005 | 0 | 0 | 0 | 0 | 0 | 0 | 0 | 0 | 0 | 0 | 0 | 0 | 0 | 0 | 0 | 0 | 0 | 0 | 0 | 0 | #DIV/0! | #DIV/0!
2006 | 0 | 0 | 0 | 0 | 0 | 0 | 0 | 0 | 0 | 0 | 0 | 0 | 0 | 0 | 0 | 0 | 0 | 0 | 0 | 0 | #DIV/0! | #DIV/0!
2007 | 170 | 170 | 2.4 | 3.1 | 1071 | 0.408 | 0.527 | 0.18207 | 85 | 2.4 | 0.204 | 0.204 | 0 | 3.1 | 0 | 0 | 85 | 1071 | 0.091035 | 0.091035 | #DIV/0! | 2.4
2008 | -13 | 157 | 2.4 | 3.1 | 1071 | -0.0312 | -0.0403 | -0.013923 | 78.5 | 2.4 | 0.1884 | 0.3924 | 170 | 3.1 | 0.527 | 0.527 | 78.5 | 1071 | 0.084073 | 0.17511 | 3.1 | 4.9987
2009 | 517 | 674 | 2.096 | 2.725 | 1071 | 1.0836 | 1.4088 | 0.55371 | 252 | 2.096 | 0.52819 | 0.92059 | -13 | 2.725 | -0.035425 | 0.49158 | 252 | 1071 | 0.26989 | 0.445 | -37.8135 | 3.6531
2010 | 674 | 1348 | 2.096 | 2.725 | 1071 | 1.4127 | 1.8367 | 0.72185 | 595.5 | 2.096 | 1.2482 | 2.1688 | 517 | 2.725 | 1.4088 | 1.9004 | 595.5 | 1071 | 0.63778 | 1.0828 | 3.6758 | 3.6419
2011 | 489 | 1837 | 2 | 3.1 | 1154 | 0.978 | 1.5159 | 0.56431 | 581.5 | 2 | 1.163 | 3.3318 | 674 | 3.1 | 2.0894 | 3.9898 | 581.5 | 1154 | 0.67105 | 1.7538
2012 | 109 | 1946 | 2 | 3.1 | 1154 | 0.218 | 0.3379 | 0.12579 | 299 | 2 | 0.598 | 3.9298 | 489 | 3.1 | 1.5159 | 5.5057 | 299 | 1154 | 0.34505 | 2.0989
2013 | 243 | 2189 | 2.4 | 3.1 | 1071 | 0.5832 | 0.7533 | 0.26025 | 176 | 2.4 | 0.4224 | 4.3522 | 109 | 3.1 | 0.3379 | 5.8436 | 176 | 1071 | 0.1885 | 2.2874
2014 | 1007 | 3196 | 2.01 | 3.13 | 242 | 2.0241 | 3.1519 | 0.24369 | 625 | 2.01 | 1.2562 | 5.6084 | 243 | 3.13 | 0.76059 | 6.6042 | 625 | 242 | 0.15125 | 2.4386
2015 | 1088 | 4284 | 2.0016 | 3.1044 | 1035.8088 | 2.1777 | 3.3776 | 1.127 | 1047.5 | 2.0016 | 2.0966 | 7.705 | 1007 | 3.1044 | 3.1261 | 9.7303 | 1047.5 | 1035.8088 | 1.085 | 3.5236
2016 | 910 | 5194 | 2.012 | 3.134 | 242 | 1.8309 | 2.8519 | 0.22022 | 999 | 2.012 | 2.01 | 9.715 | 1088 | 3.134 | 3.4098 | 13.1401 | 999 | 242 | 0.24176 | 3.7654
2017 | 1000 | 6194 | 2.012 | 3.134 | 242 | 2.012 | 3.134 | 0.242 | 955 | 2.012 | 1.9215 | 11.6365 | 910 | 3.134 | 2.8519 | 15.9921 | 955 | 242 | 0.23111 | 3.9965
2018 | 1000 | 7194 | 2.012 | 3.134 | 242 | 2.012 | 3.134 | 0.242 | 1000 | 2.012 | 2.012 | 13.6485 | 1000 | 3.134 | 3.134 | 19.1261 | 1000 | 242 | 0.242 | 4.2385
2019 | 1250 | 8444 | 2.012 | 3.134 | 242 | 2.515 | 3.9175 | 0.3025 | 1125 | 2.012 | 2.2635 | 15.912 | 1000 | 3.134 | 3.134 | 22.2601 | 1125 | 242 | 0.27225 | 4.5108
2020 | 1250 | 9694 | 2.012 | 3.134 | 242 | 2.515 | 3.9175 | 0.3025 | 1250 | 2.012 | 2.515 | 18.427 | 1250 | 3.134 | 3.9175 | 26.1776 | 1250 | 242 | 0.3025 | 4.8133
2021 | 1250 | 10944 | 2.012 | 3.134 | 242 | 2.515 | 3.9175 | 0.3025 | 1250 | 2.012 | 2.515 | 20.942 | 1250 | 3.134 | 3.9175 | 30.0951 | 1250 | 242 | 0.3025 | 5.1158
2022 | 1250 | 12194 | 2.012 | 3.134 | 242 | 2.515 | 3.9175 | 0.3025 | 1250 | 2.012 | 2.515 | 23.457 | 1250 | 3.134 | 3.9175 | 34.0126 | 1250 | 242 | 0.3025 | 5.4183
2023 | 1250 | 13444 | 2.012 | 3.134 | 242 | 2.515 | 3.9175 | 0.3025 | 1250 | 2.012 | 2.515 | 25.972 | 1250 | 3.134 | 3.9175 | 37.9301 | 1250 | 242 | 0.3025 | 5.7208
2024 | 1250 | 14694 | 2.012 | 3.134 | 242 | 2.515 | 3.9175 | 0.3025 | 1250 | 2.012 | 2.515 | 28.487 | 1250 | 3.134 | 3.9175 | 41.8476 | 1250 | 242 | 0.3025 | 6.0233
2025 | 1250 | 15944 | 2.012 | 3.134 | 242 | 2.515 | 3.9175 | 0.3025 | 1250 | 2.012 | 2.515 | 31.002 | 1250 | 3.134 | 3.9175 | 45.7651 | 1250 | 242 | 0.3025 | 6.3258
2026 | 1250 | 17194 | 2.012 | 3.134 | 242 | 2.515 | 3.9175 | 0.3025 | 1250 | 2.012 | 2.515 | 33.517 | 1250 | 3.134 | 3.9175 | 49.6826 | 1250 | 242 | 0.3025 | 6.6283
2027 | 1250 | 18444 | 2.012 | 3.134 | 242 | 2.515 | 3.9175 | 0.3025 | 1250 | 2.012 | 2.515 | 36.032 | 1250 | 3.134 | 3.9175 | 53.6001 | 1250 | 242 | 0.3025 | 6.9308
2028 | 1250 | 19694 | 2.012 | 3.134 | 242 | 2.515 | 3.9175 | 0.3025 | 1250 | 2.012 | 2.515 | 38.547 | 1250 | 3.134 | 3.9175 | 57.5176 | 1250 | 242 | 0.3025 | 7.2333
2029 | 1250 | 20944 | 2.012 | 3.134 | 242 | 2.515 | 3.9175 | 0.3025 | 1250 | 2.012 | 2.515 | 41.062 | 1250 | 3.134 | 3.9175 | 61.4351 | 1250 | 242 | 0.3025 | 7.5358
2030 | 1250 | 22194 | 2.012 | 3.134 | 242 | 2.515 | 3.9175 | 0.3025 | 1250 | 2.012 | 2.515 | 43.577 | 1250 | 3.134 | 3.9175 | 65.3526 | 1250 | 242 | 0.3025 | 7.8383
2031 | 1250 | 23444 | 2.012 | 3.134 | 242 | 2.515 | 3.9175 | 0.3025 | 1250 | 2.012 | 2.515 | 46.092 | 1250 | 3.134 | 3.9175 | 69.2701 | 1250 | 242 | 0.3025 | 8.1408
2032 | 1250 | 24694 | 2.012 | 3.134 | 242 | 2.515 | 3.9175 | 0.3025 | 1250 | 2.012 | 2.515 | 48.607 | 1250 | 3.134 | 3.9175 | 73.1876 | 1250 | 242 | 0.3025 | 8.4433
2033 | 1250 | 25944 | 2.012 | 3.134 | 242 | 2.515 | 3.9175 | 0.3025 | 1250 | 2.012 | 2.515 | 51.122 | 1250 | 3.134 | 3.9175 | 77.1051 | 1250 | 242 | 0.3025 | 8.7458
2034 | 1250 | 27194 | 2.012 | 3.134 | 242 | 2.515 | 3.9175 | 0.3025 | 1250 | 2.012 | 2.515 | 53.637 | 1250 | 3.134 | 3.9175 | 81.0226 | 1250 | 242 | 0.3025 | 9.0483
2035 | 1250 | 28444 | 2.012 | 3.134 | 242 | 2.515 | 3.9175 | 0.3025 | 1250 | 2.012 | 2.515 | 56.152 | 1250 | 3.134 | 3.9175 | 84.9401 | 1250 | 242 | 0.3025 | 9.3508
2036 | 1250 | 29694 | 2.012 | 3.134 | 242 | 2.515 | 3.9175 | 0.3025 | 1250 | 2.012 | 2.515 | 58.667 | 1250 | 3.134 | 3.9175 | 88.8576 | 1250 | 242 | 0.3025 | 9.6533
2037 | 1250 | 30944 | 2.012 | 3.134 | 242 | 2.515 | 3.9175 | 0.3025 | 1250 | 2.012 | 2.515 | 61.182 | 1250 | 3.134 | 3.9175 | 92.7751 | 1250 | 242 | 0.3025 | 9.9558
2038 | 1250 | 32194 | 2.012 | 3.134 | 242 | 2.515 | 3.9175 | 0.3025 | 1250 | 2.012 | 2.515 | 63.697 | 1250 | 3.134 | 3.9175 | 96.6926 | 1250 | 242 | 0.3025 | 10.2583
2039 | 1250 | 33444 | 2.012 | 3.134 | 242 | 2.515 | 3.9175 | 0.3025 | 1250 | 2.012 | 2.515 | 66.212 | 1250 | 3.134 | 3.9175 | 100.6101 | 1250 | 242 | 0.3025 | 10.5608
2040 | 1250 | 34694 | 2.012 | 3.134 | 242 | 2.515 | 3.9175 | 0.3025 | 1250 | 2.012 | 2.515 | 68.727 | 1250 | 3.134 | 3.9175 | 104.5276 | 1250 | 242 | 0.3025 | 10.8633
2041 | 1250 | 35944 | 2.012 | 3.134 | 242 | 2.515 | 3.9175 | 0.3025 | 1250 | 2.012 | 2.515 | 71.242 | 1250 | 3.134 | 3.9175 | 108.4451 | 1250 | 242 | 0.3025 | 11.1658
(1) FEECA 90 (1981-1990) cumulative totals. | [11 empty] | 1.9493 |  |  |  | 2.8895
(2) FEECA 94 (1991-1994) cumulative totals.
* Incremental Participants for Summer and Energy are the same calculation: Previous Year's "Year-End" Total plus Current Year's "Year-End" Total divided by 2 for an average
** Incremental Participants for Winter equals the Previous Year's "Year-End" Total as it is closer to the month of the Winter Peak, typically in Jan. each year
Blend
| 2015 |  | 2.0016 | 3.1044 | 1035.8088

## COM LM (ext)
Conservation Savings @ Meter
PROGRAM: | COM Load Management (extended (ex: refrigeration)) | [12 empty] | update history when time. | [5 empty] | update history when time.
| Added Column | [5 empty] | #'s Match DSM Annual Reports Filed
| Year_End Savings | [8 empty] | Summer Savings | [5 empty] | Winter Savings | [5 empty] | Annual Energy Savings
Year | DSM ADDED Year-Ending Incremental Participants, Matches Filings | (3) DSM NET Year-Ending Incremental Participants | (3) DSM NET Year-Ending Cumulative Participants | DSM Summer Savings Per Participant (KW) | DSM Winter Savings Per Participant (KW) | DSM Energy Savings Per Participant (KWH) | DSM Incremental Summer Savings (MW) | DSM Incremental Winter Savings (MW) | DSM Incremental Energy Savings (GWH) | Cumulative Summer Participants* | Summer Savings Per Participant (KW) | Incremental Summer Savings (MW) | Potential Summer Savings *** at Time of Retail Peak (MW) | Actual Curtailment at Time of Retail Peak (MW) | Actual Temperature at Time of Retail Peak | Cumulative Winter Participants** | Winter Savings Per Participant (KW) | Incremental Winter Savings (MW) | Potential Winter Savings*** at TIme of Retail Peak (MW) | Actual Savings at Time of Retail Peak (MW) | Actual Temperature at Time of Retail Peak | Average Annual Cumulative Energy Participants* | Energy Savings Per Participant (KWH) | Incremental Energy Savings (GWH) | Cumulative Energy Savings (GWH)
1981-1990(1) |  |  | 4 | [7 empty] | 57.5 |  | 0.23 |  |  |  | 57.5 |  | 0.23 |  |  |  | 0 |  | 0
1991-1994(2) |  |  | 6 | [6 empty] | 5 | 83.3333 |  | 0.5 |  |  | 4 | 230 |  | 0.69 |  |  | 5 | 0 |  | 0 | S | W
1995 | 0 | 0 | 6 | 288.4 | 114.3 | 0 | 0 | 0 | 0 | 6 | 450 | 2.2 | 2.7 |  |  | 6 | 450 | 2.01 | 2.7 |  |  | 6 | 0 | 0 | 0 | 2.7 | 2.7
1996 | 0 | -2 | 4 | 144.4 | 107.6 | 0 | 0 | 0 | 0 | 5 | 540 | 0 | 2.7 |  |  | 6 | 450 | 0 | 2.7 |  |  | 5 | 0 | 0 | 0 | 2.7 | 2.7
1997 | 0 | 0 | 4 | 144.4 | 107.6 | 0 | 0 | 0 | 0 | 4 | 675 | 0 | 2.7 |  |  | 4 | 675 | 0 | 2.7 |  |  | 4 | 0 | 0 | 0 | 2.7 | 2.7
1998 | 0 | 0 | 4 | 149.07 | 54.95 | 0 | 0 | 0 | 0 | 4 | 675 | 0 | 2.7 |  |  | 4 | 675 | 0 | 2.7 |  |  | 4 | 0 | 0 | 0 | 2.7 | 2.7
1999 | 0 | -1 | 3 | 149.07 | 54.95 | 0 | 0 | 0 | 0 | 3.5 | 57.1429 | -2.5 | 0.2 |  |  | 4 | 54.95 | -2.4802 | 0.2198 |  |  | 3.5 | 0 | 0 | 0 | 0.4 | 0.2198
2000 | 0 | -1 | 2 | 149.07 | 54.95 | 0 | 0 | 0 | 0 | 2.5 | 80 | 0 | 0.2 |  |  | 3 | 56.6667 | -0.0498 | 0.17 |  |  | 2.5 | 0 | 0 | 0 | 0.3 | 0.17
2001 | 0 | 0 | 2 | 105.5 | 105.5 | 0 | 0 | 0 | 0 | 2 | 57.5 | -0.085 | 0.115 |  |  | 2 | 85 | 0 | 0.17 |  |  | 2 | 0 | 0 | 0 | 0.2 | 0.17
2002 | 0 | -1 | 1 | 149.07 | 54.95 | 0 | 0 | 0 | 0 | 1.5 | 100 | 0.035 | 0.15 |  |  | 2 | 113 | 0.056 | 0.226 |  |  | 1.5 | 0 | 0 | 0 | 0.3 | 0.226
2003 | 0 | 0 | 1 | 164 | 141 | 0 | 0 | 0 | 0 | 1 | 110 | -0.04 | 0.11 |  |  | 1 | 200 | -0.026 | 0.2 |  |  | 1 | 0 | 0 | 0 | 0.3 | 0.2
2004 | 0 | 0 | 1 | 164 | 141 | 0 | 0 | 0 | 0 | 1 | 115 | 0.005 | 0.115 |  |  | 1 | 200 | 0 | 0.2 |  |  | 1 | 0 | 0 | 0 | 0.3 | 0.2
2005 | 0 | -1 | 0 | 0 | 0 | 0 | 0 | 0 | 0 | 0.5 | 1000 | 0.385 | 0.5 | 0 | 91 | 1 | 100 | -0.1 | 0.1 | 0 | 33 | 0.5 | 0 | 0 | 0 | 0.8 | 0.1
2006 | 0 | 0 | 0 | 0 | 0 | 0 | 0 | 0 | 0 | 0 | 0 | -0.5 | 0 | 0 | 92 | 0 | 0 | -0.1 | 0 | 0 | 40 | 0 | 0 | 0 | 0 | 0.53795 | 0
2007 | 0 | 0 | 0 | 0 | 0 | 0 | 0 | 0 | 0 | 0 | 0 | 0 | 0 | 0 | 94 | 0 | 0 | 0 | 0 | 0 | 41 | 0 | 0 | 0 | 0 | 0.4199 | 0
2008 | 0 | 0 | 0 | 0 | 0 | 0 | 0 | 0 | 0 | 0 | 0 | 0 | 0 | 0 | 96 | 0 | 0 | 0 | 0 | 0 | 30 | 0 | 0 | 0 | 0 | 0.4199 | 0
2009 | 0 | 0 | 0 | 141 | 164 | 0 | 0 | 0 | 0 | 0 | 0 | 0 | 0 | 0 | 93 | 0 | 0 | 0 | 0 | 0 | 35 | 0 | 0 | 0 | 0 | 0.202 | 0
2010 | 0 | 0 | 0 | 92 | 60 | 0 | 0 | 0 | 0 | 0 | 0 | 0 | 0 | 0 | 93 | 0 | 0 | 0 | 0 | 0 | 32 | 0 | 0 | 0 | 0
2011 | 0 | 0 | 0 | 92 | 60 | 0 | 0 | 0 | 0 | 0 | 0 | 0 | 0 | 0 | 92 | 0 | 0 | 0 | 0 | 0 | 36 | 0 | 0 | 0 | 0
2012 | 0 | 0 | 0 | 92 | 60 | 0 | 0 | 0 | 0 | 0 | 0 | 0 | 0 | 0 | 92 | 0 | 0 | 0 | 0 | 0 | 36 | 0 | 0 | 0 | 0
2013 | 0 | 0 | 0 | 92 | 60 | 0 | 0 | 0 | 0 | 0 | 0 | 0 | 0 | 0 | 90 | 0 | 0 | 0 | 0 | 0 | 40 | 0 | 0 | 0 | 0
2014 | 0 | 0 | 0 | 92 | 60 | 0 | 0 | 0 | 0 | 0 | 0 | 0 | 0 | 0 | 92 | 0 | 0 | 0 | 0 | 0 | 40 | 0 | 0 | 0 | 0
2015 | 0 | 0 | 0 | 92 | 60 | 0 | 0 | 0 | 0 | 0 | 0 | 0 | 0 | 0 | 92 | 0 | 0 | 0 | 0 | 0 | 36 | 0 | 0 | 0 | 0
2016 | 0 | 0 | 0 | 92 | 60 | 0 | 0 | 0 | 0 | 0 | 92 | 0 | 0 |  |  | 0 | 60 | 0 | 0 |  |  | 0 | 0 | 0 | 0
2017 | 0 | 1 | 1 | 92 | 60 | 0 | 0 | 0 | 0 | 0.5 | 92 | 0.046 | 0.046 |  |  | 0 | 60 | 0 | 0 |  |  | 0.5 | 0 | 0 | 0
2018 | 0 | 1 | 2 | 92 | 60 | 0 | 0 | 0 | 0 | 1.5 | 92 | 0.092 | 0.138 |  |  | 1 | 60 | 0.06 | 0.06 |  |  | 1.5 | 0 | 0 | 0
2019 | 0 | 1 | 3 | 92 | 60 | 0 | 0 | 0 | 0 | 2.5 | 92 | 0.092 | 0.23 |  |  | 2 | 60 | 0.06 | 0.12 |  |  | 2.5 | 0 | 0 | 0
2020 | 0 | 1 | 4 | 92 | 60 | 0 | 0 | 0 | 0 | 3.5 | 92 | 0.092 | 0.322 |  |  | 3 | 60 | 0.06 | 0.18 |  |  | 3.5 | 0 | 0 | 0
2021 | 0 | 1 | 5 | 92 | 60 | 0 | 0 | 0 | 0 | 4.5 | 92 | 0.092 | 0.414 |  |  | 4 | 60 | 0.06 | 0.24 |  |  | 4.5 | 0 | 0 | 0
2022 | 0 | 1 | 6 | 92 | 60 | 0 | 0 | 0 | 0 | 5.5 | 92 | 0.092 | 0.506 |  |  | 5 | 60 | 0.06 | 0.3 |  |  | 5.5 | 0 | 0 | 0
2023 | 0 | 1 | 7 | 92 | 60 | 0 | 0 | 0 | 0 | 6.5 | 92 | 0.092 | 0.598 |  |  | 6 | 60 | 0.06 | 0.36 |  |  | 6.5 | 0 | 0 | 0
2024 | 0 | 1 | 8 | 92 | 60 | 0 | 0 | 0 | 0 | 7.5 | 92 | 0.092 | 0.69 |  |  | 7 | 60 | 0.06 | 0.42 |  |  | 7.5 | 0 | 0 | 0
2025 | 0 | 1 | 9 | 92 | 60 | 0 | 0 | 0 | 0 | 8.5 | 92 | 0.092 | 0.782 |  |  | 8 | 60 | 0.06 | 0.48 |  |  | 8.5 | 0 | 0 | 0
2026 | 0 | 1 | 10 | 92 | 60 | 0 | 0 | 0 | 0 | 9.5 | 92 | 0.092 | 0.874 |  |  | 9 | 60 | 0.06 | 0.54 |  |  | 9.5 | 0 | 0 | 0
2027 | 0 | 1 | 11 | 92 | 60 | 0 | 0 | 0 | 0 | 10.5 | 92 | 0.092 | 0.966 |  |  | 10 | 60 | 0.06 | 0.6 |  |  | 10.5 | 0 | 0 | 0
2028 | 0 | 1 | 12 | 92 | 60 | 0 | 0 | 0 | 0 | 11.5 | 92 | 0.092 | 1.058 |  |  | 11 | 60 | 0.06 | 0.66 |  |  | 11.5 | 0 | 0 | 0
2029 | 0 | 1 | 13 | 92 | 60 | 0 | 0 | 0 | 0 | 12.5 | 92 | 0.092 | 1.15 |  |  | 12 | 60 | 0.06 | 0.72 |  |  | 12.5 | 0 | 0 | 0
2030 | 0 | 1 | 14 | 92 | 60 | 0 | 0 | 0 | 0 | 13.5 | 92 | 0.092 | 1.242 |  |  | 13 | 60 | 0.06 | 0.78 |  |  | 13.5 | 0 | 0 | 0
2031 | 0 | 1 | 15 | 92 | 60 | 0 | 0 | 0 | 0 | 14.5 | 92 | 0.092 | 1.334 |  |  | 14 | 60 | 0.06 | 0.84 |  |  | 14.5 | 0 | 0 | 0
2032 | 0 | 1 | 16 | 92 | 60 | 0 | 0 | 0 | 0 | 15.5 | 92 | 0.092 | 1.426 |  |  | 15 | 60 | 0.06 | 0.9 |  |  | 15.5 | 0 | 0 | 0
2033 | 0 | 1 | 17 | 92 | 60 | 0 | 0 | 0 | 0 | 16.5 | 92 | 0.092 | 1.518 |  |  | 16 | 60 | 0.06 | 0.96 |  |  | 16.5 | 0 | 0 | 0
2034 | 0 | 1 | 18 | 92 | 60 | 0 | 0 | 0 | 0 | 17.5 | 92 | 0.092 | 1.61 |  |  | 17 | 60 | 0.06 | 1.02 |  |  | 17.5 | 0 | 0 | 0
2035 | 0 | 1 | 19 | 92 | 60 | 0 | 0 | 0 | 0 | 18.5 | 92 | 0.092 | 1.702 |  |  | 18 | 60 | 0.06 | 1.08 |  |  | 18.5 | 0 | 0 | 0
2036 | 0 | 1 | 20 | 92 | 60 | 0 | 0 | 0 | 0 | 19.5 | 92 | 0.092 | 1.794 |  |  | 19 | 60 | 0.06 | 1.14 |  |  | 19.5 | 0 | 0 | 0
2037 | 0 | 1 | 21 | 92 | 60 | 0 | 0 | 0 | 0 | 20.5 | 92 | 0.092 | 1.886 |  |  | 20 | 60 | 0.06 | 1.2 |  |  | 20.5 | 0 | 0 | 0
2038 | 0 | 1 | 22 | 92 | 60 | 0 | 0 | 0 | 0 | 21.5 | 92 | 0.092 | 1.978 |  |  | 21 | 60 | 0.06 | 1.26 |  |  | 21.5 | 0 | 0 | 0
2039 | 0 | 1 | 23 | 92 | 60 | 0 | 0 | 0 | 0 | 22.5 | 92 | 0.092 | 2.07 |  |  | 22 | 60 | 0.06 | 1.32 |  |  | 22.5 | 0 | 0 | 0
2040 | 0 | 1 | 24 | 92 | 60 | 0 | 0 | 0 | 0 | 23.5 | 92 | 0.092 | 2.162 |  |  | 23 | 60 | 0.06 | 1.38 |  |  | 23.5 | 0 | 0 | 0
2041 | 0 | 1 | 25 | 92 | 60 | 0 | 0 | 0 | 0 | 24.5 | 92 | 0.092 | 2.254 |  |  | 24 | 60 | 0.06 | 1.44 |  |  | 24.5 | 0 | 0 | 0
(1) FEECA 90 (1981-1990) cumulative totals.
(2) FEECA 94 (1991-1994) cumulative totals.
(3) NET Totals used for cumulative to reflect those who were added AND those who got off the program during that year for a NET number.
* Incremental Participants for Summer and Energy are the same calculation: Previous Year's "Year-End" Total plus Current Year's "Year-End" Total divided by 2 for an average
** Incremental Participants for Winter equals the Previous Year's "Year-End" Total as it is closer to the month of the Winter Peak, typically in Jan. each year
***NOTE: Savings should be listed here at the meter (converted to at the generator on the front tab)…some history is at the generator..but, leaving it AS IS…not changing history

## COM LM (cyc)
Conservation Savings @ Meter
PROGRAM: | COM Load Management (cyclic)
| Added Column | [5 empty] | Source: DSM Annual Report Filing to FPSC
| Year_End Savings | [8 empty] | Summer Savings | [5 empty] | Winter Savings | [5 empty] | Annual Energy Savings
Year | DSM ADDED Year-Ending Incremental Participants, Matches Filings | (3) DSM NET Year-Ending Incremental Participants | (3) DSM NET Year-Ending Cumulative Participants | DSM Summer Savings Per Participant (KW) | DSM Winter Savings Per Participant (KW) | DSM Energy Savings Per Participant (KWH) | DSM Incremental Summer Savings (MW) | DSM Incremental Winter Savings (MW) | DSM Incremental Energy Savings (GWH) | Cumulative Summer Participants* | Summer Savings Per Participant (KW) | Incremental Summer Savings (MW) | Potential Summer Savings *** at Time of Retail Peak (MW) | Actual Curtailment at Time of Retail Peak (MW) | Actual Temperature at Time of Retail Peak | Cumulative Winter Participants** | Winter Savings Per Participant (KW) | Incremental Winter Savings (MW) | Potential Winter Savings*** at TIme of Retail Peak (MW) | Actual Savings at Time of Retail Peak (MW) | Actual Temperature at Time of Retail Peak | Average Annual Cumulative Energy Participants* | Energy Savings Per Participant (KWH) | Incremental Energy Savings (GWH) | Cumulative Energy Savings (GWH)
1981-1990(1) |  |  | 67 | [7 empty] | 20 |  | 1.34 |  |  |  | 0 |  | 0 |  |  |  | 0 |  | 0
1991-1994(2) |  |  | 38 | [6 empty] | 52.5 | 0 |  | 0 |  |  | 67 | 0 | 0 | 0 |  |  |  | 0 |  | 0
1995 | 0 | 0 | 38 | 5.89 | 0 | 0 | 0 | 0 | 0 | 38 | 0 | 0 | 0 |  |  | 38 | 0 | 0 | 0 |  | 29 | 38 | 0 | 0 | 0
1996 | 1 | -3 | 35 | 6.1 | 0 | 0 | 0.0061 | 0 | 0 | 36.5 | 0 | 0 | 0 |  |  | 38 | 0 | 0 | 0 |  | 26 | 36.5 | 0 | 0 | 0
1997 | 1 | -10 | 25 | 9 | 0 | 0 | 0.009 | 0 | 0 | 30 | 0 | 0 | 0 |  |  | 35 | 0 | 0 | 0 |  | 44 | 30 | 0 | 0 | 0
1998 | 0 | -3 | 22 | 28.5 | 0 | 0 | 0 | 0 | 0 | 23.5 | 0 | 0 | 0 |  |  | 25 | 0 | 0 | 0 |  | 44 | 23.5 | 0 | 0 | 0
1999 | 0 | -6 | 16 | 28.5 | 0 | 0 | 0 | 0 | 0 | 19 | 10.5263 | 0.2 | 0.2 |  |  | 22 | 0 | 0 | 0 |  | 32 | 19 | 0 | 0 | 0
2000 | 0 | -3 | 13 | 28.5 | 0 | 0 | 0 | 0 | 0 | 14.5 | 6.8966 | -0.1 | 0.1 |  |  | 16 | 0 | 0 | 0 |  | 34 | 14.5 | 0 | 0 | 0
2001 | 0 | -2 | 11 | 19.8 | 0 | 0 | 0 | 0 | 0 | 12 | 7.0833 | -0.015 | 0.085 |  |  | 13 | 0 | 0 | 0 |  | 35 | 12 | 0 | 0 | 0
2002 | 0 | -1 | 10 | 28.5 | 0 | 0 | 0 | 0 | 0 | 10.5 | 14.2857 | 0.065 | 0.15 |  |  | 11 | 0 | 0 | 0 |  | 38 | 10.5 | 0 | 0 | 0
2003 | 0 | -3 | 7 | 13.2 | 0 | 0 | 0 | 0 | 0 | 8.5 | 22.3529 | 0.04 | 0.19 |  |  | 10 | 0 | 0 | 0 |  | 28 | 8.5 | 0 | 0 | 0
2004 | 11 | 11 | 18 | 9.69 | 0 | 0 | 0.10659 | 0 | 0 | 12.5 | 14.8 | -0.005 | 0.185 |  |  | 7 | 0 | 0 | 0 |  | 41 | 12.5 | 0 | 0 | 0
2005 | 0 | -3 | 15 | 9.69 | 0 | 0 | 0 | 0 | 0 | 16.5 | 18.1818 | 0.115 | 0.3 | 0.3 | 91 | 18 | 0 | 0 | 0 |  | 33 | 16.5 | 0 | 0 | 0
2006 | 0 | -9 | 6 | 33.63 | 0 | 0 | 0 | 0 | 0 | 10.5 | 51.2333 | 0.23795 | 0.53795 | 0 | 92 | 15 | 0 | 0 | 0 | 0 | 40 | 10.5 | 0 | 0 | 0
2007 | 0 | 0 | 6 | 33.66 | 0 | 0 | 0 | 0 | 0 | 6 | 69.9833 | -0.11805 | 0.4199 | 0 | 94 | 6 | 0 | 0 | 0 | 0 | 41 | 6 | 0 | 0 | 0
2008 | 0 | 0 | 6 | 33.63 | 0 | 0 | 0 | 0 | 0 | 6 | 69.9833 | 0 | 0.4199 | 0 | 96 | 6 | 0 | 0 | 0 | 0 | 30 | 6 | 0 | 0 | 0
2009 | 1 | 1 | 7 | 84.08 | 0 | 0 | 0.08408 | 0 | 0 | 6.5 | 31.0769 | -0.2179 | 0.202 | 0 | 93 | 6 | 0 | 0 | 0 | 0 | 35 | 6.5 | 0 | 0 | 0
2010 |  | -1 | 6 | 55.5 | 0 | 0 | 0 | 0 | 0 | 6.5 | 31.0154 | -0.0004 | 0.2016 | 0 | 93 | 7 | 0 | 0 | 0 | 0 | 32 | 6.5 | 0 | 0 | 0
2011 |  | 0 | 6 | 55.5 | 0 | 0 | 0 | 0 | 0 | 6 | 33.6 | 0 | 0.2016 | 0 | 92 | 6 | 0 | 0 | 0 | 0 | 36 | 6 | 0 | 0 | 0
2012 |  | 0 | 6 | 55.5 | 0 | 0 | 0 | 0 | 0 | 6 | 55.23 | 0.12978 | 0.33138 | 0 | 92 | 6 | 0 | 0 | 0 | 0 | 36 | 6 | 0 | 0 | 0
2013 |  | 0 | 6 | 55.5 | 0 | 0 | 0 | 0 | 0 | 6 | 56 | 0.00462 | 0.336 | 0 | 90 | 6 | 0 | 0 | 0 | 0 | 40 | 6 | 0 | 0 | 0
2014 |  | 0 | 6 | 33.14 | 0 | 0 | 0 | 0 | 0 | 6 | 33.3333 | -0.136 | 0.2 | 0 | 92 | 6 | 0 | 0 | 0 | 0 | 40 | 6 | 0 | 0 | 0
2015 |  | 0 | 6 | 13.2 | 0 | 0 | 0 | 0 | 0 | 6 | 33.3333 | 0 | 0.2 | 0 | 92 | 6 | 0 | 0 | 0 | 0 | 36 | 6 | 0 | 0 | 0
2016 |  | 0 | 6 | 13.2 | 0 | 0 | 0 | 0 | 0 | 6 | 33.3333 | 0 | 0.2 |  |  | 6 | 0 | 0 | 0 |  |  | 6 | 0 | 0 | 0
2017 |  | 1 | 7 | 13.2 | 0 | 0 | 0 | 0 | 0 | 6.5 | 30.2359 | -0.0034667 | 0.19653 |  |  | 6 | 0 | 0 | 0 |  |  | 6.5 | 0 | 0 | 0
2018 |  | 1 | 8 | 13.2 | 0 | 0 | 0 | 0 | 0 | 7.5 | 27.9644 | 0.0132 | 0.20973 |  |  | 7 | 0 | 0 | 0 |  |  | 7.5 | 0 | 0 | 0
2019 |  | 1 | 9 | 13.2 | 0 | 0 | 0 | 0 | 0 | 8.5 | 26.2275 | 0.0132 | 0.22293 |  |  | 8 | 0 | 0 | 0 |  |  | 8.5 | 0 | 0 | 0
2020 |  | 1 | 10 | 13.2 | 0 | 0 | 0 | 0 | 0 | 9.5 | 24.8561 | 0.0132 | 0.23613 |  |  | 9 | 0 | 0 | 0 |  |  | 9.5 | 0 | 0 | 0
2021 |  | 1 | 11 | 13.2 | 0 | 0 | 0 | 0 | 0 | 10.5 | 23.746 | 0.0132 | 0.24933 |  |  | 10 | 0 | 0 | 0 |  |  | 10.5 | 0 | 0 | 0
2022 |  | 1 | 12 | 13.2 | 0 | 0 | 0 | 0 | 0 | 11.5 | 22.829 | 0.0132 | 0.26253 |  |  | 11 | 0 | 0 | 0 |  |  | 11.5 | 0 | 0 | 0
2023 |  | 1 | 13 | 13.2 | 0 | 0 | 0 | 0 | 0 | 12.5 | 22.0587 | 0.0132 | 0.27573 |  |  | 12 | 0 | 0 | 0 |  |  | 12.5 | 0 | 0 | 0
2024 |  | 1 | 14 | 13.2 | 0 | 0 | 0 | 0 | 0 | 13.5 | 21.4025 | 0.0132 | 0.28893 |  |  | 13 | 0 | 0 | 0 |  |  | 13.5 | 0 | 0 | 0
2025 |  | 1 | 15 | 13.2 | 0 | 0 | 0 | 0 | 0 | 14.5 | 20.8368 | 0.0132 | 0.30213 |  |  | 14 | 0 | 0 | 0 |  |  | 14.5 | 0 | 0 | 0
2026 |  | 1 | 16 | 13.2 | 0 | 0 | 0 | 0 | 0 | 15.5 | 20.3441 | 0.0132 | 0.31533 |  |  | 15 | 0 | 0 | 0 |  |  | 15.5 | 0 | 0 | 0
2027 |  | 1 | 17 | 13.2 | 0 | 0 | 0 | 0 | 0 | 16.5 | 19.9111 | 0.0132 | 0.32853 |  |  | 16 | 0 | 0 | 0 |  |  | 16.5 | 0 | 0 | 0
2028 |  | 1 | 18 | 13.2 | 0 | 0 | 0 | 0 | 0 | 17.5 | 19.5276 | 0.0132 | 0.34173 |  |  | 17 | 0 | 0 | 0 |  |  | 17.5 | 0 | 0 | 0
2029 |  | 1 | 19 | 13.2 | 0 | 0 | 0 | 0 | 0 | 18.5 | 19.1856 | 0.0132 | 0.35493 |  |  | 18 | 0 | 0 | 0 |  |  | 18.5 | 0 | 0 | 0
2030 |  | 1 | 20 | 13.2 | 0 | 0 | 0 | 0 | 0 | 19.5 | 18.8786 | 0.0132 | 0.36813 |  |  | 19 | 0 | 0 | 0 |  |  | 19.5 | 0 | 0 | 0
2031 |  | 1 | 21 | 13.2 | 0 | 0 | 0 | 0 | 0 | 20.5 | 18.6016 | 0.0132 | 0.38133 |  |  | 20 | 0 | 0 | 0 |  |  | 20.5 | 0 | 0 | 0
2032 |  | 1 | 22 | 13.2 | 0 | 0 | 0 | 0 | 0 | 21.5 | 18.3504 | 0.0132 | 0.39453 |  |  | 21 | 0 | 0 | 0 |  |  | 21.5 | 0 | 0 | 0
2033 |  | 1 | 23 | 13.2 | 0 | 0 | 0 | 0 | 0 | 22.5 | 18.1215 | 0.0132 | 0.40773 |  |  | 22 | 0 | 0 | 0 |  |  | 22.5 | 0 | 0 | 0
2034 |  | 1 | 24 | 13.2 | 0 | 0 | 0 | 0 | 0 | 23.5 | 17.9121 | 0.0132 | 0.42093 |  |  | 23 | 0 | 0 | 0 |  |  | 23.5 | 0 | 0 | 0
2035 | 0 | 1 | 25 | 13.2 | 0 | 1 | 0 | 0 | 0 | 24.5 | 17.7197 | 0.0132 | 0.43413 |  |  | 24 | 0 | 0 | 0 |  |  | 24.5 | 1 | 2.45e-05 | 2.45e-05
2036 | 0 | 1 | 26 | 13.2 | 0 | 2 | 0 | 0 | 0 | 25.5 | 17.5425 | 0.0132 | 0.44733 |  |  | 25 | 0 | 0 | 0 |  |  | 25.5 | 2 | 2.65e-05 | 5.1e-05
2037 | 0 | 1 | 27 | 13.2 | 0 | 3 | 0 | 0 | 0 | 26.5 | 17.3786 | 0.0132 | 0.46053 |  |  | 26 | 0 | 0 | 0 |  |  | 26.5 | 3 | 2.85e-05 | 7.95e-05
2038 | 0 | 1 | 28 | 13.2 | 0 | 4 | 0 | 0 | 0 | 27.5 | 17.2267 | 0.0132 | 0.47373 |  |  | 27 | 0 | 0 | 0 |  |  | 27.5 | 4 | 3.05e-05 | 0.00011
2039 | 0 | 1 | 29 | 13.2 | 0 | 5 | 0 | 0 | 0 | 28.5 | 17.0854 | 0.0132 | 0.48693 |  |  | 28 | 0 | 0 | 0 |  |  | 28.5 | 5 | 3.25e-05 | 0.0001425
2040 | 0 | 1 | 30 | 13.2 | 0 | 6 | 0 | 0 | 0 | 29.5 | 16.9537 | 0.0132 | 0.50013 |  |  | 29 | 0 | 0 | 0 |  |  | 29.5 | 6 | 3.45e-05 | 0.000177
2041 | 0 | 1 | 31 | 13.2 | 0 | 7 | 0 | 0 | 0 | 30.5 | 16.8306 | 0.0132 | 0.51333 |  |  | 30 | 0 | 0 | 0 |  |  | 30.5 | 7 | 3.65e-05 | 0.0002135
(1) FEECA 90 (1981-1990) cumulative totals.
(2) FEECA 94 (1991-1994) cumulative totals.
(3) NET Totals used for cumulative to reflect those who were added AND those who got off the program during that year for a NET number.
* Incremental Participants for Summer and Energy are the same calculation: Previous Year's "Year-End" Total plus Current Year's "Year-End" Total divided by 2 for an average
** Incremental Participants for Winter equals the Previous Year's "Year-End" Total as it is closer to the month of the Winter Peak, typically in Jan. each year
***NOTE: Savings should be listed here at the meter (converted to at the generator on the front tab)…some history is at the generator..but, leaving it AS IS…not changing history
[5 empty] | 21475 | 9654 | 31129
[5 empty] | 0.04 | 386.16

## COM SB Gen
Conservation Savings @ Meter
PROGRAM: | COM Standby Generator | [12 empty] | update history when time. | [5 empty] | update history when time.
| Added Column | [5 empty] | #'s Match DSM Annual Reports Filed
| Year_End Savings | [8 empty] | Summer Savings | [5 empty] | Winter Savings | [5 empty] | Annual Energy Savings
Year | DSM ADDED Year-Ending Incremental Participants, Matches Filings | (3) DSM NET Year-Ending Incremental Participants | (3) DSM NET Year-Ending Cumulative Participants | DSM Summer Savings Per Participant (KW) | DSM Winter Savings Per Participant (KW) | DSM Energy Savings Per Participant (KWH) | DSM Incremental Summer Savings (MW) | DSM Incremental Winter Savings (MW) | DSM Incremental Energy Savings (GWH) | Cumulative Summer Participants* | Summer Savings Per Participant (KW) | Incremental Summer Savings (MW) | Potential Summer Savings *** at Time of Retail Peak (MW) | Actual Curtailment at Time of Retail Peak (MW) | Actual Temperature at Time of Retail Peak | Cumulative Winter Participants** | Winter Savings Per Participant (KW) | Incremental Winter Savings (MW) | Potential Winter Savings*** at TIme of Retail Peak (MW) | Actual Savings at Time of Retail Peak (MW) | Actual Temperature at Time of Retail Peak | Average Annual Cumulative Energy Participants* | Energy Savings Per Participant (KWH) | Incremental Energy Savings (GWH) | Cumulative Energy Savings (GWH)
1981-1990(1) |  |  | 0 | [9 empty] | 0 | [5 empty] | 0 | [5 empty] | 0
1991-1994(2) |  |  | 39 | [7 empty] | 158.4615 |  | 6.18 |  |  |  | 153.8462 |  | 6 |  |  |  | 10.2564 |  | 0.4
1995 | 9 | 9 | 48 | 233.3333 | 155.5556 | 11111.1111 | 2.1 | 1.4 | 0.1 | 43.5 | 160.9195 | 0.82 | 7 |  |  | 39 | 179.4872 | 1 | 7 | 7 |  | 43.5 | 16091.954 | 0.3 | 0.7
1996 | 3 | 0 | 48 | 2259.3333 | 2290.6667 | 113624.6667 | 6.778 | 6.872 | 0.34087 | 48 | 212.5 | 3.2 | 10.2 |  |  | 48 | 145.8333 | 0 | 7 |  |  | 48 | 18472.2222 | 0.18667 | 0.88667
1997 | 2 | -5 | 43 | 66.5 | 65.5 | 3296 | 0.133 | 0.131 | 0.006592 | 45.5 | 380.2198 | 7.1 | 17.3 | 36.5 |  | 48 | 360.4167 | 10.3 | 17.3 |  |  | 45.5 | 38021.978 | 0.84333 | 1.73
1998 | 1 | -4 | 39 | 291.16 | 253.91 | 13776 | 0.29116 | 0.25391 | 0.013776 | 41 | 421.9512 | 0 | 17.3 |  |  | 43 | 402.3256 | 0 | 17.3 |  |  | 41 | 42195.122 | 0 | 1.73
1999 | 5 | 3 | 42 | 1008.2 | 972.2 | 99320 | 5.041 | 4.861 | 0.4966 | 40.5 | 441.9753 | 0.6 | 17.9 |  |  | 39 | 451.2821 | 0.3 | 17.6 |  |  | 40.5 | 43888.8889 | 0.0475 | 1.7775
2000 | 0 | -1 | 41 | 0 | 0 | 0 | 0 | 0 | 0 | 41.5 | 462.6506 | 1.3 | 19.2 |  |  | 42 | 426.1905 | 0.3 | 17.9 |  |  | 41.5 | 44959.8394 | 0.088333 | 1.8658
2001 | 1 | 1 | 42 | 891 | 891 | 89100 | 0.891 | 0.891 | 0.0891 | 41.5 | 460.241 | -0.1 | 19.1 |  |  | 41 | 468.2927 | 1.3 | 19.2 |  |  | 41.5 | 46124.498 | 0.048333 | 1.9142
2002 | 4 | 2 | 44 | 577 | 490.5 | 54100 | 2.308 | 1.962 | 0.2164 | 43 | 439.5349 | -0.2 | 18.9 |  |  | 42 | 480.9524 | 1 | 20.2 |  |  | 43 | 45213.1783 | 0.03 | 1.9442
2003 | 2 | -4 | 40 | 166.5 | 171 | 16850 | 0.333 | 0.342 | 0.0337 | 42 | 454.7619 | 0.2 | 19.1 |  |  | 44 | 443.1818 | -0.7 | 19.5 |  |  | 42 | 45873.0159 | -0.0175 | 1.9267
2004 | 1 | -6 | 34 | 652 | 627 | 64950 | 0.652 | 0.627 | 0.06495 | 37 | 510.8108 | -0.2 | 18.9 |  |  | 40 | 427.5 | -2.4 | 17.1 |  |  | 37 | 49054.0541 | -0.11167 | 1.815
2005 | 1 | -2 | 32 | 3196.6 | 2997 | 317664 | 3.1966 | 2.997 | 0.31766 | 33 | 536.3636 | -1.2 | 17.7 | 5.2 | 91 | 34 | 452.9412 | -1.7 | 15.4 | 0 | 33 | 33 | 50732.3232 | -0.14083 | 1.6742
2006 | 0 | 0 | 32 | 0 | 0 | 0 | 0 | 0 | 0 | 32 | 518.75 | -1.1 | 16.6 | 0 | 92 | 32 | 512.5 | 1 | 16.4 | 0 | 40 | 32 | 51614.5833 | -0.0225 | 1.6517
2007 | 9 | 9 | 41 | 555.78 | 510.44 | 55124 | 5.002 | 4.594 | 0.49612 | 36.5 | 454.7945 | 0 | 16.6 | 0 | 94 | 32 | 528.125 | 0.5 | 16.9 | 0 | 41 | 36.5 | 45821.9178 | 0.020833 | 1.6725
2008 | 38 | 38 | 79 | 463.26 | 436.85 | 46062 | 17.6039 | 16.6003 | 1.7504 | 60 | 276.6667 | 0 | 16.6 | 0 | 96 | 41 | 556.0976 | 5.9 | 22.8 | 0 | 30 | 60 | 31972.2222 | 0.24583 | 1.9183
2009 | 5 | 5 | 84 | 200.8571 | 199.24 | 20069.5429 | 1.0043 | 0.9962 | 0.10035 | 81.5 | 462.5767 | 21.1 | 37.7 | 21.5962 | 93 | 79 | 213.5443 | -5.93 | 16.87 | 0 | 35 | 81.5 | 35608.3845 | 0.98375 | 2.9021
2010 | 7 | 7 | 91 | 576 | 523.57 | 57076 | 4.032 | 3.665 | 0.39953 | 87.5 | 430.8571 | 0 | 37.7 | 0 | 93 | 84 | 448.8095 | 20.83 | 37.7 | 0 | 32 | 87.5 | 43085.7143 | 0.86792 | 3.77
2011 | 6 | 3 | 94 | 886.17 | 847 | 88225 | 5.317 | 5.082 | 0.52935 | 92.5 | 407.5676 | 0 | 37.7 | 0 | 92 | 91 | 414.2857 | 0 | 37.7 | 0 | 36 | 92.5 | 40756.7568 | 0 | 3.77
2012 | 2 | 1 | 95 | 506 | 506 | 50600 | 1.012 | 1.012 | 0.1012 | 94.5 | 508.2646 | 10.331 | 48.031 | 0 | 92 | 94 | 484.8766 | 7.8784 | 45.5784 | 0 | 36 | 94.5 | 49745.0617 | 0.93091 | 4.7009
2013 | 6 | 2 | 97 | 324.47 | 324.47 | 32447 | 1.9468 | 1.9468 | 0.19468 | 96 | 493.75 | -0.631 | 47.4 | 0 | 90 | 95 | 505.2632 | 2.4216 | 48 | 0 | 40 | 96 | 49635.4167 | 0.064092 | 4.765
2014 | 2 | 2 | 99 | 485.5 | 485.5 | 48550 | 0.971 | 0.971 | 0.0971 | 98 | 495.6122 | 1.17 | 48.57 | 0 | 92 | 97 | 554.2268 | 5.76 | 53.76 | 0 | 40 | 98 | 51767.8571 | 0.30825 | 5.0732
2015 | 4 | -3 | 96 | 860.7475 | 860.7475 | 86074.9975 | 3.443 | 3.443 | 0.3443 | 97.5 | 561.0667 | 6.134 | 54.704 | 0 | 92 | 99 | 532.9071 | -1.0022 | 52.7578 | 0 | 36 | 97.5 | 55274.9573 | 0.31606 | 5.3893
2016 | 0 | -5 | 91 | 298 | 298 | 29800 | 0 | 0 | 0 | 93.5 | 575.1344 | -0.92893 | 53.7751 |  |  | 96 | 532.9071 | -1.5987 | 51.1591 |  |  | 93.5 | 56347.6703 | -0.1208 | 5.2685
2017 |  | 1 | 92 | 298 | 298 | 29800 | 0 | 0 | 0 | 91.5 | 572.1056 | -1.4274 | 52.3477 |  |  | 91 | 532.9071 | -2.6645 | 48.4945 |  |  | 91.5 | 55455.9528 | -0.19429 | 5.0742
2018 |  | 1 | 93 | 298 | 298 | 29800 | 0 | 0 | 0 | 92.5 | 569.1423 | 0.298 | 52.6457 |  |  | 92 | 532.9071 | 0.53291 | 49.0275 |  |  | 92.5 | 55284.4051 | 0.039588 | 5.1138
2019 |  | 1 | 94 | 298 | 298 | 29800 | 0 | 0 | 0 | 93.5 | 566.2424 | 0.298 | 52.9437 |  |  | 93 | 532.9071 | 0.53291 | 49.5604 |  |  | 93.5 | 55116.5269 | 0.039588 | 5.1534
2020 |  | 1 | 95 | 298 | 298 | 29800 | 0 | 0 | 0 | 94.5 | 563.4038 | 0.298 | 53.2417 |  |  | 94 | 532.9071 | 0.53291 | 50.0933 |  |  | 94.5 | 54952.2017 | 0.039588 | 5.193
2021 |  | 1 | 96 | 298 | 298 | 29800 | 0 | 0 | 0 | 95.5 | 560.6247 | 0.298 | 53.5397 |  |  | 95 | 532.9071 | 0.53291 | 50.6262 |  |  | 95.5 | 54791.3179 | 0.039588 | 5.2326
2022 |  | 1 | 97 | 298 | 298 | 29800 | 0 | 0 | 0 | 96.5 | 557.9032 | 0.298 | 53.8377 |  |  | 96 | 532.9071 | 0.53291 | 51.1591 |  |  | 96.5 | 54633.7684 | 0.039588 | 5.2722
2023 |  | 1 | 98 | 298 | 298 | 29800 | 0 | 0 | 0 | 97.5 | 555.2376 | 0.298 | 54.1357 |  |  | 97 | 532.9071 | 0.53291 | 51.692 |  |  | 97.5 | 54479.4507 | 0.039588 | 5.3117
2024 |  | 1 | 99 | 298 | 298 | 29800 | 0 | 0 | 0 | 98.5 | 552.626 | 0.298 | 54.4337 |  |  | 98 | 532.9071 | 0.53291 | 52.2249 |  |  | 98.5 | 54328.2664 | 0.039588 | 5.3513
2025 |  | 1 | 100 | 298 | 298 | 29800 | 0 | 0 | 0 | 99.5 | 550.067 | 0.298 | 54.7317 |  |  | 99 | 532.9071 | 0.53291 | 52.7578 |  |  | 99.5 | 54180.121 | 0.039588 | 5.3909
2026 |  | 1 | 101 | 298 | 298 | 29800 | 0 | 0 | 0 | 100.5 | 547.5588 | 0.298 | 55.0297 |  |  | 100 | 532.9071 | 0.53291 | 53.2907 |  |  | 100.5 | 54034.9237 | 0.039588 | 5.4305
2027 |  | 1 | 102 | 298 | 298 | 29800 | 0 | 0 | 0 | 101.5 | 545.1001 | 0.298 | 55.3277 |  |  | 101 | 532.9071 | 0.53291 | 53.8236 |  |  | 101.5 | 53892.5874 | 0.039588 | 5.4701
2028 |  | 1 | 103 | 298 | 298 | 29800 | 0 | 0 | 0 | 102.5 | 542.6894 | 0.298 | 55.6257 |  |  | 102 | 532.9071 | 0.53291 | 54.3565 |  |  | 102.5 | 53753.0285 | 0.039588 | 5.5097
2029 |  | 1 | 104 | 298 | 298 | 29800 | 0 | 0 | 0 | 103.5 | 540.3253 | 0.298 | 55.9237 |  |  | 103 | 532.9071 | 0.53291 | 54.8894 |  |  | 103.5 | 53616.1663 | 0.039588 | 5.5493
2030 |  | 1 | 105 | 298 | 298 | 29800 | 0 | 0 | 0 | 104.5 | 538.0063 | 0.298 | 56.2217 |  |  | 104 | 532.9071 | 0.53291 | 55.4223 |  |  | 104.5 | 53481.9235 | 0.039588 | 5.5889
2031 |  | 1 | 106 | 298 | 298 | 29800 | 0 | 0 | 0 | 105.5 | 535.7314 | 0.298 | 56.5197 |  |  | 105 | 532.9071 | 0.53291 | 55.9552 |  |  | 105.5 | 53350.2256 | 0.039588 | 5.6284
2032 |  | 1 | 107 | 298 | 298 | 29800 | 0 | 0 | 0 | 106.5 | 533.4992 | 0.298 | 56.8177 |  |  | 106 | 532.9071 | 0.53291 | 56.4881 |  |  | 106.5 | 53221.0009 | 0.039588 | 5.668
2033 |  | 1 | 108 | 298 | 298 | 29800 | 0 | 0 | 0 | 107.5 | 531.3085 | 0.298 | 57.1157 |  |  | 107 | 532.9071 | 0.53291 | 57.0211 |  |  | 107.5 | 53094.1804 | 0.039588 | 5.7076
2034 |  | 1 | 109 | 298 | 298 | 29800 | 0 | 0 | 0 | 108.5 | 529.1582 | 0.298 | 57.4137 |  |  | 108 | 532.9071 | 0.53291 | 57.554 |  |  | 108.5 | 52969.6976 | 0.039588 | 5.7472
2035 | 0 | 1 | 110 | 298 | 298 | 29800 | 0 | 0 | 0 | 109.5 | 527.0472 | 0.298 | 57.7117 |  |  | 109 | 532.9071 | 0.53291 | 58.0869 |  |  | 109.5 | 52847.4884 | 0.039588 | 5.7868
2036 | 0 | 1 | 111 | 298 | 298 | 29800 | 0 | 0 | 0 | 110.5 | 524.9743 | 0.298 | 58.0097 |  |  | 110 | 532.9071 | 0.53291 | 58.6198 |  |  | 110.5 | 52727.4912 | 0.039588 | 5.8264
2037 | 0 | 1 | 112 | 298 | 298 | 29800 | 0 | 0 | 0 | 111.5 | 522.9387 | 0.298 | 58.3077 |  |  | 111 | 532.9071 | 0.53291 | 59.1527 |  |  | 111.5 | 52609.6464 | 0.039588 | 5.866
2038 | 0 | 1 | 113 | 298 | 298 | 29800 | 0 | 0 | 0 | 112.5 | 520.9392 | 0.298 | 58.6057 |  |  | 112 | 532.9071 | 0.53291 | 59.6856 |  |  | 112.5 | 52493.8966 | 0.039588 | 5.9056
2039 | 0 | 1 | 114 | 298 | 298 | 29800 | 0 | 0 | 0 | 113.5 | 518.975 | 0.298 | 58.9037 |  |  | 113 | 532.9071 | 0.53291 | 60.2185 |  |  | 113.5 | 52380.1864 | 0.039588 | 5.9452
2040 | 0 | 1 | 115 | 298 | 298 | 29800 | 0 | 0 | 0 | 114.5 | 517.0451 | 0.298 | 59.2017 |  |  | 114 | 532.9071 | 0.53291 | 60.7514 |  |  | 114.5 | 52268.4625 | 0.039588 | 5.9847
2041 | 0 | 1 | 116 | 298 | 298 | 29800 | 0 | 0 | 0 | 115.5 | 515.1486 | 0.298 | 59.4997 |  |  | 115 | 532.9071 | 0.53291 | 61.2843 |  |  | 115.5 | 52158.6732 | 0.039588 | 6.0243
(1) FEECA 90 (1981-1990) cumulative totals.
(2) FEECA 94 (1991-1994) cumulative totals.
(3) NET Totals used for cumulative to reflect those who were added AND those who got off the program during that year for a NET number.
* Incremental Participants for Summer and Energy are the same calculation: Previous Year's "Year-End" Total plus Current Year's "Year-End" Total divided by 2 for an average
** Incremental Participants for Winter equals the Previous Year's "Year-End" Total as it is closer to the month of the Winter Peak, typically in Jan. each year
***NOTE: Savings should be listed here at the meter (converted to at the generator on the front tab)…some history is at the generator..but, leaving it AS IS…not changing history
| 2015 | Blend |  | 860.7475 | 860.7475 | 86074.9975

## COM DMD Response
Conservation Savings @ Meter
PROGRAM: | COM Demand Response | [10 empty] | Contract Based, Check w/Drew Siriani annually to verify if contract changes.
#'s Match DSM Annual Reports Filed
| Year_End Savings | [7 empty] | Summer Savings |  |  |  | Winter Savings |  |  |  | Annual Energy Savings
Year | DSM Year-Ending Incremental Participants | DSM Year-Ending Cumulative Participants | DSM Summer Savings Per Participant (KW) | DSM Winter Savings Per Participant (KW) | DSM Energy Savings Per Participant (KWH) | DSM Incremental Summer Savings (MW) | DSM Incremental Winter Savings (MW) | DSM Incremental Energy Savings (GWH) | Incremental Summer Participants* | Summer Savings Per Participant (KW) | Incremental Summer Savings (MW) | Cumulative Summer Savings (MW) | Incremental Winter Participants** | Winter Savings Per Participant (KW) | Incremental Winter Savings (MW) | Cumulative Winter Savings (MW) | Average Annual Incremental Energy Participants* | Energy Savings Per Participant (KWH) | Incremental Energy Savings (GWH) | Cumulative Energy Savings (GWH)
1981-1990(1)
1991-1994(2) |  | 0
1995 | 0 | 0 | 0 | 0 | 0 | 0 | 0 | 0 | 0 | 0 | 0 | 0 | 0 | 0 | 0 | 0 | 0 | 0 | 0 | 0
1996 | 0 | 0 | 0 | 0 | 0 | 0 | 0 | 0 | 0 | 0 | 0 | 0 | 0 | 0 | 0 | 0 | 0 | 0 | 0 | 0
1997 | 0 | 0 | 0 | 0 | 0 | 0 | 0 | 0 | 0 | 0 | 0 | 0 | 0 | 0 | 0 | 0 | 0 | 0 | 0 | 0
1998 | 0 | 0 | 0 | 0 | 0 | 0 | 0 | 0 | 0 | 0 | 0 | 0 | 0 | 0 | 0 | 0 | 0 | 0 | 0 | 0
1999 | 0 | 0 | 0 | 0 | 0 | 0 | 0 | 0 | 0 | 0 | 0 | 0 | 0 | 0 | 0 | 0 | 0 | 0 | 0 | 0
2000 | 0 | 0 | 0 | 0 | 0 | 0 | 0 | 0 | 0 | 0 | 0 | 0 | 0 | 0 | 0 | 0 | 0 | 0 | 0 | 0
2001 | 0 | 0 | 0 | 0 | 0 | 0 | 0 | 0 | 0 | 0 | 0 | 0 | 0 | 0 | 0 | 0 | 0 | 0 | 0 | 0
2002 | 0 | 0 | 0 | 0 | 0 | 0 | 0 | 0 | 0 | 0 | 0 | 0 | 0 | 0 | 0 | 0 | 0 | 0 | 0 | 0
2003 | 0 | 0 | 0 | 0 | 0 | 0 | 0 | 0 | 0 | 0 | 0 | 0 | 0 | 0 | 0 | 0 | 0 | 0 | 0 | 0
2004 | 0 | 0 | 0 | 0 | 0 | 0 | 0 | 0 | 0 | 0 | 0 | 0 | 0 | 0 | 0 | 0 | 0 | 0 | 0 | 0
2005 | 0 | 0 | 0 | 0 | 0 | 0 | 0 | 0 | 0 | 0 | 0 | 0 | 0 | 0 | 0 | 0 | 0 | 0 | 0 | 0
2006 | 0 | 0 | 0 | 0 | 0 | 0 | 0 | 0 | 0 | 0 | 0 | 0 | 0 | 0 | 0 | 0 | 0 | 0 | 0 | 0
2007 | 0 | 0 | 0 | 0 | 0 | 0 | 0 | 0 | 0 | 0 | 0 | 0 | 0 | 0 | 0 | 0 | 0 | 0 | 0 | 0
2008 | 82 | 82 | 304.88 | 304.88 | 26829 | 25.0002 | 25.0002 | 2.2 | 41 | 304.88 | 12.5001 | 34.8521 | 0 | 304.88 | 0 | 34.8521 | 41 | 26829 | 1.1 | 1.1 | 34.8521
2009 | 4 | 86 | 304.88 | 304.88 | 26829 | 1.2195 | 1.2195 | 0.10732 | 43 | 304.88 | 13.1098 | 34.8521 | 82 | 304.88 | 25.0002 | 34.8521 | 43 | 26829 | 1.1536 | 2.2536 | 34.8521
2010 | 17 | 103 | 500 | 500 | 37500 | 8.5 | 8.5 | 0.6375 | 10.5 | 500 | 5.25 | 34.8521 | 4 | 500 | 2 | 34.8521 | 10.5 | 37500 | 0.39375 | 2.6474 | 34.8521
2011 | 18 | 100 | 104.23 | 104.23 | 7817 | 1.8761 | 1.8761 | 0.14071 | 17.5 | 104.23 | 1.824 | 36.8437 | 17 | 104.23 | 1.7719 | 36.8437 | 17.5 | 7817 | 0.1368 | 2.7842 | 36.8437
2012 | 7 | 97 | 500 | 500 | 10714 | 3.5 | 3.5 | 0.074998 | 12.5 | 500 | 6.25 | 37.8394 | 18 | 500 | 9 | 37.8394 | 12.5 | 10714 | 0.13392 | 2.9181 | 37.8394
2013 | 7 | 98 | 142.86 | 142.86 | 10714 | 1 | 1 | 0.074998 | 7 | 142.86 | 1 | 38.8352 | 7 | 142.86 | 1 | 38.8352 | 7 | 10714 | 0.074998 | 2.9931 | 38.8352
2014 | 19 | 117 | 142.86 | 142.86 | 10714 | 2.7143 | 2.7143 | 0.20357 | 13 | 142.86 | 1.8572 | 40.6924 | 7 | 142.86 | 1 | 39.8352 | 13 | 10714 | 0.13928 | 3.1324 | 39.3027
2015 | 4 | 96 | 261.25 | 261.25 | 19593.75 | 1.045 | 1.045 | 0.078375 | 11.5 | 261.25 | 3.0044 | 40 | 19 | 261.25 | 4.9638 | 40 | 11.5 | 19593.75 | 0.22533 | 3.3577 | 39.7702
2016 | 0 | 96 | 470.59 | 470.59 | 35294 | 0 | 0 | 0 | 2 | 470.59 | 0.94118 | 40 | 4 | 470.59 | 1.8824 | 40 | 2 | 35294 | 0.070588 | 3.4283 | 40.2377
2017 | 1 | 97 | 470.59 | 470.59 | 35294 | 0.47059 | 0.47059 | 0.035294 | 0.5 | 470.59 | 0.23529 | 40 | 0 | 470.59 | 0 | 40 | 0.5 | 35294 | 0.017647 | 3.446 | 40.7052
2018 | 1 | 98 | 470.59 | 470.59 | 35294 | 0.47059 | 0.47059 | 0.035294 | 1 | 470.59 | 0.47059 | 40 | 1 | 470.59 | 0.47059 | 40 | 1 | 35294 | 0.035294 | 3.4812 | 41.1727
2019 | 1 | 99 | 470.59 | 470.59 | 35294 | 0.47059 | 0.47059 | 0.035294 | 1 | 470.59 | 0.47059 | 40 | 1 | 470.59 | 0.47059 | 40 | 1 | 35294 | 0.035294 | 3.5165
2020 | 1 | 100 | 470.59 | 470.59 | 35294 | 0.47059 | 0.47059 | 0.035294 | 1 | 470.59 | 0.47059 | 40 | 1 | 470.59 | 0.47059 | 40 | 1 | 35294 | 0.035294 | 3.5518
2021 | 1 | 101 | 470.59 | 470.59 | 35294 | 0.47059 | 0.47059 | 0.035294 | 1 | 470.59 | 0.47059 | 40 | 1 | 470.59 | 0.47059 | 40 | 1 | 35294 | 0.035294 | 3.5871
2022 | 1 | 102 | 470.59 | 470.59 | 35294 | 0.47059 | 0.47059 | 0.035294 | 1 | 470.59 | 0.47059 | 40 | 1 | 470.59 | 0.47059 | 40 | 1 | 35294 | 0.035294 | 3.6224
2023 | 1 | 103 | 470.59 | 470.59 | 35294 | 0.47059 | 0.47059 | 0.035294 | 1 | 470.59 | 0.47059 | 40 | 1 | 470.59 | 0.47059 | 40 | 1 | 35294 | 0.035294 | 3.6577
2024 | 1 | 104 | 470.59 | 470.59 | 35294 | 0.47059 | 0.47059 | 0.035294 | 1 | 470.59 | 0.47059 | 40 | 1 | 470.59 | 0.47059 | 40 | 1 | 35294 | 0.035294 | 3.693
2025 | 1 | 105 | 470.59 | 470.59 | 35294 | 0.47059 | 0.47059 | 0.035294 | 1 | 470.59 | 0.47059 | 40 | 1 | 470.59 | 0.47059 | 40 | 1 | 35294 | 0.035294 | 3.7283
2026 | 1 | 106 | 470.59 | 470.59 | 35294 | 0.47059 | 0.47059 | 0.035294 | 1 | 470.59 | 0.47059 | 40 | 1 | 470.59 | 0.47059 | 40 | 0 | 35294 | 0 | 3.7283
2027 | 1 | 107 | 470.59 | 470.59 | 35294 | 0.47059 | 0.47059 | 0.035294 | 1 | 470.59 | 0.47059 | 40 | 1 | 470.59 | 0.47059 | 40 | 1 | 35294 | 0.035294 | 3.7636
2028 | 1 | 108 | 470.59 | 470.59 | 35294 | 0.47059 | 0.47059 | 0.035294 | 1 | 470.59 | 0.47059 | 40 | 1 | 470.59 | 0.47059 | 40 | 1 | 35294 | 0.035294 | 3.7989
2029 | 1 | 109 | 470.59 | 470.59 | 35294 | 0.47059 | 0.47059 | 0.035294 | 1 | 470.59 | 0.47059 | 40 | 1 | 470.59 | 0.47059 | 40 | 1 | 35294 | 0.035294 | 3.8342
2030 | 1 | 110 | 470.59 | 470.59 | 35294 | 0.47059 | 0.47059 | 0.035294 | 1 | 470.59 | 0.47059 | 40 | 1 | 470.59 | 0.47059 | 40 | 1 | 35294 | 0.035294 | 3.8695
2031 | 1 | 111 | 470.59 | 470.59 | 35294 | 0.47059 | 0.47059 | 0.035294 | 1 | 470.59 | 0.47059 | 40 | 1 | 470.59 | 0.47059 | 40 | 1 | 35294 | 0.035294 | 3.9048
2032 | 1 | 112 | 470.59 | 470.59 | 35294 | 0.47059 | 0.47059 | 0.035294 | 1 | 470.59 | 0.47059 | 40 | 1 | 470.59 | 0.47059 | 40 | 1 | 35294 | 0.035294 | 3.9401
2033 | 1 | 113 | 470.59 | 470.59 | 35294 | 0.47059 | 0.47059 | 0.035294 | 1 | 470.59 | 0.47059 | 40 | 1 | 470.59 | 0.47059 | 40 | 1 | 35294 | 0.035294 | 3.9754
2034 | 1 | 114 | 470.59 | 470.59 | 35294 | 0.47059 | 0.47059 | 0.035294 | 1 | 470.59 | 0.47059 | 40 | 1 | 470.59 | 0.47059 | 40 | 1 | 35294 | 0.035294 | 4.0107
2035 | 1 | 115 | 470.59 | 470.59 | 35294 | 0.47059 | 0.47059 | 0.035294 | 1 | 470.59 | 0.47059 | 40 | 1 | 470.59 | 0.47059 | 40 | 1 | 35294 | 0.035294 | 4.0459
2036 | 1 | 116 | 470.59 | 470.59 | 35294 | 0.47059 | 0.47059 | 0.035294 | 1 | 470.59 | 0.47059 | 40 | 1 | 470.59 | 0.47059 | 40 | 1 | 35294 | 0.035294 | 4.0812
2037 | 1 | 117 | 470.59 | 470.59 | 35294 | 0.47059 | 0.47059 | 0.035294 | 1 | 470.59 | 0.47059 | 40 | 1 | 470.59 | 0.47059 | 40 | 1 | 35294 | 0.035294 | 4.1165
2038 | 1 | 118 | 470.59 | 470.59 | 35294 | 0.47059 | 0.47059 | 0.035294 | 1 | 470.59 | 0.47059 | 40 | 1 | 470.59 | 0.47059 | 40 | 1 | 35294 | 0.035294 | 4.1518
2039 | 1 | 119 | 470.59 | 470.59 | 35294 | 0.47059 | 0.47059 | 0.035294 | 1 | 470.59 | 0.47059 | 40 | 1 | 470.59 | 0.47059 | 40 | 1 | 35294 | 0.035294 | 4.1871
2040 | 1 | 120 | 470.59 | 470.59 | 35294 | 0.47059 | 0.47059 | 0.035294 | 1 | 470.59 | 0.47059 | 40 | 1 | 470.59 | 0.47059 | 40 | 1 | 35294 | 0.035294 | 4.2224
2041 | 1 | 121 | 470.59 | 470.59 | 35294 | 0.47059 | 0.47059 | 0.035294 | 1 | 470.59 | 0.47059 | 40 | 1 | 470.59 | 0.47059 | 40 | 1 | 35294 | 0.035294 | 4.2577
(1) FEECA 90 (1981-1990) cumulative totals.
(2) FEECA 94 (1991-1994) cumulative totals.
* Incremental Participants for Summer and Energy are the same calculation: Previous Year's "Year-End" Total plus Current Year's "Year-End" Total divided by 2 for an average
** Incremental Participants for Winter equals the Previous Year's "Year-End" Total as it is closer to the month of the Winter Peak, typically in Jan. each year
Blend
| 2015 |  | 261.25 | 261.25 | 19593.75

## RES Prime Time
Conservation Savings @ Meter |  |  | ** 05/11/2016 DISCONTINUED PROGRAM...Program ended May 11, 2016
PROGRAM: | RES Prime Time (aka Load Management)
| Added Column |  | 13580 |  |  |  | #'s Match DSM Annual Reports Filed
| Year_End Savings | [8 empty] | Summer Savings | [5 empty] | Winter Savings | [5 empty] | Annual Energy Savings
Year | DSM ADDED Year-Ending Incremental Participants, Matches Filings | (3) DSM NET Year-Ending Incremental Participants | (3) DSM NET Year-Ending Cumulative Participants | DSM Summer Savings Per Participant (KW) | DSM Winter Savings Per Participant (KW) | DSM Energy Savings Per Participant (KWH) | DSM Incremental Summer Savings (MW) | DSM Incremental Winter Savings (MW) | DSM Incremental Energy Savings (GWH) | Cumulative Summer Participants* (Fcst=July) (Act=PkMth) | Summer Savings Per Participant (KW) | Incremental Summer Savings (MW) | Potential Summer Savings *** at Time of Retail Peak (MW) | Actual Curtailment at Time of Retail Peak (MW) | Actual Temperature at time of Retail Peak | Cumulative Winter Participants** (Fcst=Jan) (Act=PkMth) | Winter Savings Per Participant (KW) | Incremental Winter Savings (MW) | Potential Winter Savings*** at Time of Retail Peak (MW) | Actual Curtailment at Time of Retail Peak (MW) | Actual Temperature at time of Retail Peak | Average Annual Cumulative Energy Participants* | Energy Savings Per Participant (KWH) | Incremental Energy Savings (GWH) | Cumulative Energy Savings (GWH)
1981-1990(1) |  |  | 57826 | [7 empty] | 1.3501 |  | 78.07 | NA | NA |  | 2.82 |  | 163.07 |  |  |  | 0 |  | 0
1991-1994(2) |  |  | 73122 | [6 empty] | 72024 | 1.3357 | 18.13 | 96.2 | NA | NA | 70974 | 2.5615 | 18.73 | 181.8 |  |  |  | 0 |  | 0
1995 | 571 | 571 | 73693 | 1.2259 | 2.9947 | 0 | 0.7 | 1.71 | 0 | 73791 | 1.3199 | 1.2 | 97.4 | 0 | 97 | 73262 | 3.1012 | 45.4 | 227.2 | 0 | 29 | 73791 | 0 | 0 | 0
1996 | 3890 | 3280 | 76973 | 1.22 | 2.99 | 0 | 4.0016 | 11.6311 | 0 | 75119 | 1.3033 | 0.5 | 97.9 | 0 | 93 | 73748 | 3.3167 | 17.4 | 244.6 | 39.548 | 26 | 75119 | 0 | 0 | 0
1997 | 2782 | 819 | 77792 | 1.15 | 2.81 | 0 | 0.94185 | 7.8174 | 0 | 77875 | 1.148 | -8.5 | 89.4 | 55.342 | 88 | 76973 | 2.0033 | -90.4 | 154.2 | 0 | 44 | 77875 | 0 | 0 | 0
1998 | 2433 | 111 | 77903 | 1.15 | 2.81 | 0 | 0.12765 | 6.8367 | 0 | 78087 | 1.2883 | 11.2 | 100.6 | 90.048 | 91 | 78160 | 1.923 | -3.9 | 150.3 | 47.081 | 44 | 78087 | 0 | 0 | 0
1999 | 999 | -878 | 77025 | 1.15 | 2.81 | 0 | -1.0097 | 2.8072 | 0 | 77472 | 1.1875 | -8.6 | 92 | 41.272 | 92 | 77796 | 3.2148 | 99.8 | 250.1 | 21.6573 | 32 | 77472 | 0 | 0 | 0
2000 | 1303 | -1174 | 75851 | 1.29 | 2.98 | 0 | -1.5145 | 3.8829 | 0 | 76415 | 0.96185 | -18.5 | 73.5 | 0 | 91 | 77088 | 2.549 | -53.6 | 196.5 | 24.3902 | 34 | 76415 | 0 | 0 | 0
2001 | 1110 | -670 | 75181 | 1.17 | 2.76 | 0 | -0.7839 | 3.0636 | 0 | 75286 | 1.1237 | 11.1 | 84.6 | 0 | 92 | 75861 | 2.4294 | -12.2 | 184.3 | 94.7467 | 35 | 75286 | 0 | 0 | 0
2002 | 1654 | -270 | 74911 | 1.28 | 2.94 | 0 | -0.3456 | 4.8628 | 0 | 75035 | 1.2381 | 8.3 | 92.9 | 0 | 94 | 75181 | 2.1974 | -19.1 | 165.2 | 0 | 38 | 75035 | 0 | 0 | 0
2003 | 1489 | -1608 | 73303 | 1.228 | 2.8 | 0 | -1.9746 | 4.1692 | 0 | 74470 | 0.79898 | -33.4 | 59.5 | 0 | 94 | 74822 | 2.6343 | 31.9 | 197.1 | 0 | 28 | 74470 | 0 | 0 | 0
2004 | 1447 | -2170 | 71133 | 0.85695 | 1.9005 | 0 | -1.8596 | 2.75 | 0 | 72645 | 1.2238 | 29.4 | 88.9 | 0 | 94 | 73308 | 1.7433 | -69.3 | 127.8 | 0 | 41 | 72645 | 0 | 0 | 0
2005 | 0 | -8623 | 62510 | 0 | 0 | 0 | 0 | 0 | 0 | 67164 | 1.0755 | -16.6674 | 72.2326 | 72.2326 | 93 | 71199 | 2.4916 | 49.6 | 177.4 | 0 | 33 | 67164 | 0 | 0 | 0
2006 | 0 | -5481 | 57029 | 0 | 0 | 0 | 0 | 0 | 0 | 58974 | 1.2192 | -0.33265 | 71.9 | 0 | 92 | 62067 | 1.9495 | -56.4 | 121 | 0 | 40 | 58974 | 0 | 0 | 0
2007 | 0 | -3474 | 53555 | 0 | 0 | 0 | 0 | 0 | 0 | 54846 | 1.1833 | -7 | 64.9 | 19.6998 | 94 | 56797 | 1.5881 | -30.8 | 90.2 | 0 | 41 | 54846 | 0 | 0 | 0
2008 | 0 | -2872 | 50683 | 0 | 0 | 0 | 0 | 0 | 0 | 52363 | 1.2284 | -0.57813 | 64.3219 | 0 | 96 | 53447 | 2.2639 | 30.8 | 121 | 0 | 30 | 52363 | 0 | 0 | 0
2009 | 0 | -2603 | 48080 | 0 | 0 | 0 | 0 | 0 | 0 | 49722 | 1.0521 | -12.0074 | 52.3145 | 52.705 | 93 | 50683 | 1.9451 | -22.4151 | 98.5849 | 0 | 35 | 49722 | 0 | 0 | 0
2010 | 0 | -2651 | 45429 | 1.024 | 2.187 | 0 | -2.7146 | 0 | 0 | 46933 | 0.99305 | -5.7074 | 46.607 | 0 | 93 | 48080 | 2.1336 | 3.9978 | 102.5827 | 0 | 32 | 46933 | 0 | 0 | 0
2011 | 0 | -2537 | 42892 | 1.0293 | 2.181 | 0 | -2.6114 | 0 | 0 | 43956 | 1.0293 | -1.3625 | 45.2445 | 0 | 92 | 45429 | 1.8186 | -19.9634 | 82.6193 | 0 | 36 | 43956 | 0 | 0 | 0
2012 | 0 | -2515 | 40377 | 1.0267 | 2.181 | 0 | -2.5822 | 0 | 0 | 41382 | 1.0267 | -2.7564 | 42.4881 | 0 | 92 | 42892 | 1.8473 | -3.3852 | 79.2341 | 0 | 36 | 41382 | 0 | 0 | 0
2013 | 0 | -2958 | 37419 | 0.93258 | 1.5916 | 0 | -2.7586 | 0 | 0 | 38822 | 0.93258 | -6.2834 | 36.2047 | 0 | 90 | 40377 | 1.5916 | -14.9706 | 64.2635 | 0 | 40 | 38822 | 0 | 0 | 0
2014 | 0 | -11202 | 26217 | 0.93258 | 1.5916 | 0 | -10.4468 | 0 | 0 | 33489 | 0.93258 | -2.4823 | 33.7224 | 0 | 92 | 37419 | 1.5916 | -4.9459 | 59.3177 | 0 | 40 | 33489 | 0 | 0 | 0
2015 | 0 | -12637 | 13580 | 0.93258 | 1.5916 | 0 | -11.7851 | 0 | 0 | 19421 | 0.93258 | -13.7616 | 19.9609 | 0 | 92 | 26217 | 1.5916 | -15.3177 | 44 | 0 | 36 | 19421 | 0 | 0 | 0
2016 | 0 | -13580 | 0 | 0.93258 | 1.5916 | 0 | -12.6645 | 0 | 0 | 0 | 0.93258 | -19.9609 | 0 |  |  | 12448.3333 | 1.5916 | -24.1874 | 19.8126 |  |  | 0 | 0 | 0 | 0
2017 | 0 |  | 0 |  |  |  | 0 | 0 | 0 | 0 | 0 | 0 | 0 |  |  | 0 | 0 | -19.8126 | 0 |  |  | 0 | 0 | 0 | 0
2018 | 0 |  | 0 |  |  |  | 0 | 0 | 0 | 0 | 0 | 0 | 0 |  |  | 0 | 0 | 0 | 0 |  |  | 0 | 0 | 0 | 0
2019 | 0 |  | 0 |  |  |  | 0 | 0 | 0 | 0 | 0 | 0 | 0 |  |  | 0 | 0 | 0 | 0 |  |  | 0 | 0 | 0 | 0
2020 | 0 |  | 0 |  |  |  | 0 | 0 | 0 | 0 | 0 | 0 | 0 |  |  | 0 | 0 | 0 | 0 |  |  | 0 | 0 | 0 | 0
2021 | 0 |  | 0 |  |  |  | 0 | 0 | 0 | 0 | 0 | 0 | 0 |  |  | 0 | 0 | 0 | 0 |  |  | 0 | 0 | 0 | 0
2022 | 0 |  | 0 |  |  |  | 0 | 0 | 0 | 0 | 0 | 0 | 0 |  |  | 0 | 0 | 0 | 0 |  |  | 0 | 0 | 0 | 0
2023 | 0 |  | 0 |  |  |  | 0 | 0 | 0 | 0 | 0 | 0 | 0 |  |  | 0 | 0 | 0 | 0 |  |  | 0 | 0 | 0 | 0
2024 | 0 |  | 0 |  |  |  | 0 | 0 | 0 | 0 | 0 | 0 | 0 |  |  | 0 | 0 | 0 | 0 |  |  | 0 | 0 | 0 | 0
2025 | 0 |  | 0 |  |  |  | 0 | 0 | 0 | 0 | 0 | 0 | 0 |  |  | 0 | 0 | 0 | 0 |  |  | 0 | 0 | 0 | 0
2026 | 0 |  | 0 |  |  |  | 0 | 0 | 0 | 0 | 0 | 0 | 0 |  |  | 0 | 0 | 0 | 0 |  |  | 0 | 0 | 0 | 0
2027 | 0 |  | 0 |  |  |  | 0 | 0 | 0 | 0 | 0 | 0 | 0 |  |  | 0 | 0 | 0 | 0 |  |  | 0 | 0 | 0 | 0
2028 | 0 |  | 0 |  |  |  | 0 | 0 | 0 | 0 | 0 | 0 | 0 |  |  | 0 | 0 | 0 | 0 |  |  | 0 | 0 | 0 | 0
2029 | 0 |  | 0 |  |  |  | 0 | 0 | 0 | 0 | 0 | 0 | 0 |  |  | 0 | 0 | 0 | 0 |  |  | 0 | 0 | 0 | 0
2030 | 0 |  | 0 |  |  |  | 0 | 0 | 0 | 0 | 0 | 0 | 0 |  |  | 0 | 0 | 0 | 0 |  |  | 0 | 0 | 0 | 0
2031 | 0 |  | 0 |  |  |  | 0 | 0 | 0 | 0 | 0 | 0 | 0 |  |  | 0 | 0 | 0 | 0 |  |  | 0 | 0 | 0 | 0
2032 | 0 |  | 0 |  |  |  | 0 | 0 | 0 | 0 | 0 | 0 | 0 |  |  | 0 | 0 | 0 | 0 |  |  | 0 | 0 | 0 | 0
2033 | 0 |  | 0 |  |  |  | 0 | 0 | 0 | 0 | 0 | 0 | 0 |  |  | 0 | 0 | 0 | 0 |  |  | 0 | 0 | 0 | 0
2034 | 0 |  | 0 |  |  |  | 0 | 0 | 0 | 0 | 0 | 0 | 0 |  |  | 0 | 0 | 0 | 0 |  |  | 0 | 0 | 0 | 0
2035 | 0 |  | 0 |  |  |  | 0 | 0 | 0 | 0 | 0 | 0 | 0 |  |  | 0 | 0 | 0 | 0
2036 | 0 |  | 0 |  |  |  | 0 | 0 | 0 | 0 | 0 | 0 | 0 |  |  | 0 | 0 | 0 | 0
2037 | 0 |  | 0 |  |  |  | 0 | 0 | 0 | 0 | 0 | 0 | 0 |  |  | 0 | 0 | 0 | 0
2038 | 0 |  | 0 |  |  |  | 0 | 0 | 0 | 0 | 0 | 0 | 0 |  |  | 0 | 0 | 0 | 0
2039 | 0 |  | 0 |  |  |  | 0 | 0 | 0 | 0 | 0 | 0 | 0 |  |  | 0 | 0 | 0 | 0
2040 | 0 |  | 0 |  |  |  | 0 | 0 | 0 | 0 | 0 | 0 | 0 |  |  | 0 | 0 | 0 | 0
2041 | 0 |  | 0 |  |  |  | 0 | 0 | 0 | 0 | 0 | 0 | 0 |  |  | 0 | 0 | 0 | 0
(1) FEECA 90 (1981-1990) cumulative totals.
(2) FEECA 94 (1991-1994) cumulative totals.
(3) NET Totals used for cumulative to reflect those who were added AND those who got off the program during that year for a NET number.
* Incremental Participants for Summer and Energy are the same calculation: Previous Year's "Year-End" Total plus Current Year's "Year-End" Total divided by 2 for an average
** Incremental Participants for Winter equals the Previous Year's "Year-End" Total as it is closer to the month of the Winter Peak, typically in Jan. each year
***NOTE: Savings should be listed here at the meter (converted to at the generator on the front tab)…some history is at the generator..but, leaving it AS IS…not changing history

## RES HVAC Re-com
Conservation Savings @ Meter |  |  |  | ** 11/3/2015 DISCONTINUED PROGRAM WITH 2015-2024 DSM PLAN
PROGRAM: | RES | Maintenance aka RESIDENTIAL HVAC RE-COMMISSIONING
#'s Match DSM Annual Reports Filed
| Year_End Savings | [7 empty] | Summer Savings |  |  |  | Winter Savings |  |  |  | Annual Energy Savings
Year | DSM Year-Ending Incremental Participants | DSM Year-Ending Cumulative Participants | DSM Summer Savings Per Participant (KW) | DSM Winter Savings Per Participant (KW) | DSM Energy Savings Per Participant (KWH) | DSM Incremental Summer Savings (MW) | DSM Incremental Winter Savings (MW) | DSM Incremental Energy Savings (GWH) | Incremental Summer Participants* | Summer Savings Per Participant (KW) | Incremental Summer Savings (MW) | Cumulative Summer Savings (MW) | Incremental Winter Participants** | Winter Savings Per Participant (KW) | Incremental Winter Savings (MW) | Cumulative Winter Savings (MW) | Average Annual Incremental Energy Participants* | Energy Savings Per Participant (KWH) | Incremental Energy Savings (GWH) | Cumulative Energy Savings (GWH)
1981-1990(1)
1991-1994(2)
1995
1996
1997
1998
1999
2000
2001
2002
2003
2004
2005
2006
2007
2008
2009 |  |  | 0 | 0 | 0
2010 | 0 | 0 | 0.14 | 0.13 | 355 | 0 | 0 | 0 | 0 | 0.14 | 0 | 0 | 0 | 0.13 | 0 | 0 | 0 | 355 | 0 | 0
2011 | 0 | 0 | 0.14 | 0.13 | 355 | 0 | 0 | 0 | 0 | 0.14 | 0 | 0 | 0 | 0.13 | 0 | 0 | 0 | 355 | 0 | 0
2012 | 671 | 671 | 0.14 | 0.13 | 355 | 0.09394 | 0.08723 | 0.23821 | 335.5 | 0.14 | 0.04697 | 0.04697 | 0 | 0.13 | 0 | 0 | 335.5 | 355 | 0.1191 | 0.1191
2013 | 206 | 877 | 0.14 | 0.13 | 355 | 0.02884 | 0.02678 | 0.07313 | 438.5 | 0.14 | 0.06139 | 0.10836 | 671 | 0.13 | 0.08723 | 0.08723 | 438.5 | 355 | 0.15567 | 0.27477
2014 | 78 | 955 | 0.14 | 0.13 | 355 | 0.01092 | 0.01014 | 0.02769 | 142 | 0.14 | 0.01988 | 0.12824 | 206 | 0.13 | 0.02678 | 0.11401 | 142 | 355 | 0.05041 | 0.32518
2015 | 138 | 1093 | 1.14 | 0.13 | 355 | 0.15732 | 0.01794 | 0.04899 | 108 | 1.14 | 0.12312 | 0.25136 | 78 | 0.13 | 0.01014 | 0.12415 | 108 | 355 | 0.03834 | 0.36352
2016 |  | 1093 |  |  |  | 0 | 0 | 0 | 69 | 0 | 0 | 0.25136 | 138 | 0 | 0 | 0.12415 | 69 | 0 | 0 | 0.36352
2017 |  | 1093 |  |  |  | 0 | 0 | 0 | 0 | 0 | 0 | 0.25136 | 0 | 0 | 0 | 0.12415 | 0 | 0 | 0 | 0.36352
2018 |  | 1093 |  |  |  | 0 | 0 | 0 | 0 | 0 | 0 | 0.25136 | 0 | 0 | 0 | 0.12415 | 0 | 0 | 0 | 0.36352
2019 |  | 1093 |  |  |  | 0 | 0 | 0 | 0 | 0 | 0 | 0.25136 | 0 | 0 | 0 | 0.12415 | 0 | 0 | 0 | 0.36352
2020 |  | 1093 |  |  |  | 0 | 0 | 0 | 0 | 0 | 0 | 0.25136 | 0 | 0 | 0 | 0.12415 | 0 | 0 | 0 | 0.36352
2021 |  | 1093 |  |  |  | 0 | 0 | 0 | 0 | 0 | 0 | 0.25136 | 0 | 0 | 0 | 0.12415 | 0 | 0 | 0 | 0.36352
2022 |  | 1093 |  |  |  | 0 | 0 | 0 | 0 | 0 | 0 | 0.25136 | 0 | 0 | 0 | 0.12415 | 0 | 0 | 0 | 0.36352
2023 |  | 1093 |  |  |  | 0 | 0 | 0 | 0 | 0 | 0 | 0.25136 | 0 | 0 | 0 | 0.12415 | 0 | 0 | 0 | 0.36352
2024 |  | 1093 |  |  |  | 0 | 0 | 0 | 0 | 0 | 0 | 0.25136 | 0 | 0 | 0 | 0.12415 | 0 | 0 | 0 | 0.36352
2025 |  | 1093 |  |  |  | 0 | 0 | 0 | 0 | 0 | 0 | 0.25136 | 0 | 0 | 0 | 0.12415 | 0 | 0 | 0 | 0.36352
2026 |  | 1093 |  |  |  | 0 | 0 | 0 | 0 | 0 | 0 | 0.25136 | 0 | 0 | 0 | 0.12415 | 0 | 0 | 0 | 0.36352
2027 |  | 1093 |  |  |  | 0 | 0 | 0 | 0 | 0 | 0 | 0.25136 | 0 | 0 | 0 | 0.12415 | 0 | 0 | 0 | 0.36352
2028 |  | 1093 |  |  |  | 0 | 0 | 0 | 0 | 0 | 0 | 0.25136 | 0 | 0 | 0 | 0.12415 | 0 | 0 | 0 | 0.36352
2029 |  | 1093 |  |  |  | 0 | 0 | 0 | 0 | 0 | 0 | 0.25136 | 0 | 0 | 0 | 0.12415 | 0 | 0 | 0 | 0.36352
2030 |  | 1093 |  |  |  | 0 | 0 | 0 | 0 | 0 | 0 | 0.25136 | 0 | 0 | 0 | 0.12415 | 0 | 0 | 0 | 0.36352
2031 |  | 1093 |  |  |  | 0 | 0 | 0 | 0 | 0 | 0 | 0.25136 | 0 | 0 | 0 | 0.12415 | 0 | 0 | 0 | 0.36352
2032 |  | 1093 |  |  |  | 0 | 0 | 0 | 0 | 0 | 0 | 0.25136 | 0 | 0 | 0 | 0.12415 | 0 | 0 | 0 | 0.36352
2033 |  | 1093 |  |  |  | 0 | 0 | 0 | 0 | 0 | 0 | 0.25136 | 0 | 0 | 0 | 0.12415 | 0 | 0 | 0 | 0.36352
2034 |  | 1093 |  |  |  | 0 | 0 | 0 | 0 | 0 | 0 | 0.25136 | 0 | 0 | 0 | 0.12415 | 0 | 0 | 0 | 0.36352
2035 | 0 | 1093 |  |  |  | 0 | 0 | 0 | 0 | 0 | 0 | 0.25136 | 0 | 0 | 0 | 0.12415 | 0 | 0 | 0 | 0.36352
2036 | 0 | 1093 |  |  |  | 0 | 0 | 0 | 0 | 0 | 0 | 0.25136 | 0 | 0 | 0 | 0.12415 | 0 | 0 | 0 | 0.36352
2037 | 0 | 1093 |  |  |  | 0 | 0 | 0 | 0 | 0 | 0 | 0.25136 | 0 | 0 | 0 | 0.12415 | 0 | 0 | 0 | 0.36352
2038 | 0 | 1093 |  |  |  | 0 | 0 | 0 | 0 | 0 | 0 | 0.25136 | 0 | 0 | 0 | 0.12415 | 0 | 0 | 0 | 0.36352
2039 | 0 | 1093 |  |  |  | 0 | 0 | 0 | 0 | 0 | 0 | 0.25136 | 0 | 0 | 0 | 0.12415 | 0 | 0 | 0 | 0.36352
2040 | 0 | 1093 |  |  |  | 0 | 0 | 0 | 0 | 0 | 0 | 0.25136 | 0 | 0 | 0 | 0.12415 | 0 | 0 | 0 | 0.36352
2041 | 0 | 1093 |  |  |  | 0 | 0 | 0 | 0 | 0 | 0 | 0.25136 | 0 | 0 | 0 | 0.12415 | 0 | 0 | 0 | 0.36352
(1) FEECA 90 (1981-1990) cumulative totals.
(2) FEECA 94 (1991-1994) cumulative totals.
* Incremental Participants for Summer and Energy are the same calculation: Previous Year's "Year-End" Total plus Current Year's "Year-End" Total divided by 2 for an average
** Incremental Participants for Winter equals the Previous Year's "Year-End" Total as it is closer to the month of the Winter Peak, typically in Jan. each year

## RES WF
Conservation Savings @ Meter |  |  |  | FYI: ceiling insulation historical data remains in data
PROGRAM: | RES Window Film |  |  | ** 11/3/2015 DISCONTINUED PROGRAM WITH 2015-2024 DSM PLAN
| Used to be RES Building Envelope |  |  |  |  | #'s Match DSM Annual Reports Filed
| Year_End Savings | [7 empty] | Summer Savings |  |  |  | Winter Savings |  |  |  | Annual Energy Savings
Year | DSM Year-Ending Incremental Participants | DSM Year-Ending Cumulative Participants | DSM Summer Savings Per Participant (KW) | DSM Winter Savings Per Participant (KW) | DSM Energy Savings Per Participant (KWH) | DSM Incremental Summer Savings (MW) | DSM Incremental Winter Savings (MW) | DSM Incremental Energy Savings (GWH) | Incremental Summer Participants* | Summer Savings Per Participant (KW) | Incremental Summer Savings (MW) | Cumulative Summer Savings (MW) | Incremental Winter Participants** | Winter Savings Per Participant (KW) | Incremental Winter Savings (MW) | Cumulative Winter Savings (MW) | Average Annual Incremental Energy Participants* | Energy Savings Per Participant (KWH) | Incremental Energy Savings (GWH) | Cumulative Energy Savings (GWH)
1981-1990(1) |  | 10096 | [7 empty] | 0.25753 |  | 2.6 |  | 0.35559 |  | 3.59 |  | 610.1426 |  | 6.16
1991-1994(2) |  | 16455 | [7 empty] | 0.23903 |  | 4.12 |  | 0.38056 |  | 6.01 |  | 421.4499 |  | 8.84
1995 | 1318 | 17773 | 0.24279 | 0.37936 | 455.2352 | 0.32 | 0.5 | 0.6 | 1220 | 0.24279 | 0.29621 | 4.4162 | 1122 | 0.37936 | 0.42564 | 6.4356 | 1220 | 455.2352 | 0.55539 | 9.3954
1996 | 3453 | 21226 | 0.06 | 0.434 | 538 | 0.20718 | 1.4986 | 1.8577 | 2385.5 | 0.06 | 0.14313 | 4.5593 | 1318 | 0.434 | 0.57201 | 7.0077 | 2385.5 | 538 | 1.2834 | 10.6788
1997 | 4587 | 25813 | 0.06 | 0.434 | 538 | 0.27522 | 1.9908 | 2.4678 | 4020 | 0.06 | 0.2412 | 4.8005 | 3453 | 0.434 | 1.4986 | 8.5063 | 4020 | 538 | 2.1628 | 12.8415
1998 | 10658 | 36471 | 0.11898 | 0.5453 | 531.4235 | 1.268 | 5.8118 | 5.6639 | 7622.5 | 0.11898 | 0.90689 | 5.7074 | 4587 | 0.5453 | 2.5013 | 11.0076 | 7622.5 | 531.4235 | 4.0508 | 16.8923
1999 | 14610 | 51081 | 0.12 | 0.55 | 536 | 1.7532 | 8.0355 | 7.831 | 12634 | 0.12 | 1.5161 | 7.2235 | 10658 | 0.55 | 5.8619 | 16.8695 | 12634 | 536 | 6.7718 | 23.6641
2000 | 6192 | 57273 | 0.12 | 0.522 | 532 | 0.74304 | 3.2322 | 3.2941 | 10401 | 0.12 | 1.2481 | 8.4716 | 14610 | 0.522 | 7.6264 | 24.4959 | 10401 | 532 | 5.5333 | 29.1975
2001 | 6775 | 64048 | 0.12 | 0.522 | 532 | 0.813 | 3.5366 | 3.6043 | 6483.5 | 0.12 | 0.77802 | 9.2496 | 6192 | 0.522 | 3.2322 | 27.7281 | 6483.5 | 532 | 3.4492 | 32.6467
2002 | 4698 | 68746 | 0.12 | 0.522 | 532 | 0.56376 | 2.4524 | 2.4993 | 5736.5 | 0.12 | 0.68838 | 9.938 | 6775 | 0.522 | 3.5366 | 31.2647 | 5736.5 | 532 | 3.0518 | 35.6985
2003 | 3145 | 71891 | 0.12 | 0.522 | 532 | 0.3774 | 1.6417 | 1.6731 | 3921.5 | 0.12 | 0.47058 | 10.4086 | 4698 | 0.522 | 2.4524 | 33.717 | 3921.5 | 532 | 2.0862 | 37.7848
2004 | 4013 | 75904 | 0.12 | 0.522 | 532 | 0.48156 | 2.0948 | 2.1349 | 3579 | 0.12 | 0.42948 | 10.8381 | 3145 | 0.522 | 1.6417 | 35.3587 | 3579 | 532 | 1.904 | 39.6888
2005 | 1718 | 77622 | 0.18 | 0.246 | 706 | 0.30924 | 0.42263 | 1.2129 | 2865.5 | 0.18 | 0.51579 | 11.3539 | 4013 | 0.246 | 0.9872 | 36.3459 | 2865.5 | 706 | 2.023 | 41.7118
2006 | 1754 | 79376 | 0.18 | 0.246 | 706 | 0.31572 | 0.43148 | 1.2383 | 1736 | 0.18 | 0.31248 | 11.6664 | 1718 | 0.246 | 0.42262 | 36.7685 | 1736 | 706 | 1.2256 | 42.9374
2007 | 1214 | 80590 | 0.18 | 0.4 | 348 | 0.21852 | 0.4856 | 0.42247 | 1484 | 0.18 | 0.26712 | 11.9335 | 1754 | 0.4 | 0.7016 | 37.4701 | 1484 | 348 | 0.51643 | 43.4539
2008 | 1806 | 82396 | 0.25 | 0.34 | 549 | 0.4515 | 0.61404 | 0.99149 | 1510 | 0.25 | 0.3775 | 12.311 | 1214 | 0.34 | 0.41276 | 37.8829 | 1510 | 549 | 0.82899 | 44.2829
2009 | 2806 | 85202 | 0.301 | 0.32445 | 658.7769 | 0.84462 | 0.91042 | 1.8485 | 2306 | 0.301 | 0.69412 | 13.0051 | 1806 | 0.32445 | 0.58597 | 38.4689 | 2306 | 658.7769 | 1.5191 | 45.802
2010 | 0 | 85202 | 0.236 | 0.281 | 525 | 0 | 0 | 0 | 1403 | 0.236 | 0.33111 | 13.3362 | 2806 | 0.281 | 0.78849 | 39.2573 | 1403 | 525 | 0.73657 | 46.5386
2011 | 0 | 85202 | 0.40439 | 0.36183 | 529.4691 | 0 | 0 | 0 | 0 | 0.40439 | 0 | 13.3362 | 0 | 0.36183 | 0 | 39.2573 | 0 | 529.4691 | 0 | 46.5386
2012 | 12926 | 98128 | 0.31182 | 0.3695 | 353.3 | 4.0306 | 4.7761 | 4.5668 | 6463 | 0.31182 | 2.0153 | 15.3515 | 0 | 0.3695 | 0 | 39.2573 | 6463 | 353.3 | 2.2834 | 48.822
2013 | 11820 | 109948 | 0.32423 | 0.36951 | 376.3432 | 3.8324 | 4.3676 | 4.4484 | 12373 | 0.32423 | 4.0117 | 19.3631 | 12926 | 0.36951 | 4.7763 | 44.0337 | 12373 | 376.3432 | 4.6565 | 53.4785
2014 | 8562 | 118510 | 0.35833 | 0.35678 | 889.7564 | 3.068 | 3.0548 | 7.6181 | 10191 | 0.35833 | 3.6517 | 23.0149 | 11820 | 0.35678 | 4.2171 | 48.2508 | 10191 | 889.7564 | 9.0675 | 62.546
2015 | 379 | 118889 | 0.34 | 0 | 672 | 0.12886 | 0 | 0.25469 | 4470.5 | 0.34 | 1.52 | 24.5348 | 8562 | 0 | 0 | 48.2508 | 4470.5 | 672 | 3.0042 | 65.5501
2016 |  | 118889 |  |  |  | 0 | 0 | 0 | 189.5 | 0 | 0 | 24.5348 | 379 | 0 | 0 | 48.2508 | 189.5 | 0 | 0 | 65.5501
2017 |  | 118889 |  |  |  | 0 | 0 | 0 | 0 | 0 | 0 | 24.5348 | 0 | 0 | 0 | 48.2508 | 0 | 0 | 0 | 65.5501
2018 |  | 118889 |  |  |  | 0 | 0 | 0 | 0 | 0 | 0 | 24.5348 | 0 | 0 | 0 | 48.2508 | 0 | 0 | 0 | 65.5501
2019 |  | 118889 |  |  |  | 0 | 0 | 0 | 0 | 0 | 0 | 24.5348 | 0 | 0 | 0 | 48.2508 | 0 | 0 | 0 | 65.5501
2020 |  | 118889 |  |  |  | 0 | 0 | 0 | 0 | 0 | 0 | 24.5348 | 0 | 0 | 0 | 48.2508 | 0 | 0 | 0 | 65.5501
2021 |  | 118889 |  |  |  | 0 | 0 | 0 | 0 | 0 | 0 | 24.5348 | 0 | 0 | 0 | 48.2508 | 0 | 0 | 0 | 65.5501
2022 |  | 118889 |  |  |  | 0 | 0 | 0 | 0 | 0 | 0 | 24.5348 | 0 | 0 | 0 | 48.2508 | 0 | 0 | 0 | 65.5501
2023 |  | 118889 |  |  |  | 0 | 0 | 0 | 0 | 0 | 0 | 24.5348 | 0 | 0 | 0 | 48.2508 | 0 | 0 | 0 | 65.5501
2024 |  | 118889 |  |  |  | 0 | 0 | 0 | 0 | 0 | 0 | 24.5348 | 0 | 0 | 0 | 48.2508 | 0 | 0 | 0 | 65.5501
2025 |  | 118889 |  |  |  | 0 | 0 | 0 | 0 | 0 | 0 | 24.5348 | 0 | 0 | 0 | 48.2508 | 0 | 0 | 0 | 65.5501
2026 |  | 118889 |  |  |  | 0 | 0 | 0 | 0 | 0 | 0 | 24.5348 | 0 | 0 | 0 | 48.2508 | 0 | 0 | 0 | 65.5501
2027 |  | 118889 |  |  |  | 0 | 0 | 0 | 0 | 0 | 0 | 24.5348 | 0 | 0 | 0 | 48.2508 | 0 | 0 | 0 | 65.5501
2028 |  | 118889 |  |  |  | 0 | 0 | 0 | 0 | 0 | 0 | 24.5348 | 0 | 0 | 0 | 48.2508 | 0 | 0 | 0 | 65.5501
2029 |  | 118889 |  |  |  | 0 | 0 | 0 | 0 | 0 | 0 | 24.5348 | 0 | 0 | 0 | 48.2508 | 0 | 0 | 0 | 65.5501
2030 |  | 118889 |  |  |  | 0 | 0 | 0 | 0 | 0 | 0 | 24.5348 | 0 | 0 | 0 | 48.2508 | 0 | 0 | 0 | 65.5501
2031 |  | 118889 |  |  |  | 0 | 0 | 0 | 0 | 0 | 0 | 24.5348 | 0 | 0 | 0 | 48.2508 | 0 | 0 | 0 | 65.5501
2032 |  | 118889 |  |  |  | 0 | 0 | 0 | 0 | 0 | 0 | 24.5348 | 0 | 0 | 0 | 48.2508 | 0 | 0 | 0 | 65.5501
2033 |  | 118889 |  |  |  | 0 | 0 | 0 | 0 | 0 | 0 | 24.5348 | 0 | 0 | 0 | 48.2508 | 0 | 0 | 0 | 65.5501
2034 |  | 118889 |  |  |  | 0 | 0 | 0 | 0 | 0 | 0 | 24.5348 | 0 | 0 | 0 | 48.2508 | 0 | 0 | 0 | 65.5501
2035 | 0 | 118889 |  |  |  | 0 | 0 | 0 | 0 | 0 | 0 | 24.5348 | 0 | 0 | 0 | 48.2508 | 0 | 0 | 0 | 65.5501
2036 | 0 | 118889 |  |  |  | 0 | 0 | 0 | 0 | 0 | 0 | 24.5348 | 0 | 0 | 0 | 48.2508 | 0 | 0 | 0 | 65.5501
2037 | 0 | 118889 |  |  |  | 0 | 0 | 0 | 0 | 0 | 0 | 24.5348 | 0 | 0 | 0 | 48.2508 | 0 | 0 | 0 | 65.5501
2038 | 0 | 118889 |  |  |  | 0 | 0 | 0 | 0 | 0 | 0 | 24.5348 | 0 | 0 | 0 | 48.2508 | 0 | 0 | 0 | 65.5501
2039 | 0 | 118889 |  |  |  | 0 | 0 | 0 | 0 | 0 | 0 | 24.5348 | 0 | 0 | 0 | 48.2508 | 0 | 0 | 0 | 65.5501
2040 | 0 | 118889 |  |  |  | 0 | 0 | 0 | 0 | 0 | 0 | 24.5348 | 0 | 0 | 0 | 48.2508 | 0 | 0 | 0 | 65.5501
2041 | 0 | 118889 |  |  |  | 0 | 0 | 0 | 0 | 0 | 0 | 24.5348 | 0 | 0 | 0 | 48.2508 | 0 | 0 | 0 | 65.5501
(1) FEECA 90 (1981-1990) cumulative totals.
(2) FEECA 94 (1991-1994) cumulative totals.
* Incremental Participants for Summer and Energy are the same calculation: Previous Year's "Year-End" Total plus Current Year's "Year-End" Total divided by 2 for an average
** Incremental Participants for Winter equals the Previous Year's "Year-End" Total as it is closer to the month of the Winter Peak, typically in Jan. each year
**This tab contains a sum of the participants from window replacement, window film, ceiling insulation and wall insulation.
Tim R. will provide an aggregate of the energy savings.
** All of the historical data is the original program data (except Ceiling insulation)
4 Programs - Weighted Average Calculation
|  |  | Sum KW | Win KW | Energy
| Wall Insulation |  | 0.35 | 1.08 | 1330
| Window Replacement |  | 0.72 | 0.39 | 1091
| Window Film |  | 0.34 | 0 | 672
| Ceiling Insulation |  | 0.26 | 0.37 | 848
| Participants | [6 empty] | Weighted |  | Weighted |  | Weighted
| Wall Insulation | W Replace | W Film | Ceiling Insul | Total Participants |  | Sum KW | Sum KW | Win KW | Win KW | Energy | Energy
2014 | 14 | 1619 | 397 | 5880 | 7910 |  | 2834.36 | 0.35833 | 2822.13 | 0.35678 | 7037973 | 889.7564
2015 | 13 | 800 | 700 | 5000 | 6513 |  | 2118.55 | 0.32528 | 2176.04 | 0.33411 | 5600490 | 859.8941
2016 | 12 | 750 | 800 | 3500 | 5062 |  | 1726.2 | 0.34101 | 1600.46 | 0.31617 | 4339810 | 857.3311
2017 | 12 | 725 | 900 | 3250 | 4887 |  | 1677.2 | 0.3432 | 1498.21 | 0.30657 | 4167735 | 852.8207
2018 | 12 | 700 | 1250 | 2750 | 4712 |  | 1648.2 | 0.34979 | 1303.46 | 0.27663 | 3951660 | 838.6375
2019 | 12 | 675 | 1450 | 2500 | 4637 |  | 1633.2 | 0.35221 | 1201.21 | 0.25905 | 3846785 | 829.5849

## RES PV
Conservation Savings @ Meter |  |  |  | Program ended 12/2015
PROGRAM: | RES | Residential PV (Photovoltaic)
#'s Match DSM Annual Reports Filed
| Year_End Savings | [7 empty] | Summer Savings |  |  |  | Winter Savings |  |  |  | Annual Energy Savings
Year | DSM Year-Ending Incremental Participants | DSM Year-Ending Cumulative Participants | DSM Summer Savings Per Participant (KW) | DSM Winter Savings Per Participant (KW) | DSM Energy Savings Per Participant (KWH) | DSM Incremental Summer Savings (MW) | DSM Incremental Winter Savings (MW) | DSM Incremental Energy Savings (GWH) | Incremental Summer Participants* | Summer Savings Per Participant (KW) | Incremental Summer Savings (MW) | Cumulative Summer Savings (MW) | Incremental Winter Participants** | Winter Savings Per Participant (KW) | Incremental Winter Savings (MW) | Cumulative Winter Savings (MW) | Average Annual Incremental Energy Participants* | Energy Savings Per Participant (KWH) | Incremental Energy Savings (GWH) | Cumulative Energy Savings (GWH)
1981-1990(1)
1991-1994(2)
1995
1996
1997
1998
1999
2000
2001
2002
2003
2004
2005
2006
2007
2008
2009
2010 | 0 | 0 | 2.8 | 0 | 7884 | 0 | 0 | 0 | 0 | 2.8 | 0 | 0 | 0 | 0 | 0 | 0 | 0 | 7884 | 0 | 0
2011 | 49 | 49 | 3.55 | 0 | 10005 | 0.17395 | 0 | 0.49024 | 24.5 | 3.55 | 0.086975 | 0.086975 | 0 | 0 | 0 | 0 | 24.5 | 10005 | 0.24512 | 0.24512
2012 | 63 | 112 | 4.49 | 0 | 12639 | 0.28287 | 0 | 0.79626 | 56 | 4.49 | 0.25144 | 0.33842 | 49 | 0 | 0 | 0 | 56 | 12639 | 0.70778 | 0.95291
2013 | 56 | 168 | 4.79 | 0 | 13490 | 0.26824 | 0 | 0.75544 | 59.5 | 4.79 | 0.28501 | 0.62342 | 63 | 0 | 0 | 0 | 59.5 | 13490 | 0.80266 | 1.7556
2014 | 60 | 228 | 4.93 | 0 | 13868 | 0.2958 | 0 | 0.83208 | 58 | 4.93 | 0.28594 | 0.90936 | 56 | 0 | 0 | 0 | 58 | 13868 | 0.80434 | 2.5599
2015 | 53 | 281 | 5.31 | 0 | 14948 | 0.28143 | 0 | 0.79224 | 56.5 | 5.31 | 0.30001 | 1.2094 | 60 | 0 | 0 | 0 | 56.5 | 14948 | 0.84456 | 3.4045
2016 | 0 | 281 |  |  |  | 0 | 0 | 0 | 26.5 | 0 | 0 | 1.2094 | 53 | 0 | 0 | 0 | 26.5 | 0 | 0 | 3.4045
2017 | 0 | 281 |  |  |  | 0 | 0 | 0 | 0 | 0 | 0 | 1.2094 | 0 | 0 | 0 | 0 | 0 | 0 | 0 | 3.4045
2018 | 0 | 281 |  |  |  | 0 | 0 | 0 | 0 | 0 | 0 | 1.2094 | 0 | 0 | 0 | 0 | 0 | 0 | 0 | 3.4045
2019 | 0 | 281 |  |  |  | 0 | 0 | 0 | 0 | 0 | 0 | 1.2094 | 0 | 0 | 0 | 0 | 0 | 0 | 0 | 3.4045
2020 | 0 | 281 |  |  |  | 0 | 0 | 0 | 0 | 0 | 0 | 1.2094 | 0 | 0 | 0 | 0 | 0 | 0 | 0 | 3.4045
2021 | 0 | 281 |  |  |  | 0 | 0 | 0 | 0 | 0 | 0 | 1.2094 | 0 | 0 | 0 | 0 | 0 | 0 | 0 | 3.4045
2022 | 0 | 281 |  |  |  | 0 | 0 | 0 | 0 | 0 | 0 | 1.2094 | 0 | 0 | 0 | 0 | 0 | 0 | 0 | 3.4045
2023 | 0 | 281 |  |  |  | 0 | 0 | 0 | 0 | 0 | 0 | 1.2094 | 0 | 0 | 0 | 0 | 0 | 0 | 0 | 3.4045
2024 | 0 | 281 |  |  |  | 0 | 0 | 0 | 0 | 0 | 0 | 1.2094 | 0 | 0 | 0 | 0 | 0 | 0 | 0 | 3.4045
2025 | 0 | 281 |  |  |  | 0 | 0 | 0 | 0 | 0 | 0 | 1.2094 | 0 | 0 | 0 | 0 | 0 | 0 | 0 | 3.4045
2026 | 0 | 281 |  |  |  | 0 | 0 | 0 | 0 | 0 | 0 | 1.2094 | 0 | 0 | 0 | 0 | 0 | 0 | 0 | 3.4045
2027 | 0 | 281 |  |  |  | 0 | 0 | 0 | 0 | 0 | 0 | 1.2094 | 0 | 0 | 0 | 0 | 0 | 0 | 0 | 3.4045
2028 | 0 | 281 |  |  |  | 0 | 0 | 0 | 0 | 0 | 0 | 1.2094 | 0 | 0 | 0 | 0 | 0 | 0 | 0 | 3.4045
2029 | 0 | 281 |  |  |  | 0 | 0 | 0 | 0 | 0 | 0 | 1.2094 | 0 | 0 | 0 | 0 | 0 | 0 | 0 | 3.4045
2030 | 0 | 281 |  |  |  | 0 | 0 | 0 | 0 | 0 | 0 | 1.2094 | 0 | 0 | 0 | 0 | 0 | 0 | 0 | 3.4045
2031 | 0 | 281 |  |  |  | 0 | 0 | 0 | 0 | 0 | 0 | 1.2094 | 0 | 0 | 0 | 0 | 0 | 0 | 0 | 3.4045
2032 | 0 | 281 |  |  |  | 0 | 0 | 0 | 0 | 0 | 0 | 1.2094 | 0 | 0 | 0 | 0 | 0 | 0 | 0 | 3.4045
2033 | 0 | 281 |  |  |  | 0 | 0 | 0 | 0 | 0 | 0 | 1.2094 | 0 | 0 | 0 | 0 | 0 | 0 | 0 | 3.4045
2034 | 0 | 281 |  |  |  | 0 | 0 | 0 | 0 | 0 | 0 | 1.2094 | 0 | 0 | 0 | 0 | 0 | 0 | 0 | 3.4045
2035 | 0 | 281 |  |  |  | 0 | 0 | 0 | 0 | 0 | 0 | 1.2094 | 0 | 0 | 0 | 0 | 0 | 0 | 0 | 3.4045
2036 | 0 | 281 |  |  |  | 0 | 0 | 0 | 0 | 0 | 0 | 1.2094 | 0 | 0 | 0 | 0 | 0 | 0 | 0 | 3.4045
2037 | 0 | 281 |  |  |  | 0 | 0 | 0 | 0 | 0 | 0 | 1.2094 | 0 | 0 | 0 | 0 | 0 | 0 | 0 | 3.4045
2038 | 0 | 281 |  |  |  | 0 | 0 | 0 | 0 | 0 | 0 | 1.2094 | 0 | 0 | 0 | 0 | 0 | 0 | 0 | 3.4045
2039 | 0 | 281 |  |  |  | 0 | 0 | 0 | 0 | 0 | 0 | 1.2094 | 0 | 0 | 0 | 0 | 0 | 0 | 0 | 3.4045
2040 | 0 | 281 |  |  |  | 0 | 0 | 0 | 0 | 0 | 0 | 1.2094 | 0 | 0 | 0 | 0 | 0 | 0 | 0 | 3.4045
2041 | 0 | 281 |  |  |  | 0 | 0 | 0 | 0 | 0 | 0 | 1.2094 | 0 | 0 | 0 | 0 | 0 | 0 | 0 | 3.4045
(1) FEECA 90 (1981-1990) cumulative totals.
(2) FEECA 94 (1991-1994) cumulative totals.
* Incremental Participants for Summer and Energy are the same calculation: Previous Year's "Year-End" Total plus Current Year's "Year-End" Total divided by 2 for an average
** Incremental Participants for Winter equals the Previous Year's "Year-End" Total as it is closer to the month of the Winter Peak, typically in Jan. each year

## RES Solar DHW
Conservation Savings @ Meter |  |  |  | Program ended 12/2015
PROGRAM: | RES | Solar DHW aka Residential SWH (Solar Water Heater)
|  | DHW = Domestic Hot Water |  |  |  | #'s Match DSM Annual Reports Filed
| Year_End Savings | [7 empty] | Summer Savings |  |  |  | Winter Savings |  |  |  | Annual Energy Savings
Year | DSM Year-Ending Incremental Participants | DSM Year-Ending Cumulative Participants | DSM Summer Savings Per Participant (KW) | DSM Winter Savings Per Participant (KW) | DSM Energy Savings Per Participant (KWH) | DSM Incremental Summer Savings (MW) | DSM Incremental Winter Savings (MW) | DSM Incremental Energy Savings (GWH) | Incremental Summer Participants* | Summer Savings Per Participant (KW) | Incremental Summer Savings (MW) | Cumulative Summer Savings (MW) | Incremental Winter Participants** | Winter Savings Per Participant (KW) | Incremental Winter Savings (MW) | Cumulative Winter Savings (MW) | Average Annual Incremental Energy Participants* | Energy Savings Per Participant (KWH) | Incremental Energy Savings (GWH) | Cumulative Energy Savings (GWH)
1981-1990(1)
1991-1994(2)
1995
1996
1997
1998
1999
2000
2001
2002
2003
2004
2005
2006
2007
2008
2009 |  |  | 0 | 0 | 0
2010 | 0 | 0 | 0.3 | 0.61 | 2376 | 0 | 0 | 0 | 0 | 0.3 | 0 | 0 | 0 | 0.61 | 0 | 0 | 0 | 2376 | 0 | 0
2011 | 45 | 45 | 0.3 | 0.61 | 2376 | 0.0135 | 0.02745 | 0.10692 | 22.5 | 0.3 | 0.00675 | 0.00675 | 0 | 0.61 | 0 | 0 | 22.5 | 2376 | 0.05346 | 0.05346
2012 | 25 | 70 | 0.3 | 0.61 | 2376 | 0.0075 | 0.01525 | 0.0594 | 35 | 0.3 | 0.0105 | 0.01725 | 45 | 0.61 | 0.02745 | 0.02745 | 35 | 2376 | 0.08316 | 0.13662
2013 | 49 | 119 | 0.3 | 0.61 | 2376 | 0.0147 | 0.02989 | 0.11642 | 37 | 0.3 | 0.0111 | 0.02835 | 25 | 0.61 | 0.01525 | 0.0427 | 37 | 2376 | 0.087912 | 0.22453
2014 | 54 | 173 | 0.3 | 0.61 | 2376 | 0.0162 | 0.03294 | 0.1283 | 51.5 | 0.3 | 0.01545 | 0.0438 | 49 | 0.61 | 0.02989 | 0.07259 | 51.5 | 2376 | 0.12236 | 0.3469
2015 | 54 | 227 | 0.3 | 0.61 | 2376 | 0.0162 | 0.03294 | 0.1283 | 54 | 0.3 | 0.0162 | 0.06 | 54 | 0.61 | 0.03294 | 0.10553 | 54 | 2376 | 0.1283 | 0.4752
2016 | 0 | 227 |  |  |  | 0 | 0 | 0 | 27 | 0 | 0 | 0.06 | 54 | 0 | 0 | 0.10553 | 27 | 0 | 0 | 0.4752
2017 | 0 | 227 |  |  |  | 0 | 0 | 0 | 0 | 0 | 0 | 0.06 | 0 | 0 | 0 | 0.10553 | 0 | 0 | 0 | 0.4752
2018 | 0 | 227 |  |  |  | 0 | 0 | 0 | 0 | 0 | 0 | 0.06 | 0 | 0 | 0 | 0.10553 | 0 | 0 | 0 | 0.4752
2019 | 0 | 227 |  |  |  | 0 | 0 | 0 | 0 | 0 | 0 | 0.06 | 0 | 0 | 0 | 0.10553 | 0 | 0 | 0 | 0.4752
2020 | 0 | 227 |  |  |  | 0 | 0 | 0 | 0 | 0 | 0 | 0.06 | 0 | 0 | 0 | 0.10553 | 0 | 0 | 0 | 0.4752
2021 | 0 | 227 |  |  |  | 0 | 0 | 0 | 0 | 0 | 0 | 0.06 | 0 | 0 | 0 | 0.10553 | 0 | 0 | 0 | 0.4752
2022 | 0 | 227 |  |  |  | 0 | 0 | 0 | 0 | 0 | 0 | 0.06 | 0 | 0 | 0 | 0.10553 | 0 | 0 | 0 | 0.4752
2023 | 0 | 227 |  |  |  | 0 | 0 | 0 | 0 | 0 | 0 | 0.06 | 0 | 0 | 0 | 0.10553 | 0 | 0 | 0 | 0.4752
2024 | 0 | 227 |  |  |  | 0 | 0 | 0 | 0 | 0 | 0 | 0.06 | 0 | 0 | 0 | 0.10553 | 0 | 0 | 0 | 0.4752
2025 | 0 | 227 |  |  |  | 0 | 0 | 0 | 0 | 0 | 0 | 0.06 | 0 | 0 | 0 | 0.10553 | 0 | 0 | 0 | 0.4752
2026 | 0 | 227 |  |  |  | 0 | 0 | 0 | 0 | 0 | 0 | 0.06 | 0 | 0 | 0 | 0.10553 | 0 | 0 | 0 | 0.4752
2027 | 0 | 227 |  |  |  | 0 | 0 | 0 | 0 | 0 | 0 | 0.06 | 0 | 0 | 0 | 0.10553 | 0 | 0 | 0 | 0.4752
2028 | 0 | 227 |  |  |  | 0 | 0 | 0 | 0 | 0 | 0 | 0.06 | 0 | 0 | 0 | 0.10553 | 0 | 0 | 0 | 0.4752
2029 | 0 | 227 |  |  |  | 0 | 0 | 0 | 0 | 0 | 0 | 0.06 | 0 | 0 | 0 | 0.10553 | 0 | 0 | 0 | 0.4752
2030 | 0 | 227 |  |  |  | 0 | 0 | 0 | 0 | 0 | 0 | 0.06 | 0 | 0 | 0 | 0.10553 | 0 | 0 | 0 | 0.4752
2031 | 0 | 227 |  |  |  | 0 | 0 | 0 | 0 | 0 | 0 | 0.06 | 0 | 0 | 0 | 0.10553 | 0 | 0 | 0 | 0.4752
2032 | 0 | 227 |  |  |  | 0 | 0 | 0 | 0 | 0 | 0 | 0.06 | 0 | 0 | 0 | 0.10553 | 0 | 0 | 0 | 0.4752
2033 | 0 | 227 |  |  |  | 0 | 0 | 0 | 0 | 0 | 0 | 0.06 | 0 | 0 | 0 | 0.10553 | 0 | 0 | 0 | 0.4752
2034 | 0 | 227 |  |  |  | 0 | 0 | 0 | 0 | 0 | 0 | 0.06 | 0 | 0 | 0 | 0.10553 | 0 | 0 | 0 | 0.4752
2035 | 0 | 227 |  |  |  | 0 | 0 | 0 | 0 | 0 | 0 | 0.06 | 0 | 0 | 0 | 0.10553 | 0 | 0 | 0 | 0.4752
2036 | 0 | 227 |  |  |  | 0 | 0 | 0 | 0 | 0 | 0 | 0.06 | 0 | 0 | 0 | 0.10553 | 0 | 0 | 0 | 0.4752
2037 | 0 | 227 |  |  |  | 0 | 0 | 0 | 0 | 0 | 0 | 0.06 | 0 | 0 | 0 | 0.10553 | 0 | 0 | 0 | 0.4752
2038 | 0 | 227 |  |  |  | 0 | 0 | 0 | 0 | 0 | 0 | 0.06 | 0 | 0 | 0 | 0.10553 | 0 | 0 | 0 | 0.4752
2039 | 0 | 227 |  |  |  | 0 | 0 | 0 | 0 | 0 | 0 | 0.06 | 0 | 0 | 0 | 0.10553 | 0 | 0 | 0 | 0.4752
2040 | 0 | 227 |  |  |  | 0 | 0 | 0 | 0 | 0 | 0 | 0.06 | 0 | 0 | 0 | 0.10553 | 0 | 0 | 0 | 0.4752
2041 | 0 | 227 |  |  |  | 0 | 0 | 0 | 0 | 0 | 0 | 0.06 | 0 | 0 | 0 | 0.10553 | 0 | 0 | 0 | 0.4752
(1) FEECA 90 (1981-1990) cumulative totals.
(2) FEECA 94 (1991-1994) cumulative totals.
* Incremental Participants for Summer and Energy are the same calculation: Previous Year's "Year-End" Total plus Current Year's "Year-End" Total divided by 2 for an average
** Incremental Participants for Winter equals the Previous Year's "Year-End" Total as it is closer to the month of the Winter Peak, typically in Jan. each year

## COM School PV
Conservation Savings @ Meter
PROGRAM: | COM | School PV
#'s Match DSM Annual Reports Filed
| Year_End Savings | [7 empty] | Summer Savings |  |  |  | Winter Savings |  |  |  | Annual Energy Savings
Year | DSM Year-Ending Incremental Participants | DSM Year-Ending Cumulative Participants | DSM Summer Savings Per Participant (KW) | DSM Winter Savings Per Participant (KW) | DSM Energy Savings Per Participant (KWH) | DSM Incremental Summer Savings (MW) | DSM Incremental Winter Savings (MW) | DSM Incremental Energy Savings (GWH) | Incremental Summer Participants* | Summer Savings Per Participant (KW) | Incremental Summer Savings (MW) | Cumulative Summer Savings (MW) | Incremental Winter Participants** | Winter Savings Per Participant (KW) | Incremental Winter Savings (MW) | Cumulative Winter Savings (MW) | Average Annual Incremental Energy Participants* | Energy Savings Per Participant (KWH) | Incremental Energy Savings (GWH) | Cumulative Energy Savings (GWH)
1981-1990(1)
1991-1994(2)
1995
1996
1997
1998
1999
2000
2001
2002
2003
2004
2005
2006
2007
2008
2009 |  |  | 0 | 0 | 0
2010 | 0 | 0 | 0 | 0 | 0 | 0 | 0 | 0 | 0 | 0 | 0 | 0 | 0 | 0 | 0 | 0 | 0 | 0 | 0 | 0
2011 | 1 | 1 | 5.6 | 0 | 15768 | 0.0056 | 0 | 0.015768 | 0.5 | 5.6 | 0.0028 | 0.0028 | 0 | 0 | 0 | 0 | 0.5 | 15768 | 0.007884 | 0.007884
2012 | 1 | 2 | 5.6 | 0 | 15768 | 0.0056 | 0 | 0.015768 | 1 | 5.6 | 0.0056 | 0.0084 | 1 | 0 | 0 | 0 | 1 | 15768 | 0.015768 | 0.023652
2013 | 1 | 3 | 5.6 | 0 | 15768 | 0.0056 | 0 | 0.015768 | 1 | 5.6 | 0.0056 | 0.014 | 1 | 0 | 0 | 0 | 1 | 15768 | 0.015768 | 0.03942
2014 | 1 | 4 | 5.6 | 0 | 15768 | 0.0056 | 0 | 0.015768 | 1 | 5.6 | 0.0056 | 0.0196 | 1 | 0 | 0 | 0 | 1 | 15768 | 0.015768 | 0.055188
2015 | 1 | 5 | 5.6 | 0 | 15768 | 0.0056 | 0 | 0.015768 | 1 | 5.6 | 0.0056 | 0.0252 | 1 | 0 | 0 | 0 | 1 | 15768 | 0.015768 | 0.070956
2016 | 0 | 5 |  |  |  | 0 | 0 | 0 | 0.5 | 0 | 0 | 0.0252 | 1 | 0 | 0 | 0 | 0.5 | 0 | 0 | 0.070956
2017 | 0 | 5 |  |  |  | 0 | 0 | 0 | 0 | 0 | 0 | 0.0252 | 0 | 0 | 0 | 0 | 0 | 0 | 0 | 0.070956
2018 | 0 | 5 |  |  |  | 0 | 0 | 0 | 0 | 0 | 0 | 0.0252 | 0 | 0 | 0 | 0 | 0 | 0 | 0 | 0.070956
2019 | 0 | 5 |  |  |  | 0 | 0 | 0 | 0 | 0 | 0 | 0.0252 | 0 | 0 | 0 | 0 | 0 | 0 | 0 | 0.070956
2020 | 0 | 5 |  |  |  | 0 | 0 | 0 | 0 | 0 | 0 | 0.0252 | 0 | 0 | 0 | 0 | 0 | 0 | 0 | 0.070956
2021 | 0 | 5 |  |  |  | 0 | 0 | 0 | 0 | 0 | 0 | 0.0252 | 0 | 0 | 0 | 0 | 0 | 0 | 0 | 0.070956
2022 | 0 | 5 |  |  |  | 0 | 0 | 0 | 0 | 0 | 0 | 0.0252 | 0 | 0 | 0 | 0 | 0 | 0 | 0 | 0.070956
2023 | 0 | 5 |  |  |  | 0 | 0 | 0 | 0 | 0 | 0 | 0.0252 | 0 | 0 | 0 | 0 | 0 | 0 | 0 | 0.070956
2024 | 0 | 5 |  |  |  | 0 | 0 | 0 | 0 | 0 | 0 | 0.0252 | 0 | 0 | 0 | 0 | 0 | 0 | 0 | 0.070956
2025 | 0 | 5 |  |  |  | 0 | 0 | 0 | 0 | 0 | 0 | 0.0252 | 0 | 0 | 0 | 0 | 0 | 0 | 0 | 0.070956
2026 | 0 | 5 |  |  |  | 0 | 0 | 0 | 0 | 0 | 0 | 0.0252 | 0 | 0 | 0 | 0 | 0 | 0 | 0 | 0.070956
2027 | 0 | 5 |  |  |  | 0 | 0 | 0 | 0 | 0 | 0 | 0.0252 | 0 | 0 | 0 | 0 | 0 | 0 | 0 | 0.070956
2028 | 0 | 5 |  |  |  | 0 | 0 | 0 | 0 | 0 | 0 | 0.0252 | 0 | 0 | 0 | 0 | 0 | 0 | 0 | 0.070956
2029 | 0 | 5 |  |  |  | 0 | 0 | 0 | 0 | 0 | 0 | 0.0252 | 0 | 0 | 0 | 0 | 0 | 0 | 0 | 0.070956
2030 | 0 | 5 |  |  |  | 0 | 0 | 0 | 0 | 0 | 0 | 0.0252 | 0 | 0 | 0 | 0 | 0 | 0 | 0 | 0.070956
2031 | 0 | 5 |  |  |  | 0 | 0 | 0 | 0 | 0 | 0 | 0.0252 | 0 | 0 | 0 | 0 | 0 | 0 | 0 | 0.070956
2032 | 0 | 5 |  |  |  | 0 | 0 | 0 | 0 | 0 | 0 | 0.0252 | 0 | 0 | 0 | 0 | 0 | 0 | 0 | 0.070956
2033 | 0 | 5 |  |  |  | 0 | 0 | 0 | 0 | 0 | 0 | 0.0252 | 0 | 0 | 0 | 0 | 0 | 0 | 0 | 0.070956
2034 | 0 | 5 |  |  |  | 0 | 0 | 0 | 0 | 0 | 0 | 0.0252 | 0 | 0 | 0 | 0 | 0 | 0 | 0 | 0.070956
2035 | 0 | 5 |  |  |  | 0 | 0 | 0 | 0 | 0 | 0 | 0.0252 | 0 | 0 | 0 | 0 | 0 | 0 | 0 | 0.070956
2036 | 0 | 5 |  |  |  | 0 | 0 | 0 | 0 | 0 | 0 | 0.0252 | 0 | 0 | 0 | 0 | 0 | 0 | 0 | 0.070956
2037 | 0 | 5 |  |  |  | 0 | 0 | 0 | 0 | 0 | 0 | 0.0252 | 0 | 0 | 0 | 0 | 0 | 0 | 0 | 0.070956
2038 | 0 | 5 |  |  |  | 0 | 0 | 0 | 0 | 0 | 0 | 0.0252 | 0 | 0 | 0 | 0 | 0 | 0 | 0 | 0.070956
2039 | 0 | 5 |  |  |  | 0 | 0 | 0 | 0 | 0 | 0 | 0.0252 | 0 | 0 | 0 | 0 | 0 | 0 | 0 | 0.070956
2040 | 0 | 5 |  |  |  | 0 | 0 | 0 | 0 | 0 | 0 | 0.0252 | 0 | 0 | 0 | 0 | 0 | 0 | 0 | 0.070956
2041 | 0 | 5 |  |  |  | 0 | 0 | 0 | 0 | 0 | 0 | 0.0252 | 0 | 0 | 0 | 0 | 0 | 0 | 0 | 0.070956
(1) FEECA 90 (1981-1990) cumulative totals.
(2) FEECA 94 (1991-1994) cumulative totals.
* Incremental Participants for Summer and Energy are the same calculation: Previous Year's "Year-End" Total plus Current Year's "Year-End" Total divided by 2 for an average
** Incremental Participants for Winter equals the Previous Year's "Year-End" Total as it is closer to the month of the Winter Peak, typically in Jan. each year

## COM Bldg Envel
Conservation Savings @ Meter |  |  |  | in 2015…just window film and roof insulation - Going away…this is last year.
PROGRAM: | COM Building Envelope Improvement (4 programs using weighted average -see below)
| (Wind. Film, Ceiling Insul., Wall Insul. & Roof Insul. [new in 2010]) |  |  |  |  | #'s Match DSM Annual Reports Filed
| Year_End Savings | [7 empty] | Summer Savings |  |  |  | Winter Savings |  |  |  | Annual Energy Savings
Year | DSM Year-Ending Incremental Participants | DSM Year-Ending Cumulative Participants | DSM Summer Savings Per Participant (KW) | DSM Winter Savings Per Participant (KW) | DSM Energy Savings Per Participant (KWH) | DSM Incremental Summer Savings (MW) | DSM Incremental Winter Savings (MW) | DSM Incremental Energy Savings (GWH) | Incremental Summer Participants* | Summer Savings Per Participant (KW) | Incremental Summer Savings (MW) | Cumulative Summer Savings (MW) | Incremental Winter Participants** | Winter Savings Per Participant (KW) | Incremental Winter Savings (MW) | Cumulative Winter Savings (MW) | Average Annual Incremental Energy Participants* | Energy Savings Per Participant (KWH) | Incremental Energy Savings (GWH) | Cumulative Energy Savings (GWH)
1981-1990(1)
1991-1994(2) |  | 0
1995 | 0 | 0 | 0 | 0 | 0 | 0 | 0 | 0 | 0 | 0 | 0 | 0 | 0 | 0 | 0 | 0 | 0 | 0 | 0 | 0
1996 | 0 | 0 | 0 | 0 | 0 | 0 | 0 | 0 | 0 | 0 | 0 | 0 | 0 | 0 | 0 | 0 | 0 | 0 | 0 | 0
1997 | 0 | 0 | 0 | 0 | 0 | 0 | 0 | 0 | 0 | 0 | 0 | 0 | 0 | 0 | 0 | 0 | 0 | 0 | 0 | 0
1998 | 0 | 0 | 0 | 0 | 0 | 0 | 0 | 0 | 0 | 0 | 0 | 0 | 0 | 0 | 0 | 0 | 0 | 0 | 0 | 0
1999 | 0 | 0 | 0 | 0 | 0 | 0 | 0 | 0 | 0 | 0 | 0 | 0 | 0 | 0 | 0 | 0 | 0 | 0 | 0 | 0
2000 | 0 | 0 | 0 | 0 | 0 | 0 | 0 | 0 | 0 | 0 | 0 | 0 | 0 | 0 | 0 | 0 | 0 | 0 | 0 | 0
2001 | 0 | 0 | 0 | 0 | 0 | 0 | 0 | 0 | 0 | 0 | 0 | 0 | 0 | 0 | 0 | 0 | 0 | 0 | 0 | 0
2002 | 0 | 0 | 0 | 0 | 0 | 0 | 0 | 0 | 0 | 0 | 0 | 0 | 0 | 0 | 0 | 0 | 0 | 0 | 0 | 0
2003 | 0 | 0 | 0 | 0 | 0 | 0 | 0 | 0 | 0 | 0 | 0 | 0 | 0 | 0 | 0 | 0 | 0 | 0 | 0 | 0
2004 | 0 | 0 | 0 | 0 | 0 | 0 | 0 | 0 | 0 | 0 | 0 | 0 | 0 | 0 | 0 | 0 | 0 | 0 | 0 | 0
2005 | 0 | 0 | 0 | 0 | 0 | 0 | 0 | 0 | 0 | 0 | 0 | 0 | 0 | 0 | 0 | 0 | 0 | 0 | 0 | 0
2006 | 0 | 0 | 0 | 0 | 0 | 0 | 0 | 0 | 0 | 0 | 0 | 0 | 0 | 0 | 0 | 0 | 0 | 0 | 0 | 0
2007 | 0 | 0 | 0 | 0 | 0 | 0 | 0 | 0 | 0 | 0 | 0 | 0 | 0 | 0 | 0 | 0 | 0 | 0 | 0 | 0
2008 | 5 | 5 | 0.73 | 0.07 | 2560 | 0.00365 | 0.00035 | 0.0128 | 2.5 | 0.73 | 0.001825 | 0.001825 | 0 | 0.07 | 0 | 0 | 2.5 | 2560 | 0.0064 | 0.0064
2009 | 31 | 36 | 0.80516 | 0.023226 | 3312.0645 | 0.02496 | 0.00072 | 0.10267 | 18 | 0.80516 | 0.014493 | 0.016318 | 5 | 0.023226 | 0.00011613 | 0.00011613 | 18 | 3312.0645 | 0.059617 | 0.066017
2010 | 0 | 36 | 7.608 | 0.182 | 6089 | 0 | 0 | 0 | 15.5 | 7.608 | 0.11792 | 0.13424 | 31 | 0.182 | 0.005642 | 0.0057581 | 15.5 | 6089 | 0.09438 | 0.1604
2011 | 0 | 36 | 2.4268 | 0.067045 | 3342.5909 | 0 | 0 | 0 | 0 | 2.4268 | 0 | 0.13424 | 0 | 0.067045 | 0 | 0.0057581 | 0 | 3342.5909 | 0 | 0.1604
2012 | 96 | 132 | 2.1711 | 0.016563 | 6159.3438 | 0.20843 | 0.00159 | 0.5913 | 48 | 2.1711 | 0.10422 | 0.23846 | 0 | 0.016563 | 0 | 0.0057581 | 48 | 6159.3438 | 0.29565 | 0.45605
2013 | 104 | 236 | 1.9042 | 0.017692 | 6290.2308 | 0.19804 | 0.00184 | 0.65418 | 100 | 1.9042 | 0.19042 | 0.42888 | 96 | 0.017692 | 0.0016985 | 0.0074566 | 100 | 6290.2308 | 0.62902 | 1.0851
2014 | 65 | 301 | 6.6028 | 0.021538 | 6933.9231 | 0.42918 | 0.0014 | 0.45071 | 84.5 | 6.6028 | 0.55793 | 0.98681 | 104 | 0.021538 | 0.00224 | 0.0096966 | 84.5 | 6933.9231 | 0.58592 | 1.671
2015 | 20 | 321 | 13.057 | 0.196 | 9785.2 | 0.26114 | 0.00392 | 0.1957 | 42.5 | 13.057 | 0.55492 | 1.5417 | 65 | 0.196 | 0.01274 | 0.022437 | 42.5 | 9785.2 | 0.41587 | 2.0869
2016 |  | 321 |  |  |  | 0 | 0 | 0 | 10 | 0 | 0 | 1.5417 | 20 | 0 | 0 | 0.022437 | 10 | 0 | 0 | 2.0869
2017 |  | 321 |  |  |  | 0 | 0 | 0 | 0 | 0 | 0 | 1.5417 | 0 | 0 | 0 | 0.022437 | 0 | 0 | 0 | 2.0869
2018 |  | 321 |  |  |  | 0 | 0 | 0 | 0 | 0 | 0 | 1.5417 | 0 | 0 | 0 | 0.022437 | 0 | 0 | 0 | 2.0869
2019 |  | 321 |  |  |  | 0 | 0 | 0 | 0 | 0 | 0 | 1.5417 | 0 | 0 | 0 | 0.022437 | 0 | 0 | 0 | 2.0869
2020 |  | 321 |  |  |  | 0 | 0 | 0 | 0 | 0 | 0 | 1.5417 | 0 | 0 | 0 | 0.022437 | 0 | 0 | 0 | 2.0869
2021 |  | 321 |  |  |  | 0 | 0 | 0 | 0 | 0 | 0 | 1.5417 | 0 | 0 | 0 | 0.022437 | 0 | 0 | 0 | 2.0869
2022 |  | 321 |  |  |  | 0 | 0 | 0 | 0 | 0 | 0 | 1.5417 | 0 | 0 | 0 | 0.022437 | 0 | 0 | 0 | 2.0869
2023 |  | 321 |  |  |  | 0 | 0 | 0 | 0 | 0 | 0 | 1.5417 | 0 | 0 | 0 | 0.022437 | 0 | 0 | 0 | 2.0869
2024 |  | 321 |  |  |  | 0 | 0 | 0 | 0 | 0 | 0 | 1.5417 | 0 | 0 | 0 | 0.022437 | 0 | 0 | 0 | 2.0869
2025 |  | 321 |  |  |  | 0 | 0 | 0 | 0 | 0 | 0 | 1.5417 | 0 | 0 | 0 | 0.022437 | 0 | 0 | 0 | 2.0869
2026 |  | 321 |  |  |  | 0 | 0 | 0 | 0 | 0 | 0 | 1.5417 | 0 | 0 | 0 | 0.022437 | 0 | 0 | 0 | 2.0869
2027 |  | 321 |  |  |  | 0 | 0 | 0 | 0 | 0 | 0 | 1.5417 | 0 | 0 | 0 | 0.022437 | 0 | 0 | 0 | 2.0869
2028 |  | 321 |  |  |  | 0 | 0 | 0 | 0 | 0 | 0 | 1.5417 | 0 | 0 | 0 | 0.022437 | 0 | 0 | 0 | 2.0869
2029 |  | 321 |  |  |  | 0 | 0 | 0 | 0 | 0 | 0 | 1.5417 | 0 | 0 | 0 | 0.022437 | 0 | 0 | 0 | 2.0869
2030 |  | 321 |  |  |  | 0 | 0 | 0 | 0 | 0 | 0 | 1.5417 | 0 | 0 | 0 | 0.022437 | 0 | 0 | 0 | 2.0869
2031 |  | 321 |  |  |  | 0 | 0 | 0 | 0 | 0 | 0 | 1.5417 | 0 | 0 | 0 | 0.022437 | 0 | 0 | 0 | 2.0869
2032 |  | 321 |  |  |  | 0 | 0 | 0 | 0 | 0 | 0 | 1.5417 | 0 | 0 | 0 | 0.022437 | 0 | 0 | 0 | 2.0869
2033 |  | 321 |  |  |  | 0 | 0 | 0 | 0 | 0 | 0 | 1.5417 | 0 | 0 | 0 | 0.022437 | 0 | 0 | 0 | 2.0869
2034 |  | 321 |  |  |  | 0 | 0 | 0 | 0 | 0 | 0 | 1.5417 | 0 | 0 | 0 | 0.022437 | 0 | 0 | 0 | 2.0869
2035 | 0 | 321 |  |  |  | 0 | 0 | 0 | 0 | 0 | 0 | 1.5417 | 0 | 0 | 0 | 0.022437 | 0 | 0 | 0 | 2.0869
2036 | 0 | 321 |  |  |  | 0 | 0 | 0 | 0 | 0 | 0 | 1.5417 | 0 | 0 | 0 | 0.022437 | 0 | 0 | 0 | 2.0869
2037 | 0 | 321 |  |  |  | 0 | 0 | 0 | 0 | 0 | 0 | 1.5417 | 0 | 0 | 0 | 0.022437 | 0 | 0 | 0 | 2.0869
2038 | 0 | 321 |  |  |  | 0 | 0 | 0 | 0 | 0 | 0 | 1.5417 | 0 | 0 | 0 | 0.022437 | 0 | 0 | 0 | 2.0869
2039 | 0 | 321 |  |  |  | 0 | 0 | 0 | 0 | 0 | 0 | 1.5417 | 0 | 0 | 0 | 0.022437 | 0 | 0 | 0 | 2.0869
2040 | 0 | 321 |  |  |  | 0 | 0 | 0 | 0 | 0 | 0 | 1.5417 | 0 | 0 | 0 | 0.022437 | 0 | 0 | 0 | 2.0869
2041 | 0 | 321 |  |  |  | 0 | 0 | 0 | 0 | 0 | 0 | 1.5417 | 0 | 0 | 0 | 0.022437 | 0 | 0 | 0 | 2.0869
(1) FEECA 90 (1981-1990) cumulative totals.
(2) FEECA 94 (1991-1994) cumulative totals.
* Incremental Participants for Summer and Energy are the same calculation: Previous Year's "Year-End" Total plus Current Year's "Year-End" Total divided by 2 for an average
** Incremental Participants for Winter equals the Previous Year's "Year-End" Total as it is closer to the month of the Winter Peak, typically in Jan. each year
**This tab contains the sum of window film, ceiling insulation and wall insulation for the total of participants
** Need the aggregate savings for winter summer and energy from Tim R.
2015 | Blend |  | 13.057 | 0.196 | 9785.2
4 Programs - Weighted Average Calculation
|  |  |  | Sum KW | Win KW | Energy |  |  | WF | CI | WI
|  | Window Film |  | 17.54 | 0 | 12945 |  |  | 11.09 | 0.52
|  | Ceiling Insulation |  | 1.12 | 0.02 | 4395 |  |  | 0 | 0.188
|  | Wall Insulation |  | 0.27 | 0.01 | 1444 |  |  | 8189 | 918
| New in 2010 | Roof Insulation |  | 0.31 | 0.11 | 550
FYI: had zeroes in 2013 actual file…but keep savings in here for math above
|  | Participants | [6 empty] | Weighted |  | Weighted |  | Weighted
|  | Window Film | Ceiling Insulation | Wall Insulation | Roof Insulation | Total Participants |  | Sum KW | Sum KW | Win KW | Win KW | Energy | Energy
[15 empty] | 7.608 | 0.182 | 6089
[15 empty] | 2.4268 | 0.067045 | 3342.5909
[15 empty] | 0.83917 | 0.0083333 | 1489.6458
| 2014 | 22 | 37 | 0 | 6 | 65 |  | 429.18 | 6.6028 | 1.4 | 0.021538 | 450705 | 6933.9231
| 2015 | 24 | 50 | 1 | 5 | 80 |  | 478.78 | 5.9848 | 1.56 | 0.0195 | 534624 | 6682.8
| 2016 | 26 | 45 | 1 | 5 | 77 |  | 508.26 | 6.6008 | 1.46 | 0.018961 | 538539 | 6994.013
| 2017 | 28 | 40 | 1 | 5 | 74 |  | 537.74 | 7.2668 | 1.36 | 0.018378 | 542454 | 7330.4595
| 2018 | 35 | 35 | 1 | 5 | 76 |  | 654.92 | 8.6174 | 1.26 | 0.016579 | 611094 | 8040.7105
| 2019 | 40 | 25 | 1 | 5 | 71 |  | 731.42 | 10.3017 | 1.06 | 0.01493 | 631869 | 8899.5634

## C-I Mail-In
Conservation Savings @ Meter |  |  |  |  | NO LONGER EXISTS
PROGRAM: | COM Audit Mail-In (3)
#'s Match DSM Annual Reports Filed
| Year_End Savings | [7 empty] | Summer Savings |  |  |  | Winter Savings |  |  |  | Annual Energy Savings
Year | DSM Year-Ending Incremental Participants | DSM Year-Ending Cumulative Participants | DSM Summer Savings Per Participant (KW) | DSM Winter Savings Per Participant (KW) | DSM Energy Savings Per Participant (KWH) | DSM Incremental Summer Savings (MW) | DSM Incremental Winter Savings (MW) | DSM Incremental Energy Savings (GWH) | Incremental Summer Participants* | Summer Savings Per Participant (KW) | Incremental Summer Savings (MW) | Cumulative Summer Savings (MW) | Incremental Winter Participants** | Winter Savings Per Participant (KW) | Incremental Winter Savings (MW) | Cumulative Winter Savings (MW) | Average Annual Incremental Energy Participants* | Energy Savings Per Participant (KWH) | Incremental Energy Savings (GWH) | Cumulative Energy Savings (GWH)
1981-1990(1) |  | 0
1991-1994(2) |  | 0
1995 | 0 | 0 | 0 | 0 | 0 | 0 | 0 | 0 | 0 | 0 | 0 | 0 | 0 | 0 | 0 | 0 | 0 | 0 | 0 | 0
1996 | 100 | 100 | 0.06 | 0.05 | 256 | 0.006 | 0.005 | 0.0256 | 50 | 0.06 | 0.003 | 0.003 | 0 | 0.05 | 0 | 0 | 50 | 256 | 0.0128 | 0.0128
1997 | 573 | 673 | 0.06 | 0.05 | 256 | 0.03438 | 0.02865 | 0.14669 | 336.5 | 0.06 | 0.02019 | 0.02319 | 100 | 0.05 | 0.005 | 0.005 | 336.5 | 256 | 0.086144 | 0.098944
1998 | 535 | 1208 | 0.06 | 0.05 | 256 | 0.0321 | 0.02675 | 0.13696 | 554 | 0.06 | 0.03324 | 0.05643 | 573 | 0.05 | 0.02865 | 0.03365 | 554 | 256 | 0.14182 | 0.24077
1999 | 239 | 1447 | 0.06 | 0.05 | 256 | 0.01434 | 0.01195 | 0.061184 | 387 | 0.06 | 0.02322 | 0.07965 | 535 | 0.05 | 0.02675 | 0.0604 | 387 | 256 | 0.099072 | 0.33984
2000 |  | 1447 | 0 | 0 | 0 |  |  |  | 119.5 | 0 | 0 | 0.07965 | 239 | 0 | 0 | 0.0604 | 119.5 | 0 | 0 | 0.33984
2001 |  | 1447 | 0 | 0 | 0 |  |  |  | 0 | 0 | 0 | 0.07965 | 0 | 0 | 0 | 0.0604 | 0 | 0 | 0 | 0.33984
2002 |  | 1447 | 0 | 0 | 0 |  |  |  | 0 | 0 | 0 | 0.07965 | 0 | 0 | 0 | 0.0604 | 0 | 0 | 0 | 0.33984
2003 |  | 1447 | 0 | 0 | 0 |  |  |  | 0 | 0 | 0 | 0.07965 | 0 | 0 | 0 | 0.0604 | 0 | 0 | 0 | 0.33984
2004 |  | 1447 | 0 | 0 | 0 |  |  |  | 0 | 0 | 0 | 0.07965 | 0 | 0 | 0 | 0.0604 | 0 | 0 | 0 | 0.33984
2005 |  | 1447 | 0 | 0 | 0 |  |  |  | 0 | 0 | 0 | 0.07965 | 0 | 0 | 0 | 0.0604 | 0 | 0 | 0 | 0.33984
2006 |  | 1447 | 0 | 0 | 0 |  |  |  | 0 | 0 | 0 | 0.07965 | 0 | 0 | 0 | 0.0604 | 0 | 0 | 0 | 0.33984
2007 |  | 1447 | 0 | 0 | 0 |  |  |  | 0 | 0 | 0 | 0.07965 | 0 | 0 | 0 | 0.0604 | 0 | 0 | 0 | 0.33984
2008 |  | 1447 | 0 | 0 | 0 |  |  |  | 0 | 0 | 0 | 0.07965 | 0 | 0 | 0 | 0.0604 | 0 | 0 | 0 | 0.33984
2009 |  | 1447 | 0 | 0 | 0 |  |  |  | 0 | 0 | 0 | 0.07965 | 0 | 0 | 0 | 0.0604 | 0 | 0 | 0 | 0.33984
2010 |  | 1447 | 0 | 0 | 0 |  |  |  | 0 | 0 | 0 | 0.07965 | 0 | 0 | 0 | 0.0604 | 0 | 0 | 0 | 0.33984
2011 |  | 1447 | 0 | 0 | 0 |  |  |  | 0 | 0 | 0 | 0.07965 | 0 | 0 | 0 | 0.0604 | 0 | 0 | 0 | 0.33984
2012 |  | 1447 | 0 | 0 | 0 |  |  |  | 0 | 0 | 0 | 0.07965 | 0 | 0 | 0 | 0.0604 | 0 | 0 | 0 | 0.33984
2013 |  | 1447 | 0 | 0 | 0 |  |  |  | 0 | 0 | 0 | 0.07965 | 0 | 0 | 0 | 0.0604 | 0 | 0 | 0 | 0.33984
2014 |  | 1447 | 0 | 0 | 0 |  |  |  | 0 | 0 | 0 | 0.07965 | 0 | 0 | 0 | 0.0604 | 0 | 0 | 0 | 0.33984
2015 |  | 1447 | 0 | 0 | 0 |  |  |  | 0 | 0 | 0 | 0.07965 | 0 | 0 | 0 | 0.0604 | 0 | 0 | 0 | 0.33984
2016 |  | 1447 | 0 | 0 | 0 |  |  |  | 0 | 0 | 0 | 0.07965 | 0 | 0 | 0 | 0.0604 | 0 | 0 | 0 | 0.33984
2017 |  | 1447 | 0 | 0 | 0 |  |  |  | 0 | 0 | 0 | 0.07965 | 0 | 0 | 0 | 0.0604 | 0 | 0 | 0 | 0.33984
2018 |  | 1447 | 0 | 0 | 0 |  |  |  | 0 | 0 | 0 | 0.07965 | 0 | 0 | 0 | 0.0604 | 0 | 0 | 0 | 0.33984
2019 |  | 1447 | 0 | 0 | 0 |  |  |  | 0 | 0 | 0 | 0.07965 | 0 | 0 | 0 | 0.0604 | 0 | 0 | 0 | 0.33984
2020 |  | 1447 | 0 | 0 | 0 |  |  |  | 0 | 0 | 0 | 0.07965 | 0 | 0 | 0 | 0.0604 | 0 | 0 | 0 | 0.33984
2021 |  | 1447 | 0 | 0 | 0 |  |  |  | 0 | 0 | 0 | 0.07965 | 0 | 0 | 0 | 0.0604 | 0 | 0 | 0 | 0.33984
2022 |  | 1447 | 0 | 0 | 0 |  |  |  | 0 | 0 | 0 | 0.07965 | 0 | 0 | 0 | 0.0604 | 0 | 0 | 0 | 0.33984
2023 |  | 1447 | 0 | 0 | 0 |  |  |  | 0 | 0 | 0 | 0.07965 | 0 | 0 | 0 | 0.0604 | 0 | 0 | 0 | 0.33984
2024 |  | 1447 | 0 | 0 | 0 |  |  |  | 0 | 0 | 0 | 0.07965 | 0 | 0 | 0 | 0.0604 | 0 | 0 | 0 | 0.33984
2025 |  | 1447 | 0 | 0 | 0 |  |  |  | 0 | 0 | 0 | 0.07965 | 0 | 0 | 0 | 0.0604 | 0 | 0 | 0 | 0.33984
2026 |  | 1447 | 0 | 0 | 0 |  |  |  | 0 | 0 | 0 | 0.07965 | 0 | 0 | 0 | 0.0604 | 0 | 0 | 0 | 0.33984
2027 |  | 1447 | 0 | 0 | 0 |  |  |  | 0 | 0 | 0 | 0.07965 | 0 | 0 | 0 | 0.0604 | 0 | 0 | 0 | 0.33984
2028 |  | 1447 | 0 | 0 | 0 |  |  |  | 0 | 0 | 0 | 0.07965 | 0 | 0 | 0 | 0.0604 | 0 | 0 | 0 | 0.33984
2029 |  | 1447 | 0 | 0 | 0 |  |  |  | 0 | 0 | 0 | 0.07965 | 0 | 0 | 0 | 0.0604 | 0 | 0 | 0 | 0.33984
2030 |  | 1447 | 0 | 0 | 0 |  |  |  | 0 | 0 | 0 | 0.07965 | 0 | 0 | 0 | 0.0604 | 0 | 0 | 0 | 0.33984
2031 |  | 1447 | 0 | 0 | 0 |  |  |  | 0 | 0 | 0 | 0.07965 | 0 | 0 | 0 | 0.0604 | 0 | 0 | 0 | 0.33984
2032 |  | 1447 | 0 | 0 | 0 |  |  |  | 0 | 0 | 0 | 0.07965 | 0 | 0 | 0 | 0.0604 | 0 | 0 | 0 | 0.33984
2033 |  | 1447 | 0 | 0 | 0 |  |  |  | 0 | 0 | 0 | 0.07965 | 0 | 0 | 0 | 0.0604 | 0 | 0 | 0 | 0.33984
2034 |  | 1447 | 0 | 0 | 0 |  |  |  | 0 | 0 | 0 | 0.07965 | 0 | 0 | 0 | 0.0604 | 0 | 0 | 0 | 0.33984
2035 | 0 | 1447 | 0 | 0 | 0 |  |  |  | 0 | 0 | 0 | 0.07965 | 0 | 0 | 0 | 0.0604 | 0 | 0 | 0 | 0.33984
2036 | 0 | 1447 | 0 | 0 | 0 |  |  |  | 0 | 0 | 0 | 0.07965 | 0 | 0 | 0 | 0.0604 | 0 | 0 | 0 | 0.33984
2037 | 0 | 1447 | 0 | 0 | 0 |  |  |  | 0 | 0 | 0 | 0.07965 | 0 | 0 | 0 | 0.0604 | 0 | 0 | 0 | 0.33984
2038 | 0 | 1447 | 0 | 0 | 0 |  |  |  | 0 | 0 | 0 | 0.07965 | 0 | 0 | 0 | 0.0604 | 0 | 0 | 0 | 0.33984
2039 | 0 | 1447 | 0 | 0 | 0 |  |  |  | 0 | 0 | 0 | 0.07965 | 0 | 0 | 0 | 0.0604 | 0 | 0 | 0 | 0.33984
2040 | 0 | 1447 | 0 | 0 | 0 |  |  |  | 0 | 0 | 0 | 0.07965 | 0 | 0 | 0 | 0.0604 | 0 | 0 | 0 | 0.33984
2041 | 0 | 1447 | 0 | 0 | 0 |  |  |  | 0 | 0 | 0 | 0.07965 | 0 | 0 | 0 | 0.0604 | 0 | 0 | 0 | 0.33984
(1) FEECA 90 (1981-1990) cumulative totals.
(2) FEECA 94 (1991-1994) cumulative totals.
(3) Program no longer exists as of 2000 DSM Annual Report.
* Incremental Participants for Summer and Energy are the same calculation: Previous Year's "Year-End" Total plus Current Year's "Year-End" Total divided by 2 for an average
** Incremental Participants for Winter equals the Previous Year's "Year-End" Total as it is closer to the month of the Winter Peak, typically in Jan. each year

## COM EEMotors
Conservation Savings @ Meter |  |  |  | * PROGRAM ENDED WITH 2015-2024 DSM PLAN
PROGRAM: | COM Energy Efficient Motors (COM Motor upgrades aka Motor Replacement)
#'s Match DSM Annual Reports Filed
| Year_End Savings | [7 empty] | Summer Savings |  |  |  | Winter Savings |  |  |  | Annual Energy Savings
Year | DSM Year-Ending Incremental Participants | DSM Year-Ending Cumulative Participants | DSM Summer Savings Per Participant (KW) | DSM Winter Savings Per Participant (KW) | DSM Energy Savings Per Participant (KWH) | DSM Incremental Summer Savings (MW) | DSM Incremental Winter Savings (MW) | DSM Incremental Energy Savings (GWH) | Incremental Summer Participants* | Summer Savings Per Participant (KW) | Incremental Summer Savings (MW) | Cumulative Summer Savings (MW) | Incremental Winter Participants** | Winter Savings Per Participant (KW) | Incremental Winter Savings (MW) | Cumulative Winter Savings (MW) | Average Annual Incremental Energy Participants* | Energy Savings Per Participant (KWH) | Incremental Energy Savings (GWH) | Cumulative Energy Savings (GWH)
1981-1990(1)
1991-1994(2) |  | 0
1995 | 0 | 0 | 0 | 0 | 0 | 0 | 0 | 0 | 0 | 0 | 0 | 0 | 0 | 0 | 0 | 0 | 0 | 0 | 0 | 0
1996 | 0 | 0 | 0 | 0 | 0 | 0 | 0 | 0 | 0 | 0 | 0 | 0 | 0 | 0 | 0 | 0 | 0 | 0 | 0 | 0
1997 | 0 | 0 | 0 | 0 | 0 | 0 | 0 | 0 | 0 | 0 | 0 | 0 | 0 | 0 | 0 | 0 | 0 | 0 | 0 | 0
1998 | 0 | 0 | 0 | 0 | 0 | 0 | 0 | 0 | 0 | 0 | 0 | 0 | 0 | 0 | 0 | 0 | 0 | 0 | 0 | 0
1999 | 0 | 0 | 0 | 0 | 0 | 0 | 0 | 0 | 0 | 0 | 0 | 0 | 0 | 0 | 0 | 0 | 0 | 0 | 0 | 0
2000 | 0 | 0 | 0 | 0 | 0 | 0 | 0 | 0 | 0 | 0 | 0 | 0 | 0 | 0 | 0 | 0 | 0 | 0 | 0 | 0
2001 | 0 | 0 | 0 | 0 | 0 | 0 | 0 | 0 | 0 | 0 | 0 | 0 | 0 | 0 | 0 | 0 | 0 | 0 | 0 | 0
2002 | 0 | 0 | 0 | 0 | 0 | 0 | 0 | 0 | 0 | 0 | 0 | 0 | 0 | 0 | 0 | 0 | 0 | 0 | 0 | 0
2003 | 0 | 0 | 0 | 0 | 0 | 0 | 0 | 0 | 0 | 0 | 0 | 0 | 0 | 0 | 0 | 0 | 0 | 0 | 0 | 0
2004 | 0 | 0 | 0 | 0 | 0 | 0 | 0 | 0 | 0 | 0 | 0 | 0 | 0 | 0 | 0 | 0 | 0 | 0 | 0 | 0
2005 | 0 | 0 | 0 | 0 | 0 | 0 | 0 | 0 | 0 | 0 | 0 | 0 | 0 | 0 | 0 | 0 | 0 | 0 | 0 | 0
2006 | 0 | 0 | 0 | 0 | 0 | 0 | 0 | 0 | 0 | 0 | 0 | 0 | 0 | 0 | 0 | 0 | 0 | 0 | 0 | 0
2007 | 0 | 0 | 0 | 0 | 0 | 0 | 0 | 0 | 0 | 0 | 0 | 0 | 0 | 0 | 0 | 0 | 0 | 0 | 0 | 0
2008 | 0 | 0 | 0 | 0 | 0 | 0 | 0 | 0 | 0 | 0 | 0 | 0 | 0 | 0 | 0 | 0 | 0 | 0 | 0 | 0
2009 | 7 | 7 | 0.31429 | 0.31429 | 780.0571 | 0.0022 | 0.0022 | 0.0054604 | 3.5 | 0.31429 | 0.0011 | 0.0011 | 0 | 0.31429 | 0 | 0 | 3.5 | 780.0571 | 0.0027302 | 0.0027302
2010 | 49 | 56 | 0.91 | 0.91 | 8334 | 0.04459 | 0.04459 | 0.40837 | 28 | 0.91 | 0.02548 | 0.02658 | 7 | 0.91 | 0.00637 | 0.00637 | 28 | 8334 | 0.23335 | 0.23608
2011 | 59 | 115 | 0.18 | 0.15 | 573 | 0.01062 | 0.00885 | 0.033807 | 54 | 0.18 | 0.00972 | 0.0363 | 49 | 0.15 | 0.00735 | 0.01372 | 54 | 573 | 0.030942 | 0.26702
2012 | 1 | 116 | 0.4 | 0.4 | 971 | 0.0004 | 0.0004 | 0.000971 | 30 | 0.4 | 0.012 | 0.0483 | 59 | 0.4 | 0.0236 | 0.03732 | 30 | 971 | 0.02913 | 0.29615
2013 | 4 | 120 | 0.38 | 0.38 | 1518 | 0.00152 | 0.00152 | 0.006072 | 2.5 | 0.38 | 0.00095 | 0.04925 | 1 | 0.38 | 0.00038 | 0.0377 | 2.5 | 1518 | 0.003795 | 0.29995
2014 | 4 | 124 | 1.79 | 1.42 | 1964 | 0.00716 | 0.00568 | 0.007856 | 4 | 1.79 | 0.00716 | 0.05641 | 4 | 1.42 | 0.00568 | 0.04338 | 4 | 1964 | 0.007856 | 0.30781
2015 | 0 | 124 | 1.79 | 1.42 | 1964 | 0 | 0 | 0 | 2 | 1.79 | 0.00358 | 0.05999 | 4 | 1.42 | 0.00568 | 0.04906 | 2 | 1964 | 0.003928 | 0.31173
2016 | 0 | 124 |  |  |  | 0 | 0 | 0 | 0 | 0 | 0 | 0.05999 | 0 | 0 | 0 | 0.04906 | 0 | 0 | 0 | 0.31173
2017 | 0 | 124 |  |  |  | 0 | 0 | 0 | 0 | 0 | 0 | 0.05999 | 0 | 0 | 0 | 0.04906 | 0 | 0 | 0 | 0.31173
2018 | 0 | 124 |  |  |  | 0 | 0 | 0 | 0 | 0 | 0 | 0.05999 | 0 | 0 | 0 | 0.04906 | 0 | 0 | 0 | 0.31173
2019 | 0 | 124 |  |  |  | 0 | 0 | 0 | 0 | 0 | 0 | 0.05999 | 0 | 0 | 0 | 0.04906 | 0 | 0 | 0 | 0.31173
2020 | 0 | 124 |  |  |  | 0 | 0 | 0 | 0 | 0 | 0 | 0.05999 | 0 | 0 | 0 | 0.04906 | 0 | 0 | 0 | 0.31173
2021 | 0 | 124 |  |  |  | 0 | 0 | 0 | 0 | 0 | 0 | 0.05999 | 0 | 0 | 0 | 0.04906 | 0 | 0 | 0 | 0.31173
2022 | 0 | 124 |  |  |  | 0 | 0 | 0 | 0 | 0 | 0 | 0.05999 | 0 | 0 | 0 | 0.04906 | 0 | 0 | 0 | 0.31173
2023 | 0 | 124 |  |  |  | 0 | 0 | 0 | 0 | 0 | 0 | 0.05999 | 0 | 0 | 0 | 0.04906 | 0 | 0 | 0 | 0.31173
2024 | 0 | 124 |  |  |  | 0 | 0 | 0 | 0 | 0 | 0 | 0.05999 | 0 | 0 | 0 | 0.04906 | 0 | 0 | 0 | 0.31173
2025 | 0 | 124 |  |  |  | 0 | 0 | 0 | 0 | 0 | 0 | 0.05999 | 0 | 0 | 0 | 0.04906 | 0 | 0 | 0 | 0.31173
2026 | 0 | 124 |  |  |  | 0 | 0 | 0 | 0 | 0 | 0 | 0.05999 | 0 | 0 | 0 | 0.04906 | 0 | 0 | 0 | 0.31173
2027 | 0 | 124 |  |  |  | 0 | 0 | 0 | 0 | 0 | 0 | 0.05999 | 0 | 0 | 0 | 0.04906 | 0 | 0 | 0 | 0.31173
2028 | 0 | 124 |  |  |  | 0 | 0 | 0 | 0 | 0 | 0 | 0.05999 | 0 | 0 | 0 | 0.04906 | 0 | 0 | 0 | 0.31173
2029 | 0 | 124 |  |  |  | 0 | 0 | 0 | 0 | 0 | 0 | 0.05999 | 0 | 0 | 0 | 0.04906 | 0 | 0 | 0 | 0.31173
2030 | 0 | 124 |  |  |  | 0 | 0 | 0 | 0 | 0 | 0 | 0.05999 | 0 | 0 | 0 | 0.04906 | 0 | 0 | 0 | 0.31173
2031 | 0 | 124 |  |  |  | 0 | 0 | 0 | 0 | 0 | 0 | 0.05999 | 0 | 0 | 0 | 0.04906 | 0 | 0 | 0 | 0.31173
2032 | 0 | 124 |  |  |  | 0 | 0 | 0 | 0 | 0 | 0 | 0.05999 | 0 | 0 | 0 | 0.04906 | 0 | 0 | 0 | 0.31173
2033 | 0 | 124 |  |  |  | 0 | 0 | 0 | 0 | 0 | 0 | 0.05999 | 0 | 0 | 0 | 0.04906 | 0 | 0 | 0 | 0.31173
2034 | 0 | 124 |  |  |  | 0 | 0 | 0 | 0 | 0 | 0 | 0.05999 | 0 | 0 | 0 | 0.04906 | 0 | 0 | 0 | 0.31173
2035 | 0 | 124 |  |  |  | 0 | 0 | 0 | 0 | 0 | 0 | 0.05999 | 0 | 0 | 0 | 0.04906 | 0 | 0 | 0 | 0.31173
2036 | 0 | 124 |  |  |  | 0 | 0 | 0 | 0 | 0 | 0 | 0.05999 | 0 | 0 | 0 | 0.04906 | 0 | 0 | 0 | 0.31173
2037 | 0 | 124 |  |  |  | 0 | 0 | 0 | 0 | 0 | 0 | 0.05999 | 0 | 0 | 0 | 0.04906 | 0 | 0 | 0 | 0.31173
2038 | 0 | 124 |  |  |  | 0 | 0 | 0 | 0 | 0 | 0 | 0.05999 | 0 | 0 | 0 | 0.04906 | 0 | 0 | 0 | 0.31173
2039 | 0 | 124 |  |  |  | 0 | 0 | 0 | 0 | 0 | 0 | 0.05999 | 0 | 0 | 0 | 0.04906 | 0 | 0 | 0 | 0.31173
2040 | 0 | 124 |  |  |  | 0 | 0 | 0 | 0 | 0 | 0 | 0.05999 | 0 | 0 | 0 | 0.04906 | 0 | 0 | 0 | 0.31173
2041 | 0 | 124 |  |  |  | 0 | 0 | 0 | 0 | 0 | 0 | 0.05999 | 0 | 0 | 0 | 0.04906 | 0 | 0 | 0 | 0.31173
(1) FEECA 90 (1981-1990) cumulative totals.
(2) FEECA 94 (1991-1994) cumulative totals.
* Incremental Participants for Summer and Energy are the same calculation: Previous Year's "Year-End" Total plus Current Year's "Year-End" Total divided by 2 for an average
** Incremental Participants for Winter equals the Previous Year's "Year-End" Total as it is closer to the month of the Winter Peak, typically in Jan. each year

## COM Lighting
Conservation Savings @ Meter |  |  |  |  | ** PRIOR to 2015 includes conditioned and unconditioned space and exit signs.
PROGRAM: | COM Lighting (COM Indoor Lighting + COM Unconditioned Lighting+ Exit Signs) | [7 empty] | ** EXITS SIGNS ENDED IN 2015
[6 empty] | #'s Match DSM Annual Reports Filed |  |  | ** MOVED Conditioned and UNCONDITIONED LIGHTING TO their OWN TABs in 2015
| Year_End Savings | [7 empty] | Summer Savings |  |  |  | Winter Savings |  |  |  | Annual Energy Savings
Year | DSM Year-Ending Incremental Participants | DSM Year-Ending Cumulative Participants | DSM Summer Savings Per Participant (KW) | DSM Winter Savings Per Participant (KW) | DSM Energy Savings Per Participant (KWH) | DSM Incremental Summer Savings (MW) | DSM Incremental Winter Savings (MW) | DSM Incremental Energy Savings (GWH) | Incremental Summer Participants* | Summer Savings Per Participant (KW) | Incremental Summer Savings (MW) | Cumulative Summer Savings (MW) | Incremental Winter Participants** | Winter Savings Per Participant (KW) | Incremental Winter Savings (MW) | Cumulative Winter Savings (MW) | Average Annual Incremental Energy Participants* | Energy Savings Per Participant (KWH) | Incremental Energy Savings (GWH) | Cumulative Energy Savings (GWH)
1981-1990(1)
1991-1994(2) |  | 73 | [7 empty] | 8.2192 |  | 0.6 |  | 3.0137 |  | 0.22 |  | 27123.2877 |  | 1.98
1995 | 191 | 264 | 10.8377 | 3.9267 | 36125.6545 | 2.07 | 0.75 | 6.9 | 107.5 | 10.8377 | 1.1651 | 1.7651 | 24 | 3.9267 | 0.094241 | 0.31424 | 107.5 | 36125.6545 | 3.8835 | 5.8635
1996 | 203 | 467 | 15.91 | 5.52 | 72680 | 3.2297 | 1.1206 | 14.754 | 197 | 15.91 | 3.1343 | 4.8993 | 191 | 5.52 | 1.0543 | 1.3686 | 197 | 72680 | 14.318 | 20.1815
1997 | 122 | 589 | 25.8595 | 8.972 | 117743.2623 | 3.1549 | 1.0946 | 14.3647 | 162.5 | 25.8595 | 4.2022 | 9.1015 | 203 | 8.972 | 1.8213 | 3.1899 | 162.5 | 117743.2623 | 19.1333 | 39.3147
1998 | 106 | 695 | 26.43 | 9.17 | 121682 | 2.8016 | 0.97202 | 12.8983 | 114 | 26.43 | 3.013 | 12.1145 | 122 | 9.17 | 1.1187 | 4.3086 | 114 | 121682 | 13.8717 | 53.1865
1999 | 66 | 761 | 39.49 | 13.7 | 185052 | 2.6063 | 0.9042 | 12.2134 | 86 | 39.49 | 3.3961 | 15.5107 | 106 | 13.7 | 1.4522 | 5.7608 | 86 | 185052 | 15.9145 | 69.101
2000 | 46 | 807 | 96.5674 | 33.5061 | 325773.7826 | 4.4421 | 1.5413 | 14.9856 | 56 | 96.5674 | 5.4078 | 20.9184 | 66 | 33.5061 | 2.2114 | 7.9722 | 56 | 325773.7826 | 18.2433 | 87.3443
2001 | 58 | 865 | 43.89 | 15.23 | 107032 | 2.5456 | 0.88334 | 6.2079 | 52 | 43.89 | 2.2823 | 23.2007 | 46 | 15.23 | 0.70058 | 8.6728 | 52 | 107032 | 5.5657 | 92.91
2002 | 51 | 916 | 20.21 | 7.01 | 147693 | 1.0307 | 0.35751 | 7.5323 | 54.5 | 20.21 | 1.1014 | 24.3022 | 58 | 7.01 | 0.40658 | 9.0794 | 54.5 | 147693 | 8.0493 | 100.9592
2003 | 40 | 956 | 31.2 | 10.82 | 277055 | 1.248 | 0.4328 | 11.0822 | 45.5 | 31.2 | 1.4196 | 25.7218 | 51 | 10.82 | 0.55182 | 9.6312 | 45.5 | 277055 | 12.606 | 113.5652
2004 | 58 | 1014 | 34.37 | 11.92 | 197388 | 1.9935 | 0.69136 | 11.4485 | 49 | 34.37 | 1.6841 | 27.4059 | 40 | 11.92 | 0.4768 | 10.108 | 49 | 197388 | 9.672 | 123.2372
2005 | 29 | 1043 | 29.82 | 10.34 | 223006 | 0.86478 | 0.29986 | 6.4672 | 43.5 | 29.82 | 1.2972 | 28.7031 | 58 | 10.34 | 0.59972 | 10.7077 | 43.5 | 223006 | 9.7008 | 132.938
2006 | 20 | 1063 | 50.33 | 17.46 | 284306 | 1.0066 | 0.3492 | 5.6861 | 24.5 | 50.33 | 1.2331 | 29.9361 | 29 | 17.46 | 0.50634 | 11.2141 | 24.5 | 284306 | 6.9655 | 139.9035
2007 | 44 | 1107 | 32.53 | 11.29 | 201353 | 1.4313 | 0.49676 | 8.8595 | 32 | 32.53 | 1.041 | 30.9771 | 20 | 11.29 | 0.2258 | 11.4399 | 32 | 201353 | 6.4433 | 146.3468
2008 | 50 | 1157 | 37.247 | 20.44 | 264472.1 | 1.8623 | 1.022 | 13.2236 | 47 | 37.247 | 1.7506 | 32.7277 | 44 | 20.44 | 0.89936 | 12.3392 | 47 | 264472.1 | 12.4302 | 158.777
2009 | 140 | 1297 | 22.762 | 12.7544 | 153129.6286 | 3.1867 | 1.7856 | 21.4381 | 95 | 22.762 | 2.1624 | 34.8901 | 50 | 12.7544 | 0.63772 | 12.9769 | 95 | 153129.6286 | 14.5473 | 173.3243
2010 | 0 | 1297 | 13.6 | 13.9 | 83964 | 0 | 0 | 0 | 70 | 13.6 | 0.952 | 35.8421 | 140 | 13.9 | 1.946 | 14.9229 | 70 | 83964 | 5.8775 | 179.2018
2011 | 0 | 1297 | 20.8395 | 18.0848 | 115512.4759 | 0 | 0 | 0 | 0 | 20.8395 | 0 | 35.8421 | 0 | 18.0848 | 0 | 14.9229 | 0 | 115512.4759 | 0 | 179.2018
2012 | 77 | 1374 | 30.5458 | 24.8486 | 184738.4675 | 2.352 | 1.9133 | 14.2249 | 38.5 | 30.5458 | 1.176 | 37.0181 | 0 | 24.8486 | 0 | 14.9229 | 38.5 | 184738.4675 | 7.1124 | 186.3142
2013 | 81 | 1455 | 26.5826 | 22.0931 | 163222.6667 | 2.1532 | 1.7895 | 13.221 | 79 | 26.5826 | 2.1 | 39.1181 | 77 | 22.0931 | 1.7012 | 16.6241 | 79 | 163222.6667 | 12.8946 | 199.2088
2014 | 100 | 1555 | 40.5507 | 33.0781 | 71468.9448 | 4.0551 | 3.3078 | 7.1469 | 90.5 | 40.5507 | 3.6698 | 42.788 | 81 | 33.0781 | 2.6793 | 19.3034 | 90.5 | 71468.9448 | 6.4679 | 205.6767
2015 | 2 | 1557 | 0.18 | 0.14 | 139 | 0.00036 | 0.00028 | 0.000278 | 51 | 0.18 | 0.00918 | 42.7972 | 100 | 0.14 | 0.014 | 19.3174 | 51 | 139 | 0.007089 | 205.6838
2016 | 0 | 1557 |  |  |  | 0 | 0 | 0 | 1 | 0 | 0 | 42.7972 | 2 | 0 | 0 | 19.3174 | 1 | 0 | 0 | 205.6838
2017 |  | 1557 |  |  |  | 0 | 0 | 0 | 0 | 0 | 0 | 42.7972 | 0 | 0 | 0 | 19.3174 | 0 | 0 | 0 | 205.6838
2018 |  | 1557 |  |  |  | 0 | 0 | 0 | 0 | 0 | 0 | 42.7972 | 0 | 0 | 0 | 19.3174 | 0 | 0 | 0 | 205.6838
2019 |  | 1557 |  |  |  | 0 | 0 | 0 | 0 | 0 | 0 | 42.7972 | 0 | 0 | 0 | 19.3174 | 0 | 0 | 0 | 205.6838
2020 |  | 1557 |  |  |  | 0 | 0 | 0 | 0 | 0 | 0 | 42.7972 | 0 | 0 | 0 | 19.3174 | 0 | 0 | 0 | 205.6838
2021 |  | 1557 |  |  |  | 0 | 0 | 0 | 0 | 0 | 0 | 42.7972 | 0 | 0 | 0 | 19.3174 | 0 | 0 | 0 | 205.6838
2022 |  | 1557 |  |  |  | 0 | 0 | 0 | 0 | 0 | 0 | 42.7972 | 0 | 0 | 0 | 19.3174 | 0 | 0 | 0 | 205.6838
2023 |  | 1557 |  |  |  | 0 | 0 | 0 | 0 | 0 | 0 | 42.7972 | 0 | 0 | 0 | 19.3174 | 0 | 0 | 0 | 205.6838
2024 |  | 1557 |  |  |  | 0 | 0 | 0 | 0 | 0 | 0 | 42.7972 | 0 | 0 | 0 | 19.3174 | 0 | 0 | 0 | 205.6838
2025 |  | 1557 |  |  |  | 0 | 0 | 0 | 0 | 0 | 0 | 42.7972 | 0 | 0 | 0 | 19.3174 | 0 | 0 | 0 | 205.6838
2026 |  | 1557 |  |  |  | 0 | 0 | 0 | 0 | 0 | 0 | 42.7972 | 0 | 0 | 0 | 19.3174 | 0 | 0 | 0 | 205.6838
2027 |  | 1557 |  |  |  | 0 | 0 | 0 | 0 | 0 | 0 | 42.7972 | 0 | 0 | 0 | 19.3174 | 0 | 0 | 0 | 205.6838
2028 |  | 1557 |  |  |  | 0 | 0 | 0 | 0 | 0 | 0 | 42.7972 | 0 | 0 | 0 | 19.3174 | 0 | 0 | 0 | 205.6838
2029 |  | 1557 |  |  |  | 0 | 0 | 0 | 0 | 0 | 0 | 42.7972 | 0 | 0 | 0 | 19.3174 | 0 | 0 | 0 | 205.6838
2030 |  | 1557 |  |  |  | 0 | 0 | 0 | 0 | 0 | 0 | 42.7972 | 0 | 0 | 0 | 19.3174 | 0 | 0 | 0 | 205.6838
2031 |  | 1557 |  |  |  | 0 | 0 | 0 | 0 | 0 | 0 | 42.7972 | 0 | 0 | 0 | 19.3174 | 0 | 0 | 0 | 205.6838
2032 |  | 1557 |  |  |  | 0 | 0 | 0 | 0 | 0 | 0 | 42.7972 | 0 | 0 | 0 | 19.3174 | 0 | 0 | 0 | 205.6838
2033 |  | 1557 |  |  |  | 0 | 0 | 0 | 0 | 0 | 0 | 42.7972 | 0 | 0 | 0 | 19.3174 | 0 | 0 | 0 | 205.6838
2034 | 0 | 1557 |  |  |  | 0 | 0 | 0 | 0 | 0 | 0 | 42.7972 | 0 | 0 | 0 | 19.3174 | 0 | 0 | 0 | 205.6838
2035 | 0 | 1557 |  |  |  | 0 | 0 | 0 | 0 | 0 | 0 | 42.7972 | 0 | 0 | 0 | 19.3174 | 0 | 0 | 0 | 205.6838
2036 | 0 | 1557 |  |  |  | 0 | 0 | 0 | 0 | 0 | 0 | 42.7972 | 0 | 0 | 0 | 19.3174 | 0 | 0 | 0 | 205.6838
2037 | 0 | 1557 |  |  |  | 0 | 0 | 0 | 0 | 0 | 0 | 42.7972 | 0 | 0 | 0 | 19.3174 | 0 | 0 | 0 | 205.6838
2038 | 0 | 1557 |  |  |  | 0 | 0 | 0 | 0 | 0 | 0 | 42.7972 | 0 | 0 | 0 | 19.3174 | 0 | 0 | 0 | 205.6838
2039 | 0 | 1557 |  |  |  | 0 | 0 | 0 | 0 | 0 | 0 | 42.7972 | 0 | 0 | 0 | 19.3174 | 0 | 0 | 0 | 205.6838
2040 | 0 | 1557 |  |  |  | 0 | 0 | 0 | 0 | 0 | 0 | 42.7972 | 0 | 0 | 0 | 19.3174 | 0 | 0 | 0 | 205.6838
2041 | 0 | 1557 |  |  |  | 0 | 0 | 0 | 0 | 0 | 0 | 42.7972 | 0 | 0 | 0 | 19.3174 | 0 | 0 | 0 | 205.6838
(1) FEECA 90 (1981-1990) cumulative totals.
(2) FEECA 94 (1991-1994) cumulative totals.
* Incremental Participants for Summer and Energy are the same calculation: Previous Year's "Year-End" Total plus Current Year's "Year-End" Total divided by 2 for an average
** Incremental Participants for Winter equals the Previous Year's "Year-End" Total as it is closer to the month of the Winter Peak, typically in Jan. each year
** Historical data (2006 and prior) contain Com Indoor lighting prgm.
the sum of indoor lighting and unconditioned lighting is the total for all participants.
**need the aggregate savings from Tim R.
3 Programs - Weighted Average Calculation
|  |  |  | Sum KW | Win KW | Energy |  |  | LC | Lun
|  | Lighting Conditioned |  | 43.68 | 34.01 | 26632 |  |  | 8.54 | 51.81
|  | Lighting Unconditioned |  | 46.93 | 46.93 | 350921 |  |  | 2.96 | 51.81
| New in 2010 | Exit Signs |  | 0.18 | 0.14 | 906 |  |  | 49311 | 347627
|  | Participants | [6 empty] | Weighted |  | Weighted |  | Weighted
|  | Lighting Conditioned | Lighting Unconditioned | Exit Signs |  | Total Participants |  | Sum KW | Sum KW | Win KW | Win KW | Energy | Energy
| 2014 | 112 | 21 | 12 |  | 145 |  | 5879.85 | 40.5507 | 4796.33 | 33.0781 | 10362997 | 71468.9448
| 2015 | 45 | 12 | 500 |  | 557 |  | 2618.76 | 4.7015 | 2163.61 | 3.8844 | 5862492 | 10525.1203
| 2016 | 55 | 12 | 560 |  | 627 |  | 3066.36 | 4.8905 | 2512.11 | 4.0066 | 6183172 | 9861.5183
| 2017 | 50 | 13 | 500 |  | 563 |  | 2884.09 | 5.1227 | 2380.59 | 4.2284 | 6346573 | 11272.7762
| 2018 | 40 | 14 | 450 |  | 504 |  | 2485.22 | 4.931 | 2080.42 | 4.1278 | 6385874 | 12670.3849
| 2019 | 40 | 15 | 400 |  | 455 |  | 2523.15 | 5.5454 | 2120.35 | 4.6601 | 6691495 | 14706.5824

## COM HVAC ReCommissioning
Conservation Savings @ Meter |  |  |  | ** PROGRAM ENDED WITH 2015-2024 DSM PLAN
PROGRAM: | COM | Commercial HVAC Re-Commissioning aka Maintenance
#'s Match DSM Annual Reports Filed
| Year_End Savings | [7 empty] | Summer Savings |  |  |  | Winter Savings |  |  |  | Annual Energy Savings
Year | DSM Year-Ending Incremental Participants | DSM Year-Ending Cumulative Participants | DSM Summer Savings Per Participant (KW) | DSM Winter Savings Per Participant (KW) | DSM Energy Savings Per Participant (KWH) | DSM Incremental Summer Savings (MW) | DSM Incremental Winter Savings (MW) | DSM Incremental Energy Savings (GWH) | Incremental Summer Participants* | Summer Savings Per Participant (KW) | Incremental Summer Savings (MW) | Cumulative Summer Savings (MW) | Incremental Winter Participants** | Winter Savings Per Participant (KW) | Incremental Winter Savings (MW) | Cumulative Winter Savings (MW) | Average Annual Incremental Energy Participants* | Energy Savings Per Participant (KWH) | Incremental Energy Savings (GWH) | Cumulative Energy Savings (GWH)
1981-1990(1)
1991-1994(2)
1995
1996
1997
1998
1999
2000
2001
2002
2003
2004
2005
2006
2007
2008
2009
2010 | 0 | 0 | 1.65 | 0 | 2042 | 0 | 0 | 0 | 0 | 1.65 | 0 | 0 | 0 | 0 | 0 | 0 | 0 | 2042 | 0 | 0
2011 | 0 | 0 | 1.65 | 0 | 2042 | 0 | 0 | 0 | 0 | 1.65 | 0 | 0 | 0 | 0 | 0 | 0 | 0 | 2042 | 0 | 0
2012 | 87 | 87 | 0.8 | 0 | 3095 | 0.0696 | 0 | 0.26926 | 43.5 | 0.8 | 0.0348 | 0.0348 | 0 | 0 | 0 | 0 | 43.5 | 3095 | 0.13463 | 0.13463
2013 | 141 | 228 | 0.9 | 0 | 2603 | 0.1269 | 0 | 0.36702 | 114 | 0.9 | 0.1026 | 0.1374 | 87 | 0 | 0 | 0 | 114 | 2603 | 0.29674 | 0.43137
2014 | 68 | 296 | 0.18 | 0 | 1066 | 0.01224 | 0 | 0.072488 | 104.5 | 0.18 | 0.01881 | 0.15621 | 141 | 0 | 0 | 0 | 104.5 | 1066 | 0.1114 | 0.54277
2015 | 250 | 546 | 2.09 | 0 | 3728 | 0.5225 | 0 | 0.932 | 159 | 2.09 | 0.33231 | 0.48852 | 68 | 0 | 0 | 0 | 159 | 3728 | 0.59275 | 1.1355
2016 |  | 546 |  |  |  | 0 | 0 | 0 | 125 | 0 | 0 | 0.48852 | 250 | 0 | 0 | 0 | 125 | 0 | 0 | 1.1355
2017 |  | 546 |  |  |  | 0 | 0 | 0 | 0 | 0 | 0 | 0.48852 | 0 | 0 | 0 | 0 | 0 | 0 | 0 | 1.1355
2018 |  | 546 |  |  |  | 0 | 0 | 0 | 0 | 0 | 0 | 0.48852 | 0 | 0 | 0 | 0 | 0 | 0 | 0 | 1.1355
2019 |  | 546 |  |  |  | 0 | 0 | 0 | 0 | 0 | 0 | 0.48852 | 0 | 0 | 0 | 0 | 0 | 0 | 0 | 1.1355
2020 |  | 546 |  |  |  | 0 | 0 | 0 | 0 | 0 | 0 | 0.48852 | 0 | 0 | 0 | 0 | 0 | 0 | 0 | 1.1355
2021 |  | 546 |  |  |  | 0 | 0 | 0 | 0 | 0 | 0 | 0.48852 | 0 | 0 | 0 | 0 | 0 | 0 | 0 | 1.1355
2022 |  | 546 |  |  |  | 0 | 0 | 0 | 0 | 0 | 0 | 0.48852 | 0 | 0 | 0 | 0 | 0 | 0 | 0 | 1.1355
2023 |  | 546 |  |  |  | 0 | 0 | 0 | 0 | 0 | 0 | 0.48852 | 0 | 0 | 0 | 0 | 0 | 0 | 0 | 1.1355
2024 |  | 546 |  |  |  | 0 | 0 | 0 | 0 | 0 | 0 | 0.48852 | 0 | 0 | 0 | 0 | 0 | 0 | 0 | 1.1355
2025 |  | 546 |  |  |  | 0 | 0 | 0 | 0 | 0 | 0 | 0.48852 | 0 | 0 | 0 | 0 | 0 | 0 | 0 | 1.1355
2026 |  | 546 |  |  |  | 0 | 0 | 0 | 0 | 0 | 0 | 0.48852 | 0 | 0 | 0 | 0 | 0 | 0 | 0 | 1.1355
2027 |  | 546 |  |  |  | 0 | 0 | 0 | 0 | 0 | 0 | 0.48852 | 0 | 0 | 0 | 0 | 0 | 0 | 0 | 1.1355
2028 |  | 546 |  |  |  | 0 | 0 | 0 | 0 | 0 | 0 | 0.48852 | 0 | 0 | 0 | 0 | 0 | 0 | 0 | 1.1355
2029 |  | 546 |  |  |  | 0 | 0 | 0 | 0 | 0 | 0 | 0.48852 | 0 | 0 | 0 | 0 | 0 | 0 | 0 | 1.1355
2030 |  | 546 |  |  |  | 0 | 0 | 0 | 0 | 0 | 0 | 0.48852 | 0 | 0 | 0 | 0 | 0 | 0 | 0 | 1.1355
2031 |  | 546 |  |  |  | 0 | 0 | 0 | 0 | 0 | 0 | 0.48852 | 0 | 0 | 0 | 0 | 0 | 0 | 0 | 1.1355
2032 |  | 546 |  |  |  | 0 | 0 | 0 | 0 | 0 | 0 | 0.48852 | 0 | 0 | 0 | 0 | 0 | 0 | 0 | 1.1355
2033 |  | 546 |  |  |  | 0 | 0 | 0 | 0 | 0 | 0 | 0.48852 | 0 | 0 | 0 | 0 | 0 | 0 | 0 | 1.1355
2034 |  | 546 |  |  |  | 0 | 0 | 0 | 0 | 0 | 0 | 0.48852 | 0 | 0 | 0 | 0 | 0 | 0 | 0 | 1.1355
2035 | 0 | 546 |  |  |  | 0 | 0 | 0 | 0 | 0 | 0 | 0.48852 | 0 | 0 | 0 | 0 | 0 | 0 | 0 | 1.1355
2036 | 0 | 546 |  |  |  | 0 | 0 | 0 | 0 | 0 | 0 | 0.48852 | 0 | 0 | 0 | 0 | 0 | 0 | 0 | 1.1355
2037 | 0 | 546 |  |  |  | 0 | 0 | 0 | 0 | 0 | 0 | 0.48852 | 0 | 0 | 0 | 0 | 0 | 0 | 0 | 1.1355
2038 | 0 | 546 |  |  |  | 0 | 0 | 0 | 0 | 0 | 0 | 0.48852 | 0 | 0 | 0 | 0 | 0 | 0 | 0 | 1.1355
2039 | 0 | 546 |  |  |  | 0 | 0 | 0 | 0 | 0 | 0 | 0.48852 | 0 | 0 | 0 | 0 | 0 | 0 | 0 | 1.1355
2040 | 0 | 546 |  |  |  | 0 | 0 | 0 | 0 | 0 | 0 | 0.48852 | 0 | 0 | 0 | 0 | 0 | 0 | 0 | 1.1355
2041 | 0 | 546 |  |  |  | 0 | 0 | 0 | 0 | 0 | 0 | 0.48852 | 0 | 0 | 0 | 0 | 0 | 0 | 0 | 1.1355
(1) FEECA 90 (1981-1990) cumulative totals.
(2) FEECA 94 (1991-1994) cumulative totals.
* Incremental Participants for Summer and Energy are the same calculation: Previous Year's "Year-End" Total plus Current Year's "Year-End" Total divided by 2 for an average
** Incremental Participants for Winter equals the Previous Year's "Year-End" Total as it is closer to the month of the Winter Peak, typically in Jan. each year

## COM ERV
Conservation Savings @ Meter |  |  |  |  | ** PROGRAM ENDED WITH 2015-2024 DSM PLAN
PROGRAM: | COM | Commercial ERV (Energy Recovery Ventilation)
#'s Match DSM Annual Reports Filed
| Year_End Savings | [7 empty] | Summer Savings |  |  |  | Winter Savings |  |  |  | Annual Energy Savings
Year | DSM Year-Ending Incremental Participants | DSM Year-Ending Cumulative Participants | DSM Summer Savings Per Participant (KW) | DSM Winter Savings Per Participant (KW) | DSM Energy Savings Per Participant (KWH) | DSM Incremental Summer Savings (MW) | DSM Incremental Winter Savings (MW) | DSM Incremental Energy Savings (GWH) | Incremental Summer Participants* | Summer Savings Per Participant (KW) | Incremental Summer Savings (MW) | Cumulative Summer Savings (MW) | Incremental Winter Participants** | Winter Savings Per Participant (KW) | Incremental Winter Savings (MW) | Cumulative Winter Savings (MW) | Average Annual Incremental Energy Participants* | Energy Savings Per Participant (KWH) | Incremental Energy Savings (GWH) | Cumulative Energy Savings (GWH)
1981-1990(1)
1991-1994(2)
1995
1996
1997
1998
1999
2000
2001
2002
2003
2004
2005
2006
2007
2008
2009
2010 | 0 | 0 | 1.77 | 0.59 | 2830 | 0 | 0 | 0 | 0 | 1.77 | 0 | 0 | 0 | 0.59 | 0 | 0 | 0 | 2830 | 0 | 0
2011 | 0 | 0 | 1.77 | 0.59 | 2830 | 0 | 0 | 0 | 0 | 1.77 | 0 | 0 | 0 | 0.59 | 0 | 0 | 0 | 2830 | 0 | 0
2012 | 0 | 0 | 1.77 | 0.59 | 2830 | 0 | 0 | 0 | 0 | 1.77 | 0 | 0 | 0 | 0.59 | 0 | 0 | 0 | 2830 | 0 | 0
2013 | 3 | 3 | 6.67 | 7.14 | 10443 | 0.02001 | 0.02142 | 0.031329 | 1.5 | 6.67 | 0.010005 | 0.010005 | 0 | 7.14 | 0 | 0 | 1.5 | 10443 | 0.015665 | 0.015665
2014 | 0 | 3 | 6.67 | 7.14 | 10443 | 0 | 0 | 0 | 1.5 | 6.67 | 0.010005 | 0.02001 | 3 | 7.14 | 0.02142 | 0.02142 | 1.5 | 10443 | 0.015665 | 0.031329
2015 | 0 | 3 | 0 | 0 | 0 | 0 | 0 | 0 | 0 | 0 | 0 | 0.02001 | 0 | 0 | 0 | 0.02142 | 0 | 0 | 0 | 0.031329
2016 |  | 3 |  |  |  | 0 | 0 | 0 | 0 | 0 | 0 | 0.02001 | 0 | 0 | 0 | 0.02142 | 0 | 0 | 0 | 0.031329
2017 |  | 3 |  |  |  | 0 | 0 | 0 | 0 | 0 | 0 | 0.02001 | 0 | 0 | 0 | 0.02142 | 0 | 0 | 0 | 0.031329
2018 |  | 3 |  |  |  | 0 | 0 | 0 | 0 | 0 | 0 | 0.02001 | 0 | 0 | 0 | 0.02142 | 0 | 0 | 0 | 0.031329
2019 |  | 3 |  |  |  | 0 | 0 | 0 | 0 | 0 | 0 | 0.02001 | 0 | 0 | 0 | 0.02142 | 0 | 0 | 0 | 0.031329
2020 |  | 3 |  |  |  | 0 | 0 | 0 | 0 | 0 | 0 | 0.02001 | 0 | 0 | 0 | 0.02142 | 0 | 0 | 0 | 0.031329
2021 |  | 3 |  |  |  | 0 | 0 | 0 | 0 | 0 | 0 | 0.02001 | 0 | 0 | 0 | 0.02142 | 0 | 0 | 0 | 0.031329
2022 |  | 3 |  |  |  | 0 | 0 | 0 | 0 | 0 | 0 | 0.02001 | 0 | 0 | 0 | 0.02142 | 0 | 0 | 0 | 0.031329
2023 |  | 3 |  |  |  | 0 | 0 | 0 | 0 | 0 | 0 | 0.02001 | 0 | 0 | 0 | 0.02142 | 0 | 0 | 0 | 0.031329
2024 |  | 3 |  |  |  | 0 | 0 | 0 | 0 | 0 | 0 | 0.02001 | 0 | 0 | 0 | 0.02142 | 0 | 0 | 0 | 0.031329
2025 |  | 3 |  |  |  | 0 | 0 | 0 | 0 | 0 | 0 | 0.02001 | 0 | 0 | 0 | 0.02142 | 0 | 0 | 0 | 0.031329
2026 |  | 3 |  |  |  | 0 | 0 | 0 | 0 | 0 | 0 | 0.02001 | 0 | 0 | 0 | 0.02142 | 0 | 0 | 0 | 0.031329
2027 |  | 3 |  |  |  | 0 | 0 | 0 | 0 | 0 | 0 | 0.02001 | 0 | 0 | 0 | 0.02142 | 0 | 0 | 0 | 0.031329
2028 |  | 3 |  |  |  | 0 | 0 | 0 | 0 | 0 | 0 | 0.02001 | 0 | 0 | 0 | 0.02142 | 0 | 0 | 0 | 0.031329
2029 |  | 3 |  |  |  | 0 | 0 | 0 | 0 | 0 | 0 | 0.02001 | 0 | 0 | 0 | 0.02142 | 0 | 0 | 0 | 0.031329
2030 |  | 3 |  |  |  | 0 | 0 | 0 | 0 | 0 | 0 | 0.02001 | 0 | 0 | 0 | 0.02142 | 0 | 0 | 0 | 0.031329
2031 |  | 3 |  |  |  | 0 | 0 | 0 | 0 | 0 | 0 | 0.02001 | 0 | 0 | 0 | 0.02142 | 0 | 0 | 0 | 0.031329
2032 |  | 3 |  |  |  | 0 | 0 | 0 | 0 | 0 | 0 | 0.02001 | 0 | 0 | 0 | 0.02142 | 0 | 0 | 0 | 0.031329
2033 |  | 3 |  |  |  | 0 | 0 | 0 | 0 | 0 | 0 | 0.02001 | 0 | 0 | 0 | 0.02142 | 0 | 0 | 0 | 0.031329
2034 |  | 3 |  |  |  | 0 | 0 | 0 | 0 | 0 | 0 | 0.02001 | 0 | 0 | 0 | 0.02142 | 0 | 0 | 0 | 0.031329
2035 | 0 | 3 |  |  |  | 0 | 0 | 0 | 0 | 0 | 0 | 0.02001 | 0 | 0 | 0 | 0.02142 | 0 | 0 | 0 | 0.031329
2036 | 0 | 3 |  |  |  | 0 | 0 | 0 | 0 | 0 | 0 | 0.02001 | 0 | 0 | 0 | 0.02142 | 0 | 0 | 0 | 0.031329
2037 | 0 | 3 |  |  |  | 0 | 0 | 0 | 0 | 0 | 0 | 0.02001 | 0 | 0 | 0 | 0.02142 | 0 | 0 | 0 | 0.031329
2038 | 0 | 3 |  |  |  | 0 | 0 | 0 | 0 | 0 | 0 | 0.02001 | 0 | 0 | 0 | 0.02142 | 0 | 0 | 0 | 0.031329
2039 | 0 | 3 |  |  |  | 0 | 0 | 0 | 0 | 0 | 0 | 0.02001 | 0 | 0 | 0 | 0.02142 | 0 | 0 | 0 | 0.031329
2040 | 0 | 3 |  |  |  | 0 | 0 | 0 | 0 | 0 | 0 | 0.02001 | 0 | 0 | 0 | 0.02142 | 0 | 0 | 0 | 0.031329
2041 | 0 | 3 |  |  |  | 0 | 0 | 0 | 0 | 0 | 0 | 0.02001 | 0 | 0 | 0 | 0.02142 | 0 | 0 | 0 | 0.031329
(1) FEECA 90 (1981-1990) cumulative totals.
(2) FEECA 94 (1991-1994) cumulative totals.
* Incremental Participants for Summer and Energy are the same calculation: Previous Year's "Year-End" Total plus Current Year's "Year-End" Total divided by 2 for an average
** Incremental Participants for Winter equals the Previous Year's "Year-End" Total as it is closer to the month of the Winter Peak, typically in Jan. each year

## COM ECM HVAC
Conservation Savings @ Meter |  |  |  |  | ** Combined HVAC and Refrigeration ECM motors in 2015
PROGRAM: | COM | Com'l ECM (Electronically Commutated Motors) HVAC
#'s Match DSM Annual Reports Filed
| Year_End Savings | [7 empty] | Summer Savings |  |  |  | Winter Savings |  |  |  | Annual Energy Savings
Year | DSM Year-Ending Incremental Participants | DSM Year-Ending Cumulative Participants | DSM Summer Savings Per Participant (KW) | DSM Winter Savings Per Participant (KW) | DSM Energy Savings Per Participant (KWH) | DSM Incremental Summer Savings (MW) | DSM Incremental Winter Savings (MW) | DSM Incremental Energy Savings (GWH) | Incremental Summer Participants* | Summer Savings Per Participant (KW) | Incremental Summer Savings (MW) | Cumulative Summer Savings (MW) | Incremental Winter Participants** | Winter Savings Per Participant (KW) | Incremental Winter Savings (MW) | Cumulative Winter Savings (MW) | Average Annual Incremental Energy Participants* | Energy Savings Per Participant (KWH) | Incremental Energy Savings (GWH) | Cumulative Energy Savings (GWH)
1981-1990(1)
1991-1994(2)
1995
1996
1997
1998
1999
2000
2001
2002
2003
2004
2005
2006
2007
2008
2009
2010 | 0 | 0 | 0.64 | 0 | 5742 | 0 | 0 | 0 | 0 | 0.64 | 0 | 0 | 0 | 0 | 0 | 0 | 0 | 5742 | 0 | 0
2011 | 0 | 0 | 0.64 | 0 | 5742 | 0 | 0 | 0 | 0 | 0.64 | 0 | 0 | 0 | 0 | 0 | 0 | 0 | 5742 | 0 | 0
2012 | 0 | 0 | 0.64 | 0 | 5742 | 0 | 0 | 0 | 0 | 0.64 | 0 | 0 | 0 | 0 | 0 | 0 | 0 | 5742 | 0 | 0
2013 | 0 | 0 | 0.64 | 0 | 5742 | 0 | 0 | 0 | 0 | 0.64 | 0 | 0 | 0 | 0 | 0 | 0 | 0 | 5742 | 0 | 0
2014 | 0 | 0 | 0.64 | 0 | 5742 | 0 | 0 | 0 | 0 | 0.64 | 0 | 0 | 0 | 0 | 0 | 0 | 0 | 5742 | 0 | 0
2015 |  | 0 |  |  |  | 0 | 0 | 0 | 0 | 0 | 0 | 0 | 0 | 0 | 0 | 0 | 0 | 0 | 0 | 0
2016 |  | 0 |  |  |  | 0 | 0 | 0 | 0 | 0 | 0 | 0 | 0 | 0 | 0 | 0 | 0 | 0 | 0 | 0
2017 |  | 0 |  |  |  | 0 | 0 | 0 | 0 | 0 | 0 | 0 | 0 | 0 | 0 | 0 | 0 | 0 | 0 | 0
2018 |  | 0 |  |  |  | 0 | 0 | 0 | 0 | 0 | 0 | 0 | 0 | 0 | 0 | 0 | 0 | 0 | 0 | 0
2019 |  | 0 |  |  |  | 0 | 0 | 0 | 0 | 0 | 0 | 0 | 0 | 0 | 0 | 0 | 0 | 0 | 0 | 0
2020 |  | 0 |  |  |  | 0 | 0 | 0 | 0 | 0 | 0 | 0 | 0 | 0 | 0 | 0 | 0 | 0 | 0 | 0
2021 |  | 0 |  |  |  | 0 | 0 | 0 | 0 | 0 | 0 | 0 | 0 | 0 | 0 | 0 | 0 | 0 | 0 | 0
2022 |  | 0 |  |  |  | 0 | 0 | 0 | 0 | 0 | 0 | 0 | 0 | 0 | 0 | 0 | 0 | 0 | 0 | 0
2023 |  | 0 |  |  |  | 0 | 0 | 0 | 0 | 0 | 0 | 0 | 0 | 0 | 0 | 0 | 0 | 0 | 0 | 0
2024 |  | 0 |  |  |  | 0 | 0 | 0 | 0 | 0 | 0 | 0 | 0 | 0 | 0 | 0 | 0 | 0 | 0 | 0
2025 |  | 0 |  |  |  | 0 | 0 | 0 | 0 | 0 | 0 | 0 | 0 | 0 | 0 | 0 | 0 | 0 | 0 | 0
2026 |  | 0 |  |  |  | 0 | 0 | 0 | 0 | 0 | 0 | 0 | 0 | 0 | 0 | 0 | 0 | 0 | 0 | 0
2027 |  | 0 |  |  |  | 0 | 0 | 0 | 0 | 0 | 0 | 0 | 0 | 0 | 0 | 0 | 0 | 0 | 0 | 0
2028 |  | 0 |  |  |  | 0 | 0 | 0 | 0 | 0 | 0 | 0 | 0 | 0 | 0 | 0 | 0 | 0 | 0 | 0
2029 |  | 0 |  |  |  | 0 | 0 | 0 | 0 | 0 | 0 | 0 | 0 | 0 | 0 | 0 | 0 | 0 | 0 | 0
2030 |  | 0 |  |  |  | 0 | 0 | 0 | 0 | 0 | 0 | 0 | 0 | 0 | 0 | 0 | 0 | 0 | 0 | 0
2031 |  | 0 |  |  |  | 0 | 0 | 0 | 0 | 0 | 0 | 0 | 0 | 0 | 0 | 0 | 0 | 0 | 0 | 0
2032 |  | 0 |  |  |  | 0 | 0 | 0 | 0 | 0 | 0 | 0 | 0 | 0 | 0 | 0 | 0 | 0 | 0 | 0
2033 |  | 0 |  |  |  | 0 | 0 | 0 | 0 | 0 | 0 | 0 | 0 | 0 | 0 | 0 | 0 | 0 | 0 | 0
2034 |  | 0 |  |  |  | 0 | 0 | 0 | 0 | 0 | 0 | 0 | 0 | 0 | 0 | 0 | 0 | 0 | 0 | 0
| 0 | 0 |  |  |  | 0 | 0 | 0 | 0 | 0 | 0 | 0 | 0 | 0 | 0 | 0 | 0 | 0 | 0 | 0
1 | 0 | 0 |  |  |  | 0 | 0 | 0 | 0 | 0 | 0 | 0 | 0 | 0 | 0 | 0 | 0 | 0 | 0 | 0
2 | 0 | 0 |  |  |  | 0 | 0 | 0 | 0 | 0 | 0 | 0 | 0 | 0 | 0 | 0 | 0 | 0 | 0 | 0
| 0 | 0 |  |  |  | 0 | 0 | 0 | 0 | 0 | 0 | 0 | 0 | 0 | 0 | 0 | 0 | 0 | 0 | 0
1 | 0 | 0 |  |  |  | 0 | 0 | 0 | 0 | 0 | 0 | 0 | 0 | 0 | 0 | 0 | 0 | 0 | 0 | 0
2 | 0 | 0 |  |  |  | 0 | 0 | 0 | 0 | 0 | 0 | 0 | 0 | 0 | 0 | 0 | 0 | 0 | 0 | 0
| 0 | 0 |  |  |  | 0 | 0 | 0 | 0 | 0 | 0 | 0 | 0 | 0 | 0 | 0 | 0 | 0 | 0 | 0
(1) FEECA 90 (1981-1990) cumulative totals.
(2) FEECA 94 (1991-1994) cumulative totals.
* Incremental Participants for Summer and Energy are the same calculation: Previous Year's "Year-End" Total plus Current Year's "Year-End" Total divided by 2 for an average
** Incremental Participants for Winter equals the Previous Year's "Year-End" Total as it is closer to the month of the Winter Peak, typically in Jan. each year

## COM PV
Conservation Savings @ Meter
PROGRAM: | COM | Photovoltaic
5/2010 doesn't need weighting this yr. since savings are the same for E, W & S demand | [5 empty] | #'s Match DSM Annual Reports Filed
| Year_End Savings | [7 empty] | Summer Savings |  |  |  | Winter Savings |  |  |  | Annual Energy Savings
Year | DSM Year-Ending Incremental Participants | DSM Year-Ending Cumulative Participants | DSM Summer Savings Per Participant (KW) | DSM Winter Savings Per Participant (KW) | DSM Energy Savings Per Participant (KWH) | DSM Incremental Summer Savings (MW) | DSM Incremental Winter Savings (MW) | DSM Incremental Energy Savings (GWH) | Incremental Summer Participants* | Summer Savings Per Participant (KW) | Incremental Summer Savings (MW) | Cumulative Summer Savings (MW) | Incremental Winter Participants** | Winter Savings Per Participant (KW) | Incremental Winter Savings (MW) | Cumulative Winter Savings (MW) | Average Annual Incremental Energy Participants* | Energy Savings Per Participant (KWH) | Incremental Energy Savings (GWH) | Cumulative Energy Savings (GWH)
1981-1990(1)
1991-1994(2)
1995
1996
1997
1998
1999
2000
2001
2002
2003
2004
2005
2006
2007
2008
2009
2010 | 0 | 0 | 5.6 | 0 | 15768 | 0 | 0 | 0 | 0 | 5.6 | 0 | 0 | 0 | 0 | 0 | 0 | 0 | 15768 | 0 | 0
2011 | 8 | 8 | 5.19 | 0 | 14617 | 0.04152 | 0 | 0.11694 | 4 | 5.19 | 0.02076 | 0.02076 | 0 | 0 | 0 | 0 | 4 | 14617 | 0.058468 | 0.058468
2012 | 7 | 15 | 4.88 | 0 | 13741 | 0.03416 | 0 | 0.096187 | 7.5 | 4.88 | 0.0366 | 0.05736 | 8 | 0 | 0 | 0 | 7.5 | 13741 | 0.10306 | 0.16153
2013 | 9 | 24 | 7.66 | 0 | 21570 | 0.06894 | 0 | 0.19413 | 8 | 7.66 | 0.06128 | 0.11864 | 7 | 0 | 0 | 0 | 8 | 21570 | 0.17256 | 0.33409
2014 | 1 | 25 | 9.89 | 0 | 15681 | 0.00989 | 0 | 0.015681 | 5 | 9.89 | 0.04945 | 0.16809 | 9 | 0 | 0 | 0 | 5 | 15681 | 0.078405 | 0.41249
2015 | 1 | 26 | 5.6 | 0 | 15768 | 0.0056 | 0 | 0.015768 | 1 | 5.6 | 0.0056 | 0.17369 | 1 | 0 | 0 | 0 | 1 | 15768 | 0.015768 | 0.42826
2016 | 0 | 26 |  |  |  | 0 | 0 | 0 | 0.5 | 0 | 0 | 0.17369 | 1 | 0 | 0 | 0 | 0.5 | 0 | 0 | 0.42826
2017 | 0 | 26 |  |  |  | 0 | 0 | 0 | 0 | 0 | 0 | 0.17369 | 0 | 0 | 0 | 0 | 0 | 0 | 0 | 0.42826
2018 | 0 | 26 |  |  |  | 0 | 0 | 0 | 0 | 0 | 0 | 0.17369 | 0 | 0 | 0 | 0 | 0 | 0 | 0 | 0.42826
2019 | 0 | 26 |  |  |  | 0 | 0 | 0 | 0 | 0 | 0 | 0.17369 | 0 | 0 | 0 | 0 | 0 | 0 | 0 | 0.42826
2020 | 0 | 26 |  |  |  | 0 | 0 | 0 | 0 | 0 | 0 | 0.17369 | 0 | 0 | 0 | 0 | 0 | 0 | 0 | 0.42826
2021 | 0 | 26 |  |  |  | 0 | 0 | 0 | 0 | 0 | 0 | 0.17369 | 0 | 0 | 0 | 0 | 0 | 0 | 0 | 0.42826
2022 | 0 | 26 |  |  |  | 0 | 0 | 0 | 0 | 0 | 0 | 0.17369 | 0 | 0 | 0 | 0 | 0 | 0 | 0 | 0.42826
2023 | 0 | 26 |  |  |  | 0 | 0 | 0 | 0 | 0 | 0 | 0.17369 | 0 | 0 | 0 | 0 | 0 | 0 | 0 | 0.42826
2024 | 0 | 26 |  |  |  | 0 | 0 | 0 | 0 | 0 | 0 | 0.17369 | 0 | 0 | 0 | 0 | 0 | 0 | 0 | 0.42826
2025 | 0 | 26 |  |  |  | 0 | 0 | 0 | 0 | 0 | 0 | 0.17369 | 0 | 0 | 0 | 0 | 0 | 0 | 0 | 0.42826
2026 | 0 | 26 |  |  |  | 0 | 0 | 0 | 0 | 0 | 0 | 0.17369 | 0 | 0 | 0 | 0 | 0 | 0 | 0 | 0.42826
2027 | 0 | 26 |  |  |  | 0 | 0 | 0 | 0 | 0 | 0 | 0.17369 | 0 | 0 | 0 | 0 | 0 | 0 | 0 | 0.42826
2028 | 0 | 26 |  |  |  | 0 | 0 | 0 | 0 | 0 | 0 | 0.17369 | 0 | 0 | 0 | 0 | 0 | 0 | 0 | 0.42826
2029 | 0 | 26 |  |  |  | 0 | 0 | 0 | 0 | 0 | 0 | 0.17369 | 0 | 0 | 0 | 0 | 0 | 0 | 0 | 0.42826
2030 | 0 | 26 |  |  |  | 0 | 0 | 0 | 0 | 0 | 0 | 0.17369 | 0 | 0 | 0 | 0 | 0 | 0 | 0 | 0.42826
2031 | 0 | 26 |  |  |  | 0 | 0 | 0 | 0 | 0 | 0 | 0.17369 | 0 | 0 | 0 | 0 | 0 | 0 | 0 | 0.42826
2032 | 0 | 26 |  |  |  | 0 | 0 | 0 | 0 | 0 | 0 | 0.17369 | 0 | 0 | 0 | 0 | 0 | 0 | 0 | 0.42826
2033 | 0 | 26 |  |  |  | 0 | 0 | 0 | 0 | 0 | 0 | 0.17369 | 0 | 0 | 0 | 0 | 0 | 0 | 0 | 0.42826
2034 | 0 | 26 |  |  |  | 0 | 0 | 0 | 0 | 0 | 0 | 0.17369 | 0 | 0 | 0 | 0 | 0 | 0 | 0 | 0.42826
2035 | 0 | 26 |  |  |  | 0 | 0 | 0 | 0 | 0 | 0 | 0.17369 | 0 | 0 | 0 | 0 | 0 | 0 | 0 | 0.42826
2036 | 0 | 26 |  |  |  | 0 | 0 | 0 | 0 | 0 | 0 | 0.17369 | 0 | 0 | 0 | 0 | 0 | 0 | 0 | 0.42826
2037 | 0 | 26 |  |  |  | 0 | 0 | 0 | 0 | 0 | 0 | 0.17369 | 0 | 0 | 0 | 0 | 0 | 0 | 0 | 0.42826
2038 | 0 | 26 |  |  |  | 0 | 0 | 0 | 0 | 0 | 0 | 0.17369 | 0 | 0 | 0 | 0 | 0 | 0 | 0 | 0.42826
2039 | 0 | 26 |  |  |  | 0 | 0 | 0 | 0 | 0 | 0 | 0.17369 | 0 | 0 | 0 | 0 | 0 | 0 | 0 | 0.42826
2040 | 0 | 26 |  |  |  | 0 | 0 | 0 | 0 | 0 | 0 | 0.17369 | 0 | 0 | 0 | 0 | 0 | 0 | 0 | 0.42826
2041 | 0 | 26 |  |  |  | 0 | 0 | 0 | 0 | 0 | 0 | 0.17369 | 0 | 0 | 0 | 0 | 0 | 0 | 0 | 0.42826
(1) FEECA 90 (1981-1990) cumulative totals.
(2) FEECA 94 (1991-1994) cumulative totals.
* Incremental Participants for Summer and Energy are the same calculation: Previous Year's "Year-End" Total plus Current Year's "Year-End" Total divided by 2 for an average
** Incremental Participants for Winter equals the Previous Year's "Year-End" Total as it is closer to the month of the Winter Peak, typically in Jan. each year

## Street Light Conv
Conservation Savings @ Meter |  |  |  | NOTE: See footnotes BELOW… |  |  |  | still need to keep this tab… as there are historic savings
PROGRAM: | Street Light Conversion(3) (aka Area Re-Light Program)
PRGM. DOES NOT GET INCLUDED IN RES OR COM TOTALS! | [5 empty] | #'s Match DSM Annual Reports Filed
| Year_End Savings | [7 empty] | Summer Savings |  |  |  | Winter Savings |  |  |  | Annual Energy Savings
Year | DSM Year-Ending Incremental Participants | DSM Year-Ending Cumulative Participants | DSM Summer Savings Per Participant (KW) | DSM Winter Savings Per Participant (KW) | DSM Energy Savings Per Participant (KWH) | DSM Incremental Summer Savings (MW) | DSM Incremental Winter Savings (MW) | DSM Incremental Energy Savings (GWH) | Incremental Summer Participants* | Summer Savings Per Participant (KW) | Incremental Summer Savings (MW) | Cumulative Summer Savings (MW) | Incremental Winter Participants** | Winter Savings Per Participant (KW) | Incremental Winter Savings (MW) | Cumulative Winter Savings (MW) | Average Annual Incremental Energy Participants* | Energy Savings Per Participant (KWH) | Incremental Energy Savings (GWH) | Cumulative Energy Savings (GWH)
1981-1990(1) |  | 63067 | [7 empty] | 0 |  | 0 |  | 0 |  | 0 |  | 253.6984 |  | 16
1991-1994(2) |  | 63067 | [7 empty] | 0 |  | 0 |  | 0 |  | 0 |  | 0 |  | 16
1995 |  | 63067 | 0 | 0 | 0 | 0 | 0 | 0 | 0 | 0 | 0 | 0 | 0 | 0 | 0 | 0 | 0 | 0 | 0 | 16
1996 |  | 63067 | 0 | 0 | 0 | 0 | 0 | 0 | 0 | 0 | 0 | 0 | 0 | 0 | 0 | 0 | 0 | 0 | 0 | 16
1997 |  | 63067 | 0 | 0 | 0 | 0 | 0 | 0 | 0 | 0 | 0 | 0 | 0 | 0 | 0 | 0 | 0 | 0 | 0 | 16
1998 |  | 63067 | 0 | 0 | 0 | 0 | 0 | 0 | 0 | 0 | 0 | 0 | 0 | 0 | 0 | 0 | 0 | 0 | 0 | 16
1999 |  | 63067 | 0 | 0 | 0 | 0 | 0 | 0 | 0 | 0 | 0 | 0 | 0 | 0 | 0 | 0 | 0 | 0 | 0 | 16
2000 |  | 63067 | 0 | 0 | 0 | 0 | 0 | 0 | 0 | 0 | 0 | 0 | 0 | 0 | 0 | 0 | 0 | 0 | 0 | 16
2001 |  | 63067 | 0 | 0 | 0 | 0 | 0 | 0 | 0 | 0 | 0 | 0 | 0 | 0 | 0 | 0 | 0 | 0 | 0 | 16
2002 |  | 63067 | 0 | 0 | 0 | 0 | 0 | 0 | 0 | 0 | 0 | 0 | 0 | 0 | 0 | 0 | 0 | 0 | 0 | 16
2003 |  | 63067 | 0 | 0 | 0 | 0 | 0 | 0 | 0 | 0 | 0 | 0 | 0 | 0 | 0 | 0 | 0 | 0 | 0 | 16
2004 |  | 63067 | 0 | 0 | 0 | 0 | 0 | 0 | 0 | 0 | 0 | 0 | 0 | 0 | 0 | 0 | 0 | 0 | 0 | 16
2005 |  | 63067 | 0 | 0 | 0 | 0 | 0 | 0 | 0 | 0 | 0 | 0 | 0 | 0 | 0 | 0 | 0 | 0 | 0 | 16
2006 |  | 63067 | 0 | 0 | 0 | 0 | 0 | 0 | 0 | 0 | 0 | 0 | 0 | 0 | 0 | 0 | 0 | 0 | 0 | 16
2007 |  | 63067 | 0 | 0 | 0 | 0 | 0 | 0 | 0 | 0 | 0 | 0 | 0 | 0 | 0 | 0 | 0 | 0 | 0 | 16
2008 |  | 63067 | 0 | 0 | 0 | 0 | 0 | 0 | 0 | 0 | 0 | 0 | 0 | 0 | 0 | 0 | 0 | 0 | 0 | 16
2009 |  | 63067 | 0 | 0 | 0 | 0 | 0 | 0 | 0 | 0 | 0 | 0 | 0 | 0 | 0 | 0 | 0 | 0 | 0 | 16
2010 |  | 63067 | 0 | 0 | 0 | 0 | 0 | 0 | 0 | 0 | 0 | 0 | 0 | 0 | 0 | 0 | 0 | 0 | 0 | 16
2011 |  | 63067 | 0 | 0 | 0 | 0 | 0 | 0 | 0 | 0 | 0 | 0 | 0 | 0 | 0 | 0 | 0 | 0 | 0 | 16
2012 |  | 63067 | 0 | 0 | 0 | 0 | 0 | 0 | 0 | 0 | 0 | 0 | 0 | 0 | 0 | 0 | 0 | 0 | 0 | 16
2013 |  | 63067 | 0 | 0 | 0 | 0 | 0 | 0 | 0 | 0 | 0 | 0 | 0 | 0 | 0 | 0 | 0 | 0 | 0 | 16
2014 |  | 63067 | 0 | 0 | 0 | 0 | 0 | 0 | 0 | 0 | 0 | 0 | 0 | 0 | 0 | 0 | 0 | 0 | 0 | 16
2015 |  | 63067 | 0 | 0 | 0 | 0 | 0 | 0 | 0 | 0 | 0 | 0 | 0 | 0 | 0 | 0 | 0 | 0 | 0 | 16
2016 |  | 63067 | 0 | 0 | 0 | 0 | 0 | 0 | 0 | 0 | 0 | 0 | 0 | 0 | 0 | 0 | 0 | 0 | 0 | 16
2017 |  | 63067 | 0 | 0 | 0 | 0 | 0 | 0 | 0 | 0 | 0 | 0 | 0 | 0 | 0 | 0 | 0 | 0 | 0 | 16
2018 |  | 63067 | 0 | 0 | 0 | 0 | 0 | 0 | 0 | 0 | 0 | 0 | 0 | 0 | 0 | 0 | 0 | 0 | 0 | 16
2019 |  | 63067 | 0 | 0 | 0 | 0 | 0 | 0 | 0 | 0 | 0 | 0 | 0 | 0 | 0 | 0 | 0 | 0 | 0 | 16
2020 |  | 63067 | 0 | 0 | 0 | 0 | 0 | 0 | 0 | 0 | 0 | 0 | 0 | 0 | 0 | 0 | 0 | 0 | 0 | 16
2021 |  | 63067 | 0 | 0 | 0 | 0 | 0 | 0 | 0 | 0 | 0 | 0 | 0 | 0 | 0 | 0 | 0 | 0 | 0 | 16
2022 |  | 63067 | 0 | 0 | 0 | 0 | 0 | 0 | 0 | 0 | 0 | 0 | 0 | 0 | 0 | 0 | 0 | 0 | 0 | 16
2023 |  | 63067 | 0 | 0 | 0 | 0 | 0 | 0 | 0 | 0 | 0 | 0 | 0 | 0 | 0 | 0 | 0 | 0 | 0 | 16
2024 |  | 63067 | 0 | 0 | 0 | 0 | 0 | 0 | 0 | 0 | 0 | 0 | 0 | 0 | 0 | 0 | 0 | 0 | 0 | 16
2025 |  | 63067 | 0 | 0 | 0 | 0 | 0 | 0 | 0 | 0 | 0 | 0 | 0 | 0 | 0 | 0 | 0 | 0 | 0 | 16
2026 |  | 63067 | 0 | 0 | 0 | 0 | 0 | 0 | 0 | 0 | 0 | 0 | 0 | 0 | 0 | 0 | 0 | 0 | 0 | 16
2027 |  | 63067 | 0 | 0 | 0 | 0 | 0 | 0 | 0 | 0 | 0 | 0 | 0 | 0 | 0 | 0 | 0 | 0 | 0 | 16
2028 |  | 63067 | 0 | 0 | 0 | 0 | 0 | 0 | 0 | 0 | 0 | 0 | 0 | 0 | 0 | 0 | 0 | 0 | 0 | 16
2029 |  | 63067 | 0 | 0 | 0 | 0 | 0 | 0 | 0 | 0 | 0 | 0 | 0 | 0 | 0 | 0 | 0 | 0 | 0 | 16
2030 |  | 63067 | [6 empty] | 0 | 0 | 0 | 0 | 0 | 0 | 0 | 0 | 0 | 0 | 0 | 16
2031 |  | 63067 | [6 empty] | 0 | 0 | 0 | 0 | 0 | 0 | 0 | 0 | 0 | 0 | 0 | 16
2032 |  | 63067 | [6 empty] | 0 | 0 | 0 | 0 | 0 | 0 | 0 | 0 | 0 | 0 | 0 | 16
2033 |  | 63067 | [6 empty] | 0 | 0 | 0 | 0 | 0 | 0 | 0 | 0 | 0 | 0 | 0 | 16
2034 |  | 63067 | 0 | 0 | 0 | 0 | 0 | 0 | 0 | 0 | 0 | 0 | 0 | 0 | 0 | 0 | 0 | 0 | 0 | 16
2035 | 0 | 63067 | 0 | 0 | 0 | 0 | 0 | 0 | 0 | 0 | 0 | 0 | 0 | 0 | 0 | 0 | 0 | 0 | 0 | 16
2036 | 0 | 63067 | 0 | 0 | 0 | 0 | 0 | 0 | 0 | 0 | 0 | 0 | 0 | 0 | 0 | 0 | 0 | 0 | 0 | 16
2037 | 0 | 63067 | 0 | 0 | 0 | 0 | 0 | 0 | 0 | 0 | 0 | 0 | 0 | 0 | 0 | 0 | 0 | 0 | 0 | 16
2038 | 0 | 63067 | 0 | 0 | 0 | 0 | 0 | 0 | 0 | 0 | 0 | 0 | 0 | 0 | 0 | 0 | 0 | 0 | 0 | 16
2039 | 0 | 63067 | 0 | 0 | 0 | 0 | 0 | 0 | 0 | 0 | 0 | 0 | 0 | 0 | 0 | 0 | 0 | 0 | 0 | 16
2040 | 0 | 63067 | 0 | 0 | 0 | 0 | 0 | 0 | 0 | 0 | 0 | 0 | 0 | 0 | 0 | 0 | 0 | 0 | 0 | 16
2041 | 0 | 63067 | 0 | 0 | 0 | 0 | 0 | 0 | 0 | 0 | 0 | 0 | 0 | 0 | 0 | 0 | 0 | 0 | 0 | 16
(1) FEECA 90 (1981-1990) cumulative total was actually 36.76; however, we've always reported it as 16 GWH. Per Howard Bryant, 3/29/04, continue using 16.
(2) FEECA 94 (1991-1994) cumulative totals.
(3) Program no longer exists as of FEECA 94 (cumul. 1991-1994) Report.
* Incremental Participants for Summer and Energy are the same calculation: Previous Year's "Year-End" Total plus Current Year's "Year-End" Total divided by 2 for an average
** Incremental Participants for Winter equals the Previous Year's "Year-End" Total as it is closer to the month of the Winter Peak, typically in Jan. each year

## IND Load Management
Conservation Savings @ Meter |  |  |  | DO NOT USE THIS TAB…it would be duplicating Interruptible potential…these are the same customers.
PROGRAM: | IND Load Management (GSLM 2&3)
Stacy added this tab 2/14/14…per Tim. | [5 empty] | #'s Match DSM Annual Reports Filed
| Year_End Savings | [7 empty] | Summer Savings |  |  |  | Winter Savings |  |  |  | Annual Energy Savings
Year | DSM Year-Ending Incremental Participants | DSM Year-Ending Cumulative Participants | DSM Summer Savings Per Participant (KW) | DSM Winter Savings Per Participant (KW) | DSM Energy Savings Per Participant (KWH) | DSM Incremental Summer Savings (MW) | DSM Incremental Winter Savings (MW) | DSM Incremental Energy Savings (GWH) | Incremental Summer Participants* | Summer Savings Per Participant (KW) | Incremental Summer Savings (MW) | Cumulative Summer Savings (MW) | Incremental Winter Participants** | Winter Savings Per Participant (KW) | Incremental Winter Savings (MW) | Cumulative Winter Savings (MW) | Average Annual Incremental Energy Participants* | Energy Savings Per Participant (KWH) | Incremental Energy Savings (GWH) | Cumulative Energy Savings (GWH)
1981-1990(1) |  | 0 | [9 empty] | 0 |  |  |  | 0 |  |  |  | 0
1991-1994(2) |  | 0 | [9 empty] | 0 |  |  |  | 0 |  |  |  | 0
1995 | 0 | 0 | 0 | 0 | 0 | 0 | 0 | 0 | 0 | 0 | 0 | 0 | 0 | 0 | 0 | 0 | 0 | 0 | 0 | 0
1996 | 0 | 0 | 0 | 0 | 0 | 0 | 0 | 0 | 0 | 0 | 0 | 0 | 0 | 0 | 0 | 0 | 0 | 0 | 0 | 0
1997 | 0 | 0 | 0 | 0 | 0 | 0 | 0 | 0 | 0 | 0 | 0 | 0 | 0 | 0 | 0 | 0 | 0 | 0 | 0 | 0
1998 | 0 | 0 | 0 | 0 | 0 | 0 | 0 | 0 | 0 | 0 | 0 | 0 | 0 | 0 | 0 | 0 | 0 | 0 | 0 | 0
1999 | 0 | 0 | 0 | 0 | 0 | 0 | 0 | 0 | 0 | 0 | 0 | 0 | 0 | 0 | 0 | 0 | 0 | 0 | 0 | 0
2000 | 0 | 0 | 0 | 0 | 0 | 0 | 0 | 0 | 0 | 0 | 0 | 0 | 0 | 0 | 0 | 0 | 0 | 0 | 0 | 0
2001 | 0 | 0 | 0 | 0 | 0 | 0 | 0 | 0 | 0 | 0 | 0 | 0 | 0 | 0 | 0 | 0 | 0 | 0 | 0 | 0
2002 | 0 | 0 | 0 | 0 | 0 | 0 | 0 | 0 | 0 | 0 | 0 | 0 | 0 | 0 | 0 | 0 | 0 | 0 | 0 | 0
2003 | 0 | 0 | 0 | 0 | 0 | 0 | 0 | 0 | 0 | 0 | 0 | 0 | 0 | 0 | 0 | 0 | 0 | 0 | 0 | 0
2004 | 0 | 0 | 0 | 0 | 0 | 0 | 0 | 0 | 0 | 0 | 0 | 0 | 0 | 0 | 0 | 0 | 0 | 0 | 0 | 0
2005 | 0 | 0 | 0 | 0 | 0 | 0 | 0 | 0 | 0 | 0 | 0 | 0 | 0 | 0 | 0 | 0 | 0 | 0 | 0 | 0
2006 | 0 | 0 | 0 | 0 | 0 | 0 | 0 | 0 | 0 | 0 | 0 | 0 | 0 | 0 | 0 | 0 | 0 | 0 | 0 | 0
2007 | 0 | 0 | 0 | 0 | 0 | 0 | 0 | 0 | 0 | 0 | 0 | 0 | 0 | 0 | 0 | 0 | 0 | 0 | 0 | 0
2008 | 0 | 0 | 0 | 0 | 0 | 0 | 0 | 0 | 0 | 0 | 0 | 0 | 0 | 0 | 0 | 0 | 0 | 0 | 0 | 0
2009 | 0 | 0 | 0 | 0 | 0 | 0 | 0 | 0 | 0 | 0 | 0 | 0 | 0 | 0 | 0 | 0 | 0 | 0 | 0 | 0
2010 |  | 0 | 0 | 0 | 0 | 0 | 0 | 0 | 0 | 0 | 0 | 0 | 0 | 0 | 0 | 0 | 0 | 0 | 0 | 0
2011 |  | 0 | 0 | 0 | 0 | 0 | 0 | 0 | 0 | 0 | 0 | 0 | 0 | 0 | 0 | 0 | 0 | 0 | 0 | 0
2012 |  | 0 | 0 | 0 | 0 | 0 | 0 | 0 | 0 | 0 | 0 | 0 | 0 | 0 | 0 | 0 | 0 | 0 | 0 | 0
2013 | 0 | 0 | 0 | 0 | 0 | 0 | 0 | 0 | 0 | 0 | 0 | 0 | 0 | 0 | 0 | 0 | 0 | 0 | 0 | 0
2014 |  | 0 | 0 | 0 | 0 | 0 | 0 | 0 | 0 | 0 | 0 | 0 | 0 | 0 | 0 | 0 | 0 | 0 | 0 | 0
2015 |  | 0 | 0 | 0 | 0 | 0 | 0 | 0 | 0 | 0 | 0 | 0 | 0 | 0 | 0 | 0 | 0 | 0 | 0 | 0
2016 |  | 0 | 0 | 0 | 0 | 0 | 0 | 0 | 0 | 0 | 0 | 0 | 0 | 0 | 0 | 0 | 0 | 0 | 0 | 0
2017 |  | 0 | 0 | 0 | 0 | 0 | 0 | 0 | 0 | 0 | 0 | 0 | 0 | 0 | 0 | 0 | 0 | 0 | 0 | 0
2018 |  | 0 | 0 | 0 | 0 | 0 | 0 | 0 | 0 | 0 | 0 | 0 | 0 | 0 | 0 | 0 | 0 | 0 | 0 | 0
2019 |  | 0 | 0 | 0 | 0 | 0 | 0 | 0 | 0 | 0 | 0 | 0 | 0 | 0 | 0 | 0 | 0 | 0 | 0 | 0
2020 |  | 0 | 0 | 0 | 0 | 0 | 0 | 0 | 0 | 0 | 0 | 0 | 0 | 0 | 0 | 0 | 0 | 0 | 0 | 0
2021 |  | 0 | 0 | 0 | 0 | 0 | 0 | 0 | 0 | 0 | 0 | 0 | 0 | 0 | 0 | 0 | 0 | 0 | 0 | 0
2022 |  | 0 | 0 | 0 | 0 | 0 | 0 | 0 | 0 | 0 | 0 | 0 | 0 | 0 | 0 | 0 | 0 | 0 | 0 | 0
2023 |  | 0 | 0 | 0 | 0 | 0 | 0 | 0 | 0 | 0 | 0 | 0 | 0 | 0 | 0 | 0 | 0 | 0 | 0 | 0
2024 |  | 0 | 0 | 0 | 0 | 0 | 0 | 0 | 0 | 0 | 0 | 0 | 0 | 0 | 0 | 0 | 0 | 0 | 0 | 0
2025 |  | 0 | 0 | 0 | 0 | 0 | 0 | 0 | 0 | 0 | 0 | 0 | 0 | 0 | 0 | 0 | 0 | 0 | 0 | 0
2026 |  | 0 | 0 | 0 | 0 | 0 | 0 | 0 | 0 | 0 | 0 | 0 | 0 | 0 | 0 | 0 | 0 | 0 | 0 | 0
2027 |  | 0 | 0 | 0 | 0 | 0 | 0 | 0 | 0 | 0 | 0 | 0 | 0 | 0 | 0 | 0 | 0 | 0 | 0 | 0
2028 |  | 0 | 0 | 0 | 0 | 0 | 0 | 0 | 0 | 0 | 0 | 0 | 0 | 0 | 0 | 0 | 0 | 0 | 0 | 0
2029 |  | 0 | 0 | 0 | 0 | 0 | 0 | 0 | 0 | 0 | 0 | 0 | 0 | 0 | 0 | 0 | 0 | 0 | 0 | 0
2030 |  | 0 | 0 | 0 | 0 | 0 | 0 | 0 | 0 | 0 | 0 | 0 | 0 | 0 | 0 | 0 | 0 | 0 | 0 | 0
2031 |  | 0 | 0 | 0 | 0 | 0 | 0 | 0 | 0 | 0 | 0 | 0 | 0 | 0 | 0 | 0 | 0 | 0 | 0 | 0
2032 |  | 0 | 0 | 0 | 0 | 0 | 0 | 0 | 0 | 0 | 0 | 0 | 0 | 0 | 0 | 0 | 0 | 0 | 0 | 0
2033 |  | 0 | 0 | 0 | 0 | 0 | 0 | 0 | 0 | 0 | 0 | 0 | 0 | 0 | 0 | 0 | 0 | 0 | 0 | 0
2034 |  | 0 | 0 | 0 | 0 | 0 | 0 | 0 | 0 | 0 | 0 | 0 | 0 | 0 | 0 | 0 | 0 | 0 | 0 | 0
2035 |  | 0 | 0 | 0 | 0 | 0 | 0 | 0 | 0 | 0 | 0 | 0 | 0 | 0 | 0 | 0 | 0 | 0 | 0 | 0
2036 |  | 0 | 0 | 0 | 0 | 0 | 0 | 0 | 0 | 0 | 0 | 0 | 0 | 0 | 0 | 0 | 0 | 0 | 0 | 0
2037 |  | 0 | 0 | 0 | 0 | 0 | 0 | 0 | 0 | 0 | 0 | 0 | 0 | 0 | 0 | 0 | 0 | 0 | 0 | 0
2038 |  | 0 | 0 | 0 | 0 | 0 | 0 | 0 | 0 | 0 | 0 | 0 | 0 | 0 | 0 | 0 | 0 | 0 | 0 | 0
2039 |  | 0 | 0 | 0 | 0 | 0 | 0 | 0 | 0 | 0 | 0 | 0 | 0 | 0 | 0 | 0 | 0 | 0 | 0 | 0
2040 |  | 0 | 0 | 0 | 0 | 0 | 0 | 0 | 0 | 0 | 0 | 0 | 0 | 0 | 0 | 0 | 0 | 0 | 0 | 0
2041 |  | 0 | 0 | 0 | 0 | 0 | 0 | 0 | 0 | 0 | 0 | 0 | 0 | 0 | 0 | 0 | 0 | 0 | 0 | 0
* Incremental Participants for Summer and Energy are the same calculation: Previous Year's "Year-End" Total plus Current Year's "Year-End" Total divided by 2 for an average
** Incremental Participants for Winter equals the Previous Year's "Year-End" Total as it is closer to the month of the Winter Peak, typically in Jan. each year

## TEMPLATE
Conservation Savings @ Meter
PROGRAM: | COM | <= pick one
| RES | <= pick one |  |  |  | #'s Match DSM Annual Reports Filed
| Year_End Savings | [7 empty] | Summer Savings |  |  |  | Winter Savings |  |  |  | Annual Energy Savings
Year | DSM Year-Ending Incremental Participants | DSM Year-Ending Cumulative Participants | DSM Summer Savings Per Participant (KW) | DSM Winter Savings Per Participant (KW) | DSM Energy Savings Per Participant (KWH) | DSM Incremental Summer Savings (MW) | DSM Incremental Winter Savings (MW) | DSM Incremental Energy Savings (GWH) | Incremental Summer Participants* | Summer Savings Per Participant (KW) | Incremental Summer Savings (MW) | Cumulative Summer Savings (MW) | Incremental Winter Participants** | Winter Savings Per Participant (KW) | Incremental Winter Savings (MW) | Cumulative Winter Savings (MW) | Average Annual Incremental Energy Participants* | Energy Savings Per Participant (KWH) | Incremental Energy Savings (GWH) | Cumulative Energy Savings (GWH)
1981-1990(1)
1991-1994(2)
1995
1996
1997
1998
1999
2000
2001
2002
2003
2004
2005
2006
2007
2008
2009
2010 | 0 | 0 | 0 | 0 | 0 | 0 | 0 | 0 | 0 | 0 | 0 | 0 | 0 | 0 | 0 | 0 | 0 | 0 | 0 | 0
2011 | 0 | 0 | 0 | 0 | 0 | 0 | 0 | 0 | 0 | 0 | 0 | 0 | 0 | 0 | 0 | 0 | 0 | 0 | 0 | 0
2012 | 0 | 0 | 0 | 0 | 0 | 0 | 0 | 0 | 0 | 0 | 0 | 0 | 0 | 0 | 0 | 0 | 0 | 0 | 0 | 0
2013 | 0 | 0 | 0 | 0 | 0 | 0 | 0 | 0 | 0 | 0 | 0 | 0 | 0 | 0 | 0 | 0 | 0 | 0 | 0 | 0
2014 | 0 | 0 | 0 | 0 | 0 | 0 | 0 | 0 | 0 | 0 | 0 | 0 | 0 | 0 | 0 | 0 | 0 | 0 | 0 | 0
2015 | 0 | 0 | 0 | 0 | 0 | 0 | 0 | 0 | 0 | 0 | 0 | 0 | 0 | 0 | 0 | 0 | 0 | 0 | 0 | 0
2016 | 0 | 0 | 0 | 0 | 0 | 0 | 0 | 0 | 0 | 0 | 0 | 0 | 0 | 0 | 0 | 0 | 0 | 0 | 0 | 0
2017 | 0 | 0 | 0 | 0 | 0 | 0 | 0 | 0 | 0 | 0 | 0 | 0 | 0 | 0 | 0 | 0 | 0 | 0 | 0 | 0
2018 | 0 | 0 | 0 | 0 | 0 | 0 | 0 | 0 | 0 | 0 | 0 | 0 | 0 | 0 | 0 | 0 | 0 | 0 | 0 | 0
2019 | 0 | 0 | 0 | 0 | 0 | 0 | 0 | 0 | 0 | 0 | 0 | 0 | 0 | 0 | 0 | 0 | 0 | 0 | 0 | 0
2020 | 0 | 0 | 0 | 0 | 0 | 0 | 0 | 0 | 0 | 0 | 0 | 0 | 0 | 0 | 0 | 0 | 0 | 0 | 0 | 0
2021 | 0 | 0 | 0 | 0 | 0 | 0 | 0 | 0 | 0 | 0 | 0 | 0 | 0 | 0 | 0 | 0 | 0 | 0 | 0 | 0
2022 | 0 | 0 | 0 | 0 | 0 | 0 | 0 | 0 | 0 | 0 | 0 | 0 | 0 | 0 | 0 | 0 | 0 | 0 | 0 | 0
2023 | 0 | 0 | 0 | 0 | 0 | 0 | 0 | 0 | 0 | 0 | 0 | 0 | 0 | 0 | 0 | 0 | 0 | 0 | 0 | 0
2024 | 0 | 0 | 0 | 0 | 0 | 0 | 0 | 0 | 0 | 0 | 0 | 0 | 0 | 0 | 0 | 0 | 0 | 0 | 0 | 0
2025 | 0 | 0 | 0 | 0 | 0 | 0 | 0 | 0 | 0 | 0 | 0 | 0 | 0 | 0 | 0 | 0 | 0 | 0 | 0 | 0
2026 | 0 | 0 | 0 | 0 | 0 | 0 | 0 | 0 | 0 | 0 | 0 | 0 | 0 | 0 | 0 | 0 | 0 | 0 | 0 | 0
2027 | 0 | 0 | 0 | 0 | 0 | 0 | 0 | 0 | 0 | 0 | 0 | 0 | 0 | 0 | 0 | 0 | 0 | 0 | 0 | 0
2028 | 0 | 0 | 0 | 0 | 0 | 0 | 0 | 0 | 0 | 0 | 0 | 0 | 0 | 0 | 0 | 0 | 0 | 0 | 0 | 0
2029 | 0 | 0 | 0 | 0 | 0 | 0 | 0 | 0 | 0 | 0 | 0 | 0 | 0 | 0 | 0 | 0 | 0 | 0 | 0 | 0
2030
2031
2032
2033
(1) FEECA 90 (1981-1990) cumulative totals.
(2) FEECA 94 (1991-1994) cumulative totals.
* Incremental Participants for Summer and Energy are the same calculation: Previous Year's "Year-End" Total plus Current Year's "Year-End" Total divided by 2 for an average
** Incremental Participants for Winter equals the Previous Year's "Year-End" Total as it is closer to the month of the Winter Peak, typically in Jan. each year

## EIA861_InputforDSMgroup
EIA Form 861, Schedule 6. Parts A, B & C to be completed by DSM section of Regulatory Affairs, currently Mark Roche. Filing due April 30 each year.
LR&F to provide DSM (Mark) yellow highlighted section which contains a 20-year projection to calculate "Life Cycle Savings" for Energy and Peak Demand.
FORM EIA-861
OMB No. 1905-0129
|  | ANNUAL ELECTRIC POWER INDUSTRY REPORT |  |  |  |  | Approval Expires: 05/31/2017
Burden Hours: 10.97
Entity Name: |  | Tampa Electric Company
Entity ID: |  | 18454 |  |  |  | Data Year: | 2015
SCHEDULE 6. PART A. ENERGY EFFICIENCY PROGRAMS
Schedule 6. Part A. Adjusted Gross Energy and Demand Savings -- Energy Efficiency
State | FL | Balancing Authority
|  |  | RESIDENTIAL (a) | COMMERCIAL (b) | INDUSTRIAL (c) | TRANSPORTATION (d) | TOTAL (e)
Reporting Year Incremental Annual Savings
1 | Energy Savings (MWh)
2 | Peak Demand Savings (MW)
Incremental Life Cycle Savings
3 | Energy Savings (MWh) |  | 236531.8965 | 113320.2465 | 12591.1385 |  |  | <= 2035 cumulative savings less 2015's cumulative savings
4 | Peak Demand Savings (MW) |  | 74.3304 | 18.3919 | 2.0435 |  |  | <= 2035 cumulative savings less 2015's cumulative savings
Reporting Year Incremental Costs
5 | Customer Incentives
6 | All other costs | [8 empty] | CHECK
[9 empty] | Sum of Res + Com + Ind | 94.7658
7 | Customer Incentives | [7 empty] | Incremental Change 2035 - 2015 | 94.7658
8 | All other costs | [7 empty] | Diff??? | 0 | All good!
Weighted Average Life for Portfolio (Years) Select hyperlink to access weighted average life spreadsheet
9 | Weighted Average Life Calculator |  | Residential | Commercial | Industrial | Transportation
10 | Weighted Average Life
Please provide website address to your energy efficiency program reports:

## FCSTG INPUT @METER
| EIA 861 | EIA 861 | EIA 861
| Conservation Energy Savings- NO Ld Mgmt Programs included |  |  |  | Conservation (Res + Com/Ind) Demand Savings |  | Load Management Demand Savings |  | Total |  | This tab ONLY used in reference to EIA tab.
Year | RES (GWH) | COM (GWH) | IND (GWH) | Total (GWH) | Winter PEAK (MW) | Summer PEAK (MW) | Winter PEAK (MW) | Summer PEAK (MW) | Winter PEAK (MW) | Summer PEAK (MW) | Created tab so Mark Roche can complete EIA-861 Section 6A, 20 year projection for life cycle savings
2000 | 313.6805 | 100.8434 | 11.2043 | 425.7282 | 418.4838 | 83.8169 | 214.57 | 93 | 633.0538 | 176.8169
2001 | 326.4551 | 107.6018 | 11.9389 | 445.9958 | 426.2279 | 89.9659 | 203.67 | 103.9 | 629.8979 | 193.8659 | Data needed to be @METER
2002 | 340.9744 | 121.0076 | 13.394 | 475.3761 | 436.529 | 96.7079 | 185.626 | 112.1 | 622.155 | 208.8079
2003 | 356.5386 | 133.4355 | 14.6985 | 504.6727 | 445.6801 | 103.0888 | 216.8 | 78.9 | 662.4801 | 181.9888
2004 | 371.6046 | 146.7976 | 16.1093 | 534.5116 | 455.9647 | 110.0196 | 145.1 | 108.1 | 601.0647 | 218.1196
2005 | 380.9829 | 156.3785 | 17.1278 | 554.4893 | 462.2529 | 115.1062 | 192.9 | 90.7326 | 655.1529 | 205.8389
2006 | 388.7114 | 164.0204 | 17.9289 | 570.6607 | 466.5953 | 119.7169 | 137.4 | 89.038 | 603.9953 | 208.7549
2007 | 396.8089 | 172.6998 | 18.8107 | 588.3194 | 471.586 | 125.4814 | 107.1 | 82.1239 | 578.686 | 207.6053
2008 | 406.2823 | 186.0945 | 20.2513 | 612.6281 | 476.4633 | 131.331 | 179.1791 | 116.5863 | 655.6425 | 247.9173
2009 | 418.4691 | 204.0856 | 22.1411 | 644.6958 | 482.2248 | 139.4539 | 150.7986 | 125.9892 | 633.0233 | 265.4431
2010 | 432.302 | 215.1679 | 23.2679 | 670.7377 | 491.9683 | 148.6654 | 177.0352 | 121.5295 | 669.0035 | 270.1949
2011 | 447.4888 | 227.7275 | 24.5917 | 699.808 | 500.377 | 157.579 | 161.1528 | 123.3216 | 661.5298 | 280.9006
2012 | 465.2356 | 240.7752 | 26.01 | 732.0208 | 506.4087 | 167.835 | 168.1577 | 132.6197 | 674.5664 | 300.4548
2013 | 486.1971 | 260.42 | 28.1504 | 774.7674 | 517.9737 | 181.0171 | 156.9424 | 127.1281 | 674.9161 | 308.1452
2014 | 517.6928 | 270.4182 | 29.2121 | 817.3232 | 531.0751 | 195.0226 | 159.5171 | 128.7933 | 690.5922 | 323.8158
2015 | 534.7859 | 270.9358 | 30.104 | 835.8257 | 537.3298 | 206.6114 | 146.4881 | 122.5699 | 683.818 | 329.1813
2016 | 552.7102 | 283.0945 | 31.4549 | 867.2597 | 546.2621 | 213.9771 | 124.1118 | 103.6901 | 670.3739 | 317.6672
2017 | 564.0863 | 292.3562 | 32.484 | 888.9266 | 553.4224 | 219.5054 | 104.4866 | 104.2267 | 657.909 | 323.7321
2018 | 574.8196 | 296.3825 | 32.9314 | 904.1335 | 557.3442 | 224.074 | 108.2135 | 106.6419 | 665.5577 | 330.7159
2019 | 586.1804 | 300.9047 | 33.4339 | 920.519 | 561.42 | 229.0727 | 111.9404 | 109.3086 | 673.3604 | 338.3812
2020 | 597.8698 | 306.0083 | 34.0009 | 937.879 | 565.8868 | 234.2802 | 116.4508 | 112.2268 | 682.3376 | 346.507
2021 | 609.5591 | 311.2146 | 34.5794 | 955.3532 | 570.4084 | 239.5103 | 120.9612 | 115.145 | 691.3696 | 354.6553
2022 | 621.2114 | 316.4268 | 35.1585 | 972.7967 | 574.9299 | 244.7307 | 125.4716 | 118.0632 | 700.4016 | 362.7939
2023 | 632.8079 | 321.6448 | 35.7383 | 990.191 | 579.3862 | 249.9361 | 129.982 | 120.9814 | 709.3682 | 370.9175
2024 | 644.3674 | 326.8627 | 36.3181 | 1007.5483 | 583.8092 | 255.1314 | 134.4924 | 123.8996 | 718.3016 | 379.031
2025 | 655.9084 | 332.0807 | 36.8979 | 1024.887 | 588.1989 | 260.3215 | 139.0029 | 126.8178 | 727.2017 | 387.1393 |  | eia 861 - row 3 EE sheet
2026 | 667.4493 | 337.2943 | 37.4771 | 1042.2208 | 592.5885 | 265.5117 | 143.5133 | 129.736 | 736.1018 | 395.2477 | res | 230148.495
2027 | 678.9903 | 342.5123 | 38.0569 | 1059.5595 | 596.9782 | 270.7018 | 148.0237 | 132.6542 | 745.0019 | 403.356 | com | 106379.5586
2028 | 690.5312 | 347.7303 | 38.6367 | 1076.8982 | 601.3679 | 275.892 | 152.5341 | 135.5724 | 753.902 | 411.4644 | ind | 11819.951
2029 | 702.0721 | 352.9482 | 39.2165 | 1094.2368 | 605.7576 | 281.0821 | 157.0445 | 138.4906 | 762.8021 | 419.5727
2030 | 713.6131 | 358.1662 | 39.7962 | 1111.5755 | 610.1473 | 286.2723 | 161.5549 | 141.4088 | 771.7022 | 427.6811 |  | eia 861 - row 4 EE sheet
2031 | 725.154 | 363.3842 | 40.376 | 1128.9142 | 614.537 | 291.4624 | 166.0653 | 144.327 | 780.6023 | 435.7894 | res | 54.17
2032 | 736.695 | 368.6022 | 40.9558 | 1146.2529 | 618.9266 | 296.6526 | 170.5757 | 147.2452 | 789.5023 | 443.8978 | com | 47.6564
2033 | 748.2359 | 373.8201 | 41.5356 | 1163.5916 | 623.3163 | 301.8428 | 175.0861 | 150.1634 | 798.4024 | 452.0061 | ind | 5.2952
2034 | 759.7769 | 379.0381 | 42.1153 | 1180.9303 | 627.706 | 307.0329 | 179.5965 | 153.0816 | 807.3025 | 460.1145
2035 | 771.3178 | 384.2561 | 42.6951 | 1198.269 | 632.0957 | 312.2231 | 184.1069 | 155.9998 | 816.2026 | 468.2228
2036 | 782.8587 | 389.4741 | 43.2749 | 1215.6077 | 636.4854 | 317.4132 | 188.6173 | 158.918 | 825.1027 | 476.3312
2037 | 794.3997 | 394.692 | 43.8547 | 1232.9464 | 640.875 | 322.6034 | 193.1277 | 161.8362 | 834.0028 | 484.4395
2038 | 805.9406 | 399.91 | 44.4344 | 1250.2851 | 645.2647 | 327.7935 | 197.6381 | 164.7544 | 842.9029 | 492.5479
2039 | 817.4816 | 405.128 | 45.0142 | 1267.6238 | 649.6544 | 332.9837 | 202.1486 | 167.6726 | 851.803 | 500.6562
2040 | 829.0225 | 410.346 | 45.594 | 1284.9625 | 654.0441 | 338.1738 | 206.659 | 170.5908 | 860.703 | 508.7646
2041 | 840.5635 | 415.5639 | 46.1738 | 1302.3011 | 658.4338 | 343.364 | 211.1694 | 173.509 | 869.6031 | 516.8729
Split Between Com'l & Ind'l
|  | Com'l | Ind'l
|  | 90% | 10%
Com'l programs are equal to 90% of COM programs, except COM Cooling which is 100% Com'l, 0% Ind'l
Source: Howard Bryant
Regulatory Affairs