## Calculations
2016 TYSP Update (ICL retired, only 60 MW ECOGEN, OCEC increase in MWs, and TP6 & 7 delayed to 2031 & 2032)
SUMMER
| -1 | -2 | -3 | -4 | -5 | -6 | -7 | -8 | -9 | -10 | -11 | -12 | -13 | -14 | -15 | -16 | -17 | -18 | -19 |  |  |  |  | BEFORE UNIT ADDITIONS
| -4: =(1)+(2)+(3); -8: =(5)+(6)-(7); -9: =(4)-(8); -10: =(9)/(8); -11: =(4)-((5)+(6)); -12: =(11)/((5)+(6)); -13: =((8)*(1+RM))-(4); -14: =(13)/(1+RM)); -15: =((5)+(6))*(1+RM_Gen_Only)-(4) | [9 empty] | Before Unit | Before Unit
| -16: Need driven by | [8 empty] | Before Unit | Additions | Additions
| -13: Generation; -14: DSM; -15: Generation; -16: Generation; -19: RM needed to | [5 empty] | Before Unit | Before Unit | Before Unit | Additions | Generation | Generation |  |  | PPA Calculation Before NPGU
| -12: Forecast; -13: Only MW; -14: Only MW; -15: Only MW; -16: Only MW; -18: New; -19: match 10% need |  |  |  | Total | Before Unit | Additions | Additions | Additions | Forecast | Only MW | Only MW
| Projections | [7 empty] | Forecast | Forecast | Forecast | of Summer | Needed to | Needed to | Needed to | Needed to | Calculated | Forecast | Forecast |  |  |  | Annual | Additions | Forecast | Forecast | Forecast | of Summer | Needed to | Needed to |  | After |  |  | After
| of Existing | New | Firm | Projection |  |  | Summer | Forecast | of | of | of Summer | Res. Margins | Meet | Meet | Meet | Meet | Capacity | Summer | of |  |  | Annual | Unit | Projection | of | of | of Summer | Res. Margins | Meet | Meet |  | Some | PPA | PPA | PPA
August | FPL Unit | Capacity | Capacity | of Total | Load | New | DSM | of Firm | Summer | Summer | Reserves | Gen Only RM | Reserve | Reserve | Gen Only RM | Gen Only RM | with MW | Reserves | Summer | August |  | New Unit | Retirements | of Total | Summer | Summer | Reserves | Gen Only RM | Reserve | Gen Only RM | August | Additions | Additions | Additions | Additions
of the | Capability | Additions | Purchases | Capacity | Forecast | Sales | Capability | Peak | Reserves | Res.Margins | without DSM | without DSM | Margin | Margin | without DSM | without DSM | addition | Calc | Res.Margins | of the |  | Additions | or Outages | Capacity | Reserves | Res.Margins | without DSM | without DSM | Margin | without DSM | of the | Need | Calc |  | Need
Year | (MW) | (MW) | (MW) | (MW) | (MW) | (MW) | (MW) | (MW) | (MW) | (%) | (MW) | (%) | (MW) | (MW) | (MW) | (MW) | (MW) | (MW) | (%) | Year |  | (MW) | (MW) | (MW) | (MW) | (%) | (MW) | (%) | (MW) | (MW) | Year | (MW) | (MW) | (MW) | (MW)
2016 | 25275.5286 | 1237 | 725.5 | 27238.0286 | 24169.6865 | 0 | 1842.4667 | 22327.2199 | 4910.8088 | 21.99% | 3068.3421 | 12.7% | -445.3648 | -371.1373 | -651.3734 | 0 | 27238.0286 | 4910.8088 | 20% | 2016 | 1237 | 1237 | 0 | 26001.0286 | 3673.8088 | 16.45% | 1831.3421 | 7.577% | 791.6352 | 585.6266 | 2016 | -445.3648 | 0 | 0 | -445.3648
2017 | 23363.2329 | 3023.22 | 495.5 | 26881.9529 | 24336.0406 | 0 | 1934.8049 | 22401.2357 | 4480.7172 | 20% | 2545.9123 | 10.46% | -0.47004 | -0.3917 | -112.3082 | 0 | 26881.9529 | 4480.7172 | 20% | 2017 | 3023.22 | 1786.22 | -1469.2 | 26564.9329 | 4163.6972 | 18.59% | 2228.8923 | 9.159% | 316.55 | 204.7118 | 2017 | -0.47004 | 0 | 0 | -0.47004
2018 | 23344.1378 | 3293.9113 | 495.5 | 27133.5491 | 24606.279 | 0 | 1995.2014 | 22611.0775 | 4522.4716 | 20% | 2527.2702 | 10.27% | -0.25608 | -0.2134 | -66.6423 | 0 | 27133.5491 | 4522.4716 | 20% | 2018 | 3293.9113 | 324.04 | 0 | 26809.5091 | 4198.4316 | 18.57% | 2203.2302 | 8.954% | 323.7839 | 257.3977 | 2018 | -0.25608 | 0 | 0 | -0.25608
2019 | 23384.0433 | 5108.7066 | 495.5 | 28988.2499 | 24893.0945 | 0 | 2041.4457 | 22851.6488 | 6136.6011 | 26.85% | 4095.1554 | 16.45% | -1566.2714 | -1305.2262 | -1605.846 | 0 | 28988.2499 | 6136.6011 | 20% | 2019 | 5108.7066 | 1841.04 | 0 | 27147.2099 | 4295.5611 | 18.8% | 2254.1154 | 9.055% | 274.7686 | 235.194 | 2019 | -1566.2714 | 0 | 0 | -1566.2714
2020 | 23053.9494 | 5239.0485 | 113.5 | 28406.4979 | 25205.9285 | 0 | 2088.4622 | 23117.4663 | 5289.0316 | 22.88% | 3200.5694 | 12.7% | -665.5383 | -554.6153 | -679.9765 | 0 | 28406.4979 | 5289.0316 | 20% | 2020 | 5239.0485 | 132 | -330 | 28604.4979 | 5487.0316 | 23.74% | 3398.5694 | 13.48% | -863.5383 | -877.9765 | 2020 | -665.5383 | 0 | 0 | -665.5383
2021 | 21515.8561 | 7078.0193 | 173.5 | 28767.3755 | 25316.4163 | 0 | 2136.2343 | 23180.1819 | 5587.1936 | 24.1% | 3450.9592 | 13.63% | -951.1572 | -792.631 | -919.3176 | -919.3176 | 27848.0579 | 4667.876 | 20% | 2021 | 7078.0193 | 1841.02 | -1626 | 28552.3555 | 5372.1736 | 23.18% | 3235.9392 | 12.78% | -736.1372 | -704.2976 | 2021 | -919.3176 | 0 | 0 | -919.3176
2022 | 21601.7635 | 7120.7063 | 173.5 | 28895.9698 | 25540.1892 | 0 | 2184.7465 | 23355.4427 | 5540.5271 | 23.72% | 3355.7805 | 13.14% | -869.4385 | -724.5321 | -801.7616 | -801.7616 | 28094.2081 | 4738.7654 | 20% | 2022 | 7120.7063 | 45 | 0 | 28850.9698 | 5495.5271 | 23.53% | 3310.7805 | 12.96% | -824.4385 | -756.7616 | 2022 | -801.7616 | 0 | 0 | -801.7616
2023 | 21601.6714 | 7118.4002 | 173.5 | 28893.5716 | 25832.9033 | 0 | 2234.0295 | 23598.8738 | 5294.6978 | 22.44% | 3060.6683 | 11.85% | -574.9231 | -479.1025 | -477.378 | -477.378 | 28416.1936 | 4817.3198 | 20% | 2023 | 7118.4002 | 0 | 0 | 28893.5716 | 5294.6978 | 22.44% | 3060.6683 | 11.85% | -574.9231 | -477.378 | 2023 | -477.378 | 0 | 0 | -477.378
2024 | 21601.5799 | 7116.101 | 173.5 | 28891.1809 | 26180.2785 | 0 | 2284.1822 | 23896.0963 | 4995.0846 | 20.9% | 2710.9024 | 10.35% | -215.8653 | -179.8878 | -92.8745 | -92.8745 | 28798.3064 | 4902.2101 | 20% | 2024 | 7116.101 | 0 | 0 | 28891.1809 | 4995.0846 | 20.9% | 2710.9024 | 10.35% | -215.8653 | -92.8745 | 2024 | -92.8745 | 0 | 0 | -92.8745
2025 | 21601.4891 | 8864.8087 | 173.5 | 30639.7977 | 26572.456 | 0 | 2334 | 24238.456 | 6401.3417 | 26.41% | 4067.3417 | 15.31% | -1553.6505 | -1294.7088 | -1410.0961 | -1410.0961 | 29229.7016 | 4991.2456 | 20% | 2025 | 8864.8087 | 1751 | 0 | 28888.7977 | 4650.3417 | 19.19% | 2316.3417 | 8.717% | 197.3495 | 340.9039 | 2025 | -1410.0961 | 0 | 0 | -1410.0961
2026 | 21601.3988 | 8862.5232 | 173.5 | 30637.422 | 27067.6001 | 0 | 2384 | 24683.6001 | 5953.8219 | 24.12% | 3569.8219 | 13.19% | -1017.1019 | -847.5849 | -863.0619 | -863.0619 | 29774.3601 | 5090.76 | 20% | 2026 | 8862.5232 | 0 | 0 | 30637.422 | 5953.8219 | 24.12% | 3569.8219 | 13.19% | -1017.1019 | -863.0619 | 2026 | -863.0619 | 0 | 0 | -863.0619
2027 | 21601.3091 | 8860.2447 | 170 | 30631.5538 | 27665.2192 | 0 | 2434 | 25231.2192 | 5400.3346 | 21.4% | 2966.3346 | 10.72% | -354.0908 | -295.0757 | -199.8127 | -199.8127 | 30431.7411 | 5200.5219 | 20% | 2027 | 8860.2447 | 0 | 0 | 30631.5538 | 5400.3346 | 21.4% | 2966.3346 | 10.72% | -354.0908 | -199.8127 | 2027 | -199.8127 | 0 | 0 | -199.8127
2028 | 21601.22 | 10608.9729 | 170 | 32380.1929 | 28224.7243 | 0 | 2484 | 25740.7243 | 6639.4686 | 25.79% | 4155.4686 | 14.72% | -1491.3238 | -1242.7698 | -1332.9962 | -1332.9962 | 31047.1967 | 5306.4724 | 20% | 2028 | 10608.9729 | 1751 | 0 | 30629.1929 | 4888.4686 | 18.99% | 2404.4686 | 8.519% | 259.6762 | 418.0038 | 2028 | -1332.9962 | 0 | 0 | -1332.9962
2029 | 21601.1315 | 10606.708 | 170 | 32377.8395 | 28804.8144 | 0 | 2534 | 26270.8144 | 6107.0251 | 23.25% | 3573.0251 | 12.4% | -852.8622 | -710.7185 | -692.5437 | -692.5437 | 31685.2958 | 5414.4814 | 20% | 2029 | 10606.708 | 0 | 0 | 32377.8395 | 6107.0251 | 23.25% | 3573.0251 | 12.4% | -852.8622 | -692.5437 | 2029 | -692.5437 | 0 | 0 | -692.5437
2030 | 21601.0435 | 10604.4499 | 170 | 32375.4934 | 29397.6618 | 0 | 2584 | 26813.6618 | 5561.8316 | 20.74% | 2977.8316 | 10.13% | -199.0993 | -165.9161 | -38.0654 | -38.0654 | 32337.428 | 5523.7662 | 20% | 2030 | 10604.4499 | 0 | 0 | 32375.4934 | 5561.8316 | 20.74% | 2977.8316 | 10.13% | -199.0993 | -38.0654 | 2030 | -38.0654 | 0 | 0 | -38.0654
2031 | 21600.9561 | 11137.1785 | 170 | 32908.1346 | 29916.486 | 0 | 2584 | 27332.486 | 5575.6486 | 20.4% | 2991.6486 | 10% | -109.1514 | -90.9595 | 0 | 0 | 32908.1346 | 5575.6486 | 20% | 2031 | 11137.1785 | 534.9799 | 0 | 32373.1547 | 5040.6687 | 18.44% | 2456.6687 | 8.212% | 425.8285 | 534.9799 | 2031 | 0 | 0 | 0 | 0
2032 | 20769.8693 | 12885.9339 | 170 | 33825.8032 | 30478.7122 | 0 | 2584 | 27894.7122 | 5931.091 | 21.26% | 3347.091 | 10.98% | -352.1485 | -293.4571 | -299.2197 | -299.2197 | 33526.5834 | 5631.8712 | 20% | 2032 | 12885.9339 | 1751 | -831 | 32905.8032 | 5011.091 | 17.96% | 2427.091 | 7.963% | 567.8515 | 620.7803 | 2032 | -299.2197 | 0 | 0 | -299.2197
2033 | 19928.7831 | 14634.696 | 170 | 34733.4791 | 31014.602 | 0 | 2584 | 28430.602 | 6302.877 | 22.17% | 3718.877 | 11.99% | -616.7566 | -513.9639 | -617.4168 | 0 | 34733.4791 | 6302.877 | 20% | 2033 | 14634.696 | 1751 | -841 | 33823.4791 | 5392.877 | 18.97% | 2808.877 | 9.057% | 293.2434 | 292.5832 | 2033 | -616.7566 | 0 | 0 | -616.7566
2034 | 19928.6974 | 15507.9649 | 60 | 35496.6622 | 31496.9298 | 0 | 2584 | 28912.9298 | 6583.7324 | 22.77% | 3999.7324 | 12.7% | -801.1465 | -667.622 | -850.0394 | 0 | 35496.6622 | 6583.7324 | 20% | 2034 | 15507.9649 | 875.5 | 0 | 34621.1622 | 5708.2324 | 19.74% | 3124.2324 | 9.919% | 74.3535 | 25.4606 | 2034 | -801.1465 | 0 | 0 | -801.1465
2035 | 19928.6122 | 15505.7404 | 60 | 35494.3526 | 31985.1039 | 0 | 2584 | 29401.1039 | 6093.2487 | 20.72% | 3509.2487 | 10.97% | -213.0279 | -177.5233 | -310.7383 | 0 | 35494.3526 | 6093.2487 | 20% | 2035 | 15505.7404 | 0 | 0 | 35494.3526 | 6093.2487 | 20.72% | 3509.2487 | 10.97% | -213.0279 | -310.7383 | 2035 | -213.0279 | 0 | 0 | -213.0279
2036 | 18947.5277 | 17254.5226 | 60 | 36262.0503 | 32468.0191 | 0 | 2584 | 29884.0191 | 6378.0312 | 21.34% | 3794.0312 | 11.69% | -401.2274 | -334.3562 | -547.2293 | 0 | 36262.0503 | 6378.0312 | 20% | 2036 | 17254.5226 | 1751 | -981 | 35492.0503 | 5608.0312 | 18.77% | 3024.0312 | 9.314% | 368.7726 | 222.7707 | 2036 | -401.2274 | 0 | 0 | -401.2274
2037 | 18947.4436 | 18127.8115 | 60 | 37135.2551 | 32926.0632 | 0 | 2584 | 30342.0632 | 6793.1919 | 22.39% | 4209.1919 | 12.78% | -724.7793 | -603.9827 | -916.5856 | 0 | 37135.2551 | 6793.1919 | 20% | 2037 | 18127.8115 | 875.5 | 0 | 36259.7551 | 5917.6919 | 19.5% | 3333.6919 | 10.12% | 150.7207 | -41.0856 | 2037 | -724.7793 | 0 | 0 | -724.7793
2038 | 18947.3601 | 18125.607 | 60 | 37132.9671 | 33401.2155 | 0 | 2584 | 30817.2155 | 6315.7516 | 20.49% | 3731.7516 | 11.17% | -152.3085 | -126.9238 | -391.6301 | 0 | 37132.9671 | 6315.7516 | 20% | 2038 | 18125.607 | 0 | 0 | 37132.9671 | 6315.7516 | 20.49% | 3731.7516 | 11.17% | -152.3085 | -391.6301 | 2038 | -152.3085 | 0 | 0 | -152.3085
2039 | 18947.2772 | 18998.9091 | 60 | 38006.1863 | 33877.6204 | 0 | 2584 | 31293.6204 | 6712.566 | 21.45% | 4128.566 | 12.19% | -453.8419 | -378.2016 | -740.8039 | 0 | 38006.1863 | 6712.566 | 20% | 2039 | 18998.9091 | 875.5 | 0 | 37130.6863 | 5837.066 | 18.65% | 3253.066 | 9.602% | 421.6581 | 134.6961 | 2039 | -453.8419 | 0 | 0 | -453.8419
2040 | 18947.1948 | 19872.2178 | 60 | 38879.4126 | 34362.1064 | 0 | 2584 | 31778.1064 | 7101.3063 | 22.35% | 4517.3063 | 13.15% | -745.685 | -621.4042 | -1081.0956 | 0 | 38879.4126 | 7101.3063 | 20% | 2040 | 19872.2178 | 875.5 | 0 | 38003.9126 | 6225.8063 | 19.59% | 3641.8063 | 10.6% | 129.815 | -205.5956 | 2040 | -745.685 | 0 | 0 | -745.685
2041 | 18947.1129 | 19870.0331 | 60 | 38877.1461 | 34752.544 | 0 | 2584 | 32168.544 | 6708.602 | 20.85% | 4124.602 | 11.87% | -274.8932 | -229.0777 | -649.3476 | 0 | 38877.1461 | 6708.602 | 20% | 2041 | 19870.0331 | 0 | 0 | 38877.1461 | 6708.602 | 20.85% | 4124.602 | 11.87% | -274.8932 | -649.3476 | 2041 | -274.8932 | 0 | 0 | -274.8932
2042 | 18947.0316 | 20743.355 | 60 | 39750.3866 | 35143.6793 | 0 | 2584 | 32559.6793 | 7190.7073 | 22.08% | 4606.7073 | 13.11% | -678.7715 | -565.6429 | -1092.3394 | 0 | 39750.3866 | 7190.7073 | 20% | 2042 | 20743.355 | 875.5 | 0 | 38874.8866 | 6315.2073 | 19.4% | 3731.2073 | 10.62% | 196.7285 | -216.8394 | 2042 | -678.7715 | 0 | 0 | -678.7715
2043 | 18106.9508 | 21616.6833 | 60 | 39783.6341 | 35535.5131 | 0 | 2584 | 32951.5131 | 6832.121 | 20.73% | 4248.121 | 11.95% | -241.8184 | -201.5153 | -694.5697 | 0 | 39783.6341 | 6832.121 | 20% | 2043 | 21616.6833 | 875.5 | -840 | 39748.1341 | 6796.621 | 20.63% | 4212.621 | 11.85% | -206.3184 | -659.0697 | 2043 | -241.8184 | 0 | 0 | -241.8184
2044 | 18106.8705 | 22490.0182 | 60 | 40656.8887 | 35928.0467 | 0 | 2584 | 33344.0467 | 7312.8421 | 21.93% | 4728.8421 | 13.16% | -644.0327 | -536.6939 | -1136.0374 | 0 | 40656.8887 | 7312.8421 | 20% | 2044 | 22490.0182 | 875.5 | 0 | 39781.3887 | 6437.3421 | 19.31% | 3853.3421 | 10.73% | 231.4673 | -260.5374 | 2044 | -644.0327 | 0 | 0 | -644.0327
2045 | 18106.7908 | 22487.8596 | 60 | 40654.6504 | 36321.2811 | 0 | 2584 | 33737.2811 | 6917.3693 | 20.5% | 4333.3693 | 11.93% | -169.9131 | -141.5943 | -701.2412 | 0 | 40654.6504 | 6917.3693 | 20% | 2045 | 22487.8596 | 0 | 0 | 40654.6504 | 6917.3693 | 20.5% | 4333.3693 | 11.93% | -169.9131 | -701.2412 | 2045 | -169.9131 | 0 | 0 | -169.9131
2046 | 18106.7115 | 23361.2075 | 60 | 41527.919 | 36715.2173 | 0 | 2584 | 34131.2173 | 7396.7017 | 21.67% | 4812.7017 | 13.11% | -570.4582 | -475.3819 | -1141.18 | 0 | 41527.919 | 7396.7017 | 20% | 2046 | 23361.2075 | 875.5 | 0 | 40652.419 | 6521.2017 | 19.11% | 3937.2017 | 10.72% | 305.0418 | -265.68 | 2046 | -570.4582 | 0 | 0 | -570.4582
2047 | 18106.6328 | 23359.0618 | 60 | 41525.6946 | 37109.8565 | 0 | 2584 | 34525.8565 | 6999.8381 | 20.27% | 4415.8381 | 11.9% | -94.6668 | -78.889 | -704.8524 | 0 | 41525.6946 | 6999.8381 | 20% | 2047 | 23359.0618 | 0 | 0 | 41525.6946 | 6999.8381 | 20.27% | 4415.8381 | 11.9% | -94.6668 | -704.8524 | 2047 | -94.6668 | 0 | 0 | -94.6668
2048 | 18106.5546 | 24232.4225 | 60 | 42398.9771 | 37505.1998 | 0 | 2584 | 34921.1998 | 7477.7773 | 21.41% | 4893.7773 | 13.05% | -493.5374 | -411.2811 | -1143.2574 | 0 | 42398.9771 | 7477.7773 | 20% | 2048 | 24232.4225 | 875.5 | 0 | 41523.4771 | 6602.2773 | 18.91% | 4018.2773 | 10.71% | 381.9626 | -267.7574 | 2048 | -493.5374 | 0 | 0 | -493.5374
2049 | 18106.4769 | 24230.2897 | 60 | 42396.7666 | 37901.2482 | 0 | 2584 | 35317.2482 | 7079.5184 | 20.05% | 4495.5184 | 11.86% | -16.0688 | -13.3906 | -705.3936 | 0 | 42396.7666 | 7079.5184 | 20% | 2049 | 24230.2897 | 0 | 0 | 42396.7666 | 7079.5184 | 20.05% | 4495.5184 | 11.86% | -16.0688 | -705.3936 | 2049 | -16.0688 | 0 | 0 | -16.0688
2050 | 18106.3997 | 25103.6633 | 0 | 43210.063 | 38298.0028 | 0 | 2584 | 35714.0028 | 7496.0601 | 20.99% | 4912.0601 | 12.83% | -353.2596 | -294.383 | -1082.2598 | 0 | 43210.063 | 7496.0601 | 20% | 2050 | 25103.6633 | 875.5 | 0 | 42334.563 | 6620.5601 | 18.54% | 4036.5601 | 10.54% | 522.2404 | -206.7598 | 2050 | -353.2596 | 0 | 0 | -353.2596
2051 | 18106.323 | 25977.0432 | 0 | 44083.3662 | 38695.4648 | 0 | 2584 | 36111.4648 | 7971.9014 | 22.08% | 5387.9014 | 13.92% | -749.6084 | -624.6737 | -1518.3549 | 0 | 44083.3662 | 7971.9014 | 20% | 2051 | 25977.0432 | 875.5 | 0 | 43207.8662 | 7096.4014 | 19.65% | 4512.4014 | 11.66% | 125.8916 | -642.8549 | 2051 | -749.6084 | 0 | 0 | -749.6084
2052 | 18106.2468 | 25974.9295 | 0 | 44081.1763 | 39093.6352 | 0 | 2584 | 36509.6352 | 7571.5411 | 20.74% | 4987.5411 | 12.76% | -269.6141 | -224.6784 | -1078.1776 | 0 | 44081.1763 | 7571.5411 | 20% | 2052 | 25974.9295 | 0 | 0 | 44081.1763 | 7571.5411 | 20.74% | 4987.5411 | 12.76% | -269.6141 | -1078.1776 | 2052 | -269.6141 | 0 | 0 | -269.6141
2053 | 18106.1711 | 26848.3222 | 0 | 44954.4933 | 39487.0507 | 0 | 2584 | 36903.0507 | 8051.4425 | 21.82% | 5467.4425 | 13.85% | -670.8324 | -559.027 | -1518.7375 | 0 | 44954.4933 | 8051.4425 | 20% | 2053 | 26848.3222 | 875.5 | 0 | 44078.9933 | 7175.9425 | 19.45% | 4591.9425 | 11.63% | 204.6676 | -643.2375 | 2053 | -670.8324 | 0 | 0 | -670.8324
2054 | 18106.0959 | 26846.2212 | 0 | 44952.317 | 39881.1457 | 0 | 2584 | 37297.1457 | 7655.1713 | 20.52% | 5071.1713 | 12.72% | -195.7422 | -163.1185 | -1083.0568 | 0 | 44952.317 | 7655.1713 | 20% | 2054 | 26846.2212 | 0 | 0 | 44952.317 | 7655.1713 | 20.52% | 5071.1713 | 12.72% | -195.7422 | -1083.0568 | 2054 | -195.7422 | 0 | 0 | -195.7422
2055 | 18106.0211 | 27719.6264 | 0 | 45825.6476 | 40275.9209 | 0 | 2584 | 37691.9209 | 8133.7266 | 21.58% | 5549.7266 | 13.78% | -595.3424 | -496.1187 | -1522.1345 | 0 | 45825.6476 | 8133.7266 | 20% | 2055 | 27719.6264 | 875.5 | 0 | 44950.1476 | 7258.2266 | 19.26% | 4674.2266 | 11.61% | 280.1576 | -646.6345 | 2055 | -595.3424 | 0 | 0 | -595.3424
2056 | 18105.9469 | 27717.538 | 0 | 45823.4849 | 40671.3775 | 0 | 2584 | 38087.3775 | 7736.1074 | 20.31% | 5152.1074 | 12.67% | -118.632 | -98.86 | -1084.9697 | 0 | 45823.4849 | 7736.1074 | 20% | 2056 | 27717.538 | 0 | 0 | 45823.4849 | 7736.1074 | 20.31% | 5152.1074 | 12.67% | -118.632 | -1084.9697 | 2056 | -118.632 | 0 | 0 | -118.632
2057 | 18105.8732 | 28590.9558 | 0 | 46696.829 | 41067.5161 | 0 | 2584 | 38483.5161 | 8213.3128 | 21.34% | 5629.3128 | 13.71% | -516.6096 | -430.508 | -1522.5612 | 0 | 46696.829 | 8213.3128 | 20% | 2057 | 28590.9558 | 875.5 | 0 | 45821.329 | 7337.8128 | 19.07% | 4753.8128 | 11.58% | 358.8904 | -647.0612 | 2057 | -516.6096 | 0 | 0 | -516.6096
2058 | 18105.7999 | 28588.8799 | 0 | 46694.6798 | 41464.3379 | 0 | 2584 | 38880.3379 | 7814.3418 | 20.1% | 5230.3418 | 12.61% | -38.2743 | -31.8952 | -1083.9081 | 0 | 46694.6798 | 7814.3418 | 20% | 2058 | 28588.8799 | 0 | 0 | 46694.6798 | 7814.3418 | 20.1% | 5230.3418 | 12.61% | -38.2743 | -1083.9081 | 2058 | -38.2743 | 0 | 0 | -38.2743
2059 | 18105.7271 | 29462.3102 | 0 | 47568.0373 | 41861.8437 | 0 | 2584 | 39277.8437 | 8290.1935 | 21.11% | 5706.1935 | 13.63% | -434.6248 | -362.1873 | -1520.0092 | 0 | 47568.0373 | 8290.1935 | 20% | 2059 | 29462.3102 | 875.5 | 0 | 46692.5373 | 7414.6935 | 18.88% | 4830.6935 | 11.54% | 440.8752 | -644.5092 | 2059 | -434.6248 | 0 | 0 | -434.6248
2060 | 18105.6547 | 30335.7467 | 0 | 48441.4015 | 42260.0345 | 0 | 2584 | 39676.0345 | 8765.3669 | 22.09% | 6181.3669 | 14.63% | -830.16 | -691.8 | -1955.3635 | 0 | 48441.4015 | 8765.3669 | 20% | 2060 | 30335.7467 | 875.5 | 0 | 47565.9015 | 7889.8669 | 19.89% | 5305.8669 | 12.56% | 45.34 | -1079.8635 | 2060 | -830.16 | 0 | 0 | -830.16
2061 | 18105.5829 | 30333.6894 | 0 | 48439.2723 | 42658.9112 | 0 | 2584 | 40074.9112 | 8364.3611 | 20.87% | 5780.3611 | 13.55% | -349.3789 | -291.1491 | -1514.47 | 0 | 48439.2723 | 8364.3611 | 20% | 2061 | 30333.6894 | 0 | 0 | 48439.2723 | 8364.3611 | 20.87% | 5780.3611 | 13.55% | -349.3789 | -1514.47 | 2061 | -349.3789 | 0 | 0 | -349.3789
2062 | 18105.5115 | 31207.1383 | 0 | 49312.6498 | 43058.4746 | 0 | 2584 | 40474.4746 | 8838.1751 | 21.84% | 6254.1751 | 14.52% | -743.2802 | -619.4002 | -1948.3277 | 0 | 49312.6498 | 8838.1751 | 20% | 2062 | 31207.1383 | 875.5 | 0 | 48437.1498 | 7962.6751 | 19.67% | 5378.6751 | 12.49% | 132.2198 | -1072.8277 | 2062 | -743.2802 | 0 | 0 | -743.2802
2063 | 18105.4406 | 31205.0933 | 0 | 49310.5339 | 43458.7259 | 0 | 2584 | 40874.7259 | 8435.808 | 20.64% | 5851.808 | 13.47% | -260.8628 | -217.3857 | -1505.9354 | 0 | 49310.5339 | 8435.808 | 20% | 2063 | 31205.0933 | 0 | 0 | 49310.5339 | 8435.808 | 20.64% | 5851.808 | 13.47% | -260.8628 | -1505.9354 | 2063 | -260.8628 | 0 | 0 | -260.8628
2064 | 18105.3701 | 32078.5545 | 0 | 50183.9246 | 43862.6977 | 0 | 2584 | 41278.6977 | 8905.2269 | 21.57% | 6321.2269 | 14.41% | -649.4874 | -541.2395 | -1934.9572 | 0 | 50183.9246 | 8905.2269 | 20% | 2064 | 32078.5545 | 875.5 | 0 | 49308.4246 | 8029.7269 | 19.45% | 5445.7269 | 12.42% | 226.0126 | -1059.4572 | 2064 | -649.4874 | 0 | 0 | -649.4874
2065 | 18105.3001 | 32076.5217 | 0 | 50181.8219 | 44270.4246 | 0 | 2634 | 41636.4246 | 8545.3973 | 20.52% | 5911.3973 | 13.35% | -218.1124 | -181.7603 | -1484.3548 | 0 | 50181.8219 | 8545.3973 | 20% | 2065 | 32076.5217 | 0 | 0 | 50181.8219 | 8545.3973 | 20.52% | 5911.3973 | 13.35% | -218.1124 | -1484.3548 | 2065 | -218.1124 | 0 | 0 | -218.1124

## PV Calculations
2016 TYSP Update (ICL retired, only 60 MW ECOGEN, OCEC increase in MWs, and TP6 & 7 delayed to 2031 & 2032)
SUMMER
|  | 2016 | 2017 | 2018 | 2019 | 2020 | 2021 | 2022 | 2023 | 2024 | 2025 | 2026 | 2027 | 2028 | 2029 | 2030 | 2031 | 2032 | 2033 | 2034 | 2035 | 2036 | 2037 | 2038 | 2039 | 2040 | 2041 | 2042 | 2043 | 2044 | 2045 | 2046 | 2047 | 2048 | 2049 | 2050 | 2051 | 2052 | 2053 | 2054 | 2055 | 2056 | 2057 | 2058 | 2059 | 2060 | 2061 | 2062 | 2063 | 2064 | 2065 | 2066 | 2067 | 2068 | 2069 | 2070 | 2071 | 2072
| New Solar Unit | 0 | 223.5 | 600 | 300 | 300 | 214 | 0 | 0 | 0 | 0 | 0 | 0 | 0 | 0 | 0 | 0 | 0 | 0 | 0 | 0 | 0 | 0 | 0 | 0 | 0 | 0 | 0 | 0 | 0 | 0 | 0 | 0 | 0 | 0 | 0 | 0 | 0 | 0 | 0 | 0 | 0 | 0 | 0 | 0 | 0 | 0 | 0 | 0 | 0 | 0 | 0 | 0 | 0 | 0 | 0 | 0 | 0
| Firm Capacity Value | 0% | 52% | 49.84% | 46.35% | 44% | 42.07% | 0% | 0% | 0% | 0% | 0% | 0% | 0% | 0% | 0% | 0% | 0% | 0% | 0% | 0% | 0% | 0% | 0% | 0% | 0% | 0% | 0% | 0% | 0% | 0% | 0% | 0% | 0% | 0% | 0% | 0% | 0% | 0% | 0% | 0% | 0% | 0% | 0% | 0% | 0% | 0% | 0% | 0% | 0% | 0% | 0% | 0% | 0% | 0% | 0% | 0% | 0%
Year | Total Firm Solar Capacity Added with Degradation
2016 | 0 | 0 | 0 | 0 | 0 | 0 | 0 | 0 | 0 | 0 | 0 | 0 | 0 | 0 | 0 | 0 | 0 | 0 | 0 | 0 | 0 | 0 | 0 | 0 | 0 | 0 | 0 | 0 | 0 | 0 | 0 | 0 | 0 | 0 | 0 | 0 | 0 | 0 | 0 | 0 | 0 | 0 | 0 | 0 | 0 | 0 | 0 | 0 | 0 | 0 | 0 | 0 | 0 | 0 | 0 | 0 | 0 | 0
2017 | 116.22 | 0 | 116.22 | 0 | 0 | 0 | 0 | 0 | 0 | 0 | 0 | 0 | 0 | 0 | 0 | 0 | 0 | 0 | 0 | 0 | 0 | 0 | 0 | 0 | 0 | 0 | 0 | 0 | 0 | 0 | 0 | 0 | 0 | 0 | 0 | 0 | 0 | 0 | 0 | 0 | 0 | 0 | 0 | 0 | 0 | 0 | 0 | 0 | 0 | 0 | 0 | 0 | 0 | 0 | 0 | 0 | 0 | 0
2018 | 414.9113 | 0 | 115.8713 | 299.04 | 0 | 0 | 0 | 0 | 0 | 0 | 0 | 0 | 0 | 0 | 0 | 0 | 0 | 0 | 0 | 0 | 0 | 0 | 0 | 0 | 0 | 0 | 0 | 0 | 0 | 0 | 0 | 0 | 0 | 0 | 0 | 0 | 0 | 0 | 0 | 0 | 0 | 0 | 0 | 0 | 0 | 0 | 0 | 0 | 0 | 0 | 0 | 0 | 0 | 0 | 0 | 0 | 0 | 0
2019 | 552.7066 | 0 | 115.5237 | 298.1429 | 139.04 | 0 | 0 | 0 | 0 | 0 | 0 | 0 | 0 | 0 | 0 | 0 | 0 | 0 | 0 | 0 | 0 | 0 | 0 | 0 | 0 | 0 | 0 | 0 | 0 | 0 | 0 | 0 | 0 | 0 | 0 | 0 | 0 | 0 | 0 | 0 | 0 | 0 | 0 | 0 | 0 | 0 | 0 | 0 | 0 | 0 | 0 | 0 | 0 | 0 | 0 | 0 | 0 | 0
2020 | 683.0485 | 0 | 115.1772 | 297.2485 | 138.6229 | 132 | 0 | 0 | 0 | 0 | 0 | 0 | 0 | 0 | 0 | 0 | 0 | 0 | 0 | 0 | 0 | 0 | 0 | 0 | 0 | 0 | 0 | 0 | 0 | 0 | 0 | 0 | 0 | 0 | 0 | 0 | 0 | 0 | 0 | 0 | 0 | 0 | 0 | 0 | 0 | 0 | 0 | 0 | 0 | 0 | 0 | 0 | 0 | 0 | 0 | 0 | 0 | 0
2021 | 771.0193 | 0 | 114.8316 | 296.3567 | 138.207 | 131.604 | 90.02 | 0 | 0 | 0 | 0 | 0 | 0 | 0 | 0 | 0 | 0 | 0 | 0 | 0 | 0 | 0 | 0 | 0 | 0 | 0 | 0 | 0 | 0 | 0 | 0 | 0 | 0 | 0 | 0 | 0 | 0 | 0 | 0 | 0 | 0 | 0 | 0 | 0 | 0 | 0 | 0 | 0 | 0 | 0 | 0 | 0 | 0 | 0 | 0 | 0 | 0 | 0
2022 | 768.7063 | 0 | 114.4871 | 295.4676 | 137.7924 | 131.2092 | 89.7499 | 0 | 0 | 0 | 0 | 0 | 0 | 0 | 0 | 0 | 0 | 0 | 0 | 0 | 0 | 0 | 0 | 0 | 0 | 0 | 0 | 0 | 0 | 0 | 0 | 0 | 0 | 0 | 0 | 0 | 0 | 0 | 0 | 0 | 0 | 0 | 0 | 0 | 0 | 0 | 0 | 0 | 0 | 0 | 0 | 0 | 0 | 0 | 0 | 0 | 0 | 0
2023 | 766.4002 | 0 | 114.1437 | 294.5812 | 137.379 | 130.8156 | 89.4807 | 0 | 0 | 0 | 0 | 0 | 0 | 0 | 0 | 0 | 0 | 0 | 0 | 0 | 0 | 0 | 0 | 0 | 0 | 0 | 0 | 0 | 0 | 0 | 0 | 0 | 0 | 0 | 0 | 0 | 0 | 0 | 0 | 0 | 0 | 0 | 0 | 0 | 0 | 0 | 0 | 0 | 0 | 0 | 0 | 0 | 0 | 0 | 0 | 0 | 0 | 0
2024 | 764.101 | 0 | 113.8012 | 293.6975 | 136.9669 | 130.4231 | 89.2122 | 0 | 0 | 0 | 0 | 0 | 0 | 0 | 0 | 0 | 0 | 0 | 0 | 0 | 0 | 0 | 0 | 0 | 0 | 0 | 0 | 0 | 0 | 0 | 0 | 0 | 0 | 0 | 0 | 0 | 0 | 0 | 0 | 0 | 0 | 0 | 0 | 0 | 0 | 0 | 0 | 0 | 0 | 0 | 0 | 0 | 0 | 0 | 0 | 0 | 0 | 0
2025 | 761.8087 | 0 | 113.4598 | 292.8164 | 136.556 | 130.0318 | 88.9446 | 0 | 0 | 0 | 0 | 0 | 0 | 0 | 0 | 0 | 0 | 0 | 0 | 0 | 0 | 0 | 0 | 0 | 0 | 0 | 0 | 0 | 0 | 0 | 0 | 0 | 0 | 0 | 0 | 0 | 0 | 0 | 0 | 0 | 0 | 0 | 0 | 0 | 0 | 0 | 0 | 0 | 0 | 0 | 0 | 0 | 0 | 0 | 0 | 0 | 0 | 0
2026 | 759.5232 | 0 | 113.1195 | 291.9379 | 136.1463 | 129.6417 | 88.6778 | 0 | 0 | 0 | 0 | 0 | 0 | 0 | 0 | 0 | 0 | 0 | 0 | 0 | 0 | 0 | 0 | 0 | 0 | 0 | 0 | 0 | 0 | 0 | 0 | 0 | 0 | 0 | 0 | 0 | 0 | 0 | 0 | 0 | 0 | 0 | 0 | 0 | 0 | 0 | 0 | 0 | 0 | 0 | 0 | 0 | 0 | 0 | 0 | 0 | 0 | 0
2027 | 757.2447 | 0 | 112.7801 | 291.0621 | 135.7379 | 129.2528 | 88.4117 | 0 | 0 | 0 | 0 | 0 | 0 | 0 | 0 | 0 | 0 | 0 | 0 | 0 | 0 | 0 | 0 | 0 | 0 | 0 | 0 | 0 | 0 | 0 | 0 | 0 | 0 | 0 | 0 | 0 | 0 | 0 | 0 | 0 | 0 | 0 | 0 | 0 | 0 | 0 | 0 | 0 | 0 | 0 | 0 | 0 | 0 | 0 | 0 | 0 | 0 | 0
2028 | 754.9729 | 0 | 112.4418 | 290.1889 | 135.3307 | 128.8651 | 88.1465 | 0 | 0 | 0 | 0 | 0 | 0 | 0 | 0 | 0 | 0 | 0 | 0 | 0 | 0 | 0 | 0 | 0 | 0 | 0 | 0 | 0 | 0 | 0 | 0 | 0 | 0 | 0 | 0 | 0 | 0 | 0 | 0 | 0 | 0 | 0 | 0 | 0 | 0 | 0 | 0 | 0 | 0 | 0 | 0 | 0 | 0 | 0 | 0 | 0 | 0 | 0
2029 | 752.708 | 0 | 112.1044 | 289.3184 | 134.9247 | 128.4785 | 87.8821 | 0 | 0 | 0 | 0 | 0 | 0 | 0 | 0 | 0 | 0 | 0 | 0 | 0 | 0 | 0 | 0 | 0 | 0 | 0 | 0 | 0 | 0 | 0 | 0 | 0 | 0 | 0 | 0 | 0 | 0 | 0 | 0 | 0 | 0 | 0 | 0 | 0 | 0 | 0 | 0 | 0 | 0 | 0 | 0 | 0 | 0 | 0 | 0 | 0 | 0 | 0
2030 | 750.4499 | 0 | 111.7681 | 288.4504 | 134.5199 | 128.093 | 87.6184 | 0 | 0 | 0 | 0 | 0 | 0 | 0 | 0 | 0 | 0 | 0 | 0 | 0 | 0 | 0 | 0 | 0 | 0 | 0 | 0 | 0 | 0 | 0 | 0 | 0 | 0 | 0 | 0 | 0 | 0 | 0 | 0 | 0 | 0 | 0 | 0 | 0 | 0 | 0 | 0 | 0 | 0 | 0 | 0 | 0 | 0 | 0 | 0 | 0 | 0 | 0
2031 | 748.1985 | 0 | 111.4328 | 287.5851 | 134.1163 | 127.7088 | 87.3556 | 0 | 0 | 0 | 0 | 0 | 0 | 0 | 0 | 0 | 0 | 0 | 0 | 0 | 0 | 0 | 0 | 0 | 0 | 0 | 0 | 0 | 0 | 0 | 0 | 0 | 0 | 0 | 0 | 0 | 0 | 0 | 0 | 0 | 0 | 0 | 0 | 0 | 0 | 0 | 0 | 0 | 0 | 0 | 0 | 0 | 0 | 0 | 0 | 0 | 0 | 0
2032 | 745.9539 | 0 | 111.0985 | 286.7223 | 133.714 | 127.3256 | 87.0935 | 0 | 0 | 0 | 0 | 0 | 0 | 0 | 0 | 0 | 0 | 0 | 0 | 0 | 0 | 0 | 0 | 0 | 0 | 0 | 0 | 0 | 0 | 0 | 0 | 0 | 0 | 0 | 0 | 0 | 0 | 0 | 0 | 0 | 0 | 0 | 0 | 0 | 0 | 0 | 0 | 0 | 0 | 0 | 0 | 0 | 0 | 0 | 0 | 0 | 0 | 0
2033 | 743.7161 | 0 | 110.7652 | 285.8622 | 133.3128 | 126.9437 | 86.8322 | 0 | 0 | 0 | 0 | 0 | 0 | 0 | 0 | 0 | 0 | 0 | 0 | 0 | 0 | 0 | 0 | 0 | 0 | 0 | 0 | 0 | 0 | 0 | 0 | 0 | 0 | 0 | 0 | 0 | 0 | 0 | 0 | 0 | 0 | 0 | 0 | 0 | 0 | 0 | 0 | 0 | 0 | 0 | 0 | 0 | 0 | 0 | 0 | 0 | 0 | 0
2034 | 741.4849 | 0 | 110.4329 | 285.0046 | 132.9129 | 126.5628 | 86.5717 | 0 | 0 | 0 | 0 | 0 | 0 | 0 | 0 | 0 | 0 | 0 | 0 | 0 | 0 | 0 | 0 | 0 | 0 | 0 | 0 | 0 | 0 | 0 | 0 | 0 | 0 | 0 | 0 | 0 | 0 | 0 | 0 | 0 | 0 | 0 | 0 | 0 | 0 | 0 | 0 | 0 | 0 | 0 | 0 | 0 | 0 | 0 | 0 | 0 | 0 | 0
2035 | 739.2605 | 0 | 110.1016 | 284.1496 | 132.5142 | 126.1831 | 86.312 | 0 | 0 | 0 | 0 | 0 | 0 | 0 | 0 | 0 | 0 | 0 | 0 | 0 | 0 | 0 | 0 | 0 | 0 | 0 | 0 | 0 | 0 | 0 | 0 | 0 | 0 | 0 | 0 | 0 | 0 | 0 | 0 | 0 | 0 | 0 | 0 | 0 | 0 | 0 | 0 | 0 | 0 | 0 | 0 | 0 | 0 | 0 | 0 | 0 | 0 | 0
2036 | 737.0427 | 0 | 109.7713 | 283.2971 | 132.1166 | 125.8046 | 86.0531 | 0 | 0 | 0 | 0 | 0 | 0 | 0 | 0 | 0 | 0 | 0 | 0 | 0 | 0 | 0 | 0 | 0 | 0 | 0 | 0 | 0 | 0 | 0 | 0 | 0 | 0 | 0 | 0 | 0 | 0 | 0 | 0 | 0 | 0 | 0 | 0 | 0 | 0 | 0 | 0 | 0 | 0 | 0 | 0 | 0 | 0 | 0 | 0 | 0 | 0 | 0
2037 | 734.8316 | 0 | 109.442 | 282.4472 | 131.7203 | 125.4272 | 85.7949 | 0 | 0 | 0 | 0 | 0 | 0 | 0 | 0 | 0 | 0 | 0 | 0 | 0 | 0 | 0 | 0 | 0 | 0 | 0 | 0 | 0 | 0 | 0 | 0 | 0 | 0 | 0 | 0 | 0 | 0 | 0 | 0 | 0 | 0 | 0 | 0 | 0 | 0 | 0 | 0 | 0 | 0 | 0 | 0 | 0 | 0 | 0 | 0 | 0 | 0 | 0
2038 | 732.6271 | 0 | 109.1137 | 281.5999 | 131.3251 | 125.0509 | 85.5375 | 0 | 0 | 0 | 0 | 0 | 0 | 0 | 0 | 0 | 0 | 0 | 0 | 0 | 0 | 0 | 0 | 0 | 0 | 0 | 0 | 0 | 0 | 0 | 0 | 0 | 0 | 0 | 0 | 0 | 0 | 0 | 0 | 0 | 0 | 0 | 0 | 0 | 0 | 0 | 0 | 0 | 0 | 0 | 0 | 0 | 0 | 0 | 0 | 0 | 0 | 0
2039 | 730.4292 | 0 | 108.7863 | 280.7551 | 130.9311 | 124.6757 | 85.2809 | 0 | 0 | 0 | 0 | 0 | 0 | 0 | 0 | 0 | 0 | 0 | 0 | 0 | 0 | 0 | 0 | 0 | 0 | 0 | 0 | 0 | 0 | 0 | 0 | 0 | 0 | 0 | 0 | 0 | 0 | 0 | 0 | 0 | 0 | 0 | 0 | 0 | 0 | 0 | 0 | 0 | 0 | 0 | 0 | 0 | 0 | 0 | 0 | 0 | 0 | 0
2040 | 728.2379 | 0 | 108.46 | 279.9128 | 130.5383 | 124.3017 | 85.0251 | 0 | 0 | 0 | 0 | 0 | 0 | 0 | 0 | 0 | 0 | 0 | 0 | 0 | 0 | 0 | 0 | 0 | 0 | 0 | 0 | 0 | 0 | 0 | 0 | 0 | 0 | 0 | 0 | 0 | 0 | 0 | 0 | 0 | 0 | 0 | 0 | 0 | 0 | 0 | 0 | 0 | 0 | 0 | 0 | 0 | 0 | 0 | 0 | 0 | 0 | 0
2041 | 726.0532 | 0 | 108.1346 | 279.0731 | 130.1467 | 123.9288 | 84.77 | 0 | 0 | 0 | 0 | 0 | 0 | 0 | 0 | 0 | 0 | 0 | 0 | 0 | 0 | 0 | 0 | 0 | 0 | 0 | 0 | 0 | 0 | 0 | 0 | 0 | 0 | 0 | 0 | 0 | 0 | 0 | 0 | 0 | 0 | 0 | 0 | 0 | 0 | 0 | 0 | 0 | 0 | 0 | 0 | 0 | 0 | 0 | 0 | 0 | 0 | 0
2042 | 723.875 | 0 | 107.8102 | 278.2358 | 129.7563 | 123.557 | 84.5157 | 0 | 0 | 0 | 0 | 0 | 0 | 0 | 0 | 0 | 0 | 0 | 0 | 0 | 0 | 0 | 0 | 0 | 0 | 0 | 0 | 0 | 0 | 0 | 0 | 0 | 0 | 0 | 0 | 0 | 0 | 0 | 0 | 0 | 0 | 0 | 0 | 0 | 0 | 0 | 0 | 0 | 0 | 0 | 0 | 0 | 0 | 0 | 0 | 0 | 0 | 0
2043 | 721.7034 | 0 | 107.4868 | 277.4011 | 129.367 | 123.1863 | 84.2621 | 0 | 0 | 0 | 0 | 0 | 0 | 0 | 0 | 0 | 0 | 0 | 0 | 0 | 0 | 0 | 0 | 0 | 0 | 0 | 0 | 0 | 0 | 0 | 0 | 0 | 0 | 0 | 0 | 0 | 0 | 0 | 0 | 0 | 0 | 0 | 0 | 0 | 0 | 0 | 0 | 0 | 0 | 0 | 0 | 0 | 0 | 0 | 0 | 0 | 0 | 0
2044 | 719.5383 | 0 | 107.1643 | 276.5689 | 128.9789 | 122.8168 | 84.0094 | 0 | 0 | 0 | 0 | 0 | 0 | 0 | 0 | 0 | 0 | 0 | 0 | 0 | 0 | 0 | 0 | 0 | 0 | 0 | 0 | 0 | 0 | 0 | 0 | 0 | 0 | 0 | 0 | 0 | 0 | 0 | 0 | 0 | 0 | 0 | 0 | 0 | 0 | 0 | 0 | 0 | 0 | 0 | 0 | 0 | 0 | 0 | 0 | 0 | 0 | 0
2045 | 717.3797 | 0 | 106.8428 | 275.7392 | 128.592 | 122.4483 | 83.7573 | 0 | 0 | 0 | 0 | 0 | 0 | 0 | 0 | 0 | 0 | 0 | 0 | 0 | 0 | 0 | 0 | 0 | 0 | 0 | 0 | 0 | 0 | 0 | 0 | 0 | 0 | 0 | 0 | 0 | 0 | 0 | 0 | 0 | 0 | 0 | 0 | 0 | 0 | 0 | 0 | 0 | 0 | 0 | 0 | 0 | 0 | 0 | 0 | 0 | 0 | 0
2046 | 715.2275 | 0 | 106.5223 | 274.912 | 128.2062 | 122.081 | 83.5061 | 0 | 0 | 0 | 0 | 0 | 0 | 0 | 0 | 0 | 0 | 0 | 0 | 0 | 0 | 0 | 0 | 0 | 0 | 0 | 0 | 0 | 0 | 0 | 0 | 0 | 0 | 0 | 0 | 0 | 0 | 0 | 0 | 0 | 0 | 0 | 0 | 0 | 0 | 0 | 0 | 0 | 0 | 0 | 0 | 0 | 0 | 0 | 0 | 0 | 0 | 0
2047 | 713.0819 | 0 | 106.2027 | 274.0873 | 127.8216 | 121.7147 | 83.2555 | 0 | 0 | 0 | 0 | 0 | 0 | 0 | 0 | 0 | 0 | 0 | 0 | 0 | 0 | 0 | 0 | 0 | 0 | 0 | 0 | 0 | 0 | 0 | 0 | 0 | 0 | 0 | 0 | 0 | 0 | 0 | 0 | 0 | 0 | 0 | 0 | 0 | 0 | 0 | 0 | 0 | 0 | 0 | 0 | 0 | 0 | 0 | 0 | 0 | 0 | 0
2048 | 710.9426 | 0 | 105.8841 | 273.265 | 127.4381 | 121.3496 | 83.0058 | 0 | 0 | 0 | 0 | 0 | 0 | 0 | 0 | 0 | 0 | 0 | 0 | 0 | 0 | 0 | 0 | 0 | 0 | 0 | 0 | 0 | 0 | 0 | 0 | 0 | 0 | 0 | 0 | 0 | 0 | 0 | 0 | 0 | 0 | 0 | 0 | 0 | 0 | 0 | 0 | 0 | 0 | 0 | 0 | 0 | 0 | 0 | 0 | 0 | 0 | 0
2049 | 708.8098 | 0 | 105.5665 | 272.4452 | 127.0558 | 120.9856 | 82.7568 | 0 | 0 | 0 | 0 | 0 | 0 | 0 | 0 | 0 | 0 | 0 | 0 | 0 | 0 | 0 | 0 | 0 | 0 | 0 | 0 | 0 | 0 | 0 | 0 | 0 | 0 | 0 | 0 | 0 | 0 | 0 | 0 | 0 | 0 | 0 | 0 | 0 | 0 | 0 | 0 | 0 | 0 | 0 | 0 | 0 | 0 | 0 | 0 | 0 | 0 | 0
2050 | 706.6834 | 0 | 105.2498 | 271.6279 | 126.6746 | 120.6226 | 82.5085 | 0 | 0 | 0 | 0 | 0 | 0 | 0 | 0 | 0 | 0 | 0 | 0 | 0 | 0 | 0 | 0 | 0 | 0 | 0 | 0 | 0 | 0 | 0 | 0 | 0 | 0 | 0 | 0 | 0 | 0 | 0 | 0 | 0 | 0 | 0 | 0 | 0 | 0 | 0 | 0 | 0 | 0 | 0 | 0 | 0 | 0 | 0 | 0 | 0 | 0 | 0
2051 | 704.5633 | 0 | 104.934 | 270.813 | 126.2946 | 120.2607 | 82.261 | 0 | 0 | 0 | 0 | 0 | 0 | 0 | 0 | 0 | 0 | 0 | 0 | 0 | 0 | 0 | 0 | 0 | 0 | 0 | 0 | 0 | 0 | 0 | 0 | 0 | 0 | 0 | 0 | 0 | 0 | 0 | 0 | 0 | 0 | 0 | 0 | 0 | 0 | 0 | 0 | 0 | 0 | 0 | 0 | 0 | 0 | 0 | 0 | 0 | 0 | 0
2052 | 702.4496 | 0 | 104.6192 | 270.0006 | 125.9157 | 119.8999 | 82.0142 | 0 | 0 | 0 | 0 | 0 | 0 | 0 | 0 | 0 | 0 | 0 | 0 | 0 | 0 | 0 | 0 | 0 | 0 | 0 | 0 | 0 | 0 | 0 | 0 | 0 | 0 | 0 | 0 | 0 | 0 | 0 | 0 | 0 | 0 | 0 | 0 | 0 | 0 | 0 | 0 | 0 | 0 | 0 | 0 | 0 | 0 | 0 | 0 | 0 | 0 | 0
2053 | 700.3423 | 0 | 104.3053 | 269.1906 | 125.538 | 119.5402 | 81.7681 | 0 | 0 | 0 | 0 | 0 | 0 | 0 | 0 | 0 | 0 | 0 | 0 | 0 | 0 | 0 | 0 | 0 | 0 | 0 | 0 | 0 | 0 | 0 | 0 | 0 | 0 | 0 | 0 | 0 | 0 | 0 | 0 | 0 | 0 | 0 | 0 | 0 | 0 | 0 | 0 | 0 | 0 | 0 | 0 | 0 | 0 | 0 | 0 | 0 | 0 | 0
2054 | 698.2412 | 0 | 103.9924 | 268.383 | 125.1614 | 119.1816 | 81.5228 | 0 | 0 | 0 | 0 | 0 | 0 | 0 | 0 | 0 | 0 | 0 | 0 | 0 | 0 | 0 | 0 | 0 | 0 | 0 | 0 | 0 | 0 | 0 | 0 | 0 | 0 | 0 | 0 | 0 | 0 | 0 | 0 | 0 | 0 | 0 | 0 | 0 | 0 | 0 | 0 | 0 | 0 | 0 | 0 | 0 | 0 | 0 | 0 | 0 | 0 | 0
2055 | 696.1465 | 0 | 103.6805 | 267.5778 | 124.7859 | 118.8241 | 81.2783 | 0 | 0 | 0 | 0 | 0 | 0 | 0 | 0 | 0 | 0 | 0 | 0 | 0 | 0 | 0 | 0 | 0 | 0 | 0 | 0 | 0 | 0 | 0 | 0 | 0 | 0 | 0 | 0 | 0 | 0 | 0 | 0 | 0 | 0 | 0 | 0 | 0 | 0 | 0 | 0 | 0 | 0 | 0 | 0 | 0 | 0 | 0 | 0 | 0 | 0 | 0
2056 | 694.0581 | 0 | 103.3694 | 266.7751 | 124.4115 | 118.4676 | 81.0344 | 0 | 0 | 0 | 0 | 0 | 0 | 0 | 0 | 0 | 0 | 0 | 0 | 0 | 0 | 0 | 0 | 0 | 0 | 0 | 0 | 0 | 0 | 0 | 0 | 0 | 0 | 0 | 0 | 0 | 0 | 0 | 0 | 0 | 0 | 0 | 0 | 0 | 0 | 0 | 0 | 0 | 0 | 0 | 0 | 0 | 0 | 0 | 0 | 0 | 0 | 0
2057 | 691.9759 | 0 | 103.0593 | 265.9748 | 124.0383 | 118.1122 | 80.7913 | 0 | 0 | 0 | 0 | 0 | 0 | 0 | 0 | 0 | 0 | 0 | 0 | 0 | 0 | 0 | 0 | 0 | 0 | 0 | 0 | 0 | 0 | 0 | 0 | 0 | 0 | 0 | 0 | 0 | 0 | 0 | 0 | 0 | 0 | 0 | 0 | 0 | 0 | 0 | 0 | 0 | 0 | 0 | 0 | 0 | 0 | 0 | 0 | 0 | 0 | 0
2058 | 689.9 | 0 | 102.7501 | 265.1769 | 123.6662 | 117.7579 | 80.5489 | 0 | 0 | 0 | 0 | 0 | 0 | 0 | 0 | 0 | 0 | 0 | 0 | 0 | 0 | 0 | 0 | 0 | 0 | 0 | 0 | 0 | 0 | 0 | 0 | 0 | 0 | 0 | 0 | 0 | 0 | 0 | 0 | 0 | 0 | 0 | 0 | 0 | 0 | 0 | 0 | 0 | 0 | 0 | 0 | 0 | 0 | 0 | 0 | 0 | 0 | 0
2059 | 687.8303 | 0 | 102.4419 | 264.3813 | 123.2952 | 117.4046 | 80.3073 | 0 | 0 | 0 | 0 | 0 | 0 | 0 | 0 | 0 | 0 | 0 | 0 | 0 | 0 | 0 | 0 | 0 | 0 | 0 | 0 | 0 | 0 | 0 | 0 | 0 | 0 | 0 | 0 | 0 | 0 | 0 | 0 | 0 | 0 | 0 | 0 | 0 | 0 | 0 | 0 | 0 | 0 | 0 | 0 | 0 | 0 | 0 | 0 | 0 | 0 | 0
2060 | 685.7668 | 0 | 102.1345 | 263.5882 | 122.9253 | 117.0524 | 80.0664 | 0 | 0 | 0 | 0 | 0 | 0 | 0 | 0 | 0 | 0 | 0 | 0 | 0 | 0 | 0 | 0 | 0 | 0 | 0 | 0 | 0 | 0 | 0 | 0 | 0 | 0 | 0 | 0 | 0 | 0 | 0 | 0 | 0 | 0 | 0 | 0 | 0 | 0 | 0 | 0 | 0 | 0 | 0 | 0 | 0 | 0 | 0 | 0 | 0 | 0 | 0
2061 | 683.7095 | 0 | 101.8281 | 262.7974 | 122.5565 | 116.7012 | 79.8262 | 0 | 0 | 0 | 0 | 0 | 0 | 0 | 0 | 0 | 0 | 0 | 0 | 0 | 0 | 0 | 0 | 0 | 0 | 0 | 0 | 0 | 0 | 0 | 0 | 0 | 0 | 0 | 0 | 0 | 0 | 0 | 0 | 0 | 0 | 0 | 0 | 0 | 0 | 0 | 0 | 0 | 0 | 0 | 0 | 0 | 0 | 0 | 0 | 0 | 0 | 0
2062 | 681.6584 | 0 | 101.5227 | 262.009 | 122.1888 | 116.3511 | 79.5867 | 0 | 0 | 0 | 0 | 0 | 0 | 0 | 0 | 0 | 0 | 0 | 0 | 0 | 0 | 0 | 0 | 0 | 0 | 0 | 0 | 0 | 0 | 0 | 0 | 0 | 0 | 0 | 0 | 0 | 0 | 0 | 0 | 0 | 0 | 0 | 0 | 0 | 0 | 0 | 0 | 0 | 0 | 0 | 0 | 0 | 0 | 0 | 0 | 0 | 0 | 0
2063 | 679.6134 | 0 | 101.2181 | 261.223 | 121.8223 | 116.0021 | 79.3479 | 0 | 0 | 0 | 0 | 0 | 0 | 0 | 0 | 0 | 0 | 0 | 0 | 0 | 0 | 0 | 0 | 0 | 0 | 0 | 0 | 0 | 0 | 0 | 0 | 0 | 0 | 0 | 0 | 0 | 0 | 0 | 0 | 0 | 0 | 0 | 0 | 0 | 0 | 0 | 0 | 0 | 0 | 0 | 0 | 0 | 0 | 0 | 0 | 0 | 0 | 0
2064 | 677.5745 | 0 | 100.9144 | 260.4393 | 121.4568 | 115.6541 | 79.1099 | 0 | 0 | 0 | 0 | 0 | 0 | 0 | 0 | 0 | 0 | 0 | 0 | 0 | 0 | 0 | 0 | 0 | 0 | 0 | 0 | 0 | 0 | 0 | 0 | 0 | 0 | 0 | 0 | 0 | 0 | 0 | 0 | 0 | 0 | 0 | 0 | 0 | 0 | 0 | 0 | 0 | 0 | 0 | 0 | 0 | 0 | 0 | 0 | 0 | 0 | 0
2065 | 675.5418 | 0 | 100.6117 | 259.658 | 121.0924 | 115.3071 | 78.8726 | 0 | 0 | 0 | 0 | 0 | 0 | 0 | 0 | 0 | 0 | 0 | 0 | 0 | 0 | 0 | 0 | 0 | 0 | 0 | 0 | 0 | 0 | 0 | 0 | 0 | 0 | 0 | 0 | 0 | 0 | 0 | 0 | 0 | 0 | 0 | 0 | 0 | 0 | 0 | 0 | 0 | 0 | 0 | 0 | 0 | 0 | 0 | 0 | 0 | 0 | 0

## New Unit Calculations
2016 TYSP Update (ICL retired, only 60 MW ECOGEN, OCEC increase in MWs, and TP6 & 7 delayed to 2031 & 2032)
SUMMER
|  | 2016 | 2017 | 2018 | 2019 | 2020 | 2021 | 2022 | 2023 | 2024 | 2025 | 2026 | 2027 | 2028 | 2029 | 2030 | 2031 | 2032 | 2033 | 2034 | 2035 | 2036 | 2037 | 2038 | 2039 | 2040 | 2041 | 2042 | 2043 | 2044 | 2045 | 2046 | 2047 | 2048 | 2049 | 2050 | 2051 | 2052 | 2053 | 2054 | 2055 | 2056 | 2057 | 2058 | 2059 | 2060 | 2061 | 2062 | 2063 | 2064 | 2065 | 2066 | 2067 | 2068 | 2069 | 2070 | 2071 | 2072
| New Unit Name | 2016: PEEC; 2017: FM 2CT; PFL 5CT; 2019: OCEC; 2021: 0; 2022: OCEC Inc MW; 2025: 0; 2028: 0
| New Unit MW | 1237 | 1617 | 0 | 1702 | 0 | 1751 | 45 | 0 | 0 | 1751 | 0 | 0 | 1751 | 0 | 0 | 0 | 0 | 0 | 0 | 0 | 0 | 0 | 0 | 0 | 0 | 0 | 0 | 0 | 0 | 0 | 0 | 0 | 0 | 0 | 0 | 0 | 0 | 0 | 0 | 0 | 0 | 0 | 0 | 0 | 0 | 0 | 0 | 0 | 0 | 0 | 0 | 0 | 0 | 0 | 0 | 0 | 0
Year | Total New Unit Capacity Addition
2016 | 1237 | 1237 | 0 | 0 | 0 | 0 | 0 | 0 | 0 | 0 | 0 | 0 | 0 | 0 | 0 | 0 | 0 | 0 | 0 | 0 | 0 | 0 | 0 | 0 | 0 | 0 | 0 | 0 | 0 | 0 | 0 | 0 | 0 | 0 | 0 | 0 | 0 | 0 | 0 | 0 | 0 | 0 | 0 | 0 | 0 | 0 | 0 | 0 | 0 | 0 | 0 | 0 | 0 | 0 | 0 | 0 | 0 | 0
2017 | 2854 | 1237 | 1617 | 0 | 0 | 0 | 0 | 0 | 0 | 0 | 0 | 0 | 0 | 0 | 0 | 0 | 0 | 0 | 0 | 0 | 0 | 0 | 0 | 0 | 0 | 0 | 0 | 0 | 0 | 0 | 0 | 0 | 0 | 0 | 0 | 0 | 0 | 0 | 0 | 0 | 0 | 0 | 0 | 0 | 0 | 0 | 0 | 0 | 0 | 0 | 0 | 0 | 0 | 0 | 0 | 0 | 0 | 0
2018 | 2854 | 1237 | 1617 | 0 | 0 | 0 | 0 | 0 | 0 | 0 | 0 | 0 | 0 | 0 | 0 | 0 | 0 | 0 | 0 | 0 | 0 | 0 | 0 | 0 | 0 | 0 | 0 | 0 | 0 | 0 | 0 | 0 | 0 | 0 | 0 | 0 | 0 | 0 | 0 | 0 | 0 | 0 | 0 | 0 | 0 | 0 | 0 | 0 | 0 | 0 | 0 | 0 | 0 | 0 | 0 | 0 | 0 | 0
2019 | 4556 | 1237 | 1617 | 0 | 1702 | 0 | 0 | 0 | 0 | 0 | 0 | 0 | 0 | 0 | 0 | 0 | 0 | 0 | 0 | 0 | 0 | 0 | 0 | 0 | 0 | 0 | 0 | 0 | 0 | 0 | 0 | 0 | 0 | 0 | 0 | 0 | 0 | 0 | 0 | 0 | 0 | 0 | 0 | 0 | 0 | 0 | 0 | 0 | 0 | 0 | 0 | 0 | 0 | 0 | 0 | 0 | 0 | 0
2020 | 4556 | 1237 | 1617 | 0 | 1702 | 0 | 0 | 0 | 0 | 0 | 0 | 0 | 0 | 0 | 0 | 0 | 0 | 0 | 0 | 0 | 0 | 0 | 0 | 0 | 0 | 0 | 0 | 0 | 0 | 0 | 0 | 0 | 0 | 0 | 0 | 0 | 0 | 0 | 0 | 0 | 0 | 0 | 0 | 0 | 0 | 0 | 0 | 0 | 0 | 0 | 0 | 0 | 0 | 0 | 0 | 0 | 0 | 0
2021 | 6307 | 1237 | 1617 | 0 | 1702 | 0 | 1751 | 0 | 0 | 0 | 0 | 0 | 0 | 0 | 0 | 0 | 0 | 0 | 0 | 0 | 0 | 0 | 0 | 0 | 0 | 0 | 0 | 0 | 0 | 0 | 0 | 0 | 0 | 0 | 0 | 0 | 0 | 0 | 0 | 0 | 0 | 0 | 0 | 0 | 0 | 0 | 0 | 0 | 0 | 0 | 0 | 0 | 0 | 0 | 0 | 0 | 0 | 0
2022 | 6352 | 1237 | 1617 | 0 | 1702 | 0 | 1751 | 45 | 0 | 0 | 0 | 0 | 0 | 0 | 0 | 0 | 0 | 0 | 0 | 0 | 0 | 0 | 0 | 0 | 0 | 0 | 0 | 0 | 0 | 0 | 0 | 0 | 0 | 0 | 0 | 0 | 0 | 0 | 0 | 0 | 0 | 0 | 0 | 0 | 0 | 0 | 0 | 0 | 0 | 0 | 0 | 0 | 0 | 0 | 0 | 0 | 0 | 0
2023 | 6352 | 1237 | 1617 | 0 | 1702 | 0 | 1751 | 45 | 0 | 0 | 0 | 0 | 0 | 0 | 0 | 0 | 0 | 0 | 0 | 0 | 0 | 0 | 0 | 0 | 0 | 0 | 0 | 0 | 0 | 0 | 0 | 0 | 0 | 0 | 0 | 0 | 0 | 0 | 0 | 0 | 0 | 0 | 0 | 0 | 0 | 0 | 0 | 0 | 0 | 0 | 0 | 0 | 0 | 0 | 0 | 0 | 0 | 0
2024 | 6352 | 1237 | 1617 | 0 | 1702 | 0 | 1751 | 45 | 0 | 0 | 0 | 0 | 0 | 0 | 0 | 0 | 0 | 0 | 0 | 0 | 0 | 0 | 0 | 0 | 0 | 0 | 0 | 0 | 0 | 0 | 0 | 0 | 0 | 0 | 0 | 0 | 0 | 0 | 0 | 0 | 0 | 0 | 0 | 0 | 0 | 0 | 0 | 0 | 0 | 0 | 0 | 0 | 0 | 0 | 0 | 0 | 0 | 0
2025 | 8103 | 1237 | 1617 | 0 | 1702 | 0 | 1751 | 45 | 0 | 0 | 1751 | 0 | 0 | 0 | 0 | 0 | 0 | 0 | 0 | 0 | 0 | 0 | 0 | 0 | 0 | 0 | 0 | 0 | 0 | 0 | 0 | 0 | 0 | 0 | 0 | 0 | 0 | 0 | 0 | 0 | 0 | 0 | 0 | 0 | 0 | 0 | 0 | 0 | 0 | 0 | 0 | 0 | 0 | 0 | 0 | 0 | 0 | 0
2026 | 8103 | 1237 | 1617 | 0 | 1702 | 0 | 1751 | 45 | 0 | 0 | 1751 | 0 | 0 | 0 | 0 | 0 | 0 | 0 | 0 | 0 | 0 | 0 | 0 | 0 | 0 | 0 | 0 | 0 | 0 | 0 | 0 | 0 | 0 | 0 | 0 | 0 | 0 | 0 | 0 | 0 | 0 | 0 | 0 | 0 | 0 | 0 | 0 | 0 | 0 | 0 | 0 | 0 | 0 | 0 | 0 | 0 | 0 | 0
2027 | 8103 | 1237 | 1617 | 0 | 1702 | 0 | 1751 | 45 | 0 | 0 | 1751 | 0 | 0 | 0 | 0 | 0 | 0 | 0 | 0 | 0 | 0 | 0 | 0 | 0 | 0 | 0 | 0 | 0 | 0 | 0 | 0 | 0 | 0 | 0 | 0 | 0 | 0 | 0 | 0 | 0 | 0 | 0 | 0 | 0 | 0 | 0 | 0 | 0 | 0 | 0 | 0 | 0 | 0 | 0 | 0 | 0 | 0 | 0
2028 | 9854 | 1237 | 1617 | 0 | 1702 | 0 | 1751 | 45 | 0 | 0 | 1751 | 0 | 0 | 1751 | 0 | 0 | 0 | 0 | 0 | 0 | 0 | 0 | 0 | 0 | 0 | 0 | 0 | 0 | 0 | 0 | 0 | 0 | 0 | 0 | 0 | 0 | 0 | 0 | 0 | 0 | 0 | 0 | 0 | 0 | 0 | 0 | 0 | 0 | 0 | 0 | 0 | 0 | 0 | 0 | 0 | 0 | 0 | 0
2029 | 9854 | 1237 | 1617 | 0 | 1702 | 0 | 1751 | 45 | 0 | 0 | 1751 | 0 | 0 | 1751 | 0 | 0 | 0 | 0 | 0 | 0 | 0 | 0 | 0 | 0 | 0 | 0 | 0 | 0 | 0 | 0 | 0 | 0 | 0 | 0 | 0 | 0 | 0 | 0 | 0 | 0 | 0 | 0 | 0 | 0 | 0 | 0 | 0 | 0 | 0 | 0 | 0 | 0 | 0 | 0 | 0 | 0 | 0 | 0
2030 | 9854 | 1237 | 1617 | 0 | 1702 | 0 | 1751 | 45 | 0 | 0 | 1751 | 0 | 0 | 1751 | 0 | 0 | 0 | 0 | 0 | 0 | 0 | 0 | 0 | 0 | 0 | 0 | 0 | 0 | 0 | 0 | 0 | 0 | 0 | 0 | 0 | 0 | 0 | 0 | 0 | 0 | 0 | 0 | 0 | 0 | 0 | 0 | 0 | 0 | 0 | 0 | 0 | 0 | 0 | 0 | 0 | 0 | 0 | 0
2031 | 9854 | 1237 | 1617 | 0 | 1702 | 0 | 1751 | 45 | 0 | 0 | 1751 | 0 | 0 | 1751 | 0 | 0 | 0 | 0 | 0 | 0 | 0 | 0 | 0 | 0 | 0 | 0 | 0 | 0 | 0 | 0 | 0 | 0 | 0 | 0 | 0 | 0 | 0 | 0 | 0 | 0 | 0 | 0 | 0 | 0 | 0 | 0 | 0 | 0 | 0 | 0 | 0 | 0 | 0 | 0 | 0 | 0 | 0 | 0
2032 | 9854 | 1237 | 1617 | 0 | 1702 | 0 | 1751 | 45 | 0 | 0 | 1751 | 0 | 0 | 1751 | 0 | 0 | 0 | 0 | 0 | 0 | 0 | 0 | 0 | 0 | 0 | 0 | 0 | 0 | 0 | 0 | 0 | 0 | 0 | 0 | 0 | 0 | 0 | 0 | 0 | 0 | 0 | 0 | 0 | 0 | 0 | 0 | 0 | 0 | 0 | 0 | 0 | 0 | 0 | 0 | 0 | 0 | 0 | 0
2033 | 9854 | 1237 | 1617 | 0 | 1702 | 0 | 1751 | 45 | 0 | 0 | 1751 | 0 | 0 | 1751 | 0 | 0 | 0 | 0 | 0 | 0 | 0 | 0 | 0 | 0 | 0 | 0 | 0 | 0 | 0 | 0 | 0 | 0 | 0 | 0 | 0 | 0 | 0 | 0 | 0 | 0 | 0 | 0 | 0 | 0 | 0 | 0 | 0 | 0 | 0 | 0 | 0 | 0 | 0 | 0 | 0 | 0 | 0 | 0
2034 | 9854 | 1237 | 1617 | 0 | 1702 | 0 | 1751 | 45 | 0 | 0 | 1751 | 0 | 0 | 1751 | 0 | 0 | 0 | 0 | 0 | 0 | 0 | 0 | 0 | 0 | 0 | 0 | 0 | 0 | 0 | 0 | 0 | 0 | 0 | 0 | 0 | 0 | 0 | 0 | 0 | 0 | 0 | 0 | 0 | 0 | 0 | 0 | 0 | 0 | 0 | 0 | 0 | 0 | 0 | 0 | 0 | 0 | 0 | 0
2035 | 9854 | 1237 | 1617 | 0 | 1702 | 0 | 1751 | 45 | 0 | 0 | 1751 | 0 | 0 | 1751 | 0 | 0 | 0 | 0 | 0 | 0 | 0 | 0 | 0 | 0 | 0 | 0 | 0 | 0 | 0 | 0 | 0 | 0 | 0 | 0 | 0 | 0 | 0 | 0 | 0 | 0 | 0 | 0 | 0 | 0 | 0 | 0 | 0 | 0 | 0 | 0 | 0 | 0 | 0 | 0 | 0 | 0 | 0 | 0
2036 | 9854 | 1237 | 1617 | 0 | 1702 | 0 | 1751 | 45 | 0 | 0 | 1751 | 0 | 0 | 1751 | 0 | 0 | 0 | 0 | 0 | 0 | 0 | 0 | 0 | 0 | 0 | 0 | 0 | 0 | 0 | 0 | 0 | 0 | 0 | 0 | 0 | 0 | 0 | 0 | 0 | 0 | 0 | 0 | 0 | 0 | 0 | 0 | 0 | 0 | 0 | 0 | 0 | 0 | 0 | 0 | 0 | 0 | 0 | 0
2037 | 9854 | 1237 | 1617 | 0 | 1702 | 0 | 1751 | 45 | 0 | 0 | 1751 | 0 | 0 | 1751 | 0 | 0 | 0 | 0 | 0 | 0 | 0 | 0 | 0 | 0 | 0 | 0 | 0 | 0 | 0 | 0 | 0 | 0 | 0 | 0 | 0 | 0 | 0 | 0 | 0 | 0 | 0 | 0 | 0 | 0 | 0 | 0 | 0 | 0 | 0 | 0 | 0 | 0 | 0 | 0 | 0 | 0 | 0 | 0
2038 | 9854 | 1237 | 1617 | 0 | 1702 | 0 | 1751 | 45 | 0 | 0 | 1751 | 0 | 0 | 1751 | 0 | 0 | 0 | 0 | 0 | 0 | 0 | 0 | 0 | 0 | 0 | 0 | 0 | 0 | 0 | 0 | 0 | 0 | 0 | 0 | 0 | 0 | 0 | 0 | 0 | 0 | 0 | 0 | 0 | 0 | 0 | 0 | 0 | 0 | 0 | 0 | 0 | 0 | 0 | 0 | 0 | 0 | 0 | 0
2039 | 9854 | 1237 | 1617 | 0 | 1702 | 0 | 1751 | 45 | 0 | 0 | 1751 | 0 | 0 | 1751 | 0 | 0 | 0 | 0 | 0 | 0 | 0 | 0 | 0 | 0 | 0 | 0 | 0 | 0 | 0 | 0 | 0 | 0 | 0 | 0 | 0 | 0 | 0 | 0 | 0 | 0 | 0 | 0 | 0 | 0 | 0 | 0 | 0 | 0 | 0 | 0 | 0 | 0 | 0 | 0 | 0 | 0 | 0 | 0
2040 | 9854 | 1237 | 1617 | 0 | 1702 | 0 | 1751 | 45 | 0 | 0 | 1751 | 0 | 0 | 1751 | 0 | 0 | 0 | 0 | 0 | 0 | 0 | 0 | 0 | 0 | 0 | 0 | 0 | 0 | 0 | 0 | 0 | 0 | 0 | 0 | 0 | 0 | 0 | 0 | 0 | 0 | 0 | 0 | 0 | 0 | 0 | 0 | 0 | 0 | 0 | 0 | 0 | 0 | 0 | 0 | 0 | 0 | 0 | 0
2041 | 9854 | 1237 | 1617 | 0 | 1702 | 0 | 1751 | 45 | 0 | 0 | 1751 | 0 | 0 | 1751 | 0 | 0 | 0 | 0 | 0 | 0 | 0 | 0 | 0 | 0 | 0 | 0 | 0 | 0 | 0 | 0 | 0 | 0 | 0 | 0 | 0 | 0 | 0 | 0 | 0 | 0 | 0 | 0 | 0 | 0 | 0 | 0 | 0 | 0 | 0 | 0 | 0 | 0 | 0 | 0 | 0 | 0 | 0 | 0
2042 | 9854 | 1237 | 1617 | 0 | 1702 | 0 | 1751 | 45 | 0 | 0 | 1751 | 0 | 0 | 1751 | 0 | 0 | 0 | 0 | 0 | 0 | 0 | 0 | 0 | 0 | 0 | 0 | 0 | 0 | 0 | 0 | 0 | 0 | 0 | 0 | 0 | 0 | 0 | 0 | 0 | 0 | 0 | 0 | 0 | 0 | 0 | 0 | 0 | 0 | 0 | 0 | 0 | 0 | 0 | 0 | 0 | 0 | 0 | 0
2043 | 9854 | 1237 | 1617 | 0 | 1702 | 0 | 1751 | 45 | 0 | 0 | 1751 | 0 | 0 | 1751 | 0 | 0 | 0 | 0 | 0 | 0 | 0 | 0 | 0 | 0 | 0 | 0 | 0 | 0 | 0 | 0 | 0 | 0 | 0 | 0 | 0 | 0 | 0 | 0 | 0 | 0 | 0 | 0 | 0 | 0 | 0 | 0 | 0 | 0 | 0 | 0 | 0 | 0 | 0 | 0 | 0 | 0 | 0 | 0
2044 | 9854 | 1237 | 1617 | 0 | 1702 | 0 | 1751 | 45 | 0 | 0 | 1751 | 0 | 0 | 1751 | 0 | 0 | 0 | 0 | 0 | 0 | 0 | 0 | 0 | 0 | 0 | 0 | 0 | 0 | 0 | 0 | 0 | 0 | 0 | 0 | 0 | 0 | 0 | 0 | 0 | 0 | 0 | 0 | 0 | 0 | 0 | 0 | 0 | 0 | 0 | 0 | 0 | 0 | 0 | 0 | 0 | 0 | 0 | 0
2045 | 9854 | 1237 | 1617 | 0 | 1702 | 0 | 1751 | 45 | 0 | 0 | 1751 | 0 | 0 | 1751 | 0 | 0 | 0 | 0 | 0 | 0 | 0 | 0 | 0 | 0 | 0 | 0 | 0 | 0 | 0 | 0 | 0 | 0 | 0 | 0 | 0 | 0 | 0 | 0 | 0 | 0 | 0 | 0 | 0 | 0 | 0 | 0 | 0 | 0 | 0 | 0 | 0 | 0 | 0 | 0 | 0 | 0 | 0 | 0
2046 | 9854 | 1237 | 1617 | 0 | 1702 | 0 | 1751 | 45 | 0 | 0 | 1751 | 0 | 0 | 1751 | 0 | 0 | 0 | 0 | 0 | 0 | 0 | 0 | 0 | 0 | 0 | 0 | 0 | 0 | 0 | 0 | 0 | 0 | 0 | 0 | 0 | 0 | 0 | 0 | 0 | 0 | 0 | 0 | 0 | 0 | 0 | 0 | 0 | 0 | 0 | 0 | 0 | 0 | 0 | 0 | 0 | 0 | 0 | 0
2047 | 9854 | 1237 | 1617 | 0 | 1702 | 0 | 1751 | 45 | 0 | 0 | 1751 | 0 | 0 | 1751 | 0 | 0 | 0 | 0 | 0 | 0 | 0 | 0 | 0 | 0 | 0 | 0 | 0 | 0 | 0 | 0 | 0 | 0 | 0 | 0 | 0 | 0 | 0 | 0 | 0 | 0 | 0 | 0 | 0 | 0 | 0 | 0 | 0 | 0 | 0 | 0 | 0 | 0 | 0 | 0 | 0 | 0 | 0 | 0
2048 | 9854 | 1237 | 1617 | 0 | 1702 | 0 | 1751 | 45 | 0 | 0 | 1751 | 0 | 0 | 1751 | 0 | 0 | 0 | 0 | 0 | 0 | 0 | 0 | 0 | 0 | 0 | 0 | 0 | 0 | 0 | 0 | 0 | 0 | 0 | 0 | 0 | 0 | 0 | 0 | 0 | 0 | 0 | 0 | 0 | 0 | 0 | 0 | 0 | 0 | 0 | 0 | 0 | 0 | 0 | 0 | 0 | 0 | 0 | 0
2049 | 9854 | 1237 | 1617 | 0 | 1702 | 0 | 1751 | 45 | 0 | 0 | 1751 | 0 | 0 | 1751 | 0 | 0 | 0 | 0 | 0 | 0 | 0 | 0 | 0 | 0 | 0 | 0 | 0 | 0 | 0 | 0 | 0 | 0 | 0 | 0 | 0 | 0 | 0 | 0 | 0 | 0 | 0 | 0 | 0 | 0 | 0 | 0 | 0 | 0 | 0 | 0 | 0 | 0 | 0 | 0 | 0 | 0 | 0 | 0
2050 | 9854 | 1237 | 1617 | 0 | 1702 | 0 | 1751 | 45 | 0 | 0 | 1751 | 0 | 0 | 1751 | 0 | 0 | 0 | 0 | 0 | 0 | 0 | 0 | 0 | 0 | 0 | 0 | 0 | 0 | 0 | 0 | 0 | 0 | 0 | 0 | 0 | 0 | 0 | 0 | 0 | 0 | 0 | 0 | 0 | 0 | 0 | 0 | 0 | 0 | 0 | 0 | 0 | 0 | 0 | 0 | 0 | 0 | 0 | 0
2051 | 9854 | 1237 | 1617 | 0 | 1702 | 0 | 1751 | 45 | 0 | 0 | 1751 | 0 | 0 | 1751 | 0 | 0 | 0 | 0 | 0 | 0 | 0 | 0 | 0 | 0 | 0 | 0 | 0 | 0 | 0 | 0 | 0 | 0 | 0 | 0 | 0 | 0 | 0 | 0 | 0 | 0 | 0 | 0 | 0 | 0 | 0 | 0 | 0 | 0 | 0 | 0 | 0 | 0 | 0 | 0 | 0 | 0 | 0 | 0
2052 | 9854 | 1237 | 1617 | 0 | 1702 | 0 | 1751 | 45 | 0 | 0 | 1751 | 0 | 0 | 1751 | 0 | 0 | 0 | 0 | 0 | 0 | 0 | 0 | 0 | 0 | 0 | 0 | 0 | 0 | 0 | 0 | 0 | 0 | 0 | 0 | 0 | 0 | 0 | 0 | 0 | 0 | 0 | 0 | 0 | 0 | 0 | 0 | 0 | 0 | 0 | 0 | 0 | 0 | 0 | 0 | 0 | 0 | 0 | 0
2053 | 9854 | 1237 | 1617 | 0 | 1702 | 0 | 1751 | 45 | 0 | 0 | 1751 | 0 | 0 | 1751 | 0 | 0 | 0 | 0 | 0 | 0 | 0 | 0 | 0 | 0 | 0 | 0 | 0 | 0 | 0 | 0 | 0 | 0 | 0 | 0 | 0 | 0 | 0 | 0 | 0 | 0 | 0 | 0 | 0 | 0 | 0 | 0 | 0 | 0 | 0 | 0 | 0 | 0 | 0 | 0 | 0 | 0 | 0 | 0
2054 | 9854 | 1237 | 1617 | 0 | 1702 | 0 | 1751 | 45 | 0 | 0 | 1751 | 0 | 0 | 1751 | 0 | 0 | 0 | 0 | 0 | 0 | 0 | 0 | 0 | 0 | 0 | 0 | 0 | 0 | 0 | 0 | 0 | 0 | 0 | 0 | 0 | 0 | 0 | 0 | 0 | 0 | 0 | 0 | 0 | 0 | 0 | 0 | 0 | 0 | 0 | 0 | 0 | 0 | 0 | 0 | 0 | 0 | 0 | 0
2055 | 9854 | 1237 | 1617 | 0 | 1702 | 0 | 1751 | 45 | 0 | 0 | 1751 | 0 | 0 | 1751 | 0 | 0 | 0 | 0 | 0 | 0 | 0 | 0 | 0 | 0 | 0 | 0 | 0 | 0 | 0 | 0 | 0 | 0 | 0 | 0 | 0 | 0 | 0 | 0 | 0 | 0 | 0 | 0 | 0 | 0 | 0 | 0 | 0 | 0 | 0 | 0 | 0 | 0 | 0 | 0 | 0 | 0 | 0 | 0
2056 | 9854 | 1237 | 1617 | 0 | 1702 | 0 | 1751 | 45 | 0 | 0 | 1751 | 0 | 0 | 1751 | 0 | 0 | 0 | 0 | 0 | 0 | 0 | 0 | 0 | 0 | 0 | 0 | 0 | 0 | 0 | 0 | 0 | 0 | 0 | 0 | 0 | 0 | 0 | 0 | 0 | 0 | 0 | 0 | 0 | 0 | 0 | 0 | 0 | 0 | 0 | 0 | 0 | 0 | 0 | 0 | 0 | 0 | 0 | 0
2057 | 9854 | 1237 | 1617 | 0 | 1702 | 0 | 1751 | 45 | 0 | 0 | 1751 | 0 | 0 | 1751 | 0 | 0 | 0 | 0 | 0 | 0 | 0 | 0 | 0 | 0 | 0 | 0 | 0 | 0 | 0 | 0 | 0 | 0 | 0 | 0 | 0 | 0 | 0 | 0 | 0 | 0 | 0 | 0 | 0 | 0 | 0 | 0 | 0 | 0 | 0 | 0 | 0 | 0 | 0 | 0 | 0 | 0 | 0 | 0
2058 | 9854 | 1237 | 1617 | 0 | 1702 | 0 | 1751 | 45 | 0 | 0 | 1751 | 0 | 0 | 1751 | 0 | 0 | 0 | 0 | 0 | 0 | 0 | 0 | 0 | 0 | 0 | 0 | 0 | 0 | 0 | 0 | 0 | 0 | 0 | 0 | 0 | 0 | 0 | 0 | 0 | 0 | 0 | 0 | 0 | 0 | 0 | 0 | 0 | 0 | 0 | 0 | 0 | 0 | 0 | 0 | 0 | 0 | 0 | 0
2059 | 9854 | 1237 | 1617 | 0 | 1702 | 0 | 1751 | 45 | 0 | 0 | 1751 | 0 | 0 | 1751 | 0 | 0 | 0 | 0 | 0 | 0 | 0 | 0 | 0 | 0 | 0 | 0 | 0 | 0 | 0 | 0 | 0 | 0 | 0 | 0 | 0 | 0 | 0 | 0 | 0 | 0 | 0 | 0 | 0 | 0 | 0 | 0 | 0 | 0 | 0 | 0 | 0 | 0 | 0 | 0 | 0 | 0 | 0 | 0
2060 | 9854 | 1237 | 1617 | 0 | 1702 | 0 | 1751 | 45 | 0 | 0 | 1751 | 0 | 0 | 1751 | 0 | 0 | 0 | 0 | 0 | 0 | 0 | 0 | 0 | 0 | 0 | 0 | 0 | 0 | 0 | 0 | 0 | 0 | 0 | 0 | 0 | 0 | 0 | 0 | 0 | 0 | 0 | 0 | 0 | 0 | 0 | 0 | 0 | 0 | 0 | 0 | 0 | 0 | 0 | 0 | 0 | 0 | 0 | 0
2061 | 9854 | 1237 | 1617 | 0 | 1702 | 0 | 1751 | 45 | 0 | 0 | 1751 | 0 | 0 | 1751 | 0 | 0 | 0 | 0 | 0 | 0 | 0 | 0 | 0 | 0 | 0 | 0 | 0 | 0 | 0 | 0 | 0 | 0 | 0 | 0 | 0 | 0 | 0 | 0 | 0 | 0 | 0 | 0 | 0 | 0 | 0 | 0 | 0 | 0 | 0 | 0 | 0 | 0 | 0 | 0 | 0 | 0 | 0 | 0
2062 | 9854 | 1237 | 1617 | 0 | 1702 | 0 | 1751 | 45 | 0 | 0 | 1751 | 0 | 0 | 1751 | 0 | 0 | 0 | 0 | 0 | 0 | 0 | 0 | 0 | 0 | 0 | 0 | 0 | 0 | 0 | 0 | 0 | 0 | 0 | 0 | 0 | 0 | 0 | 0 | 0 | 0 | 0 | 0 | 0 | 0 | 0 | 0 | 0 | 0 | 0 | 0 | 0 | 0 | 0 | 0 | 0 | 0 | 0 | 0
2063 | 9854 | 1237 | 1617 | 0 | 1702 | 0 | 1751 | 45 | 0 | 0 | 1751 | 0 | 0 | 1751 | 0 | 0 | 0 | 0 | 0 | 0 | 0 | 0 | 0 | 0 | 0 | 0 | 0 | 0 | 0 | 0 | 0 | 0 | 0 | 0 | 0 | 0 | 0 | 0 | 0 | 0 | 0 | 0 | 0 | 0 | 0 | 0 | 0 | 0 | 0 | 0 | 0 | 0 | 0 | 0 | 0 | 0 | 0 | 0
2064 | 9854 | 1237 | 1617 | 0 | 1702 | 0 | 1751 | 45 | 0 | 0 | 1751 | 0 | 0 | 1751 | 0 | 0 | 0 | 0 | 0 | 0 | 0 | 0 | 0 | 0 | 0 | 0 | 0 | 0 | 0 | 0 | 0 | 0 | 0 | 0 | 0 | 0 | 0 | 0 | 0 | 0 | 0 | 0 | 0 | 0 | 0 | 0 | 0 | 0 | 0 | 0 | 0 | 0 | 0 | 0 | 0 | 0 | 0 | 0
2065 | 9854 | 1237 | 1617 | 0 | 1702 | 0 | 1751 | 45 | 0 | 0 | 1751 | 0 | 0 | 1751 | 0 | 0 | 0 | 0 | 0 | 0 | 0 | 0 | 0 | 0 | 0 | 0 | 0 | 0 | 0 | 0 | 0 | 0 | 0 | 0 | 0 | 0 | 0 | 0 | 0 | 0 | 0 | 0 | 0 | 0 | 0 | 0 | 0 | 0 | 0 | 0 | 0 | 0 | 0 | 0 | 0 | 0 | 0 | 0

## Equalizing & Small Filler Calc
2016 TYSP Update (ICL retired, only 60 MW ECOGEN, OCEC increase in MWs, and TP6 & 7 delayed to 2031 & 2032)
SUMMER
| Eq Filler Size | 0 | [5 empty] | Was there a need in eq. filler input year? | 34
Annual # of Small Fillers Added | Cumulative Number of Small Fillers Added | Year | Total New Unit MW | Need (MW) After Large Filler Addition(s) | Size of Excess Need in Equalizaing Filler Year, if any | Checking for Equilizing Filler (MW) |  | Equalizing Filler (MW) | Need (MW) After Large Filler Addition(s) + Eq. Filler | Small Filler(s) Addition (MW) | Need (MW) After Large Filler Addition(s) + Eq. Filler + Small Filler(s) | 2031
0 | 0 | 2016 |  | -445.3648 | 0 | 0 |  | 0 | -445.3648 | 0 | -445.3648 | 0
0 | 0 | 2017 |  | -0.47004 | 0 | 0 |  | 0 | -0.47004 | 0 | -0.47004 | 0
0 | 0 | 2018 |  | -0.25608 | 0 | 0 |  | 0 | -0.25608 | 0 | -0.25608 | 0
0 | 0 | 2019 |  | -1566.2714 | 0 | 0 |  | 0 | -1566.2714 | 0 | -1566.2714 | 0
0 | 0 | 2020 |  | -665.5383 | 0 | 0 |  | 0 | -665.5383 | 0 | -665.5383 | 0
0 | 0 | 2021 |  | -919.3176 | 0 | 0 |  | 0 | -919.3176 | 0 | -919.3176 | 0
0 | 0 | 2022 |  | -801.7616 | 0 | 0 |  | 0 | -801.7616 | 0 | -801.7616 | 0
0 | 0 | 2023 |  | -477.378 | 0 | 0 |  | 0 | -477.378 | 0 | -477.378 | 0
0 | 0 | 2024 |  | -92.8745 | 0 | 0 |  | 0 | -92.8745 | 0 | -92.8745 | 0
0 | 0 | 2025 |  | -1410.0961 | 0 | 0 |  | 0 | -1410.0961 | 0 | -1410.0961 | 0
0 | 0 | 2026 |  | -863.0619 | 0 | 0 |  | 0 | -863.0619 | 0 | -863.0619 | 0
0 | 0 | 2027 |  | -199.8127 | 0 | 0 |  | 0 | -199.8127 | 0 | -199.8127 | 0
0 | 0 | 2028 |  | -1332.9962 | 0 | 0 |  | 0 | -1332.9962 | 0 | -1332.9962 | 0
0 | 0 | 2029 |  | -692.5437 | 0 | 0 |  | 0 | -692.5437 | 0 | -692.5437 | 0
0 | 0 | 2030 |  | -38.0654 | 0 | 0 |  | 0 | -38.0654 | 0 | -38.0654 | 0
0 | 0 | 2031 |  | 0 | 0 | 0 |  | 0 | 0 | 0 | 0 | 2031
0 | 0 | 2032 |  | -299.2197 | 0 | 0 | + | 0 | -299.2197 | 0 | -299.2197 | 0
0 | 0 | 2033 |  | -616.7566 | 0 | 0 | + | 0 | -616.7566 | 0 | -616.7566 | 0
0 | 0 | 2034 |  | -801.1465 | 0 | 0 | + | 0 | -801.1465 | 0 | -801.1465 | 0
0 | 0 | 2035 |  | -213.0279 | 0 | 0 | + | 0 | -213.0279 | 0 | -213.0279 | 0
0 | 0 | 2036 |  | -401.2274 | 0 | 0 | + | 0 | -401.2274 | 0 | -401.2274 | 0
0 | 0 | 2037 |  | -724.7793 | 0 | 0 | + | 0 | -724.7793 | 0 | -724.7793 | 0
0 | 0 | 2038 |  | -152.3085 | 0 | 0 | + | 0 | -152.3085 | 0 | -152.3085 | 0
0 | 0 | 2039 |  | -453.8419 | 0 | 0 | + | 0 | -453.8419 | 0 | -453.8419 | 0
0 | 0 | 2040 |  | -745.685 | 0 | 0 | + | 0 | -745.685 | 0 | -745.685 | 0
0 | 0 | 2041 |  | -274.8932 | 0 | 0 | + | 0 | -274.8932 | 0 | -274.8932 | 0
0 | 0 | 2042 |  | -678.7715 | 0 | 0 | + | 0 | -678.7715 | 0 | -678.7715 | 0
0 | 0 | 2043 |  | -241.8184 | 0 | 0 | + | 0 | -241.8184 | 0 | -241.8184 | 0
0 | 0 | 2044 |  | -644.0327 | 0 | 0 | + | 0 | -644.0327 | 0 | -644.0327 | 0
0 | 0 | 2045 |  | -169.9131 | 0 | 0 | + | 0 | -169.9131 | 0 | -169.9131 | 0
0 | 0 | 2046 |  | -570.4582 | 0 | 0 | + | 0 | -570.4582 | 0 | -570.4582 | 0
0 | 0 | 2047 |  | -94.6668 | 0 | 0 | + | 0 | -94.6668 | 0 | -94.6668 | 0
0 | 0 | 2048 |  | -493.5374 | 0 | 0 | + | 0 | -493.5374 | 0 | -493.5374 | 0
0 | 0 | 2049 |  | -16.0688 | 0 | 0 | + | 0 | -16.0688 | 0 | -16.0688 | 0
0 | 0 | 2050 |  | -353.2596 | 0 | 0 | + | 0 | -353.2596 | 0 | -353.2596 | 0
0 | 0 | 2051 |  | -749.6084 | 0 | 0 | + | 0 | -749.6084 | 0 | -749.6084 | 0
0 | 0 | 2052 |  | -269.6141 | 0 | 0 | + | 0 | -269.6141 | 0 | -269.6141 | 0
0 | 0 | 2053 |  | -670.8324 | 0 | 0 | + | 0 | -670.8324 | 0 | -670.8324 | 0
0 | 0 | 2054 |  | -195.7422 | 0 | 0 | + | 0 | -195.7422 | 0 | -195.7422 | 0
0 | 0 | 2055 |  | -595.3424 | 0 | 0 | + | 0 | -595.3424 | 0 | -595.3424 | 0
0 | 0 | 2056 |  | -118.632 | 0 | 0 | + | 0 | -118.632 | 0 | -118.632 | 0
0 | 0 | 2057 |  | -516.6096 | 0 | 0 | + | 0 | -516.6096 | 0 | -516.6096 | 0
0 | 0 | 2058 |  | -38.2743 | 0 | 0 | + | 0 | -38.2743 | 0 | -38.2743 | 0
0 | 0 | 2059 |  | -434.6248 | 0 | 0 | + | 0 | -434.6248 | 0 | -434.6248 | 0
0 | 0 | 2060 |  | -830.16 | 0 | 0 | + | 0 | -830.16 | 0 | -830.16 | 0
0 | 0 | 2061 |  | -349.3789 | 0 | 0 | + | 0 | -349.3789 | 0 | -349.3789 | 0
0 | 0 | 2062 |  | -743.2802 | 0 | 0 | + | 0 | -743.2802 | 0 | -743.2802 | 0
0 | 0 | 2063 |  | -260.8628 | 0 | 0 | + | 0 | -260.8628 | 0 | -260.8628 | 0
0 | 0 | 2064 |  | -649.4874 | 0 | 0 | + | 0 | -649.4874 | 0 | -649.4874 | 0
0 | 0 | 2065 |  | -218.1124 | 0 | 0 | + | 0 | -218.1124 | 0 | -218.1124 | 0

## Large Filler Calculations
0
Calculation of Large Filler Unit additions
[9 empty] | After Addition |  | After Addition |  | After Addition |  | After Addition |  | After Addition |  | After Addition |  | After Addition |  | After Addition |  | After Addition |  | After Addition |  | After Addition |  | After Addition |  | After Addition |  | After Addition |  | After Addition |  | After Addition |  | After Addition |  | After Addition |  | After Addition
Annual # of Large Fillers Added | # Large Filler(s) Added | Large Filler(s) (MW) | PPA (MW) | Year | Total New Unit MW | Need (MW) | Need For Years of Large Filler Additions | Large Filler(s) Added + PPA, if needed | Need For Years of Large Filler Additions | Large Filler(s) Added + PPA, if needed | Need For Years of Large Filler Additions | Large Filler(s) Added + PPA, if needed | Need For Years of Large Filler Additions | Large Filler(s) Added + PPA, if needed | Need For Years of Large Filler Additions | Large Filler(s) Added + PPA, if needed | Need For Years of Large Filler Additions | Large Filler(s) Added + PPA, if needed | Need For Years of Large Filler Additions | Large Filler(s) Added + PPA, if needed | Need For Years of Large Filler Additions | Large Filler(s) Added + PPA, if needed | Need For Years of Large Filler Additions | Large Filler(s) Added + PPA, if needed | Need For Years of Large Filler Additions | Large Filler(s) Added + PPA, if needed | Need For Years of Large Filler Additions | Large Filler(s) Added + PPA, if needed | Need For Years of Large Filler Additions | Large Filler(s) Added + PPA, if needed | Need For Years of Large Filler Additions | Large Filler(s) Added + PPA, if needed | Need For Years of Large Filler Additions | Large Filler(s) Added + PPA, if needed | Need For Years of Large Filler Additions | Large Filler(s) Added + PPA, if needed | Need For Years of Large Filler Additions | Large Filler(s) Added + PPA, if needed | Need For Years of Large Filler Additions | Large Filler(s) Added + PPA, if needed | Need For Years of Large Filler Additions | Large Filler(s) Added + PPA, if needed | Need For Years of Large Filler Additions | Large Filler(s) Added + PPA, if needed | Need For Years of Large Filler Additions
0 | 0 | 0 | 0 | 2016 | 0 | -445.3648 | 0 | 0 | 0 | 0 | 0 | 0 | 0 | 0 | 0 | 0 | 0 | 0 | 0 | 0 | 0 | 0 | 0 | 0 | 0 | 0 | 0 | 0 | 0 | 0 | 0 | 0 | 0 | 0 | 0 | 0 | 0 | 0 | 0 | 0 | 0 | 0 | 0 | 0 | 0
0 | 0 | 0 | 0 | 2017 | 0 | -0.47004 | 0 | 0 | 0 | 0 | 0 | 0 | 0 | 0 | 0 | 0 | 0 | 0 | 0 | 0 | 0 | 0 | 0 | 0 | 0 | 0 | 0 | 0 | 0 | 0 | 0 | 0 | 0 | 0 | 0 | 0 | 0 | 0 | 0 | 0 | 0 | 0 | 0 | 0 | 0
0 | 0 | 0 | 0 | 2018 | 0 | -0.25608 | 0 | 0 | 0 | 0 | 0 | 0 | 0 | 0 | 0 | 0 | 0 | 0 | 0 | 0 | 0 | 0 | 0 | 0 | 0 | 0 | 0 | 0 | 0 | 0 | 0 | 0 | 0 | 0 | 0 | 0 | 0 | 0 | 0 | 0 | 0 | 0 | 0 | 0 | 0
0 | 0 | 0 | 0 | 2019 | 0 | -1566.2714 | 0 | 0 | 0 | 0 | 0 | 0 | 0 | 0 | 0 | 0 | 0 | 0 | 0 | 0 | 0 | 0 | 0 | 0 | 0 | 0 | 0 | 0 | 0 | 0 | 0 | 0 | 0 | 0 | 0 | 0 | 0 | 0 | 0 | 0 | 0 | 0 | 0 | 0 | 0
0 | 0 | 0 | 0 | 2020 | 0 | -665.5383 | 0 | 0 | 0 | 0 | 0 | 0 | 0 | 0 | 0 | 0 | 0 | 0 | 0 | 0 | 0 | 0 | 0 | 0 | 0 | 0 | 0 | 0 | 0 | 0 | 0 | 0 | 0 | 0 | 0 | 0 | 0 | 0 | 0 | 0 | 0 | 0 | 0 | 0 | 0
0 | 0 | 0 | 0 | 2021 | 0 | -919.3176 | 0 | 0 | 0 | 0 | 0 | 0 | 0 | 0 | 0 | 0 | 0 | 0 | 0 | 0 | 0 | 0 | 0 | 0 | 0 | 0 | 0 | 0 | 0 | 0 | 0 | 0 | 0 | 0 | 0 | 0 | 0 | 0 | 0 | 0 | 0 | 0 | 0 | 0 | 0
0 | 0 | 0 | 0 | 2022 | 0 | -801.7616 | 0 | 0 | 0 | 0 | 0 | 0 | 0 | 0 | 0 | 0 | 0 | 0 | 0 | 0 | 0 | 0 | 0 | 0 | 0 | 0 | 0 | 0 | 0 | 0 | 0 | 0 | 0 | 0 | 0 | 0 | 0 | 0 | 0 | 0 | 0 | 0 | 0 | 0 | 0
0 | 0 | 0 | 0 | 2023 | 0 | -477.378 | 0 | 0 | 0 | 0 | 0 | 0 | 0 | 0 | 0 | 0 | 0 | 0 | 0 | 0 | 0 | 0 | 0 | 0 | 0 | 0 | 0 | 0 | 0 | 0 | 0 | 0 | 0 | 0 | 0 | 0 | 0 | 0 | 0 | 0 | 0 | 0 | 0 | 0 | 0
0 | 0 | 0 | 0 | 2024 | 0 | -92.8745 | 0 | 0 | 0 | 0 | 0 | 0 | 0 | 0 | 0 | 0 | 0 | 0 | 0 | 0 | 0 | 0 | 0 | 0 | 0 | 0 | 0 | 0 | 0 | 0 | 0 | 0 | 0 | 0 | 0 | 0 | 0 | 0 | 0 | 0 | 0 | 0 | 0 | 0 | 0
0 | 0 | 0 | 0 | 2025 | 0 | -1410.0961 | 0 | 0 | 0 | 0 | 0 | 0 | 0 | 0 | 0 | 0 | 0 | 0 | 0 | 0 | 0 | 0 | 0 | 0 | 0 | 0 | 0 | 0 | 0 | 0 | 0 | 0 | 0 | 0 | 0 | 0 | 0 | 0 | 0 | 0 | 0 | 0 | 0 | 0 | 0
0 | 0 | 0 | 0 | 2026 | 0 | -863.0619 | -863.0619 | 0 | 0 | 0 | 0 | 0 | 0 | 0 | 0 | 0 | 0 | 0 | 0 | 0 | 0 | 0 | 0 | 0 | 0 | 0 | 0 | 0 | 0 | 0 | 0 | 0 | 0 | 0 | 0 | 0 | 0 | 0 | 0 | 0 | 0 | 0 | 0 | 0 | 0
0 | 0 | 0 | 0 | 2027 | 0 | -199.8127 | -199.8127 | 0 | 0 | 0 | 0 | 0 | 0 | 0 | 0 | 0 | 0 | 0 | 0 | 0 | 0 | 0 | 0 | 0 | 0 | 0 | 0 | 0 | 0 | 0 | 0 | 0 | 0 | 0 | 0 | 0 | 0 | 0 | 0 | 0 | 0 | 0 | 0 | 0 | 0
0 | 0 | 0 | 0 | 2028 | 0 | -1332.9962 | -1332.9962 | 0 | 0 | 0 | 0 | 0 | 0 | 0 | 0 | 0 | 0 | 0 | 0 | 0 | 0 | 0 | 0 | 0 | 0 | 0 | 0 | 0 | 0 | 0 | 0 | 0 | 0 | 0 | 0 | 0 | 0 | 0 | 0 | 0 | 0 | 0 | 0 | 0 | 0
0 | 0 | 0 | 0 | 2029 | 0 | -692.5437 | -692.5437 | 0 | 0 | 0 | 0 | 0 | 0 | 0 | 0 | 0 | 0 | 0 | 0 | 0 | 0 | 0 | 0 | 0 | 0 | 0 | 0 | 0 | 0 | 0 | 0 | 0 | 0 | 0 | 0 | 0 | 0 | 0 | 0 | 0 | 0 | 0 | 0 | 0 | 0
0 | 0 | 0 | 0 | 2030 | 0 | -38.0654 | -38.0654 | 0 | 0 | 0 | 0 | 0 | 0 | 0 | 0 | 0 | 0 | 0 | 0 | 0 | 0 | 0 | 0 | 0 | 0 | 0 | 0 | 0 | 0 | 0 | 0 | 0 | 0 | 0 | 0 | 0 | 0 | 0 | 0 | 0 | 0 | 0 | 0 | 0 | 0
0 | 0 | 0 | 0 | 2031 | 0 | 0 | 0 | 0 | 0 | 0 | 0 | 0 | 0 | 0 | 0 | 0 | 0 | 0 | 0 | 0 | 0 | 0 | 0 | 0 | 0 | 0 | 0 | 0 | 0 | 0 | 0 | 0 | 0 | 0 | 0 | 0 | 0 | 0 | 0 | 0 | 0 | 0 | 0 | 0 | 0
0 | 0 | 0 | 0 | 2032 | 0 | -299.2197 | 0 | 0 | 0 | 0 | 0 | 0 | 0 | 0 | 0 | 0 | 0 | 0 | 0 | 0 | 0 | 0 | 0 | 0 | 0 | 0 | 0 | 0 | 0 | 0 | 0 | 0 | 0 | 0 | 0 | 0 | 0 | 0 | 0 | 0 | 0 | 0 | 0 | 0 | 0
0 | 0 | 0 | 0 | 2033 | 0 | -616.7566 | 0 | 0 | 0 | 0 | 0 | 0 | 0 | 0 | 0 | 0 | 0 | 0 | 0 | 0 | 0 | 0 | 0 | 0 | 0 | 0 | 0 | 0 | 0 | 0 | 0 | 0 | 0 | 0 | 0 | 0 | 0 | 0 | 0 | 0 | 0 | 0 | 0 | 0 | 0
0 | 0 | 0 | 0 | 2034 | 0 | -801.1465 | 0 | 0 | 0 | 0 | 0 | 0 | 0 | 0 | 0 | 0 | 0 | 0 | 0 | 0 | 0 | 0 | 0 | 0 | 0 | 0 | 0 | 0 | 0 | 0 | 0 | 0 | 0 | 0 | 0 | 0 | 0 | 0 | 0 | 0 | 0 | 0 | 0 | 0 | 0
0 | 0 | 0 | 0 | 2035 | 0 | -213.0279 | 0 | 0 | 0 | 0 | 0 | 0 | 0 | 0 | 0 | 0 | 0 | 0 | 0 | 0 | 0 | 0 | 0 | 0 | 0 | 0 | 0 | 0 | 0 | 0 | 0 | 0 | 0 | 0 | 0 | 0 | 0 | 0 | 0 | 0 | 0 | 0 | 0 | 0 | 0
0 | 0 | 0 | 0 | 2036 | 0 | -401.2274 | 0 | 0 | 0 | 0 | 0 | 0 | 0 | 0 | 0 | 0 | 0 | 0 | 0 | 0 | 0 | 0 | 0 | 0 | 0 | 0 | 0 | 0 | 0 | 0 | 0 | 0 | 0 | 0 | 0 | 0 | 0 | 0 | 0 | 0 | 0 | 0 | 0 | 0 | 0
0 | 0 | 0 | 0 | 2037 | 0 | -724.7793 | 0 | 0 | 0 | 0 | 0 | 0 | 0 | 0 | 0 | 0 | 0 | 0 | 0 | 0 | 0 | 0 | 0 | 0 | 0 | 0 | 0 | 0 | 0 | 0 | 0 | 0 | 0 | 0 | 0 | 0 | 0 | 0 | 0 | 0 | 0 | 0 | 0 | 0 | 0
0 | 0 | 0 | 0 | 2038 | 0 | -152.3085 | 0 | 0 | 0 | 0 | 0 | 0 | 0 | 0 | 0 | 0 | 0 | 0 | 0 | 0 | 0 | 0 | 0 | 0 | 0 | 0 | 0 | 0 | 0 | 0 | 0 | 0 | 0 | 0 | 0 | 0 | 0 | 0 | 0 | 0 | 0 | 0 | 0 | 0 | 0
0 | 0 | 0 | 0 | 2039 | 0 | -453.8419 | 0 | 0 | 0 | 0 | 0 | 0 | 0 | 0 | 0 | 0 | 0 | 0 | 0 | 0 | 0 | 0 | 0 | 0 | 0 | 0 | 0 | 0 | 0 | 0 | 0 | 0 | 0 | 0 | 0 | 0 | 0 | 0 | 0 | 0 | 0 | 0 | 0 | 0 | 0
0 | 0 | 0 | 0 | 2040 | 0 | -745.685 | 0 | 0 | 0 | 0 | 0 | 0 | 0 | 0 | 0 | 0 | 0 | 0 | 0 | 0 | 0 | 0 | 0 | 0 | 0 | 0 | 0 | 0 | 0 | 0 | 0 | 0 | 0 | 0 | 0 | 0 | 0 | 0 | 0 | 0 | 0 | 0 | 0 | 0 | 0
0 | 0 | 0 | 0 | 2041 | 0 | -274.8932 | 0 | 0 | 0 | 0 | 0 | 0 | 0 | 0 | 0 | 0 | 0 | 0 | 0 | 0 | 0 | 0 | 0 | 0 | 0 | 0 | 0 | 0 | 0 | 0 | 0 | 0 | 0 | 0 | 0 | 0 | 0 | 0 | 0 | 0 | 0 | 0 | 0 | 0 | 0
0 | 0 | 0 | 0 | 2042 | 0 | -678.7715 | 0 | 0 | 0 | 0 | 0 | 0 | 0 | 0 | 0 | 0 | 0 | 0 | 0 | 0 | 0 | 0 | 0 | 0 | 0 | 0 | 0 | 0 | 0 | 0 | 0 | 0 | 0 | 0 | 0 | 0 | 0 | 0 | 0 | 0 | 0 | 0 | 0 | 0 | 0
0 | 0 | 0 | 0 | 2043 | 0 | -241.8184 | 0 | 0 | 0 | 0 | 0 | 0 | 0 | 0 | 0 | 0 | 0 | 0 | 0 | 0 | 0 | 0 | 0 | 0 | 0 | 0 | 0 | 0 | 0 | 0 | 0 | 0 | 0 | 0 | 0 | 0 | 0 | 0 | 0 | 0 | 0 | 0 | 0 | 0 | 0
0 | 0 | 0 | 0 | 2044 | 0 | -644.0327 | 0 | 0 | 0 | 0 | 0 | 0 | 0 | 0 | 0 | 0 | 0 | 0 | 0 | 0 | 0 | 0 | 0 | 0 | 0 | 0 | 0 | 0 | 0 | 0 | 0 | 0 | 0 | 0 | 0 | 0 | 0 | 0 | 0 | 0 | 0 | 0 | 0 | 0 | 0
0 | 0 | 0 | 0 | 2045 | 0 | -169.9131 | 0 | 0 | 0 | 0 | 0 | 0 | 0 | 0 | 0 | 0 | 0 | 0 | 0 | 0 | 0 | 0 | 0 | 0 | 0 | 0 | 0 | 0 | 0 | 0 | 0 | 0 | 0 | 0 | 0 | 0 | 0 | 0 | 0 | 0 | 0 | 0 | 0 | 0 | 0
0 | 0 | 0 | 0 | 2046 | 0 | -570.4582 | 0 | 0 | 0 | 0 | 0 | 0 | 0 | 0 | 0 | 0 | 0 | 0 | 0 | 0 | 0 | 0 | 0 | 0 | 0 | 0 | 0 | 0 | 0 | 0 | 0 | 0 | 0 | 0 | 0 | 0 | 0 | 0 | 0 | 0 | 0 | 0 | 0 | 0 | 0
0 | 0 | 0 | 0 | 2047 | 0 | -94.6668 | 0 | 0 | 0 | 0 | 0 | 0 | 0 | 0 | 0 | 0 | 0 | 0 | 0 | 0 | 0 | 0 | 0 | 0 | 0 | 0 | 0 | 0 | 0 | 0 | 0 | 0 | 0 | 0 | 0 | 0 | 0 | 0 | 0 | 0 | 0 | 0 | 0 | 0 | 0
0 | 0 | 0 | 0 | 2048 | 0 | -493.5374 | 0 | 0 | 0 | 0 | 0 | 0 | 0 | 0 | 0 | 0 | 0 | 0 | 0 | 0 | 0 | 0 | 0 | 0 | 0 | 0 | 0 | 0 | 0 | 0 | 0 | 0 | 0 | 0 | 0 | 0 | 0 | 0 | 0 | 0 | 0 | 0 | 0 | 0 | 0
0 | 0 | 0 | 0 | 2049 | 0 | -16.0688 | 0 | 0 | 0 | 0 | 0 | 0 | 0 | 0 | 0 | 0 | 0 | 0 | 0 | 0 | 0 | 0 | 0 | 0 | 0 | 0 | 0 | 0 | 0 | 0 | 0 | 0 | 0 | 0 | 0 | 0 | 0 | 0 | 0 | 0 | 0 | 0 | 0 | 0 | 0
0 | 0 | 0 | 0 | 2050 | 0 | -353.2596 | 0 | 0 | 0 | 0 | 0 | 0 | 0 | 0 | 0 | 0 | 0 | 0 | 0 | 0 | 0 | 0 | 0 | 0 | 0 | 0 | 0 | 0 | 0 | 0 | 0 | 0 | 0 | 0 | 0 | 0 | 0 | 0 | 0 | 0 | 0 | 0 | 0 | 0 | 0
0 | 0 | 0 | 0 | 2051 | 0 | -749.6084 | 0 | 0 | 0 | 0 | 0 | 0 | 0 | 0 | 0 | 0 | 0 | 0 | 0 | 0 | 0 | 0 | 0 | 0 | 0 | 0 | 0 | 0 | 0 | 0 | 0 | 0 | 0 | 0 | 0 | 0 | 0 | 0 | 0 | 0 | 0 | 0 | 0 | 0 | 0
0 | 0 | 0 | 0 | 2052 | 0 | -269.6141 | 0 | 0 | 0 | 0 | 0 | 0 | 0 | 0 | 0 | 0 | 0 | 0 | 0 | 0 | 0 | 0 | 0 | 0 | 0 | 0 | 0 | 0 | 0 | 0 | 0 | 0 | 0 | 0 | 0 | 0 | 0 | 0 | 0 | 0 | 0 | 0 | 0 | 0 | 0
0 | 0 | 0 | 0 | 2053 | 0 | -670.8324 | 0 | 0 | 0 | 0 | 0 | 0 | 0 | 0 | 0 | 0 | 0 | 0 | 0 | 0 | 0 | 0 | 0 | 0 | 0 | 0 | 0 | 0 | 0 | 0 | 0 | 0 | 0 | 0 | 0 | 0 | 0 | 0 | 0 | 0 | 0 | 0 | 0 | 0 | 0
0 | 0 | 0 | 0 | 2054 | 0 | -195.7422 | 0 | 0 | 0 | 0 | 0 | 0 | 0 | 0 | 0 | 0 | 0 | 0 | 0 | 0 | 0 | 0 | 0 | 0 | 0 | 0 | 0 | 0 | 0 | 0 | 0 | 0 | 0 | 0 | 0 | 0 | 0 | 0 | 0 | 0 | 0 | 0 | 0 | 0 | 0
0 | 0 | 0 | 0 | 2055 | 0 | -595.3424 | 0 | 0 | 0 | 0 | 0 | 0 | 0 | 0 | 0 | 0 | 0 | 0 | 0 | 0 | 0 | 0 | 0 | 0 | 0 | 0 | 0 | 0 | 0 | 0 | 0 | 0 | 0 | 0 | 0 | 0 | 0 | 0 | 0 | 0 | 0 | 0 | 0 | 0 | 0
0 | 0 | 0 | 0 | 2056 | 0 | -118.632 | 0 | 0 | 0 | 0 | 0 | 0 | 0 | 0 | 0 | 0 | 0 | 0 | 0 | 0 | 0 | 0 | 0 | 0 | 0 | 0 | 0 | 0 | 0 | 0 | 0 | 0 | 0 | 0 | 0 | 0 | 0 | 0 | 0 | 0 | 0 | 0 | 0 | 0 | 0
0 | 0 | 0 | 0 | 2057 | 0 | -516.6096 | 0 | 0 | 0 | 0 | 0 | 0 | 0 | 0 | 0 | 0 | 0 | 0 | 0 | 0 | 0 | 0 | 0 | 0 | 0 | 0 | 0 | 0 | 0 | 0 | 0 | 0 | 0 | 0 | 0 | 0 | 0 | 0 | 0 | 0 | 0 | 0 | 0 | 0 | 0
0 | 0 | 0 | 0 | 2058 | 0 | -38.2743 | 0 | 0 | 0 | 0 | 0 | 0 | 0 | 0 | 0 | 0 | 0 | 0 | 0 | 0 | 0 | 0 | 0 | 0 | 0 | 0 | 0 | 0 | 0 | 0 | 0 | 0 | 0 | 0 | 0 | 0 | 0 | 0 | 0 | 0 | 0 | 0 | 0 | 0 | 0
0 | 0 | 0 | 0 | 2059 | 0 | -434.6248 | 0 | 0 | 0 | 0 | 0 | 0 | 0 | 0 | 0 | 0 | 0 | 0 | 0 | 0 | 0 | 0 | 0 | 0 | 0 | 0 | 0 | 0 | 0 | 0 | 0 | 0 | 0 | 0 | 0 | 0 | 0 | 0 | 0 | 0 | 0 | 0 | 0 | 0 | 0
0 | 0 | 0 | 0 | 2060 | 0 | -830.16 | 0 | 0 | 0 | 0 | 0 | 0 | 0 | 0 | 0 | 0 | 0 | 0 | 0 | 0 | 0 | 0 | 0 | 0 | 0 | 0 | 0 | 0 | 0 | 0 | 0 | 0 | 0 | 0 | 0 | 0 | 0 | 0 | 0 | 0 | 0 | 0 | 0 | 0 | 0
0 | 0 | 0 | 0 | 2061 | 0 | -349.3789 | 0 | 0 | 0 | 0 | 0 | 0 | 0 | 0 | 0 | 0 | 0 | 0 | 0 | 0 | 0 | 0 | 0 | 0 | 0 | 0 | 0 | 0 | 0 | 0 | 0 | 0 | 0 | 0 | 0 | 0 | 0 | 0 | 0 | 0 | 0 | 0 | 0 | 0 | 0
0 | 0 | 0 | 0 | 2062 | 0 | -743.2802 | 0 | 0 | 0 | 0 | 0 | 0 | 0 | 0 | 0 | 0 | 0 | 0 | 0 | 0 | 0 | 0 | 0 | 0 | 0 | 0 | 0 | 0 | 0 | 0 | 0 | 0 | 0 | 0 | 0 | 0 | 0 | 0 | 0 | 0 | 0 | 0 | 0 | 0 | 0
0 | 0 | 0 | 0 | 2063 | 0 | -260.8628 | 0 | 0 | 0 | 0 | 0 | 0 | 0 | 0 | 0 | 0 | 0 | 0 | 0 | 0 | 0 | 0 | 0 | 0 | 0 | 0 | 0 | 0 | 0 | 0 | 0 | 0 | 0 | 0 | 0 | 0 | 0 | 0 | 0 | 0 | 0 | 0 | 0 | 0 | 0
0 | 0 | 0 | 0 | 2064 | 0 | -649.4874 | 0 | 0 | 0 | 0 | 0 | 0 | 0 | 0 | 0 | 0 | 0 | 0 | 0 | 0 | 0 | 0 | 0 | 0 | 0 | 0 | 0 | 0 | 0 | 0 | 0 | 0 | 0 | 0 | 0 | 0 | 0 | 0 | 0 | 0 | 0 | 0 | 0 | 0 | 0
0 | 0 | 0 | 0 | 2065 | 0 | -218.1124 | 0 | 0 | 0 | 0 | 0 | 0 | 0 | 0 | 0 | 0 | 0 | 0 | 0 | 0 | 0 | 0 | 0 | 0 | 0 | 0 | 0 | 0 | 0 | 0 | 0 | 0 | 0 | 0 | 0 | 0 | 0 | 0 | 0 | 0 | 0 | 0 | 0 | 0 | 0

## NewUnit & Retire & ChngCap Name
2016 TYSP Update (ICL retired, only 60 MW ECOGEN, OCEC increase in MWs, and TP6 & 7 delayed to 2031 & 2032)
SUMMER
| UNIT ADDITIONS | [18 empty] | UNIT RETIREMENTS | [55 empty] | CAPACITY CHANGES OF UNITS
| Solar |  | Units Added |  | PPA |  | Large Filler |  |  |  | Small Filler |  |  |  | Eq Filler | [6 empty] | CCEC; | DeSoto Solar; | FM 2 CC; | FM 3A&3B CT; | FM GT; | FL 4; | FL 5; | PFL GT 1; |  | PFL GT 2; | MT 1; | MT 2; | MT 3; | MR 1; |  | MR 2; |  | MR 3; | MR 4; | MR 8; | PPE GT; |  | PN 1; | PN 2; | RBEC; | SN 4; | SN 5; | Scherer; | Space Coast Solar; | SJRPP 1; | SJRPP 2; | SL 1; |  | SL 2; |  | TP 1; |  | TP 2; | TP 3; |  | TP 4; |  | TP 5; | WCEC 1; | WCEC 2; | WCEC 3; | Cedar Bay; |  | ICL; |  | Blank 3; | Blank 4; | Blank 5; |  |  |  | CCEC; |  | DeSoto Solar; | FM 2 CC; | FM 3A&3B CT; |  | FM GT; |  | FL 4; | FL 5; | PFL GT 1; | PFL GT 2; |  | MT 1; | MT 2; | MT 3; |  | MR 1; | MR 2; | MR 3; |  | MR 4; |  | MR 8; |  | PPE GT; | PN 1; | PN 2; | RBEC; |  | SN 4; |  | SN 5; |  | Scherer; | Space Coast Solar; | SJRPP 1; | SJRPP 2; | SL 1; | SL 2; | TP 1; | TP 2; | TP 3; |  | TP 4; |  | TP 5; |  | WCEC 1; | WCEC 2; | WCEC 3; | Cedar Bay; | ICL; |  | Blank 3; | Blank 4; | Blank 5;
Year | MW | Name | MW | Name | MW | PPA | MW | MW | # of Units | GFCC | MW | MW | # of Units | Filler | MW | MW | Eq Filler | TOTAL TEXT | Year | [55 empty] | Year
2016 | 0 |  | 1237 | PEEC; | 0 |  | 0 | 0 | 0 |  | 0 | 0 | 0 |  | 0 | 0 |  | PEEC; | 2016 | 0 | ; | 0 | 0 | 0 | 0 | 0 | 0 | 0 | 0 |  | 0 | 0 | 0 | 0 | 0 |  | 0 |  | 0 | 0 | 0 | 0 |  | 0 | 0 | 0 | 0 | 0 | 0 | 0 | 0 | 0 | 0 |  | 0 |  | 0 |  | 0 | 0 |  | 0 |  | 0 | 0 | 0 | 0 | 0 |  | 0 |  | 0 | 0 | 0 | 2016 | 0 | ; | 0 |  | 0 | 0 | 0 |  | 0 |  | 0 | 0 | 0 | 0 |  | 0 | 0 | 0 |  | 0 | 0 | 0 |  | 0 |  | 0 |  | 0 | 0 | 0 | 0 |  | 0 |  | 0 |  | 0 | 0 | 0 | 0 | 0 | 0 | 0 | 0 | 0 |  | 0 |  | 0 |  | 0 | 0 | 0 | 0 | 0 |  | 0 | 0 | 0
2017 | 223.5 | 223.5 MW Solar; | 1617 | FM 2CT; PFL 5CT; | 53 | 53 MW PPA; | 0 | 0 | 0 |  | 0 | 0 | 0 |  | 0 | 0 |  | 223.5 MW Solar; FM 2CT; PFL 5CT; 53 MW PPA; | 2017 | -1469.2 | PFL GT 1; PPE GT; TP 1; Cedar Bay; | 0 | 0 | 0 | 0 | 0 | 0 | 0 | 411.6 | PFL GT 1; | 0 | 0 | 0 | 0 | 0 |  | 0 |  | 0 | 0 | 0 | 411.6 | PPE GT; | 0 | 0 | 0 | 0 | 0 | 0 | 0 | 0 | 0 | 0 |  | 0 |  | 396 | TP 1; | 0 | 0 |  | 0 |  | 0 | 0 | 0 | 0 | 250 | Cedar Bay; | 0 |  | 0 | 0 | 0 | 2017 | -443 | FM 3A&3B CT; FM GT; PFL GT 2; MT 3; MR 3; MR 4; MR 8; ICL; | 0 |  | 0 | 0 | 25 | FM 3A&3B CT; | -486 | FM GT; | 0 | 0 | 0 | -343 | PFL GT 2; | 0 | 0 | -8 | MT 3; | 0 | 0 | 29 | MR 3; | 14 | MR 4; | -4 | MR 8; | 0 | 0 | 0 | 0 |  | 0 |  | 0 |  | 0 | 0 | 0 | 0 | 0 | 0 | 0 | 0 | 0 |  | 0 |  | 0 |  | 0 | 0 | 0 | 0 | 330 | ICL; | 0 | 0 | 0
2018 | 600 | 600 MW Solar; | 0 |  | 25 | 25 MW PPA; | 0 | 0 | 0 |  | 0 | 0 | 0 |  | 0 | 0 |  | 600 MW Solar; 25 MW PPA; | 2018 | 0 | ; | 0 | 0 | 0 | 0 | 0 | 0 | 0 | 0 |  | 0 | 0 | 0 | 0 | 0 |  | 0 |  | 0 | 0 | 0 | 0 |  | 0 | 0 | 0 | 0 | 0 | 0 | 0 | 0 | 0 | 0 |  | 0 |  | 0 |  | 0 | 0 |  | 0 |  | 0 | 0 | 0 | 0 | 0 |  | 0 |  | 0 | 0 | 0 | 2018 | -19 | MT 3; SN 4; SN 5; TP 5; | 0 |  | 0 | 0 | 0 |  | 0 |  | 0 | 0 | 0 | 0 |  | 0 | 0 | -2 | MT 3; | 0 | 0 | 0 |  | 0 |  | 0 |  | 0 | 0 | 0 | 0 |  | -1 | SN 4; | -1 | SN 5; | 0 | 0 | 0 | 0 | 0 | 0 | 0 | 0 | 0 |  | 0 |  | -15 | TP 5; | 0 | 0 | 0 | 0 | 0 |  | 0 | 0 | 0
2019 | 300 | 300 MW Solar; | 1702 | OCEC; | 0 |  | 0 | 0 | 0 |  | 0 | 0 | 0 |  | 0 | 0 |  | 300 MW Solar; OCEC; | 2019 | 0 | ; | 0 | 0 | 0 | 0 | 0 | 0 | 0 | 0 |  | 0 | 0 | 0 | 0 | 0 |  | 0 |  | 0 | 0 | 0 | 0 |  | 0 | 0 | 0 | 0 | 0 | 0 | 0 | 0 | 0 | 0 |  | 0 |  | 0 |  | 0 | 0 |  | 0 |  | 0 | 0 | 0 | 0 | 0 |  | 0 |  | 0 | 0 | 0 | 2019 | 40 | TP 3; TP 4; | 0 |  | 0 | 0 | 0 |  | 0 |  | 0 | 0 | 0 | 0 |  | 0 | 0 | 0 |  | 0 | 0 | 0 |  | 0 |  | 0 |  | 0 | 0 | 0 | 0 |  | 0 |  | 0 |  | 0 | 0 | 0 | 0 | 0 | 0 | 0 | 0 | 20 | TP 3; | 20 | TP 4; | 0 |  | 0 | 0 | 0 | 0 | 0 |  | 0 | 0 | 0
2020 | 300 | 300 MW Solar; | 0 |  | 0 |  | 0 | 0 | 0 |  | 0 | 0 | 0 |  | 0 | 0 |  | 300 MW Solar; | 2020 | -330 | ICL; | 0 | 0 | 0 | 0 | 0 | 0 | 0 | 0 |  | 0 | 0 | 0 | 0 | 0 |  | 0 |  | 0 | 0 | 0 | 0 |  | 0 | 0 | 0 | 0 | 0 | 0 | 0 | 0 | 0 | 0 |  | 0 |  | 0 |  | 0 | 0 |  | 0 |  | 0 | 0 | 0 | 0 | 0 |  | 330 | ICL; | 0 | 0 | 0 | 2020 | 0 | ; | 0 |  | 0 | 0 | 0 |  | 0 |  | 0 | 0 | 0 | 0 |  | 0 | 0 | 0 |  | 0 | 0 | 0 |  | 0 |  | 0 |  | 0 | 0 | 0 | 0 |  | 0 |  | 0 |  | 0 | 0 | 0 | 0 | 0 | 0 | 0 | 0 | 0 |  | 0 |  | 0 |  | 0 | 0 | 0 | 0 | 0 |  | 0 | 0 | 0
2021 | 214 | 214 MW Solar; | 1751 | ; | 0 |  | 0 | 0 | 0 |  | 0 | 0 | 0 |  | 0 | 0 |  | 214 MW Solar; ; | 2021 | -1626 | MR 1; MR 2; | 0 | 0 | 0 | 0 | 0 | 0 | 0 | 0 |  | 0 | 0 | 0 | 0 | 823 | MR 1; | 803 | MR 2; | 0 | 0 | 0 | 0 |  | 0 | 0 | 0 | 0 | 0 | 0 | 0 | 0 | 0 | 0 |  | 0 |  | 0 |  | 0 | 0 |  | 0 |  | 0 | 0 | 0 | 0 | 0 |  | 0 |  | 0 | 0 | 0 | 2021 | 88 | CCEC; | 88 | CCEC; | 0 | 0 | 0 |  | 0 |  | 0 | 0 | 0 | 0 |  | 0 | 0 | 0 |  | 0 | 0 | 0 |  | 0 |  | 0 |  | 0 | 0 | 0 | 0 |  | 0 |  | 0 |  | 0 | 0 | 0 | 0 | 0 | 0 | 0 | 0 | 0 |  | 0 |  | 0 |  | 0 | 0 | 0 | 0 | 0 |  | 0 | 0 | 0
2022 | 0 |  | 45 | OCEC Inc MW; | 0 |  | 0 | 0 | 0 |  | 0 | 0 | 0 |  | 0 | 0 |  | OCEC Inc MW; | 2022 | 0 | ; | 0 | 0 | 0 | 0 | 0 | 0 | 0 | 0 |  | 0 | 0 | 0 | 0 | 0 |  | 0 |  | 0 | 0 | 0 | 0 |  | 0 | 0 | 0 | 0 | 0 | 0 | 0 | 0 | 0 | 0 |  | 0 |  | 0 |  | 0 | 0 |  | 0 |  | 0 | 0 | 0 | 0 | 0 |  | 0 |  | 0 | 0 | 0 | 2022 | 86 | RBEC; | 0 |  | 0 | 0 | 0 |  | 0 |  | 0 | 0 | 0 | 0 |  | 0 | 0 | 0 |  | 0 | 0 | 0 |  | 0 |  | 0 |  | 0 | 0 | 0 | 86 | RBEC; | 0 |  | 0 |  | 0 | 0 | 0 | 0 | 0 | 0 | 0 | 0 | 0 |  | 0 |  | 0 |  | 0 | 0 | 0 | 0 | 0 |  | 0 | 0 | 0
2023 | 0 |  | 0 |  | 0 |  | 0 | 0 | 0 |  | 0 | 0 | 0 |  | 0 | 0 |  |  | 2023 | 0 | ; | 0 | 0 | 0 | 0 | 0 | 0 | 0 | 0 |  | 0 | 0 | 0 | 0 | 0 |  | 0 |  | 0 | 0 | 0 | 0 |  | 0 | 0 | 0 | 0 | 0 | 0 | 0 | 0 | 0 | 0 |  | 0 |  | 0 |  | 0 | 0 |  | 0 |  | 0 | 0 | 0 | 0 | 0 |  | 0 |  | 0 | 0 | 0 | 2023 | 0 | ; | 0 |  | 0 | 0 | 0 |  | 0 |  | 0 | 0 | 0 | 0 |  | 0 | 0 | 0 |  | 0 | 0 | 0 |  | 0 |  | 0 |  | 0 | 0 | 0 | 0 |  | 0 |  | 0 |  | 0 | 0 | 0 | 0 | 0 | 0 | 0 | 0 | 0 |  | 0 |  | 0 |  | 0 | 0 | 0 | 0 | 0 |  | 0 | 0 | 0
2024 | 0 |  | 0 |  | 0 |  | 0 | 0 | 0 |  | 0 | 0 | 0 |  | 0 | 0 |  |  | 2024 | 0 | ; | 0 | 0 | 0 | 0 | 0 | 0 | 0 | 0 |  | 0 | 0 | 0 | 0 | 0 |  | 0 |  | 0 | 0 | 0 | 0 |  | 0 | 0 | 0 | 0 | 0 | 0 | 0 | 0 | 0 | 0 |  | 0 |  | 0 |  | 0 | 0 |  | 0 |  | 0 | 0 | 0 | 0 | 0 |  | 0 |  | 0 | 0 | 0 | 2024 | 0 | ; | 0 |  | 0 | 0 | 0 |  | 0 |  | 0 | 0 | 0 | 0 |  | 0 | 0 | 0 |  | 0 | 0 | 0 |  | 0 |  | 0 |  | 0 | 0 | 0 | 0 |  | 0 |  | 0 |  | 0 | 0 | 0 | 0 | 0 | 0 | 0 | 0 | 0 |  | 0 |  | 0 |  | 0 | 0 | 0 | 0 | 0 |  | 0 | 0 | 0
2025 | 0 |  | 1751 | ; | 0 |  | 0 | 0 | 0 |  | 0 | 0 | 0 |  | 0 | 0 |  | ; | 2025 | 0 | ; | 0 | 0 | 0 | 0 | 0 | 0 | 0 | 0 |  | 0 | 0 | 0 | 0 | 0 |  | 0 |  | 0 | 0 | 0 | 0 |  | 0 | 0 | 0 | 0 | 0 | 0 | 0 | 0 | 0 | 0 |  | 0 |  | 0 |  | 0 | 0 |  | 0 |  | 0 | 0 | 0 | 0 | 0 |  | 0 |  | 0 | 0 | 0 | 2025 | 0 | ; | 0 |  | 0 | 0 | 0 |  | 0 |  | 0 | 0 | 0 | 0 |  | 0 | 0 | 0 |  | 0 | 0 | 0 |  | 0 |  | 0 |  | 0 | 0 | 0 | 0 |  | 0 |  | 0 |  | 0 | 0 | 0 | 0 | 0 | 0 | 0 | 0 | 0 |  | 0 |  | 0 |  | 0 | 0 | 0 | 0 | 0 |  | 0 | 0 | 0
2026 | 0 |  | 0 |  | 0 |  | 0 | 0 | 0 |  | 0 | 0 | 0 |  | 0 | 0 |  |  | 2026 | 0 | ; | 0 | 0 | 0 | 0 | 0 | 0 | 0 | 0 |  | 0 | 0 | 0 | 0 | 0 |  | 0 |  | 0 | 0 | 0 | 0 |  | 0 | 0 | 0 | 0 | 0 | 0 | 0 | 0 | 0 | 0 |  | 0 |  | 0 |  | 0 | 0 |  | 0 |  | 0 | 0 | 0 | 0 | 0 |  | 0 |  | 0 | 0 | 0 | 2026 | 0 | ; | 0 |  | 0 | 0 | 0 |  | 0 |  | 0 | 0 | 0 | 0 |  | 0 | 0 | 0 |  | 0 | 0 | 0 |  | 0 |  | 0 |  | 0 | 0 | 0 | 0 |  | 0 |  | 0 |  | 0 | 0 | 0 | 0 | 0 | 0 | 0 | 0 | 0 |  | 0 |  | 0 |  | 0 | 0 | 0 | 0 | 0 |  | 0 | 0 | 0
2027 | 0 |  | 0 |  | 0 |  | 0 | 0 | 0 |  | 0 | 0 | 0 |  | 0 | 0 |  |  | 2027 | 0 | ; | 0 | 0 | 0 | 0 | 0 | 0 | 0 | 0 |  | 0 | 0 | 0 | 0 | 0 |  | 0 |  | 0 | 0 | 0 | 0 |  | 0 | 0 | 0 | 0 | 0 | 0 | 0 | 0 | 0 | 0 |  | 0 |  | 0 |  | 0 | 0 |  | 0 |  | 0 | 0 | 0 | 0 | 0 |  | 0 |  | 0 | 0 | 0 | 2027 | 0 | ; | 0 |  | 0 | 0 | 0 |  | 0 |  | 0 | 0 | 0 | 0 |  | 0 | 0 | 0 |  | 0 | 0 | 0 |  | 0 |  | 0 |  | 0 | 0 | 0 | 0 |  | 0 |  | 0 |  | 0 | 0 | 0 | 0 | 0 | 0 | 0 | 0 | 0 |  | 0 |  | 0 |  | 0 | 0 | 0 | 0 | 0 |  | 0 | 0 | 0
2028 | 0 |  | 1751 | ; | 0 |  | 0 | 0 | 0 |  | 0 | 0 | 0 |  | 0 | 0 |  | ; | 2028 | 0 | ; | 0 | 0 | 0 | 0 | 0 | 0 | 0 | 0 |  | 0 | 0 | 0 | 0 | 0 |  | 0 |  | 0 | 0 | 0 | 0 |  | 0 | 0 | 0 | 0 | 0 | 0 | 0 | 0 | 0 | 0 |  | 0 |  | 0 |  | 0 | 0 |  | 0 |  | 0 | 0 | 0 | 0 | 0 |  | 0 |  | 0 | 0 | 0 | 2028 | 0 | ; | 0 |  | 0 | 0 | 0 |  | 0 |  | 0 | 0 | 0 | 0 |  | 0 | 0 | 0 |  | 0 | 0 | 0 |  | 0 |  | 0 |  | 0 | 0 | 0 | 0 |  | 0 |  | 0 |  | 0 | 0 | 0 | 0 | 0 | 0 | 0 | 0 | 0 |  | 0 |  | 0 |  | 0 | 0 | 0 | 0 | 0 |  | 0 | 0 | 0
2029 | 0 |  | 0 |  | 0 |  | 0 | 0 | 0 |  | 0 | 0 | 0 |  | 0 | 0 |  |  | 2029 | 0 | ; | 0 | 0 | 0 | 0 | 0 | 0 | 0 | 0 |  | 0 | 0 | 0 | 0 | 0 |  | 0 |  | 0 | 0 | 0 | 0 |  | 0 | 0 | 0 | 0 | 0 | 0 | 0 | 0 | 0 | 0 |  | 0 |  | 0 |  | 0 | 0 |  | 0 |  | 0 | 0 | 0 | 0 | 0 |  | 0 |  | 0 | 0 | 0 | 2029 | 0 | ; | 0 |  | 0 | 0 | 0 |  | 0 |  | 0 | 0 | 0 | 0 |  | 0 | 0 | 0 |  | 0 | 0 | 0 |  | 0 |  | 0 |  | 0 | 0 | 0 | 0 |  | 0 |  | 0 |  | 0 | 0 | 0 | 0 | 0 | 0 | 0 | 0 | 0 |  | 0 |  | 0 |  | 0 | 0 | 0 | 0 | 0 |  | 0 | 0 | 0
2030 | 0 |  | 0 |  | 0 |  | 0 | 0 | 0 |  | 0 | 0 | 0 |  | 0 | 0 |  |  | 2030 | 0 | ; | 0 | 0 | 0 | 0 | 0 | 0 | 0 | 0 |  | 0 | 0 | 0 | 0 | 0 |  | 0 |  | 0 | 0 | 0 | 0 |  | 0 | 0 | 0 | 0 | 0 | 0 | 0 | 0 | 0 | 0 |  | 0 |  | 0 |  | 0 | 0 |  | 0 |  | 0 | 0 | 0 | 0 | 0 |  | 0 |  | 0 | 0 | 0 | 2030 | 0 | ; | 0 |  | 0 | 0 | 0 |  | 0 |  | 0 | 0 | 0 | 0 |  | 0 | 0 | 0 |  | 0 | 0 | 0 |  | 0 |  | 0 |  | 0 | 0 | 0 | 0 |  | 0 |  | 0 |  | 0 | 0 | 0 | 0 | 0 | 0 | 0 | 0 | 0 |  | 0 |  | 0 |  | 0 | 0 | 0 | 0 | 0 |  | 0 | 0 | 0
2031 | 0 |  | 0 |  | 0 |  | 0 | 0 | 0 |  | 0 | 0 | 0 |  | 534.9799 | 534.9799 | 535 MW Eq Filler; | 535 MW Eq Filler; | 2031 | 0 | ; | 0 | 0 | 0 | 0 | 0 | 0 | 0 | 0 |  | 0 | 0 | 0 | 0 | 0 |  | 0 |  | 0 | 0 | 0 | 0 |  | 0 | 0 | 0 | 0 | 0 | 0 | 0 | 0 | 0 | 0 |  | 0 |  | 0 |  | 0 | 0 |  | 0 |  | 0 | 0 | 0 | 0 | 0 |  | 0 |  | 0 | 0 | 0 | 2031 | 0 | ; | 0 |  | 0 | 0 | 0 |  | 0 |  | 0 | 0 | 0 | 0 |  | 0 | 0 | 0 |  | 0 | 0 | 0 |  | 0 |  | 0 |  | 0 | 0 | 0 | 0 |  | 0 |  | 0 |  | 0 | 0 | 0 | 0 | 0 | 0 | 0 | 0 | 0 |  | 0 |  | 0 |  | 0 | 0 | 0 | 0 | 0 |  | 0 | 0 | 0
2032 | 0 |  | 0 |  | 0 |  | 0 | 0 | 0 |  | 1751 | 1751 | 2 | 2 Filler; | 534.9799 | 0 |  | 2 Filler; | 2032 | -831 | TP 3; | 0 | 0 | 0 | 0 | 0 | 0 | 0 | 0 |  | 0 | 0 | 0 | 0 | 0 |  | 0 |  | 0 | 0 | 0 | 0 |  | 0 | 0 | 0 | 0 | 0 | 0 | 0 | 0 | 0 | 0 |  | 0 |  | 0 |  | 0 | 831 | TP 3; | 0 |  | 0 | 0 | 0 | 0 | 0 |  | 0 |  | 0 | 0 | 0 | 2032 | 0 | ; | 0 |  | 0 | 0 | 0 |  | 0 |  | 0 | 0 | 0 | 0 |  | 0 | 0 | 0 |  | 0 | 0 | 0 |  | 0 |  | 0 |  | 0 | 0 | 0 | 0 |  | 0 |  | 0 |  | 0 | 0 | 0 | 0 | 0 | 0 | 0 | 0 | 0 |  | 0 |  | 0 |  | 0 | 0 | 0 | 0 | 0 |  | 0 | 0 | 0
2033 | 0 |  | 0 |  | 0 |  | 0 | 0 | 0 |  | 3502 | 1751 | 2 | 2 Filler; | 534.9799 | 0 |  | 2 Filler; | 2033 | -841 | TP 4; | 0 | 0 | 0 | 0 | 0 | 0 | 0 | 0 |  | 0 | 0 | 0 | 0 | 0 |  | 0 |  | 0 | 0 | 0 | 0 |  | 0 | 0 | 0 | 0 | 0 | 0 | 0 | 0 | 0 | 0 |  | 0 |  | 0 |  | 0 | 0 |  | 841 | TP 4; | 0 | 0 | 0 | 0 | 0 |  | 0 |  | 0 | 0 | 0 | 2033 | 0 | ; | 0 |  | 0 | 0 | 0 |  | 0 |  | 0 | 0 | 0 | 0 |  | 0 | 0 | 0 |  | 0 | 0 | 0 |  | 0 |  | 0 |  | 0 | 0 | 0 | 0 |  | 0 |  | 0 |  | 0 | 0 | 0 | 0 | 0 | 0 | 0 | 0 | 0 |  | 0 |  | 0 |  | 0 | 0 | 0 | 0 | 0 |  | 0 | 0 | 0
2034 | 0 |  | 0 |  | 0 |  | 0 | 0 | 0 |  | 4377.5 | 875.5 | 1 | 1 Filler; | 534.9799 | 0 |  | 1 Filler; | 2034 | 0 | ; | 0 | 0 | 0 | 0 | 0 | 0 | 0 | 0 |  | 0 | 0 | 0 | 0 | 0 |  | 0 |  | 0 | 0 | 0 | 0 |  | 0 | 0 | 0 | 0 | 0 | 0 | 0 | 0 | 0 | 0 |  | 0 |  | 0 |  | 0 | 0 |  | 0 |  | 0 | 0 | 0 | 0 | 0 |  | 0 |  | 0 | 0 | 0 | 2034 | 0 | ; | 0 |  | 0 | 0 | 0 |  | 0 |  | 0 | 0 | 0 | 0 |  | 0 | 0 | 0 |  | 0 | 0 | 0 |  | 0 |  | 0 |  | 0 | 0 | 0 | 0 |  | 0 |  | 0 |  | 0 | 0 | 0 | 0 | 0 | 0 | 0 | 0 | 0 |  | 0 |  | 0 |  | 0 | 0 | 0 | 0 | 0 |  | 0 | 0 | 0
2035 | 0 |  | 0 |  | 0 |  | 0 | 0 | 0 |  | 4377.5 | 0 | 0 |  | 534.9799 | 0 |  |  | 2035 | 0 | ; | 0 | 0 | 0 | 0 | 0 | 0 | 0 | 0 |  | 0 | 0 | 0 | 0 | 0 |  | 0 |  | 0 | 0 | 0 | 0 |  | 0 | 0 | 0 | 0 | 0 | 0 | 0 | 0 | 0 | 0 |  | 0 |  | 0 |  | 0 | 0 |  | 0 |  | 0 | 0 | 0 | 0 | 0 |  | 0 |  | 0 | 0 | 0 | 2035 | 0 | ; | 0 |  | 0 | 0 | 0 |  | 0 |  | 0 | 0 | 0 | 0 |  | 0 | 0 | 0 |  | 0 | 0 | 0 |  | 0 |  | 0 |  | 0 | 0 | 0 | 0 |  | 0 |  | 0 |  | 0 | 0 | 0 | 0 | 0 | 0 | 0 | 0 | 0 |  | 0 |  | 0 |  | 0 | 0 | 0 | 0 | 0 |  | 0 | 0 | 0
2036 | 0 |  | 0 |  | 0 |  | 0 | 0 | 0 |  | 6128.5 | 1751 | 2 | 2 Filler; | 534.9799 | 0 |  | 2 Filler; | 2036 | -981 | SL 1; | 0 | 0 | 0 | 0 | 0 | 0 | 0 | 0 |  | 0 | 0 | 0 | 0 | 0 |  | 0 |  | 0 | 0 | 0 | 0 |  | 0 | 0 | 0 | 0 | 0 | 0 | 0 | 0 | 0 | 981 | SL 1; | 0 |  | 0 |  | 0 | 0 |  | 0 |  | 0 | 0 | 0 | 0 | 0 |  | 0 |  | 0 | 0 | 0 | 2036 | 0 | ; | 0 |  | 0 | 0 | 0 |  | 0 |  | 0 | 0 | 0 | 0 |  | 0 | 0 | 0 |  | 0 | 0 | 0 |  | 0 |  | 0 |  | 0 | 0 | 0 | 0 |  | 0 |  | 0 |  | 0 | 0 | 0 | 0 | 0 | 0 | 0 | 0 | 0 |  | 0 |  | 0 |  | 0 | 0 | 0 | 0 | 0 |  | 0 | 0 | 0
2037 | 0 |  | 0 |  | 0 |  | 0 | 0 | 0 |  | 7004 | 875.5 | 1 | 1 Filler; | 534.9799 | 0 |  | 1 Filler; | 2037 | 0 | ; | 0 | 0 | 0 | 0 | 0 | 0 | 0 | 0 |  | 0 | 0 | 0 | 0 | 0 |  | 0 |  | 0 | 0 | 0 | 0 |  | 0 | 0 | 0 | 0 | 0 | 0 | 0 | 0 | 0 | 0 |  | 0 |  | 0 |  | 0 | 0 |  | 0 |  | 0 | 0 | 0 | 0 | 0 |  | 0 |  | 0 | 0 | 0 | 2037 | 0 | ; | 0 |  | 0 | 0 | 0 |  | 0 |  | 0 | 0 | 0 | 0 |  | 0 | 0 | 0 |  | 0 | 0 | 0 |  | 0 |  | 0 |  | 0 | 0 | 0 | 0 |  | 0 |  | 0 |  | 0 | 0 | 0 | 0 | 0 | 0 | 0 | 0 | 0 |  | 0 |  | 0 |  | 0 | 0 | 0 | 0 | 0 |  | 0 | 0 | 0
2038 | 0 |  | 0 |  | 0 |  | 0 | 0 | 0 |  | 7004 | 0 | 0 |  | 534.9799 | 0 |  |  | 2038 | 0 | ; | 0 | 0 | 0 | 0 | 0 | 0 | 0 | 0 |  | 0 | 0 | 0 | 0 | 0 |  | 0 |  | 0 | 0 | 0 | 0 |  | 0 | 0 | 0 | 0 | 0 | 0 | 0 | 0 | 0 | 0 |  | 0 |  | 0 |  | 0 | 0 |  | 0 |  | 0 | 0 | 0 | 0 | 0 |  | 0 |  | 0 | 0 | 0 | 2038 | 0 | ; | 0 |  | 0 | 0 | 0 |  | 0 |  | 0 | 0 | 0 | 0 |  | 0 | 0 | 0 |  | 0 | 0 | 0 |  | 0 |  | 0 |  | 0 | 0 | 0 | 0 |  | 0 |  | 0 |  | 0 | 0 | 0 | 0 | 0 | 0 | 0 | 0 | 0 |  | 0 |  | 0 |  | 0 | 0 | 0 | 0 | 0 |  | 0 | 0 | 0
2039 | 0 |  | 0 |  | 0 |  | 0 | 0 | 0 |  | 7879.5 | 875.5 | 1 | 1 Filler; | 534.9799 | 0 |  | 1 Filler; | 2039 | 0 | ; | 0 | 0 | 0 | 0 | 0 | 0 | 0 | 0 |  | 0 | 0 | 0 | 0 | 0 |  | 0 |  | 0 | 0 | 0 | 0 |  | 0 | 0 | 0 | 0 | 0 | 0 | 0 | 0 | 0 | 0 |  | 0 |  | 0 |  | 0 | 0 |  | 0 |  | 0 | 0 | 0 | 0 | 0 |  | 0 |  | 0 | 0 | 0 | 2039 | 0 | ; | 0 |  | 0 | 0 | 0 |  | 0 |  | 0 | 0 | 0 | 0 |  | 0 | 0 | 0 |  | 0 | 0 | 0 |  | 0 |  | 0 |  | 0 | 0 | 0 | 0 |  | 0 |  | 0 |  | 0 | 0 | 0 | 0 | 0 | 0 | 0 | 0 | 0 |  | 0 |  | 0 |  | 0 | 0 | 0 | 0 | 0 |  | 0 | 0 | 0
2040 | 0 |  | 0 |  | 0 |  | 0 | 0 | 0 |  | 8755 | 875.5 | 1 | 1 Filler; | 534.9799 | 0 |  | 1 Filler; | 2040 | 0 | ; | 0 | 0 | 0 | 0 | 0 | 0 | 0 | 0 |  | 0 | 0 | 0 | 0 | 0 |  | 0 |  | 0 | 0 | 0 | 0 |  | 0 | 0 | 0 | 0 | 0 | 0 | 0 | 0 | 0 | 0 |  | 0 |  | 0 |  | 0 | 0 |  | 0 |  | 0 | 0 | 0 | 0 | 0 |  | 0 |  | 0 | 0 | 0 | 2040 | 0 | ; | 0 |  | 0 | 0 | 0 |  | 0 |  | 0 | 0 | 0 | 0 |  | 0 | 0 | 0 |  | 0 | 0 | 0 |  | 0 |  | 0 |  | 0 | 0 | 0 | 0 |  | 0 |  | 0 |  | 0 | 0 | 0 | 0 | 0 | 0 | 0 | 0 | 0 |  | 0 |  | 0 |  | 0 | 0 | 0 | 0 | 0 |  | 0 | 0 | 0
2041 | 0 |  | 0 |  | 0 |  | 0 | 0 | 0 |  | 8755 | 0 | 0 |  | 534.9799 | 0 |  |  | 2041 | 0 | ; | 0 | 0 | 0 | 0 | 0 | 0 | 0 | 0 |  | 0 | 0 | 0 | 0 | 0 |  | 0 |  | 0 | 0 | 0 | 0 |  | 0 | 0 | 0 | 0 | 0 | 0 | 0 | 0 | 0 | 0 |  | 0 |  | 0 |  | 0 | 0 |  | 0 |  | 0 | 0 | 0 | 0 | 0 |  | 0 |  | 0 | 0 | 0 | 2041 | 0 | ; | 0 |  | 0 | 0 | 0 |  | 0 |  | 0 | 0 | 0 | 0 |  | 0 | 0 | 0 |  | 0 | 0 | 0 |  | 0 |  | 0 |  | 0 | 0 | 0 | 0 |  | 0 |  | 0 |  | 0 | 0 | 0 | 0 | 0 | 0 | 0 | 0 | 0 |  | 0 |  | 0 |  | 0 | 0 | 0 | 0 | 0 |  | 0 | 0 | 0
2042 | 0 |  | 0 |  | 0 |  | 0 | 0 | 0 |  | 9630.5 | 875.5 | 1 | 1 Filler; | 534.9799 | 0 |  | 1 Filler; | 2042 | 0 | ; | 0 | 0 | 0 | 0 | 0 | 0 | 0 | 0 |  | 0 | 0 | 0 | 0 | 0 |  | 0 |  | 0 | 0 | 0 | 0 |  | 0 | 0 | 0 | 0 | 0 | 0 | 0 | 0 | 0 | 0 |  | 0 |  | 0 |  | 0 | 0 |  | 0 |  | 0 | 0 | 0 | 0 | 0 |  | 0 |  | 0 | 0 | 0 | 2042 | 0 | ; | 0 |  | 0 | 0 | 0 |  | 0 |  | 0 | 0 | 0 | 0 |  | 0 | 0 | 0 |  | 0 | 0 | 0 |  | 0 |  | 0 |  | 0 | 0 | 0 | 0 |  | 0 |  | 0 |  | 0 | 0 | 0 | 0 | 0 | 0 | 0 | 0 | 0 |  | 0 |  | 0 |  | 0 | 0 | 0 | 0 | 0 |  | 0 | 0 | 0
2043 | 0 |  | 0 |  | 0 |  | 0 | 0 | 0 |  | 10506 | 875.5 | 1 | 1 Filler; | 534.9799 | 0 |  | 1 Filler; | 2043 | -840 | SL 2; | 0 | 0 | 0 | 0 | 0 | 0 | 0 | 0 |  | 0 | 0 | 0 | 0 | 0 |  | 0 |  | 0 | 0 | 0 | 0 |  | 0 | 0 | 0 | 0 | 0 | 0 | 0 | 0 | 0 | 0 |  | 840 | SL 2; | 0 |  | 0 | 0 |  | 0 |  | 0 | 0 | 0 | 0 | 0 |  | 0 |  | 0 | 0 | 0 | 2043 | 0 | ; | 0 |  | 0 | 0 | 0 |  | 0 |  | 0 | 0 | 0 | 0 |  | 0 | 0 | 0 |  | 0 | 0 | 0 |  | 0 |  | 0 |  | 0 | 0 | 0 | 0 |  | 0 |  | 0 |  | 0 | 0 | 0 | 0 | 0 | 0 | 0 | 0 | 0 |  | 0 |  | 0 |  | 0 | 0 | 0 | 0 | 0 |  | 0 | 0 | 0
2044 | 0 |  | 0 |  | 0 |  | 0 | 0 | 0 |  | 11381.5 | 875.5 | 1 | 1 Filler; | 534.9799 | 0 |  | 1 Filler; | 2044 | 0 | ; | 0 | 0 | 0 | 0 | 0 | 0 | 0 | 0 |  | 0 | 0 | 0 | 0 | 0 |  | 0 |  | 0 | 0 | 0 | 0 |  | 0 | 0 | 0 | 0 | 0 | 0 | 0 | 0 | 0 | 0 |  | 0 |  | 0 |  | 0 | 0 |  | 0 |  | 0 | 0 | 0 | 0 | 0 |  | 0 |  | 0 | 0 | 0 | 2044 | 0 | ; | 0 |  | 0 | 0 | 0 |  | 0 |  | 0 | 0 | 0 | 0 |  | 0 | 0 | 0 |  | 0 | 0 | 0 |  | 0 |  | 0 |  | 0 | 0 | 0 | 0 |  | 0 |  | 0 |  | 0 | 0 | 0 | 0 | 0 | 0 | 0 | 0 | 0 |  | 0 |  | 0 |  | 0 | 0 | 0 | 0 | 0 |  | 0 | 0 | 0
2045 | 0 |  | 0 |  | 0 |  | 0 | 0 | 0 |  | 11381.5 | 0 | 0 |  | 534.9799 | 0 |  |  | 2045 | 0 | ; | 0 | 0 | 0 | 0 | 0 | 0 | 0 | 0 |  | 0 | 0 | 0 | 0 | 0 |  | 0 |  | 0 | 0 | 0 | 0 |  | 0 | 0 | 0 | 0 | 0 | 0 | 0 | 0 | 0 | 0 |  | 0 |  | 0 |  | 0 | 0 |  | 0 |  | 0 | 0 | 0 | 0 | 0 |  | 0 |  | 0 | 0 | 0 | 2045 | 0 | ; | 0 |  | 0 | 0 | 0 |  | 0 |  | 0 | 0 | 0 | 0 |  | 0 | 0 | 0 |  | 0 | 0 | 0 |  | 0 |  | 0 |  | 0 | 0 | 0 | 0 |  | 0 |  | 0 |  | 0 | 0 | 0 | 0 | 0 | 0 | 0 | 0 | 0 |  | 0 |  | 0 |  | 0 | 0 | 0 | 0 | 0 |  | 0 | 0 | 0
2046 | 0 |  | 0 |  | 0 |  | 0 | 0 | 0 |  | 12257 | 875.5 | 1 | 1 Filler; | 534.9799 | 0 |  | 1 Filler; | 2046 | 0 | ; | 0 | 0 | 0 | 0 | 0 | 0 | 0 | 0 |  | 0 | 0 | 0 | 0 | 0 |  | 0 |  | 0 | 0 | 0 | 0 |  | 0 | 0 | 0 | 0 | 0 | 0 | 0 | 0 | 0 | 0 |  | 0 |  | 0 |  | 0 | 0 |  | 0 |  | 0 | 0 | 0 | 0 | 0 |  | 0 |  | 0 | 0 | 0 | 2046 | 0 | ; | 0 |  | 0 | 0 | 0 |  | 0 |  | 0 | 0 | 0 | 0 |  | 0 | 0 | 0 |  | 0 | 0 | 0 |  | 0 |  | 0 |  | 0 | 0 | 0 | 0 |  | 0 |  | 0 |  | 0 | 0 | 0 | 0 | 0 | 0 | 0 | 0 | 0 |  | 0 |  | 0 |  | 0 | 0 | 0 | 0 | 0 |  | 0 | 0 | 0
2047 | 0 |  | 0 |  | 0 |  | 0 | 0 | 0 |  | 12257 | 0 | 0 |  | 534.9799 | 0 |  |  | 2047 | 0 | ; | 0 | 0 | 0 | 0 | 0 | 0 | 0 | 0 |  | 0 | 0 | 0 | 0 | 0 |  | 0 |  | 0 | 0 | 0 | 0 |  | 0 | 0 | 0 | 0 | 0 | 0 | 0 | 0 | 0 | 0 |  | 0 |  | 0 |  | 0 | 0 |  | 0 |  | 0 | 0 | 0 | 0 | 0 |  | 0 |  | 0 | 0 | 0 | 2047 | 0 | ; | 0 |  | 0 | 0 | 0 |  | 0 |  | 0 | 0 | 0 | 0 |  | 0 | 0 | 0 |  | 0 | 0 | 0 |  | 0 |  | 0 |  | 0 | 0 | 0 | 0 |  | 0 |  | 0 |  | 0 | 0 | 0 | 0 | 0 | 0 | 0 | 0 | 0 |  | 0 |  | 0 |  | 0 | 0 | 0 | 0 | 0 |  | 0 | 0 | 0
2048 | 0 |  | 0 |  | 0 |  | 0 | 0 | 0 |  | 13132.5 | 875.5 | 1 | 1 Filler; | 534.9799 | 0 |  | 1 Filler; | 2048 | 0 | ; | 0 | 0 | 0 | 0 | 0 | 0 | 0 | 0 |  | 0 | 0 | 0 | 0 | 0 |  | 0 |  | 0 | 0 | 0 | 0 |  | 0 | 0 | 0 | 0 | 0 | 0 | 0 | 0 | 0 | 0 |  | 0 |  | 0 |  | 0 | 0 |  | 0 |  | 0 | 0 | 0 | 0 | 0 |  | 0 |  | 0 | 0 | 0 | 2048 | 0 | ; | 0 |  | 0 | 0 | 0 |  | 0 |  | 0 | 0 | 0 | 0 |  | 0 | 0 | 0 |  | 0 | 0 | 0 |  | 0 |  | 0 |  | 0 | 0 | 0 | 0 |  | 0 |  | 0 |  | 0 | 0 | 0 | 0 | 0 | 0 | 0 | 0 | 0 |  | 0 |  | 0 |  | 0 | 0 | 0 | 0 | 0 |  | 0 | 0 | 0
2049 | 0 |  | 0 |  | 0 |  | 0 | 0 | 0 |  | 13132.5 | 0 | 0 |  | 534.9799 | 0 |  |  | 2049 | 0 | ; | 0 | 0 | 0 | 0 | 0 | 0 | 0 | 0 |  | 0 | 0 | 0 | 0 | 0 |  | 0 |  | 0 | 0 | 0 | 0 |  | 0 | 0 | 0 | 0 | 0 | 0 | 0 | 0 | 0 | 0 |  | 0 |  | 0 |  | 0 | 0 |  | 0 |  | 0 | 0 | 0 | 0 | 0 |  | 0 |  | 0 | 0 | 0 | 2049 | 0 | ; | 0 |  | 0 | 0 | 0 |  | 0 |  | 0 | 0 | 0 | 0 |  | 0 | 0 | 0 |  | 0 | 0 | 0 |  | 0 |  | 0 |  | 0 | 0 | 0 | 0 |  | 0 |  | 0 |  | 0 | 0 | 0 | 0 | 0 | 0 | 0 | 0 | 0 |  | 0 |  | 0 |  | 0 | 0 | 0 | 0 | 0 |  | 0 | 0 | 0
2050 | 0 |  | 0 |  | 0 |  | 0 | 0 | 0 |  | 14008 | 875.5 | 1 | 1 Filler; | 534.9799 | 0 |  | 1 Filler; | 2050 | 0 | ; | 0 | 0 | 0 | 0 | 0 | 0 | 0 | 0 |  | 0 | 0 | 0 | 0 | 0 |  | 0 |  | 0 | 0 | 0 | 0 |  | 0 | 0 | 0 | 0 | 0 | 0 | 0 | 0 | 0 | 0 |  | 0 |  | 0 |  | 0 | 0 |  | 0 |  | 0 | 0 | 0 | 0 | 0 |  | 0 |  | 0 | 0 | 0 | 2050 | 0 | ; | 0 |  | 0 | 0 | 0 |  | 0 |  | 0 | 0 | 0 | 0 |  | 0 | 0 | 0 |  | 0 | 0 | 0 |  | 0 |  | 0 |  | 0 | 0 | 0 | 0 |  | 0 |  | 0 |  | 0 | 0 | 0 | 0 | 0 | 0 | 0 | 0 | 0 |  | 0 |  | 0 |  | 0 | 0 | 0 | 0 | 0 |  | 0 | 0 | 0
2051 | 0 |  | 0 |  | 0 |  | 0 | 0 | 0 |  | 14883.5 | 875.5 | 1 | 1 Filler; | 534.9799 | 0 |  | 1 Filler; | 2051 | 0 | ; | 0 | 0 | 0 | 0 | 0 | 0 | 0 | 0 |  | 0 | 0 | 0 | 0 | 0 |  | 0 |  | 0 | 0 | 0 | 0 |  | 0 | 0 | 0 | 0 | 0 | 0 | 0 | 0 | 0 | 0 |  | 0 |  | 0 |  | 0 | 0 |  | 0 |  | 0 | 0 | 0 | 0 | 0 |  | 0 |  | 0 | 0 | 0 | 2051 | 0 | ; | 0 |  | 0 | 0 | 0 |  | 0 |  | 0 | 0 | 0 | 0 |  | 0 | 0 | 0 |  | 0 | 0 | 0 |  | 0 |  | 0 |  | 0 | 0 | 0 | 0 |  | 0 |  | 0 |  | 0 | 0 | 0 | 0 | 0 | 0 | 0 | 0 | 0 |  | 0 |  | 0 |  | 0 | 0 | 0 | 0 | 0 |  | 0 | 0 | 0
2052 | 0 |  | 0 |  | 0 |  | 0 | 0 | 0 |  | 14883.5 | 0 | 0 |  | 534.9799 | 0 |  |  | 2052 | 0 | ; | 0 | 0 | 0 | 0 | 0 | 0 | 0 | 0 |  | 0 | 0 | 0 | 0 | 0 |  | 0 |  | 0 | 0 | 0 | 0 |  | 0 | 0 | 0 | 0 | 0 | 0 | 0 | 0 | 0 | 0 |  | 0 |  | 0 |  | 0 | 0 |  | 0 |  | 0 | 0 | 0 | 0 | 0 |  | 0 |  | 0 | 0 | 0 | 2052 | 0 | ; | 0 |  | 0 | 0 | 0 |  | 0 |  | 0 | 0 | 0 | 0 |  | 0 | 0 | 0 |  | 0 | 0 | 0 |  | 0 |  | 0 |  | 0 | 0 | 0 | 0 |  | 0 |  | 0 |  | 0 | 0 | 0 | 0 | 0 | 0 | 0 | 0 | 0 |  | 0 |  | 0 |  | 0 | 0 | 0 | 0 | 0 |  | 0 | 0 | 0
2053 | 0 |  | 0 |  | 0 |  | 0 | 0 | 0 |  | 15759 | 875.5 | 1 | 1 Filler; | 534.9799 | 0 |  | 1 Filler; | 2053 | 0 | ; | 0 | 0 | 0 | 0 | 0 | 0 | 0 | 0 |  | 0 | 0 | 0 | 0 | 0 |  | 0 |  | 0 | 0 | 0 | 0 |  | 0 | 0 | 0 | 0 | 0 | 0 | 0 | 0 | 0 | 0 |  | 0 |  | 0 |  | 0 | 0 |  | 0 |  | 0 | 0 | 0 | 0 | 0 |  | 0 |  | 0 | 0 | 0 | 2053 | 0 | ; | 0 |  | 0 | 0 | 0 |  | 0 |  | 0 | 0 | 0 | 0 |  | 0 | 0 | 0 |  | 0 | 0 | 0 |  | 0 |  | 0 |  | 0 | 0 | 0 | 0 |  | 0 |  | 0 |  | 0 | 0 | 0 | 0 | 0 | 0 | 0 | 0 | 0 |  | 0 |  | 0 |  | 0 | 0 | 0 | 0 | 0 |  | 0 | 0 | 0
2054 | 0 |  | 0 |  | 0 |  | 0 | 0 | 0 |  | 15759 | 0 | 0 |  | 534.9799 | 0 |  |  | 2054 | 0 | ; | 0 | 0 | 0 | 0 | 0 | 0 | 0 | 0 |  | 0 | 0 | 0 | 0 | 0 |  | 0 |  | 0 | 0 | 0 | 0 |  | 0 | 0 | 0 | 0 | 0 | 0 | 0 | 0 | 0 | 0 |  | 0 |  | 0 |  | 0 | 0 |  | 0 |  | 0 | 0 | 0 | 0 | 0 |  | 0 |  | 0 | 0 | 0 | 2054 | 0 | ; | 0 |  | 0 | 0 | 0 |  | 0 |  | 0 | 0 | 0 | 0 |  | 0 | 0 | 0 |  | 0 | 0 | 0 |  | 0 |  | 0 |  | 0 | 0 | 0 | 0 |  | 0 |  | 0 |  | 0 | 0 | 0 | 0 | 0 | 0 | 0 | 0 | 0 |  | 0 |  | 0 |  | 0 | 0 | 0 | 0 | 0 |  | 0 | 0 | 0
2055 | 0 |  | 0 |  | 0 |  | 0 | 0 | 0 |  | 16634.5 | 875.5 | 1 | 1 Filler; | 534.9799 | 0 |  | 1 Filler; | 2055 | 0 | ; | 0 | 0 | 0 | 0 | 0 | 0 | 0 | 0 |  | 0 | 0 | 0 | 0 | 0 |  | 0 |  | 0 | 0 | 0 | 0 |  | 0 | 0 | 0 | 0 | 0 | 0 | 0 | 0 | 0 | 0 |  | 0 |  | 0 |  | 0 | 0 |  | 0 |  | 0 | 0 | 0 | 0 | 0 |  | 0 |  | 0 | 0 | 0 | 2055 | 0 | ; | 0 |  | 0 | 0 | 0 |  | 0 |  | 0 | 0 | 0 | 0 |  | 0 | 0 | 0 |  | 0 | 0 | 0 |  | 0 |  | 0 |  | 0 | 0 | 0 | 0 |  | 0 |  | 0 |  | 0 | 0 | 0 | 0 | 0 | 0 | 0 | 0 | 0 |  | 0 |  | 0 |  | 0 | 0 | 0 | 0 | 0 |  | 0 | 0 | 0
2056 | 0 |  | 0 |  | 0 |  | 0 | 0 | 0 |  | 16634.5 | 0 | 0 |  | 534.9799 | 0 |  |  | 2056 | 0 | ; | 0 | 0 | 0 | 0 | 0 | 0 | 0 | 0 |  | 0 | 0 | 0 | 0 | 0 |  | 0 |  | 0 | 0 | 0 | 0 |  | 0 | 0 | 0 | 0 | 0 | 0 | 0 | 0 | 0 | 0 |  | 0 |  | 0 |  | 0 | 0 |  | 0 |  | 0 | 0 | 0 | 0 | 0 |  | 0 |  | 0 | 0 | 0 | 2056 | 0 | ; | 0 |  | 0 | 0 | 0 |  | 0 |  | 0 | 0 | 0 | 0 |  | 0 | 0 | 0 |  | 0 | 0 | 0 |  | 0 |  | 0 |  | 0 | 0 | 0 | 0 |  | 0 |  | 0 |  | 0 | 0 | 0 | 0 | 0 | 0 | 0 | 0 | 0 |  | 0 |  | 0 |  | 0 | 0 | 0 | 0 | 0 |  | 0 | 0 | 0
2057 | 0 |  | 0 |  | 0 |  | 0 | 0 | 0 |  | 17510 | 875.5 | 1 | 1 Filler; | 534.9799 | 0 |  | 1 Filler; | 2057 | 0 | ; | 0 | 0 | 0 | 0 | 0 | 0 | 0 | 0 |  | 0 | 0 | 0 | 0 | 0 |  | 0 |  | 0 | 0 | 0 | 0 |  | 0 | 0 | 0 | 0 | 0 | 0 | 0 | 0 | 0 | 0 |  | 0 |  | 0 |  | 0 | 0 |  | 0 |  | 0 | 0 | 0 | 0 | 0 |  | 0 |  | 0 | 0 | 0 | 2057 | 0 | ; | 0 |  | 0 | 0 | 0 |  | 0 |  | 0 | 0 | 0 | 0 |  | 0 | 0 | 0 |  | 0 | 0 | 0 |  | 0 |  | 0 |  | 0 | 0 | 0 | 0 |  | 0 |  | 0 |  | 0 | 0 | 0 | 0 | 0 | 0 | 0 | 0 | 0 |  | 0 |  | 0 |  | 0 | 0 | 0 | 0 | 0 |  | 0 | 0 | 0
2058 | 0 |  | 0 |  | 0 |  | 0 | 0 | 0 |  | 17510 | 0 | 0 |  | 534.9799 | 0 |  |  | 2058 | 0 | ; | 0 | 0 | 0 | 0 | 0 | 0 | 0 | 0 |  | 0 | 0 | 0 | 0 | 0 |  | 0 |  | 0 | 0 | 0 | 0 |  | 0 | 0 | 0 | 0 | 0 | 0 | 0 | 0 | 0 | 0 |  | 0 |  | 0 |  | 0 | 0 |  | 0 |  | 0 | 0 | 0 | 0 | 0 |  | 0 |  | 0 | 0 | 0 | 2058 | 0 | ; | 0 |  | 0 | 0 | 0 |  | 0 |  | 0 | 0 | 0 | 0 |  | 0 | 0 | 0 |  | 0 | 0 | 0 |  | 0 |  | 0 |  | 0 | 0 | 0 | 0 |  | 0 |  | 0 |  | 0 | 0 | 0 | 0 | 0 | 0 | 0 | 0 | 0 |  | 0 |  | 0 |  | 0 | 0 | 0 | 0 | 0 |  | 0 | 0 | 0
2059 | 0 |  | 0 |  | 0 |  | 0 | 0 | 0 |  | 18385.5 | 875.5 | 1 | 1 Filler; | 534.9799 | 0 |  | 1 Filler; | 2059 | 0 | ; | 0 | 0 | 0 | 0 | 0 | 0 | 0 | 0 |  | 0 | 0 | 0 | 0 | 0 |  | 0 |  | 0 | 0 | 0 | 0 |  | 0 | 0 | 0 | 0 | 0 | 0 | 0 | 0 | 0 | 0 |  | 0 |  | 0 |  | 0 | 0 |  | 0 |  | 0 | 0 | 0 | 0 | 0 |  | 0 |  | 0 | 0 | 0 | 2059 | 0 | ; | 0 |  | 0 | 0 | 0 |  | 0 |  | 0 | 0 | 0 | 0 |  | 0 | 0 | 0 |  | 0 | 0 | 0 |  | 0 |  | 0 |  | 0 | 0 | 0 | 0 |  | 0 |  | 0 |  | 0 | 0 | 0 | 0 | 0 | 0 | 0 | 0 | 0 |  | 0 |  | 0 |  | 0 | 0 | 0 | 0 | 0 |  | 0 | 0 | 0
2060 | 0 |  | 0 |  | 0 |  | 0 | 0 | 0 |  | 19261 | 875.5 | 1 | 1 Filler; | 534.9799 | 0 |  | 1 Filler; | 2060 | 0 | ; | 0 | 0 | 0 | 0 | 0 | 0 | 0 | 0 |  | 0 | 0 | 0 | 0 | 0 |  | 0 |  | 0 | 0 | 0 | 0 |  | 0 | 0 | 0 | 0 | 0 | 0 | 0 | 0 | 0 | 0 |  | 0 |  | 0 |  | 0 | 0 |  | 0 |  | 0 | 0 | 0 | 0 | 0 |  | 0 |  | 0 | 0 | 0 | 2060 | 0 | ; | 0 |  | 0 | 0 | 0 |  | 0 |  | 0 | 0 | 0 | 0 |  | 0 | 0 | 0 |  | 0 | 0 | 0 |  | 0 |  | 0 |  | 0 | 0 | 0 | 0 |  | 0 |  | 0 |  | 0 | 0 | 0 | 0 | 0 | 0 | 0 | 0 | 0 |  | 0 |  | 0 |  | 0 | 0 | 0 | 0 | 0 |  | 0 | 0 | 0
2061 | 0 |  | 0 |  | 0 |  | 0 | 0 | 0 |  | 19261 | 0 | 0 |  | 534.9799 | 0 |  |  | 2061 | 0 | ; | 0 | 0 | 0 | 0 | 0 | 0 | 0 | 0 |  | 0 | 0 | 0 | 0 | 0 |  | 0 |  | 0 | 0 | 0 | 0 |  | 0 | 0 | 0 | 0 | 0 | 0 | 0 | 0 | 0 | 0 |  | 0 |  | 0 |  | 0 | 0 |  | 0 |  | 0 | 0 | 0 | 0 | 0 |  | 0 |  | 0 | 0 | 0 | 2061 | 0 | ; | 0 |  | 0 | 0 | 0 |  | 0 |  | 0 | 0 | 0 | 0 |  | 0 | 0 | 0 |  | 0 | 0 | 0 |  | 0 |  | 0 |  | 0 | 0 | 0 | 0 |  | 0 |  | 0 |  | 0 | 0 | 0 | 0 | 0 | 0 | 0 | 0 | 0 |  | 0 |  | 0 |  | 0 | 0 | 0 | 0 | 0 |  | 0 | 0 | 0
2062 | 0 |  | 0 |  | 0 |  | 0 | 0 | 0 |  | 20136.5 | 875.5 | 1 | 1 Filler; | 534.9799 | 0 |  | 1 Filler; | 2062 | 0 | ; | 0 | 0 | 0 | 0 | 0 | 0 | 0 | 0 |  | 0 | 0 | 0 | 0 | 0 |  | 0 |  | 0 | 0 | 0 | 0 |  | 0 | 0 | 0 | 0 | 0 | 0 | 0 | 0 | 0 | 0 |  | 0 |  | 0 |  | 0 | 0 |  | 0 |  | 0 | 0 | 0 | 0 | 0 |  | 0 |  | 0 | 0 | 0 | 2062 | 0 | ; | 0 |  | 0 | 0 | 0 |  | 0 |  | 0 | 0 | 0 | 0 |  | 0 | 0 | 0 |  | 0 | 0 | 0 |  | 0 |  | 0 |  | 0 | 0 | 0 | 0 |  | 0 |  | 0 |  | 0 | 0 | 0 | 0 | 0 | 0 | 0 | 0 | 0 |  | 0 |  | 0 |  | 0 | 0 | 0 | 0 | 0 |  | 0 | 0 | 0
2063 | 0 |  | 0 |  | 0 |  | 0 | 0 | 0 |  | 20136.5 | 0 | 0 |  | 534.9799 | 0 |  |  | 2063 | 0 | ; | 0 | 0 | 0 | 0 | 0 | 0 | 0 | 0 |  | 0 | 0 | 0 | 0 | 0 |  | 0 |  | 0 | 0 | 0 | 0 |  | 0 | 0 | 0 | 0 | 0 | 0 | 0 | 0 | 0 | 0 |  | 0 |  | 0 |  | 0 | 0 |  | 0 |  | 0 | 0 | 0 | 0 | 0 |  | 0 |  | 0 | 0 | 0 | 2063 | 0 | ; | 0 |  | 0 | 0 | 0 |  | 0 |  | 0 | 0 | 0 | 0 |  | 0 | 0 | 0 |  | 0 | 0 | 0 |  | 0 |  | 0 |  | 0 | 0 | 0 | 0 |  | 0 |  | 0 |  | 0 | 0 | 0 | 0 | 0 | 0 | 0 | 0 | 0 |  | 0 |  | 0 |  | 0 | 0 | 0 | 0 | 0 |  | 0 | 0 | 0
2064 | 0 |  | 0 |  | 0 |  | 0 | 0 | 0 |  | 21012 | 875.5 | 1 | 1 Filler; | 534.9799 | 0 |  | 1 Filler; | 2064 | 0 | ; | 0 | 0 | 0 | 0 | 0 | 0 | 0 | 0 |  | 0 | 0 | 0 | 0 | 0 |  | 0 |  | 0 | 0 | 0 | 0 |  | 0 | 0 | 0 | 0 | 0 | 0 | 0 | 0 | 0 | 0 |  | 0 |  | 0 |  | 0 | 0 |  | 0 |  | 0 | 0 | 0 | 0 | 0 |  | 0 |  | 0 | 0 | 0 | 2064 | 0 | ; | 0 |  | 0 | 0 | 0 |  | 0 |  | 0 | 0 | 0 | 0 |  | 0 | 0 | 0 |  | 0 | 0 | 0 |  | 0 |  | 0 |  | 0 | 0 | 0 | 0 |  | 0 |  | 0 |  | 0 | 0 | 0 | 0 | 0 | 0 | 0 | 0 | 0 |  | 0 |  | 0 |  | 0 | 0 | 0 | 0 | 0 |  | 0 | 0 | 0
2065 | 0 |  | 0 |  | 0 |  | 0 | 0 | 0 |  | 21012 | 0 | 0 |  | 534.9799 | 0 |  |  | 2065 | 0 | ; | 0 | 0 | 0 | 0 | 0 | 0 | 0 | 0 |  | 0 | 0 | 0 | 0 | 0 |  | 0 |  | 0 | 0 | 0 | 0 |  | 0 | 0 | 0 | 0 | 0 | 0 | 0 | 0 | 0 | 0 |  | 0 |  | 0 |  | 0 | 0 |  | 0 |  | 0 | 0 | 0 | 0 | 0 |  | 0 |  | 0 | 0 | 0 | 2065 | 0 | ; | 0 |  | 0 | 0 | 0 |  | 0 |  | 0 | 0 | 0 | 0 |  | 0 | 0 | 0 |  | 0 | 0 | 0 |  | 0 |  | 0 |  | 0 | 0 | 0 | 0 |  | 0 |  | 0 |  | 0 | 0 | 0 | 0 | 0 | 0 | 0 | 0 | 0 |  | 0 |  | 0 |  | 0 | 0 | 0 | 0 | 0 |  | 0 | 0 | 0

## How to Use
Description of File Layout
"How to Use" tab (highlighted in red) describes the file layout and provides instructions on how to use.
There are four Input tabs highlighted in green, and require input for six different categories. Only the cells highlighted in light green are required input.
Input 1. Load, DSM, Cap Changes tab is used to input the Load Forecast (Section I), DSM plus incremental DSM projections (Section II) and any modifications to the
capacity of FPL's existing units that are not captured in the Input 3. Unit Capabiities-PGD tab. The first column in Section (III) is reserved for short-term unit outages
that are known to occur during the summer/winter peak months such as the 800 MW unit ESP outages.
"Input 2. Unit Additions" tab is used to input known future additions (e.g., PEEC in 2016, NPGU, future solar project, etc). Section IV, also, allows input of solar additions
with corresponding firm capacity value and degradation percent. Future filler additions are automatically added based on the input provided on rows 6 - 12. In order
to calculate these additions, inputs are needed regarding additions of PPA, large filler units, equalizing filler and small filler units. This tab also has an "Easy Button"
that must be pressed once all inputs have been completed.
Input 3. Unit Capabilities-PGD tab is used to input capacity of existing FPL units (Section V). This tab is formatted so that changes in inputs from one year to the next
are highlighted in yellow.
Input 4. Firm Capacity Purchase tab contains the inputs in Section VI. It is used to input all firm capacity from QFs, existing or future PPA contracts. This tab is
formatted so that changes in inputs from one year to the next are highlighted in yellow.
All output tabs (highlighted in blue) require no inputs and are protected.
Description of current output files …
How to Use
1. Input/update data in the four input tabs only in the green highlighted cells, as necessary.
2. Press the Easy Button on the Input 2. Unit Additions tab.

## Update Log
Reserve Margin Update Log
| Date | Person | Change
13 | 2016-07-28 | DI | Updated equalizing filler & small filler addition logic to work for situations were units are added after equalizing filler (such as TP 6 & 7)
12 | 2016-07-25 | DI | Updated TP 6 & 7 delay to 2031 and 2032, added 60 MW of ECOGEN with firm capacity in 2021 and updated OCEC capacity by 2022 of 1,747 MW
11 | 2016-05-11 | DI | Changes from 2016 TYSP: 1) ICL retires after the summer of 2019; 2) ECOGEN does not come on-line; and, 3) TP 6 & 7 are delayed to 2030 and 2031
10 | 2016-04-13 | DI | Added a tab with TYSP Schedule 7.1 extended beyond ten years
9 | 3/15/2016 | DI | Updated the capacity of the Greenfield CC from 1,633 MW to 1,622 MW
8 | 2016-03-01 | DI | Updated 2025 DSM values (per A. Sharma's email on March 1)
7 | 2016-02-26 | DI | Updated the dates for upgrades (20 MW) of Turkey Point 3 & 4; Per Alan Katz, scheduled for Fall 2018 (Unit 3) and Spring 2019 (Unit 4)
6 | 2016-02-17 | JE | Updated resource plan to show 2016 TYSP rsource plan - 300 MW of solar in 2020 and a 3x1 CC in 2024
5 | 2016-02-15 | DI | Updated the calculation for EGEAS reserve margin based on 10% GRM; Deleted the "Calculation" button and macro
4 | 2016-02-10 | DI | Ft. Myers GT retired December 31, 2016; therefore 594 MWs (54*11 MW) available for summer 2016 since GT #8 has already been retired
3 | 2016-02-09 | DI | Added an 100 MW Native load sale to TECO in 2016 (this is modeled under Section IV in "Input 4. Firm Purchase-Sale" tab)
2 | 2016-02-08 | DI | Updated DSM assumptions through 2030 (added additional columns for input of DSM assumptions)
Updated firm purchases: 1) removed Broward North, and 2) SJRPP Purchase available for summer 2019
Updated Greenfield filler capacity to 1,633 MW and small filler capacity to 817 MW
Updated Output 3. TYSP Table I.B.1 by removing excess rows under Cogeneration Small Power Production Facilities
1 | 2016-01-20 | DI | Updated model to begin in 2016
Updated 2016 DSM values (only) per A. Sharma

## Input 1. Load, DSM, Cap Changes
2016 TYSP Update (ICL retired, only 60 MW ECOGEN, OCEC increase in MWs, and TP6 & 7 delayed to 2031 & 2032) | [13 empty] | New Load Forecast with latest assumptions RM Spreadsheet upgrade test
|  |  |  | Title Description = | 2016 TYSP Update (ICL retired, only 60 MW ECOGEN, OCEC increase in MWs, and TP6 & 7 delayed to 2031 & 2032) | [13 empty] | Descriptive Title = | 2016 TYSP Update (ICL retired, only 60 MW ECOGEN, OCEC increase in MWs, and TP6 & 7 delayed to 2031 & 2032)
|  |  |  | Start Year = | 2016 | [13 empty] | Start Year = | 2016
|  |  |  | End Year = | 2050 | [13 empty] | End Year = | 2050
|  |  |  | Reserve Margin Criterion = | 20% | [13 empty] | Reserve Margin Criterion = | 20%
|  |  |  | Reserve Margin Criterion (Gen. Only) = | 10% | [5 empty] | Start Year of Gen Only RM Criterion = | 2019 | [6 empty] | Reserve Margin Criterion (Gen. Only) = | 10%
I. Load Forecast and Sales Forecast |  |  |  | II. DSM | [5 empty] | III. Existing FPL Capacity Modifications NOT CAPTURED in "Unit Capabilities PGD tab" |  |  |  | I. Load Forecast and Sales Forecast |  |  |  |  | II. DSM |  |  | III. Capacity Modifications (e.g., CT or nuclear uprates, retirements, outages, etc.); Negative values indicates loss of capacity
NOTE: First column is reserved for "Short Term Unit Outages (MW)" only. Negative value indicates loss of capacity.
SUMMER |  |  |  | SUMMER | [5 empty] | SUMMER |  |  |  | WINTER |  |  |  |  | WINTER |  |  | WINTER
| October 2015 Update | Sales Forecast (MW) | Sales Forecast (MW) |  | Conservation DSM at gen (MW) | Load Control DSM at gen (MW) | Incremental DSM 2026-2030 (MW) | Total DSM at gen (MW) | Projected Incremental DSM Year-Year (MW) |  | Short Term Unit Outages (MW) |  | Total (MW) |  | DRAFT "3" Forecast 10/14/14 WITHOUT VERO (MW) | Sales Forecast (MW) | Sales Forecast (MW) |  |  | DSM Capability (MW) | Assumed Additional DSM (MW) |  | Unit Upgrades - CT (MW) | Incremental Units from Wholesale Purchases (e.g.,Vero Units) MW | Units Converted to Syn Condensor | Short Term Unit Outages (MW) | Reitrement of Existing Nuclear (MW) | Other Retirements / Units on Inactive Reserve (MW) | Other (MW) | Other (MW) | Total (MW)
August |  |  |  | August |  | Load Control |  |  |  | August |  |  |  | Jan |  |  |  |  | Jan |  |  | Jan
of the |  |  |  | of the |  | DSM at gen |  |  |  | of the |  |  |  | of the |  |  |  |  | of the |  |  | of the
Year |  |  |  | Year |  | (MW) |  |  |  | Year |  |  |  | Year |  |  |  |  | Year |  |  | Year
2016 | 24169.6865 | 0 | 0 | 2016 | 52.1053 | 1790.3613 | 0 | 1842.4667 | 0 | 2016 | 0 |  | 0 | 2016 | 22768.3999 | 0 | 0 |  | 2016 | 1893.4319 | 98.4098 | 2016 | 38 | 0 | 0 | 0 | 0 | 0 | 0 | 0 | 38
2017 | 24336.0406 | 0 | 0 | 2017 | 80.5244 | 1854.2805 | 0 | 1934.8049 | 92.3382 | 2017 | 0 |  | 0 | 2017 | 23355.5765 | 0 | 0 | 1 | 2017 | 1899.7488 | 157.9386 | 2017 | 123 | 0 | 0 | 0 | 0 | 0 | 0 | 0 | 123
2018 | 24606.279 | 0 | 0 | 2018 | 105.0481 | 1890.1534 | 0 | 1995.2014 | 60.3965 | 2018 | 0 |  | 0 | 2018 | 23777.7076 | 0 | 0 | 2 | 2018 | 1895.041 | 187.6774 | 2018 | 123 | 0 | 0 | 0 | 0 | -498 | 0 | 0 | -375
2019 | 24893.0945 | 0 | 0 | 2019 | 130.3217 | 1911.124 | 0 | 2041.4457 | 46.2443 | 2019 | 0 |  | 0 | 2019 | 24190.1254 | 0 | 0 | 3 | 2019 | 1890.3682 | 218.8841 | 2019 | 123 | 0 | -392 | 0 | 0 | -498 | 0 | 0 | -767
2020 | 25205.9285 | 0 | 0 | 2020 | 156.4111 | 1932.0511 | 0 | 2088.4622 | 47.0165 | 2020 | 0 |  | 0 | 2020 | 24543.7588 | 0 | 0 | 4 | 2020 | 1885.7293 | 251.3967 | 2020 | 123 | 0 | -392 | 0 | 0 | -498 | 0 | 0 | -767
2021 | 25316.4163 | 0 | 0 | 2021 | 183.3005 | 1952.9339 | 0 | 2136.2343 | 47.7721 | 2021 | 0 |  | 0 | 2021 | 24895.5689 | 0 | 0 | 5 | 2021 | 1881.1231 | 285.7636 | 2021 | 123 | 0 | -392 | 0 | 0 | -498 | 0 | 0 | -767
2022 | 25540.1892 | 0 | 0 | 2022 | 210.9741 | 1973.7724 | 0 | 2184.7465 | 48.5122 | 2022 | 0 |  | 0 | 2022 | 25239.3053 | 0 | 0 | 6 | 2022 | 1876.5496 | 320.6839 | 2022 | 123 | 0 | -392 | 0 | 0 | -498 | 0 | 0 | -767
2023 | 25832.9033 | 0 | 0 | 2023 | 239.4635 | 1994.566 | 0 | 2234.0295 | 49.283 | 2023 | 0 |  | 0 | 2023 | 25438.8452 | 0 | 0 | 7 | 2023 | 1872.0077 | 356.2604 | 2023 | 123 | 0 | -392 | 0 | 0 | -498 | 0 | 0 | -767
2024 | 26180.2785 | 0 | 0 | 2024 | 268.8685 | 2015.3137 | 0 | 2284.1822 | 50.1527 | 2024 | 0 |  | 0 | 2024 | 25907.6411 | 0 | 0 | 8 | 2024 | 1867.4962 | 392.6438 | 2024 | 123 | 0 | -392 | 0 | 0 | -498 | 0 | 0 | -767
2025 | 26572.456 | 0 | 0 | 2025 | 299 | 2035 | 0 | 2334 | 49.8178 | 2025 | 0 |  | 0 | 2025 | 26528.2942 | 0 | 0 | 9 | 2025 | 1863.2603 | 429.9727 | 2025 | 123 | 0 | -392 | 0 | 0 | -498 | 0 | 0 | -767
2026 | 27067.6001 | 0 | 0 | 2026 | 299 | 2035 | 50 | 2384 | 50 | 2026 | 0 |  | 0 | 2026 | 27214.2486 | 0 | 0 | 10 | 2026 | 1859.0779 | 468.4615 | 2026 | 123 | 0 | -392 | 0 | 0 | -498 | 0 | 0 | -767
2027 | 27665.2192 | 0 | 0 | 2027 | 299 | 2035 | 100 | 2434 | 50 | 2027 | 0 |  | 0 | 2027 | 27877.1239 | 0 | 0 | 11 | 2027 | 1854.9123 | 468.4615 | 2027 | 123 | 0 | -392 | 0 | 0 | -498 | 0 | 0 | -767
2028 | 28224.7243 | 0 | 0 | 2028 | 299 | 2035 | 150 | 2484 | 50 | 2028 | 0 |  | 0 | 2028 | 28504.646 | 0 | 0 | 12 | 2028 | 1850.7636 | 468.4615 | 2028 | 123 | 0 | -392 | 0 | 0 | -498 | 0 | 0 | -767
2029 | 28804.8144 | 0 | 0 | 2029 | 299 | 2035 | 200 | 2534 | 50 | 2029 | 0 |  | 0 | 2029 | 29134.6314 | 0 | 0 | 13 | 2029 | 1850.7636 | 468.4615 | 2029 | 123 | 0 | -392 | 0 | 0 | -498 | 0 | 0 | -767
2030 | 29397.6618 | 0 | 0 | 2030 | 299 | 2035 | 250 | 2584 | 50 | 2030 | 0 |  | 0 | 2030 | 29731.1329 | 0 | 0 | 14 | 2030 | 1850.7636 | 468.4615 | 2030 | 123 | 0 | -392 | 0 | 0 | -498 | 0 | 0 | -767
2031 | 29916.486 | 0 | 0 | 2031 | 299 | 2035 | 250 | 2584 | 0 | 2031 | 0 |  | 0 | 2031 | 30260.6981 | 0 | 0 | 15 | 2031 | 1850.7636 | 468.4615 | 2031 | 123 | 0 | -392 | 0 | 0 | -498 | 0 | 0 | -767
2032 | 30478.7122 | 0 | 0 | 2032 | 299 | 2035 | 250 | 2584 | 0 | 2032 | 0 |  | 0 | 2032 | 30785.51 | 0 | 0 | 16 | 2032 | 1850.7636 | 468.4615 | 2032 | 123 | 0 | -392 | 0 | -811 | -498 | 0 | 0 | -1578
2033 | 31014.602 | 0 | 0 | 2033 | 299 | 2035 | 250 | 2584 | 0 | 2033 | 0 |  | 0 | 2033 | 31332.208 | 0 | 0 | 17 | 2033 | 1850.7636 | 468.4615 | 2033 | 123 | 0 | -392 | 0 | -1632 | -498 | 0 | 0 | -2399
2034 | 31496.9298 | 0 | 0 | 2034 | 299 | 2035 | 250 | 2584 | 0 | 2034 | 0 |  | 0 | 2034 | 31881.4572 | 0 | 0 | 18 | 2034 | 1850.7636 | 468.4615 | 2034 | 123 | 0 | -392 | 0 | -1632 | -498 | 0 | 0 | -2399
2035 | 31985.1039 | 0 | 0 | 2035 | 299 | 2035 | 250 | 2584 | 0 | 2035 | 0 |  | 0 | 2035 | 32402.8578 | 0 | 0 | 19 | 2035 | 1850.7636 | 468.4615 | 2035 | 123 | 0 | -392 | 0 | -1632 | -498 | 0 | 0 | -2399
2036 | 32468.0191 | 0 | 0 | 2036 | 299 | 2035 | 250 | 2584 | 0 | 2036 | 0 |  | 0 | 2036 | 32928.3325 | 0 | 0 | 20 | 2036 | 1850.7636 | 468.4615 | 2036 | 123 | 0 | -392 | 0 | -2613 | -498 | 0 | 0 | -3380
2037 | 32926.0632 | 0 | 0 | 2037 | 299 | 2035 | 250 | 2584 | 0 | 2037 | 0 |  | 0 | 2037 | 33444.1233 | 0 | 0 | 21 | 2037 | 1850.7636 | 468.4615 | 2037 | 123 | 0 | -392 | 0 | -2613 | -498 | 0 | 0 | -3380
2038 | 33401.2155 | 0 | 0 | 2038 | 299 | 2035 | 250 | 2584 | 0 | 2038 | 0 |  | 0 | 2038 | 33942.4433 | 0 | 0 | 22 | 2038 | 1850.7636 | 468.4615 | 2038 | 123 | 0 | -392 | 0 | -2613 | -498 | 0 | 0 | -3380
2039 | 33877.6204 | 0 | 0 | 2039 | 299 | 2035 | 250 | 2584 | 0 | 2039 | 0 |  | 0 | 2039 | 34413.4745 | 0 | 0 | 23 | 2039 | 1850.7636 | 468.4615 | 2039 | 123 | 0 | -392 | 0 | -2613 | -498 | 0 | 0 | -3380
2040 | 34362.1064 | 0 | 0 | 2040 | 299 | 2035 | 250 | 2584 | 0 | 2040 | 0 |  | 0 | 2040 | 34927.6239 | 0 | 0 | 24 | 2040 | 1850.7636 | 468.4615 | 2040 | 123 | 0 | -392 | 0 | -2613 | -498 | 0 | 0 | -3380
2041 | 34752.544 | 0 | 0 | 2041 | 299 | 2035 | 250 | 2584 | 0 | 2041 | 0 |  | 0 | 2041 | 35445.3868 | 0 | 0 | 25 | 2041 | 1850.7636 | 468.4615 | 2041 | 123 | 0 | -392 | 0 | -2613 | -498 | 0 | 0 | -3380
2042 | 35143.6793 | 0 | 0 | 2042 | 299 | 2035 | 250 | 2584 | 0 | 2042 | 0 |  | 0 | 2042 | 35956.6479 | 0 | 0 | 26 | 2042 | 1850.7636 | 468.4615 | 2042 | 123 | 0 | -392 | 0 | -2613 | -498 | 0 | 0 | -3380
2043 | 35535.5131 | 0 | 0 | 2043 | 299 | 2035 | 250 | 2584 | 0 | 2043 | 0 |  | 0 | 2043 | 36301.7011 | 0 | 0 | 27 | 2043 | 1850.7636 | 468.4615 | 2043 | 123 | 0 | -392 | 0 | -3453 | -498 | 0 | 0 | -4220
2044 | 35928.0467 | 0 | 0 | 2044 | 299 | 2035 | 250 | 2584 | 0 | 2044 | 0 |  | 0 | 2044 | 36650.0903 | 0 | 0 | 28 | 2044 | 1850.7636 | 468.4615 | 2044 | 123 | 0 | -392 | 0 | -3453 | -498 | 0 | 0 | -4220
2045 | 36321.2811 | 0 | 0 | 2045 | 299 | 2035 | 250 | 2584 | 0 | 2045 | 0 |  | 0 | 2045 | 37001.8537 | 0 | 0 | 29 | 2045 | 1850.7636 | 468.4615 | 2045 | 123 | 0 | -392 | 0 | -3453 | -498 | 0 | 0 | -4220
2046 | 36715.2173 | 0 | 0 | 2046 | 299 | 2035 | 250 | 2584 | 0 | 2046 | 0 |  | 0 | 2046 | 37357.0245 | 0 | 0 | 30 | 2046 | 1850.7636 | 468.4615 | 2046 | 123 | 0 | -392 | 0 | -3453 | -498 | 0 | 0 | -4220
2047 | 37109.8565 | 0 | 0 | 2047 | 299 | 2035 | 250 | 2584 | 0 | 2047 | 0 |  | 0 | 2047 | 37715.6359 | 0 | 0 | 31 | 2047 | 1850.7636 | 468.4615 | 2047 | 123 | 0 | -392 | 0 | -3453 | -498 | 0 | 0 | -4220
2048 | 37505.1998 | 0 | 0 | 2048 | 299 | 2035 | 250 | 2584 | 0 | 2048 | 0 |  | 0 | 2048 | 38077.7214 | 0 | 0 | 32 | 2048 | 1850.7636 | 468.4615 | 2048 | 123 | 0 | -392 | 0 | -3453 | -498 | 0 | 0 | -4220
2049 | 37901.2482 | 0 | 0 | 2049 | 299 | 2035 | 250 | 2584 | 0 | 2049 | 0 |  | 0 | 2049 | 38443.315 | 0 | 0 | 33 | 2049 | 1850.7636 | 468.4615 | 2049 | 123 | 0 | -392 | 0 | -3453 | -498 | 0 | 0 | -4220
2050 | 38298.0028 | 0 | 0 | 2050 | 299 | 2035 | 250 | 2584 | 0 | 2050 | 0 |  | 0 | 2050 | 38812.451 | 0 | 0 | 34 | 2050 | 1850.7636 | 468.4615 | 2050 | 123 | 0 | -392 | 0 | -3453 | -498 | 0 | 0 | -4220
2051 | 38695.4648 | 0 | 0 | 2051 | 299 | 2035 | 250 | 2584 | 0 | 2051 | 0 |  | 0 | 2051 | 39185.1638 | 0 | 0 | 35 | 2051 | 1850.7636 | 468.4615 | 2051 | 123 | 0 | -392 | 0 | -3453 | -498 | 0 | 0 | -4220
2052 | 39093.6352 | 0 | 0 | 2052 | 299 | 2035 | 250 | 2584 | 0 | 2052 | 0 |  | 0 | 2052 | 39561.4883 | 0 | 0 | 36 | 2052 | 1850.7636 | 468.4615 | 2052 | 123 | 0 | -392 | 0 | -3453 | -498 | 0 | 0 | -4220
2053 | 39487.0507 | 0 | 0 | 2053 | 299 | 2035 | 250 | 2584 | 0 | 2053 | 0 |  | 0 | 2053 | 39941.4598 | 0 | 0 | 37 | 2053 | 1850.7636 | 468.4615 | 2053 | 123 | 0 | -392 | 0 | -3453 | -498 | 0 | 0 | -4220
2054 | 39881.1457 | 0 | 0 | 2054 | 299 | 2035 | 250 | 2584 | 0 | 2054 | 0 |  | 0 | 2054 | 40325.1139 | 0 | 0 | 38 | 2054 | 1850.7636 | 468.4615 | 2054 | 123 | 0 | -392 | 0 | -3453 | -498 | 0 | 0 | -4220
2055 | 40275.9209 | 0 | 0 | 2055 | 299 | 2035 | 250 | 2584 | 0 | 2055 | 0 |  | 0 | 2055 | 40704.5439 | 0 | 0 | 39 | 2055 | 1850.7636 | 468.4615 | 2055 | 123 | 0 | -392 | 0 | -3453 | -498 | 0 | 0 | -4220
2056 | 40671.3775 | 0 | 0 | 2056 | 299 | 2035 | 250 | 2584 | 0 | 2056 | 0 |  | 0 | 2056 | 41087.6691 | 0 | 0 | 40 | 2056 | 1850.7636 | 468.4615 | 2056 | 123 | 0 | -392 | 0 | -3453 | -498 | 0 | 0 | -4220
2057 | 41067.5161 | 0 | 0 | 2057 | 299 | 2035 | 250 | 2584 | 0 | 2057 | 0 |  | 0 | 2057 | 41474.5256 | 0 | 0 | 41 | 2057 | 1850.7636 | 468.4615 | 2057 | 123 | 0 | -392 | 0 | -3453 | -498 | 0 | 0 | -4220
2058 | 41464.3379 | 0 | 0 | 2058 | 299 | 2035 | 250 | 2584 | 0 | 2058 | 0 |  | 0 | 2058 | 41865.1499 | 0 | 0 | 42 | 2058 | 1850.7636 | 468.4615 | 2058 | 123 | 0 | -392 | 0 | -3453 | -498 | 0 | 0 | -4220
2059 | 41861.8437 | 0 | 0 | 2059 | 299 | 2035 | 250 | 2584 | 0 | 2059 | 0 |  | 0 | 2059 | 42259.5789 | 0 | 0 | 43 | 2059 | 1850.7636 | 468.4615 | 2059 | 123 | 0 | -392 | 0 | -3453 | -498 | 0 | 0 | -4220
2060 | 42260.0345 | 0 | 0 | 2060 | 299 | 2035 | 250 | 2584 | 0 | 2060 | 0 |  | 0 | 2060 | 42657.8498 | 0 | 0 | 44 | 2060 | 1850.7636 | 468.4615 | 2060 | 123 | 0 | -392 | 0 | -3453 | -498 | 0 | 0 | -4220
2061 | 42658.9112 | 0 | 0 | 2061 | 299 | 2035 | 250 | 2584 | 0 | 2061 | 0 |  | 0 | 2061 | 43060.0003 | 0 | 0 | 45 | 2061 | 1850.7636 | 468.4615 | 2061 | 123 | 0 | -392 | 0 | -3453 | -498 | 0 | 0 | -4220
2062 | 43058.4746 | 0 | 0 | 2062 | 299 | 2035 | 250 | 2584 | 0 | 2062 | 0 |  | 0 | 2062 | 43466.0683 | 0 | 0 | 46 | 2062 | 1850.7636 | 468.4615 | 2062 | 123 | 0 | -392 | 0 | -3453 | -498 | 0 | 0 | -4220
2063 | 43458.7259 | 0 | 0 | 2063 | 299 | 2035 | 250 | 2584 | 0 | 2063 | 0 |  | 0
2064 | 43862.6977 | 0 | 0 | 2064 | 299 | 2035 | 250 | 2584 | 0 | 2064 | 0 |  | 0
2065 | 44270.4246 | 0 | 0 | 2065 | 299 | 2035 | 300 | 2634 | 50 | 2065 | 0 |  | 0

## Input 2. Unit Additions
2016 TYSP Update (ICL retired, only 60 MW ECOGEN, OCEC increase in MWs, and TP6 & 7 delayed to 2031 & 2032)
SUMMER
[5 empty] | Solar Degradation = | 0.3%
|  | PPA Data Input: |  |  | Add Short-Term PPA up to Need Amount = | 200 |  |  |  |  | Add PPA (as only option available) up to the need prior to = | 2020
|  | Large Filler Input: | Start Year = | 2026 | End Year = | 2030 |  |  |  |  | Summer Capacity (MW) = | 1751
|  | Equalizing Filler Input: |  |  | Do you want to add an Equalizing Filler (Yes/No) = | Yes |  | Year of Equalizing Filler = | 2031
|  | Small Filler Input: | Start Year = | 2032 | [6 empty] | Summer Capacity (MW) = | 875.5
IV. New Capacity Additions
| Nameplate AC Solar Addition (MW) | Firm Capacity Value | Description of Unit Additions | New Unit Additions (MW) | Short Term PPA (MW) | Large Filler (e.g., 3x1 J CC) Additions (MW) | Small Filler (e.g., 1/2 the size of 3x1 J CC) Additions (MW) | Equalizing Filler (MW) | Total (MW) |  | Reserve Margin Criterion 20 % | MW Needed to Meet Reserve Margin | Reserve Margin Generation Only Criterion 10 % | MW Needed to Meet Generation Only Reserve Margin | Reserve Margin Check |  | Short Term PPA (MW) | Large Filler (e.g., 3x1 J CC) Additions (MW) | Small Filler (e.g., 1/2 the size of 3x1 J CC) Additions (MW) | Equalizing Filler (MW) | Total (MW)
August |  |  |  | New Unit | [5 empty] | Aug | [5 empty] | August
of the |  |  |  | Additions | [5 empty] | of the | [5 empty] | of the
Year |  |  |  | (MW) | [5 empty] | Year | [5 empty] | Year
2016 |  |  | PEEC | 1237 | 0 | 0 | 0 | 0 | 1237 | 2016 | 21.99% | -445.3648 |  |  | OK | 2016 | 0 | 0 | 0 | 0 | 1237
2017 | 223.5 | 52% | FM 2CT; PFL 5CT | 1617 | 53 | 0 | 0 | 0 | 3023.22 | 2017 | 20% | -0.47004 |  |  | OK | 2017 | 0 | 0 | 0 | 0 | 3023.22
2018 | 600 | 49.84% |  |  | 25 | 0 | 0 | 0 | 3293.9113 | 2018 | 20% | -0.25608 |  |  | OK | 2018 | 0 | 0 | 0 | 0 | 3293.9113
2019 | 300 | 46.35% | OCEC | 1702 | 0 | 0 | 0 | 0 | 5108.7066 | 2019 | 26.85% | -1566.2714 | 16.45% | -1605.846 | OK | 2019 | 0 | 0 | 0 | 0 | 5108.7066
2020 | 300 | 44% | Unsited Solar |  | 0 | 0 | 0 | 0 | 5239.0485 | 2020 | 22.88% | -665.5383 | 12.7% | -679.9765 | OK | 2020 | 0 | 0 | 0 | 0 | 5239.0485
2021 | 214 | 42.07% |  | 1751 | 0 | 0 | 0 | 0 | 7078.0193 | 2021 | 24.1% | -951.1572 | 13.63% | -919.3176 | OK | 2021 | 0 | 0 | 0 | 0 | 7078.0193
2022 |  |  | OCEC Inc MW | 45 | 0 | 0 | 0 | 0 | 7120.7063 | 2022 | 23.72% | -869.4385 | 13.14% | -801.7616 | OK | 2022 | 0 | 0 | 0 | 0 | 7120.7063
2023 |  |  |  |  | 0 | 0 | 0 | 0 | 7118.4002 | 2023 | 22.44% | -574.9231 | 11.85% | -477.378 | OK | 2023 | 0 | 0 | 0 | 0 | 7118.4002
2024 |  |  |  |  | 0 | 0 | 0 | 0 | 7116.101 | 2024 | 20.9% | -215.8653 | 10.35% | -92.8745 | OK | 2024 | 0 | 0 | 0 | 0 | 7116.101
2025 |  |  |  | 1751 | 0 | 0 | 0 | 0 | 8864.8087 | 2025 | 26.41% | -1553.6505 | 15.31% | -1410.0961 | OK | 2025 | 0 | 0 | 0 | 0 | 8864.8087
2026 |  |  |  |  | 0 | 0 | 0 | 0 | 8862.5232 | 2026 | 24.12% | -1017.1019 | 13.19% | -863.0619 | OK | 2026 | 0 | 0 | 0 | 0 | 8862.5232
2027 |  |  |  |  | 0 | 0 | 0 | 0 | 8860.2447 | 2027 | 21.4% | -354.0908 | 10.72% | -199.8127 | OK | 2027 | 0 | 0 | 0 | 0 | 8860.2447
2028 |  |  |  | 1751 | 0 | 0 | 0 | 0 | 10608.9729 | 2028 | 25.79% | -1491.3238 | 14.72% | -1332.9962 | OK | 2028 | 0 | 0 | 0 | 0 | 10608.9729
2029 |  |  |  |  | 0 | 0 | 0 | 0 | 10606.708 | 2029 | 23.25% | -852.8622 | 12.4% | -692.5437 | OK | 2029 | 0 | 0 | 0 | 0 | 10606.708
2030 |  |  |  |  | 0 | 0 | 0 | 0 | 10604.4499 | 2030 | 20.74% | -199.0993 | 10.13% | -38.0654 | OK | 2030 | 0 | 0 | 0 | 0 | 10604.4499
2031 |  |  |  |  | 0 | 0 | 0 | 534.9799 | 11137.1785 | 2031 | 20.4% | -109.1514 | 10% | 0 | OK | 2031 | 0 | 0 | 0 | 0 | 11137.1785
2032 |  |  |  |  | 0 | 0 | 1751 | 534.9799 | 12885.9339 | 2032 | 21.26% | -352.1485 | 10.98% | -299.2197 | OK | 2032 | 0 | 0 | 0 | 0 | 12885.9339
2033 |  |  |  |  | 0 | 0 | 3502 | 534.9799 | 14634.696 | 2033 | 22.17% | -616.7566 | 11.99% | -617.4168 | OK | 2033 | 0 | 0 | 0 | 0 | 14634.696
2034 |  |  |  |  | 0 | 0 | 4377.5 | 534.9799 | 15507.9649 | 2034 | 22.77% | -801.1465 | 12.7% | -850.0394 | OK | 2034 | 0 | 0 | 0 | 0 | 15507.9649
2035 |  |  |  |  | 0 | 0 | 4377.5 | 534.9799 | 15505.7404 | 2035 | 20.72% | -213.0279 | 10.97% | -310.7383 | OK | 2035 | 0 | 0 | 0 | 0 | 15505.7404
2036 |  |  |  |  | 0 | 0 | 6128.5 | 534.9799 | 17254.5226 | 2036 | 21.34% | -401.2274 | 11.69% | -547.2293 | OK | 2036 | 0 | 0 | 0 | 0 | 17254.5226
2037 |  |  |  |  | 0 | 0 | 7004 | 534.9799 | 18127.8115 | 2037 | 22.39% | -724.7793 | 12.78% | -916.5856 | OK | 2037 | 0 | 0 | 0 | 0 | 18127.8115
2038 |  |  |  |  | 0 | 0 | 7004 | 534.9799 | 18125.607 | 2038 | 20.49% | -152.3085 | 11.17% | -391.6301 | OK | 2038 | 0 | 0 | 0 | 0 | 18125.607
2039 |  |  |  |  | 0 | 0 | 7879.5 | 534.9799 | 18998.9091 | 2039 | 21.45% | -453.8419 | 12.19% | -740.8039 | OK | 2039 | 0 | 0 | 0 | 0 | 18998.9091
2040 |  |  |  |  | 0 | 0 | 8755 | 534.9799 | 19872.2178 | 2040 | 22.35% | -745.685 | 13.15% | -1081.0956 | OK | 2040 | 0 | 0 | 0 | 0 | 19872.2178
2041 |  |  |  |  | 0 | 0 | 8755 | 534.9799 | 19870.0331 | 2041 | 20.85% | -274.8932 | 11.87% | -649.3476 | OK | 2041 | 0 | 0 | 0 | 0 | 19870.0331
2042 |  |  |  |  | 0 | 0 | 9630.5 | 534.9799 | 20743.355 | 2042 | 22.08% | -678.7715 | 13.11% | -1092.3394 | OK | 2042 | 0 | 0 | 0 | 0 | 20743.355
2043 |  |  |  |  | 0 | 0 | 10506 | 534.9799 | 21616.6833 | 2043 | 20.73% | -241.8184 | 11.95% | -694.5697 | OK | 2043 | 0 | 0 | 0 | 0 | 21616.6833
2044 |  |  |  |  | 0 | 0 | 11381.5 | 534.9799 | 22490.0182 | 2044 | 21.93% | -644.0327 | 13.16% | -1136.0374 | OK | 2044 | 0 | 0 | 0 | 0 | 22490.0182
2045 |  |  |  |  | 0 | 0 | 11381.5 | 534.9799 | 22487.8596 | 2045 | 20.5% | -169.9131 | 11.93% | -701.2412 | OK | 2045 | 0 | 0 | 0 | 0 | 22487.8596
2046 |  |  |  |  | 0 | 0 | 12257 | 534.9799 | 23361.2075 | 2046 | 21.67% | -570.4582 | 13.11% | -1141.18 | OK | 2046 | 0 | 0 | 0 | 0 | 23361.2075
2047 |  |  |  |  | 0 | 0 | 12257 | 534.9799 | 23359.0618 | 2047 | 20.27% | -94.6668 | 11.9% | -704.8524 | OK | 2047 | 0 | 0 | 0 | 0 | 23359.0618
2048 |  |  |  |  | 0 | 0 | 13132.5 | 534.9799 | 24232.4225 | 2048 | 21.41% | -493.5374 | 13.05% | -1143.2574 | OK | 2048 | 0 | 0 | 0 | 0 | 24232.4225
2049 |  |  |  |  | 0 | 0 | 13132.5 | 534.9799 | 24230.2897 | 2049 | 20.05% | -16.0688 | 11.86% | -705.3936 | OK | 2049 | 0 | 0 | 0 | 0 | 24230.2897
2050 |  |  |  |  | 0 | 0 | 14008 | 534.9799 | 25103.6633 | 2050 | 20.99% | -353.2596 | 12.83% | -1082.2598 | OK | 2050 | 0 | 0 | 0 | 0 | 25103.6633
2051 |  |  |  |  | 0 | 0 | 14883.5 | 534.9799 | 25977.0432 | 2051 | 22.08% | -749.6084 | 13.92% | -1518.3549 | OK | 2051 | 0 | 0 | 0 | 0 | 25977.0432
2052 |  |  |  |  | 0 | 0 | 14883.5 | 534.9799 | 25974.9295 | 2052 | 20.74% | -269.6141 | 12.76% | -1078.1776 | OK | 2052 | 0 | 0 | 0 | 0 | 25974.9295
2053 |  |  |  |  | 0 | 0 | 15759 | 534.9799 | 26848.3222 | 2053 | 21.82% | -670.8324 | 13.85% | -1518.7375 | OK | 2053 | 0 | 0 | 0 | 0 | 26848.3222
2054 |  |  |  |  | 0 | 0 | 15759 | 534.9799 | 26846.2212 | 2054 | 20.52% | -195.7422 | 12.72% | -1083.0568 | OK | 2054 | 0 | 0 | 0 | 0 | 26846.2212
2055 |  |  |  |  | 0 | 0 | 16634.5 | 534.9799 | 27719.6264 | 2055 | 21.58% | -595.3424 | 13.78% | -1522.1345 | OK | 2055 | 0 | 0 | 0 | 0 | 27719.6264
2056 |  |  |  |  | 0 | 0 | 16634.5 | 534.9799 | 27717.538 | 2056 | 20.31% | -118.632 | 12.67% | -1084.9697 | OK | 2056 | 0 | 0 | 0 | 0 | 27717.538
2057 |  |  |  |  | 0 | 0 | 17510 | 534.9799 | 28590.9558 | 2057 | 21.34% | -516.6096 | 13.71% | -1522.5612 | OK | 2057 | 0 | 0 | 0 | 0 | 28590.9558
2058 |  |  |  |  | 0 | 0 | 17510 | 534.9799 | 28588.8799 | 2058 | 20.1% | -38.2743 | 12.61% | -1083.9081 | OK | 2058 | 0 | 0 | 0 | 0 | 28588.8799
2059 |  |  |  |  | 0 | 0 | 18385.5 | 534.9799 | 29462.3102 | 2059 | 21.11% | -434.6248 | 13.63% | -1520.0092 | OK | 2059 | 0 | 0 | 0 | 0 | 29462.3102
2060 |  |  |  |  | 0 | 0 | 19261 | 534.9799 | 30335.7467 | 2060 | 22.09% | -830.16 | 14.63% | -1955.3635 | OK | 2060 | 0 | 0 | 0 | 0 | 30335.7467
2061 |  |  |  |  | 0 | 0 | 19261 | 534.9799 | 30333.6894 | 2061 | 20.87% | -349.3789 | 13.55% | -1514.47 | OK | 2061 | 0 | 0 | 0 | 0 | 30333.6894
2062 |  |  |  |  | 0 | 0 | 20136.5 | 534.9799 | 31207.1383 | 2062 | 21.84% | -743.2802 | 14.52% | -1948.3277 | OK | 2062 | 0 | 0 | 0 | 0 | 31207.1383
2063 |  |  |  |  | 0 | 0 | 20136.5 | 534.9799 | 31205.0933 | 2063 | 20.64% | -260.8628 | 13.47% | -1505.9354 | OK | 2063 | 0 | 0 | 0 | 0 | 31205.0933
2064 |  |  |  |  | 0 | 0 | 21012 | 534.9799 | 32078.5545 | 2064 | 21.57% | -649.4874 | 14.41% | -1934.9572 | OK | 2064 | 0 | 0 | 0 | 0 | 32078.5545
2065 |  |  |  |  | 0 | 0 | 21012 | 534.9799 | 32076.5217 | 2065 | 20.52% | -218.1124 | 13.35% | -1484.3548 | OK | 2065 | 0 | 0 | 0 | 0 | 32076.5217
Easy Button

## Input 3. Unit Capabilities-PGD
2016 TYSP Update (ICL retired, only 60 MW ECOGEN, OCEC increase in MWs, and TP6 & 7 delayed to 2031 & 2032)
V. Existing Unit Capability |  |  |  |  | Indicates change in capacity from one year to the next | [23 empty] | Indicates change in capacity from one year to the next
SUMMER
| Unit Name | CCEC | DeSoto Solar | FM 2 CC | FM 3A&3B CT | FM GT | FL 4 | FL 5 | PFL GT 1 | PFL GT 2 | MT 1 | MT 2 | MT 3 | MR 1 | MR 2 | MR 3 | MR 4 | MR 8 | PPE GT | PN 1 | PN 2 | RBEC | SN 4 | SN 5 | Scherer | Space Coast Solar | SJRPP 1 | SJRPP 2 | SL 1 | SL 2 | TP 1 | TP 2 | TP 3 | TP 4 | TP 5 | WCEC 1 | WCEC 2 | WCEC 3 | Cedar Bay | ICL | Blank 3 | Blank 4 | Blank 5
Year | Total Existing Unit Capacity (MW)
2016 | 25275.5286 | 1210 | 11.5494 | 1478 | 339 | 594 | 442 | 442 | 411.6 | 411.6 | 809 | 809 | 1141 | 823 | 803 | 469 | 484 | 1130 | 411.6 | 0 | 0 | 1212 | 1005 | 1005 | 634 | 3.1792 | 127 | 127 | 981 | 840 | 396 |  | 811 | 821 | 1187 | 1219 | 1219 | 1219 | 250
2017 | 23363.2329 | 1210 | 11.4744 | 1478 | 364 | 108 | 442 | 442 | 0 | 68.6 | 809 | 809 | 1133 | 823 | 803 | 498 | 498 | 1126 | 0 | 0 | 0 | 1212 | 1005 | 1005 | 634 | 3.1585 | 127 | 127 | 981 | 840 | 0 |  | 811 | 821 | 1187 | 1219 | 1219 | 1219 | 0 | 330
2018 | 23344.1378 | 1210 | 11.3998 | 1478 | 364 | 108 | 442 | 442 | 0 | 68.6 | 809 | 809 | 1131 | 823 | 803 | 498 | 498 | 1126 | 0 | 0 | 0 | 1212 | 1004 | 1004 | 634 | 3.138 | 127 | 127 | 981 | 840 | 0 |  | 811 | 821 | 1172 | 1219 | 1219 | 1219 |  | 330
2019 | 23384.0433 | 1210 | 11.3257 | 1478 | 364 | 108 | 442 | 442 | 0 | 68.6 | 809 | 809 | 1131 | 823 | 803 | 498 | 498 | 1126 | 0 | 0 | 0 | 1212 | 1004 | 1004 | 634 | 3.1176 | 127 | 127 | 981 | 840 | 0 |  | 831 | 841 | 1172 | 1219 | 1219 | 1219 |  | 330
2020 | 23053.9494 | 1210 | 11.2521 | 1478 | 364 | 108 | 442 | 442 | 0 | 68.6 | 809 | 809 | 1131 | 823 | 803 | 498 | 498 | 1126 | 0 | 0 | 0 | 1212 | 1004 | 1004 | 634 | 3.0973 | 127 | 127 | 981 | 840 | 0 |  | 831 | 841 | 1172 | 1219 | 1219 | 1219 |  | 0
2021 | 21515.8561 | 1298 | 11.1789 | 1478 | 364 | 108 | 442 | 442 | 0 | 68.6 | 809 | 809 | 1131 | 0 | 0 | 498 | 498 | 1126 | 0 | 0 | 0 | 1212 | 1004 | 1004 | 634 | 3.0772 | 127 | 127 | 981 | 840 | 0 |  | 831 | 841 | 1172 | 1219 | 1219 | 1219 |  | 0
2022 | 21601.7635 | 1298 | 11.1063 | 1478 | 364 | 108 | 442 | 442 | 0 | 68.6 | 809 | 809 | 1131 | 0 | 0 | 498 | 498 | 1126 | 0 | 0 | 0 | 1298 | 1004 | 1004 | 634 | 3.0572 | 127 | 127 | 981 | 840 | 0 |  | 831 | 841 | 1172 | 1219 | 1219 | 1219 |  | 0
2023 | 21601.6714 | 1298 | 11.0341 | 1478 | 364 | 108 | 442 | 442 | 0 | 68.6 | 809 | 809 | 1131 | 0 | 0 | 498 | 498 | 1126 | 0 | 0 | 0 | 1298 | 1004 | 1004 | 634 | 3.0373 | 127 | 127 | 981 | 840 | 0 |  | 831 | 841 | 1172 | 1219 | 1219 | 1219 |  | 0
2024 | 21601.5799 | 1298 | 10.9624 | 1478 | 364 | 108 | 442 | 442 | 0 | 68.6 | 809 | 809 | 1131 | 0 | 0 | 498 | 498 | 1126 | 0 | 0 | 0 | 1298 | 1004 | 1004 | 634 | 3.0176 | 127 | 127 | 981 | 840 | 0 |  | 831 | 841 | 1172 | 1219 | 1219 | 1219 |  | 0
2025 | 21601.4891 | 1298 | 10.8911 | 1478 | 364 | 108 | 442 | 442 | 0 | 68.6 | 809 | 809 | 1131 | 0 | 0 | 498 | 498 | 1126 | 0 | 0 | 0 | 1298 | 1004 | 1004 | 634 | 2.998 | 127 | 127 | 981 | 840 | 0 |  | 831 | 841 | 1172 | 1219 | 1219 | 1219 |  | 0
2026 | 21601.3988 | 1298 | 10.8203 | 1478 | 364 | 108 | 442 | 442 | 0 | 68.6 | 809 | 809 | 1131 | 0 | 0 | 498 | 498 | 1126 | 0 | 0 | 0 | 1298 | 1004 | 1004 | 634 | 2.9785 | 127 | 127 | 981 | 840 | 0 |  | 831 | 841 | 1172 | 1219 | 1219 | 1219 |  | 0
2027 | 21601.3091 | 1298 | 10.75 | 1478 | 364 | 108 | 442 | 442 | 0 | 68.6 | 809 | 809 | 1131 | 0 | 0 | 498 | 498 | 1126 | 0 | 0 | 0 | 1298 | 1004 | 1004 | 634 | 2.9591 | 127 | 127 | 981 | 840 | 0 |  | 831 | 841 | 1172 | 1219 | 1219 | 1219 |  | 0
2028 | 21601.22 | 1298 | 10.6801 | 1478 | 364 | 108 | 442 | 442 | 0 | 68.6 | 809 | 809 | 1131 | 0 | 0 | 498 | 498 | 1126 | 0 | 0 | 0 | 1298 | 1004 | 1004 | 634 | 2.9399 | 127 | 127 | 981 | 840 | 0 |  | 831 | 841 | 1172 | 1219 | 1219 | 1219 |  | 0
2029 | 21601.1315 | 1298 | 10.6107 | 1478 | 364 | 108 | 442 | 442 | 0 | 68.6 | 809 | 809 | 1131 | 0 | 0 | 498 | 498 | 1126 | 0 | 0 | 0 | 1298 | 1004 | 1004 | 634 | 2.9208 | 127 | 127 | 981 | 840 | 0 |  | 831 | 841 | 1172 | 1219 | 1219 | 1219 |  | 0
2030 | 21601.0435 | 1298 | 10.5417 | 1478 | 364 | 108 | 442 | 442 | 0 | 68.6 | 809 | 809 | 1131 | 0 | 0 | 498 | 498 | 1126 | 0 | 0 | 0 | 1298 | 1004 | 1004 | 634 | 2.9018 | 127 | 127 | 981 | 840 | 0 |  | 831 | 841 | 1172 | 1219 | 1219 | 1219 |  | 0
2031 | 21600.9561 | 1298 | 10.4732 | 1478 | 364 | 108 | 442 | 442 | 0 | 68.6 | 809 | 809 | 1131 | 0 | 0 | 498 | 498 | 1126 | 0 | 0 | 0 | 1298 | 1004 | 1004 | 634 | 2.8829 | 127 | 127 | 981 | 840 | 0 |  | 831 | 841 | 1172 | 1219 | 1219 | 1219 |  | 0
2032 | 20769.8693 | 1298 | 10.4051 | 1478 | 364 | 108 | 442 | 442 | 0 | 68.6 | 809 | 809 | 1131 | 0 | 0 | 498 | 498 | 1126 | 0 | 0 | 0 | 1298 | 1004 | 1004 | 634 | 2.8642 | 127 | 127 | 981 | 840 | 0 |  | 0 | 841 | 1172 | 1219 | 1219 | 1219 |  | 0
2033 | 19928.7831 | 1298 | 10.3375 | 1478 | 364 | 108 | 442 | 442 | 0 | 68.6 | 809 | 809 | 1131 | 0 | 0 | 498 | 498 | 1126 | 0 | 0 | 0 | 1298 | 1004 | 1004 | 634 | 2.8456 | 127 | 127 | 981 | 840 | 0 |  | 0 | 0 | 1172 | 1219 | 1219 | 1219 |  | 0
2034 | 19928.6974 | 1298 | 10.2703 | 1478 | 364 | 108 | 442 | 442 | 0 | 68.6 | 809 | 809 | 1131 | 0 | 0 | 498 | 498 | 1126 | 0 | 0 | 0 | 1298 | 1004 | 1004 | 634 | 2.8271 | 127 | 127 | 981 | 840 | 0 |  | 0 | 0 | 1172 | 1219 | 1219 | 1219 |  | 0
2035 | 19928.6122 | 1298 | 10.2035 | 1478 | 364 | 108 | 442 | 442 | 0 | 68.6 | 809 | 809 | 1131 | 0 | 0 | 498 | 498 | 1126 | 0 | 0 | 0 | 1298 | 1004 | 1004 | 634 | 2.8087 | 127 | 127 | 981 | 840 | 0 |  | 0 | 0 | 1172 | 1219 | 1219 | 1219 |  | 0
2036 | 18947.5277 | 1298 | 10.1372 | 1478 | 364 | 108 | 442 | 442 | 0 | 68.6 | 809 | 809 | 1131 | 0 | 0 | 498 | 498 | 1126 | 0 | 0 | 0 | 1298 | 1004 | 1004 | 634 | 2.7905 | 127 | 127 | 0 | 840 | 0 |  | 0 | 0 | 1172 | 1219 | 1219 | 1219 |  | 0
2037 | 18947.4436 | 1298 | 10.0713 | 1478 | 364 | 108 | 442 | 442 | 0 | 68.6 | 809 | 809 | 1131 | 0 | 0 | 498 | 498 | 1126 | 0 | 0 | 0 | 1298 | 1004 | 1004 | 634 | 2.7723 | 127 | 127 | 0 | 840 | 0 |  | 0 | 0 | 1172 | 1219 | 1219 | 1219 |  | 0
2038 | 18947.3601 | 1298 | 10.0059 | 1478 | 364 | 108 | 442 | 442 | 0 | 68.6 | 809 | 809 | 1131 | 0 | 0 | 498 | 498 | 1126 | 0 | 0 | 0 | 1298 | 1004 | 1004 | 634 | 2.7543 | 127 | 127 | 0 | 840 | 0 |  | 0 | 0 | 1172 | 1219 | 1219 | 1219 |  | 0
2039 | 18947.2772 | 1298 | 9.9408 | 1478 | 364 | 108 | 442 | 442 | 0 | 68.6 | 809 | 809 | 1131 | 0 | 0 | 498 | 498 | 1126 | 0 | 0 | 0 | 1298 | 1004 | 1004 | 634 | 2.7364 | 127 | 127 | 0 | 840 | 0 |  | 0 | 0 | 1172 | 1219 | 1219 | 1219 |  | 0
2040 | 18947.1948 | 1298 | 9.8762 | 1478 | 364 | 108 | 442 | 442 | 0 | 68.6 | 809 | 809 | 1131 | 0 | 0 | 498 | 498 | 1126 | 0 | 0 | 0 | 1298 | 1004 | 1004 | 634 | 2.7186 | 127 | 127 | 0 | 840 | 0 |  | 0 | 0 | 1172 | 1219 | 1219 | 1219 |  | 0
2041 | 18947.1129 | 1298 | 9.812 | 1478 | 364 | 108 | 442 | 442 | 0 | 68.6 | 809 | 809 | 1131 | 0 | 0 | 498 | 498 | 1126 | 0 | 0 | 0 | 1298 | 1004 | 1004 | 634 | 2.7009 | 127 | 127 | 0 | 840 | 0 |  | 0 | 0 | 1172 | 1219 | 1219 | 1219 |  | 0
2042 | 18947.0316 | 1298 | 9.7482 | 1478 | 364 | 108 | 442 | 442 | 0 | 68.6 | 809 | 809 | 1131 | 0 | 0 | 498 | 498 | 1126 | 0 | 0 | 0 | 1298 | 1004 | 1004 | 634 | 2.6834 | 127 | 127 | 0 | 840 | 0 |  | 0 | 0 | 1172 | 1219 | 1219 | 1219 |  | 0
2043 | 18106.9508 | 1298 | 9.6849 | 1478 | 364 | 108 | 442 | 442 | 0 | 68.6 | 809 | 809 | 1131 | 0 | 0 | 498 | 498 | 1126 | 0 | 0 | 0 | 1298 | 1004 | 1004 | 634 | 2.6659 | 127 | 127 | 0 | 0 | 0 |  | 0 | 0 | 1172 | 1219 | 1219 | 1219 |  | 0
2044 | 18106.8705 | 1298 | 9.6219 | 1478 | 364 | 108 | 442 | 442 | 0 | 68.6 | 809 | 809 | 1131 | 0 | 0 | 498 | 498 | 1126 | 0 | 0 | 0 | 1298 | 1004 | 1004 | 634 | 2.6486 | 127 | 127 | 0 | 0 | 0 |  | 0 | 0 | 1172 | 1219 | 1219 | 1219 |  | 0
2045 | 18106.7908 | 1298 | 9.5594 | 1478 | 364 | 108 | 442 | 442 | 0 | 68.6 | 809 | 809 | 1131 | 0 | 0 | 498 | 498 | 1126 | 0 | 0 | 0 | 1298 | 1004 | 1004 | 634 | 2.6314 | 127 | 127 | 0 | 0 | 0 |  | 0 | 0 | 1172 | 1219 | 1219 | 1219 |  | 0
2046 | 18106.7115 | 1298 | 9.4972 | 1478 | 364 | 108 | 442 | 442 | 0 | 68.6 | 809 | 809 | 1131 | 0 | 0 | 498 | 498 | 1126 | 0 | 0 | 0 | 1298 | 1004 | 1004 | 634 | 2.6143 | 127 | 127 | 0 | 0 | 0 |  | 0 | 0 | 1172 | 1219 | 1219 | 1219 |  | 0
2047 | 18106.6328 | 1298 | 9.4355 | 1478 | 364 | 108 | 442 | 442 | 0 | 68.6 | 809 | 809 | 1131 | 0 | 0 | 498 | 498 | 1126 | 0 | 0 | 0 | 1298 | 1004 | 1004 | 634 | 2.5973 | 127 | 127 | 0 | 0 | 0 |  | 0 | 0 | 1172 | 1219 | 1219 | 1219 |  | 0
2048 | 18106.5546 | 1298 | 9.3742 | 1478 | 364 | 108 | 442 | 442 | 0 | 68.6 | 809 | 809 | 1131 | 0 | 0 | 498 | 498 | 1126 | 0 | 0 | 0 | 1298 | 1004 | 1004 | 634 | 2.5804 | 127 | 127 | 0 | 0 | 0 |  | 0 | 0 | 1172 | 1219 | 1219 | 1219 |  | 0
2049 | 18106.4769 | 1298 | 9.3132 | 1478 | 364 | 108 | 442 | 442 | 0 | 68.6 | 809 | 809 | 1131 | 0 | 0 | 498 | 498 | 1126 | 0 | 0 | 0 | 1298 | 1004 | 1004 | 634 | 2.5636 | 127 | 127 | 0 | 0 | 0 |  | 0 | 0 | 1172 | 1219 | 1219 | 1219 |  | 0
2050 | 18106.3997 | 1298 | 9.2527 | 1478 | 364 | 108 | 442 | 442 | 0 | 68.6 | 809 | 809 | 1131 | 0 | 0 | 498 | 498 | 1126 | 0 | 0 | 0 | 1298 | 1004 | 1004 | 634 | 2.547 | 127 | 127 | 0 | 0 | 0 |  | 0 | 0 | 1172 | 1219 | 1219 | 1219 |  | 0
2051 | 18106.323 | 1298 | 9.1926 | 1478 | 364 | 108 | 442 | 442 | 0 | 68.6 | 809 | 809 | 1131 | 0 | 0 | 498 | 498 | 1126 | 0 | 0 | 0 | 1298 | 1004 | 1004 | 634 | 2.5304 | 127 | 127 | 0 | 0 | 0 |  | 0 | 0 | 1172 | 1219 | 1219 | 1219 |  | 0
2052 | 18106.2468 | 1298 | 9.1328 | 1478 | 364 | 108 | 442 | 442 | 0 | 68.6 | 809 | 809 | 1131 | 0 | 0 | 498 | 498 | 1126 | 0 | 0 | 0 | 1298 | 1004 | 1004 | 634 | 2.514 | 127 | 127 | 0 | 0 | 0 |  | 0 | 0 | 1172 | 1219 | 1219 | 1219 |  | 0
2053 | 18106.1711 | 1298 | 9.0734 | 1478 | 364 | 108 | 442 | 442 | 0 | 68.6 | 809 | 809 | 1131 | 0 | 0 | 498 | 498 | 1126 | 0 | 0 | 0 | 1298 | 1004 | 1004 | 634 | 2.4976 | 127 | 127 | 0 | 0 | 0 |  | 0 | 0 | 1172 | 1219 | 1219 | 1219 |  | 0
2054 | 18106.0959 | 1298 | 9.0145 | 1478 | 364 | 108 | 442 | 442 | 0 | 68.6 | 809 | 809 | 1131 | 0 | 0 | 498 | 498 | 1126 | 0 | 0 | 0 | 1298 | 1004 | 1004 | 634 | 2.4814 | 127 | 127 | 0 | 0 | 0 |  | 0 | 0 | 1172 | 1219 | 1219 | 1219 |  | 0
2055 | 18106.0211 | 1298 | 8.9559 | 1478 | 364 | 108 | 442 | 442 | 0 | 68.6 | 809 | 809 | 1131 | 0 | 0 | 498 | 498 | 1126 | 0 | 0 | 0 | 1298 | 1004 | 1004 | 634 | 2.4653 | 127 | 127 | 0 | 0 | 0 |  | 0 | 0 | 1172 | 1219 | 1219 | 1219 |  | 0
2056 | 18105.9469 | 1298 | 8.8977 | 1478 | 364 | 108 | 442 | 442 | 0 | 68.6 | 809 | 809 | 1131 | 0 | 0 | 498 | 498 | 1126 | 0 | 0 | 0 | 1298 | 1004 | 1004 | 634 | 2.4492 | 127 | 127 | 0 | 0 | 0 |  | 0 | 0 | 1172 | 1219 | 1219 | 1219 |  | 0
2057 | 18105.8732 | 1298 | 8.8398 | 1478 | 364 | 108 | 442 | 442 | 0 | 68.6 | 809 | 809 | 1131 | 0 | 0 | 498 | 498 | 1126 | 0 | 0 | 0 | 1298 | 1004 | 1004 | 634 | 2.4333 | 127 | 127 | 0 | 0 | 0 |  | 0 | 0 | 1172 | 1219 | 1219 | 1219 |  | 0
2058 | 18105.7999 | 1298 | 8.7824 | 1478 | 364 | 108 | 442 | 442 | 0 | 68.6 | 809 | 809 | 1131 | 0 | 0 | 498 | 498 | 1126 | 0 | 0 | 0 | 1298 | 1004 | 1004 | 634 | 2.4175 | 127 | 127 | 0 | 0 | 0 |  | 0 | 0 | 1172 | 1219 | 1219 | 1219 |  | 0
2059 | 18105.7271 | 1298 | 8.7253 | 1478 | 364 | 108 | 442 | 442 | 0 | 68.6 | 809 | 809 | 1131 | 0 | 0 | 498 | 498 | 1126 | 0 | 0 | 0 | 1298 | 1004 | 1004 | 634 | 2.4018 | 127 | 127 | 0 | 0 | 0 |  | 0 | 0 | 1172 | 1219 | 1219 | 1219 |  | 0
2060 | 18105.6547 | 1298 | 8.6686 | 1478 | 364 | 108 | 442 | 442 | 0 | 68.6 | 809 | 809 | 1131 | 0 | 0 | 498 | 498 | 1126 | 0 | 0 | 0 | 1298 | 1004 | 1004 | 634 | 2.3862 | 127 | 127 | 0 | 0 | 0 |  | 0 | 0 | 1172 | 1219 | 1219 | 1219 |  | 0
2061 | 18105.5829 | 1298 | 8.6122 | 1478 | 364 | 108 | 442 | 442 | 0 | 68.6 | 809 | 809 | 1131 | 0 | 0 | 498 | 498 | 1126 | 0 | 0 | 0 | 1298 | 1004 | 1004 | 634 | 2.3707 | 127 | 127 | 0 | 0 | 0 |  | 0 | 0 | 1172 | 1219 | 1219 | 1219 |  | 0
2062 | 18105.5115 | 1298 | 8.5562 | 1478 | 364 | 108 | 442 | 442 | 0 | 68.6 | 809 | 809 | 1131 | 0 | 0 | 498 | 498 | 1126 | 0 | 0 | 0 | 1298 | 1004 | 1004 | 634 | 2.3553 | 127 | 127 | 0 | 0 | 0 |  | 0 | 0 | 1172 | 1219 | 1219 | 1219 |  | 0
2063 | 18105.4406 | 1298 | 8.5006 | 1478 | 364 | 108 | 442 | 442 | 0 | 68.6 | 809 | 809 | 1131 | 0 | 0 | 498 | 498 | 1126 | 0 | 0 | 0 | 1298 | 1004 | 1004 | 634 | 2.34 | 127 | 127 | 0 | 0 | 0 |  | 0 | 0 | 1172 | 1219 | 1219 | 1219 |  | 0
2064 | 18105.3701 | 1298 | 8.4454 | 1478 | 364 | 108 | 442 | 442 | 0 | 68.6 | 809 | 809 | 1131 | 0 | 0 | 498 | 498 | 1126 | 0 | 0 | 0 | 1298 | 1004 | 1004 | 634 | 2.3247 | 127 | 127 | 0 | 0 | 0 |  | 0 | 0 | 1172 | 1219 | 1219 | 1219 |  | 0
2065 | 18105.3001 | 1298 | 8.3905 | 1478 | 364 | 108 | 442 | 442 | 0 | 68.6 | 809 | 809 | 1131 | 0 | 0 | 498 | 498 | 1126 | 0 | 0 | 0 | 1298 | 1004 | 1004 | 634 | 2.3096 | 127 | 127 | 0 | 0 | 0 |  | 0 | 0 | 1172 | 1219 | 1219 | 1219 |  | 0

## Input 4. Firm Purchase-Sale
2016 TYSP Update (ICL retired, only 60 MW ECOGEN, OCEC increase in MWs, and TP6 & 7 delayed to 2031 & 2032)
VI. Firm Capacity Purchases/Sales
Summary of FPL's Firm Capacity Purchases/Sales: Summer MW (for August of Year Shown) | [21 empty] | FOR TYSP ONLY
| I. Purchases from QF's: | [6 empty] | Indicates change in capacity from one year to the next |  |  | II. Purchases from Utilities: |  |  | III. Other Purchases: |  |  |  |  | IV. Sales (not accounted in Load Forecast): |  |  | IV. Unspecified Purchases
Contract Name | Broward South | Broward South | Broward South | Indiantown Cogen., LP | U.S. EcoGen - Clay | U.S. EcoGen -Okeechobee | U.S. EcoGen - Martin |  | QF Totals (MW) |  | SJRPP | Purchases from Utilties (MW) |  | Palm Beach SWA -extension | Palm Beach SWA - additional | Purchases from Others (MW) | Summer Firm Capacity Purchases (MW) | MW Change from Previous Year | Native Load Sale to TECO | Summer Firm Capacity Sales (MW) |  |  |  | # of Other Purchases | 2
Start Date | 1993-01-01 | 1995-01-01 | 1997-01-01 | 1995-12-22 | 2021-01-01 | 2021-01-01 | 2021-01-01 |  |  |  | 1982-04-02 |  |  | 2012-01-01 | 2015-01-01 |  |  |  | 2016-04-01 |  |  |  |  | # of PPA's | 2
End Date | 2026-12-31 | 2026-12-31 | 2026-12-31 | 2019-10-01 | 2049-12-31 | 2049-12-31 | 2049-12-31 |  |  | Year | 2019-11-01 |  | Year | 2034-04-01 | 2034-04-01 |  |  |  | 2016-09-30 |  |  | Year | 1-Year PPA | PPA # | YEAR | MWs
2016 | 1.4 | 1.5 | 0.6 | 330 | 0 | 0 | 0 |  | 333.5 | 2016 | 382 | 382 | 2016 | 40 | 70 | 110 | 825.5 |  | 100 | 100 | 0 | 2016 | 0 | 1 | 2017 | 53
2017 | 1.4 | 1.5 | 0.6 | 0 | 0 | 0 | 0 |  | 3.5 | 2017 | 382 | 382 | 2017 | 40 | 70 | 110 | 495.5 | -330 |  | 0 | 1 | 2017 | 53 | 2 | 2018 | 25
2018 | 1.4 | 1.5 | 0.6 | 0 | 0 | 0 | 0 |  | 3.5 | 2018 | 382 | 382 | 2018 | 40 | 70 | 110 | 495.5 | 0 |  | 0 | 2 | 2018 | 25 | 3
2019 | 1.4 | 1.5 | 0.6 | 0 | 0 | 0 | 0 |  | 3.5 | 2019 | 382 | 382 | 2019 | 40 | 70 | 110 | 495.5 | 0 |  | 0 | 0 | 2019 | 0 | 4
2020 | 1.4 | 1.5 | 0.6 | 0 | 0 | 0 | 0 |  | 3.5 | 2020 | 0 | 0 | 2020 | 40 | 70 | 110 | 113.5 | -382 |  | 0 | 0 | 2020 | 0 | 5
2021 | 1.4 | 1.5 | 0.6 | 0 | 0 | 60 | 0 |  | 63.5 | 2021 | 0 | 0 | 2021 | 40 | 70 | 110 | 173.5 | 60 |  | 0 | 0 | 2021 | 0 | 6
2022 | 1.4 | 1.5 | 0.6 | 0 | 0 | 60 | 0 |  | 63.5 | 2022 | 0 | 0 | 2022 | 40 | 70 | 110 | 173.5 | 0 |  | 0 | 0 | 2022 | 0 | 7
2023 | 1.4 | 1.5 | 0.6 | 0 | 0 | 60 | 0 |  | 63.5 | 2023 | 0 | 0 | 2023 | 40 | 70 | 110 | 173.5 | 0 |  | 0 | 0 | 2023 | 0 | 8
2024 | 1.4 | 1.5 | 0.6 | 0 | 0 | 60 | 0 |  | 63.5 | 2024 | 0 | 0 | 2024 | 40 | 70 | 110 | 173.5 | 0 |  | 0 | 0 | 2024 | 0 | 9
2025 | 1.4 | 1.5 | 0.6 | 0 | 0 | 60 | 0 |  | 63.5 | 2025 | 0 | 0 | 2025 | 40 | 70 | 110 | 173.5 | 0 |  | 0 | 0 | 2025 | 0 | 10
2026 | 1.4 | 1.5 | 0.6 | 0 | 0 | 60 | 0 |  | 63.5 | 2026 | 0 | 0 | 2026 | 40 | 70 | 110 | 173.5 | 0 |  | 0 | 0 | 2026 | 0 | 11
2027 | 0 | 0 | 0 | 0 | 0 | 60 | 0 |  | 60 | 2027 | 0 | 0 | 2027 | 40 | 70 | 110 | 170 | -3.5 |  | 0 | 0 | 2027 | 0 | 12
2028 | 0 | 0 | 0 | 0 | 0 | 60 | 0 |  | 60 | 2028 | 0 | 0 | 2028 | 40 | 70 | 110 | 170 | 0 |  | 0 | 0 | 2028 | 0 | 13
2029 | 0 | 0 | 0 | 0 | 0 | 60 | 0 |  | 60 | 2029 | 0 | 0 | 2029 | 40 | 70 | 110 | 170 | 0 |  | 0 | 0 | 2029 | 0 | 14
2030 | 0 | 0 | 0 | 0 | 0 | 60 | 0 |  | 60 | 2030 | 0 | 0 | 2030 | 40 | 70 | 110 | 170 | 0 |  | 0 | 0 | 2030 | 0 | 15
2031 | 0 | 0 | 0 | 0 | 0 | 60 | 0 |  | 60 | 2031 | 0 | 0 | 2031 | 40 | 70 | 110 | 170 | 0 |  | 0 | 0 | 2031 | 0 | 16
2032 | 0 | 0 | 0 | 0 | 0 | 60 | 0 |  | 60 | 2032 | 0 | 0 | 2032 | 40 | 70 | 110 | 170 | 0 |  | 0 | 0 | 2032 | 0 | 17
2033 | 0 | 0 | 0 | 0 | 0 | 60 | 0 |  | 60 | 2033 | 0 | 0 | 2033 | 40 | 70 | 110 | 170 | 0 |  | 0 | 0 | 2033 | 0 | 18
2034 | 0 | 0 | 0 | 0 | 0 | 60 | 0 |  | 60 | 2034 | 0 | 0 | 2034 | 0 | 0 | 0 | 60 | -110 |  | 0 | 0 | 2034 | 0 | 19
2035 | 0 | 0 | 0 | 0 | 0 | 60 | 0 |  | 60 | 2035 | 0 | 0 | 2035 | 0 | 0 | 0 | 60 | 0 |  | 0 | 0 | 2035 | 0 | 20
2036 | 0 | 0 | 0 | 0 | 0 | 60 | 0 |  | 60 | 2036 | 0 | 0 | 2036 | 0 | 0 | 0 | 60 | 0 |  | 0 | 0 | 2036 | 0
2037 | 0 | 0 | 0 | 0 | 0 | 60 | 0 |  | 60 | 2037 | 0 | 0 | 2037 | 0 | 0 | 0 | 60 | 0 |  | 0 | 0 | 2037 | 0
2038 | 0 | 0 | 0 | 0 | 0 | 60 | 0 |  | 60 | 2038 | 0 | 0 | 2038 | 0 | 0 | 0 | 60 | 0 |  | 0 | 0 | 2038 | 0
2039 | 0 | 0 | 0 | 0 | 0 | 60 | 0 |  | 60 | 2039 | 0 | 0 | 2039 | 0 | 0 | 0 | 60 | 0 |  | 0 | 0 | 2039 | 0
2040 | 0 | 0 | 0 | 0 | 0 | 60 | 0 |  | 60 | 2040 | 0 | 0 | 2040 | 0 | 0 | 0 | 60 | 0 |  | 0 | 0 | 2040 | 0
2041 | 0 | 0 | 0 | 0 | 0 | 60 | 0 |  | 60 | 2041 | 0 | 0 | 2041 | 0 | 0 | 0 | 60 | 0 |  | 0 | 0 | 2041 | 0
2042 | 0 | 0 | 0 | 0 | 0 | 60 | 0 |  | 60 | 2042 | 0 | 0 | 2042 | 0 | 0 | 0 | 60 | 0 |  | 0 | 0 | 2042 | 0
2043 | 0 | 0 | 0 | 0 | 0 | 60 | 0 |  | 60 | 2043 | 0 | 0 | 2043 | 0 | 0 | 0 | 60 | 0 |  | 0 | 0 | 2043 | 0
2044 | 0 | 0 | 0 | 0 | 0 | 60 | 0 |  | 60 | 2044 | 0 | 0 | 2044 | 0 | 0 | 0 | 60 | 0 |  | 0 | 0 | 2044 | 0
2045 | 0 | 0 | 0 | 0 | 0 | 60 | 0 |  | 60 | 2045 | 0 | 0 | 2045 | 0 | 0 | 0 | 60 | 0 |  | 0 | 0 | 2045 | 0
2046 | 0 | 0 | 0 | 0 | 0 | 60 | 0 |  | 60 | 2046 | 0 | 0 | 2046 | 0 | 0 | 0 | 60 | 0 |  | 0 | 0 | 2046 | 0
2047 | 0 | 0 | 0 | 0 | 0 | 60 | 0 |  | 60 | 2047 | 0 | 0 | 2047 | 0 | 0 | 0 | 60 | 0 |  | 0 | 0 | 2047 | 0
2048 | 0 | 0 | 0 | 0 | 0 | 60 | 0 |  | 60 | 2048 | 0 | 0 | 2048 | 0 | 0 | 0 | 60 | 0 |  | 0 | 0 | 2048 | 0
2049 | 0 | 0 | 0 | 0 | 0 | 60 | 0 |  | 60 | 2049 | 0 | 0 | 2049 | 0 | 0 | 0 | 60 | 0 |  | 0 | 0 | 2049 | 0
2050 | 0 | 0 | 0 | 0 | 0 | 0 | 0 |  | 0 | 2050 | 0 | 0 | 2050 | 0 | 0 | 0 | 0 | -60 |  | 0 | 0 | 2050 | 0
2051 | 0 | 0 | 0 | 0 | 0 | 0 | 0 |  | 0 | 2051 | 0 | 0 | 2051 | 0 | 0 | 0 | 0 | 0 |  | 0 | 0 | 2051 | 0
2052 | 0 | 0 | 0 | 0 | 0 | 0 | 0 |  | 0 | 2052 | 0 | 0 | 2052 | 0 | 0 | 0 | 0 | 0 |  | 0 | 0 | 2052 | 0
2053 | 0 | 0 | 0 | 0 | 0 | 0 | 0 |  | 0 | 2053 | 0 | 0 | 2053 | 0 | 0 | 0 | 0 | 0 |  | 0 | 0 | 2053 | 0
2054 | 0 | 0 | 0 | 0 | 0 | 0 | 0 |  | 0 | 2054 | 0 | 0 | 2054 | 0 | 0 | 0 | 0 | 0 |  | 0 | 0 | 2054 | 0
2055 | 0 | 0 | 0 | 0 | 0 | 0 | 0 |  | 0 | 2055 | 0 | 0 | 2055 | 0 | 0 | 0 | 0 | 0 |  | 0 | 0 | 2055 | 0
2056 | 0 | 0 | 0 | 0 | 0 | 0 | 0 |  | 0 | 2056 | 0 | 0 | 2056 | 0 | 0 | 0 | 0 | 0 |  | 0 | 0 | 2056 | 0
2057 | 0 | 0 | 0 | 0 | 0 | 0 | 0 |  | 0 | 2057 | 0 | 0 | 2057 | 0 | 0 | 0 | 0 | 0 |  | 0 | 0 | 2057 | 0
2058 | 0 | 0 | 0 | 0 | 0 | 0 | 0 |  | 0 | 2058 | 0 | 0 | 2058 | 0 | 0 | 0 | 0 | 0 |  | 0 | 0 | 2058 | 0
2059 | 0 | 0 | 0 | 0 | 0 | 0 | 0 |  | 0 | 2059 | 0 | 0 | 2059 | 0 | 0 | 0 | 0 | 0 |  | 0 | 0 | 2059 | 0
2060 | 0 | 0 | 0 | 0 | 0 | 0 | 0 |  | 0 | 2060 | 0 | 0 | 2060 | 0 | 0 | 0 | 0 | 0 |  | 0 | 0 | 2060 | 0
2061 | 0 | 0 | 0 | 0 | 0 | 0 | 0 |  | 0 | 2061 | 0 | 0 | 2061 | 0 | 0 | 0 | 0 | 0 |  | 0 | 0 | 2061 | 0
2062 | 0 | 0 | 0 | 0 | 0 | 0 | 0 |  | 0 | 2062 | 0 | 0 | 2062 | 0 | 0 | 0 | 0 | 0 |  | 0 | 0 | 2062 | 0
2063 | 0 | 0 | 0 | 0 | 0 | 0 | 0 |  | 0 | 2063 | 0 | 0 | 2063 | 0 | 0 | 0 | 0 | 0 |  | 0 | 0 | 2063 | 0
2064 | 0 | 0 | 0 | 0 | 0 | 0 | 0 |  | 0 | 2064 | 0 | 0 | 2064 | 0 | 0 | 0 | 0 | 0 |  | 0 | 0 | 2064 | 0
2065 | 0 | 0 | 0 | 0 | 0 | 0 | 0 |  | 0 | 2065 | 0 | 0 | 2065 | 0 | 0 | 0 | 0 | 0 |  | 0 | 0 | 2065 | 0

## Output 1. Summary Resource Plan
2016 TYSP Update (ICL retired, only 60 MW ECOGEN, OCEC increase in MWs, and TP6 & 7 delayed to 2031 & 2032)
NOTE: Negative values represents reduction in total system
|  |  |  | MWs |  | capacity. This capacity change is already accounted | [8 empty] | MWs |  |  | MWs
| Reserve | MWs | Gen-Only | (Above)/ |  | for in the RM before unit additions/retirements. | [6 empty] | MWs |  | (Above)/ | MWs |  | (Above)/
| Margin | (Above)/ | RM | Below |  |  | Total |  |  |  |  | Reserve | (Above)/ | Gen-Only | Below | (Above)/ |  | Below
| Before | Below | Before | 10% | Cumulative |  | Capacity |  |  |  | Retired | Margin | Below | RM | 10% | Below |  | 10%
| Additions/ | 20% | Additions/ | Gen-Only | DSM |  | Changes |  | New |  | Unit or | After | 20% | After | Gen-Only | 20% |  | Gen-Only
| Retirements | RM | Retirements | RM | Additions | Unit | of Units | Unit | Unit | Unit | Outages | Changes | RM | Additions | RM | RM |  | RM
Year | (%) | (MW) | (%) | (MW) | (MW) | Modifications | (MW) | Additions | (MW) | Retirements | (MW) | % | (MW) | % | (MW) | (MW) |  | (MW)
2016 | 16.45% | 791.6352 | 7.577% | 585.6266 | 0 |  | 0 | PEEC | 1237 |  | 0 | 21.99% | -445.3648 | 12.7% | -651.3734 | -445.3648 | CHECK | -651.3734 | CHECK
2017 | 18.59% | 316.55 | 9.159% | 204.7118 | 92.3382 | FM 3A&3B CT; FM GT; PFL GT 2; MT 3; MR 3; MR 4; MR 8; ICL | -443 | 223.5 MW Solar; FM 2CT; PFL 5CT; 53 MW PPA | 1786.22 | PFL GT 1; PPE GT; TP 1; Cedar Bay | -1469.2 | 20% | -0.47004 | 10.46% | -112.3082 | -0.47004 | CHECK | -112.3082 | CHECK
2018 | 18.57% | 323.7839 | 8.954% | 257.3977 | 60.3965 | MT 3; SN 4; SN 5; TP 5 | -19 | 600 MW Solar; 25 MW PPA | 324.04 |  | 0 | 20% | -0.25608 | 10.27% | -66.6423 | -0.25608 | CHECK | -66.6423 | CHECK
2019 | 18.8% | 274.7686 | 9.055% | 235.194 | 46.2443 | TP 3; TP 4 | 40 | 300 MW Solar; OCEC | 1841.04 |  | 0 | 26.85% | -1566.2714 | 16.45% | -1605.846 | -1566.2714 | CHECK | -1605.846 | CHECK
2020 | 23.74% | -863.5383 | 13.48% | -877.9765 | 47.0165 |  | 0 | 300 MW Solar | 132 | ICL | -330 | 22.88% | -665.5383 | 12.7% | -679.9765 | -665.5383 | CHECK | -679.9765 | CHECK
2021 | 23.18% | -736.1372 | 12.78% | -704.2976 | 47.7721 | CCEC | 88 | 214 MW Solar; | 1841.02 | MR 1; MR 2 | -1626 | 24.1% | -951.1572 | 13.63% | -919.3176 | -951.1572 | CHECK | -919.3176 | CHECK
2022 | 23.53% | -824.4385 | 12.96% | -756.7616 | 48.5122 | RBEC | 86 | OCEC Inc MW | 45 |  | 0 | 23.72% | -869.4385 | 13.14% | -801.7616 | -869.4385 | CHECK | -801.7616 | CHECK
2023 | 22.44% | -574.9231 | 11.85% | -477.378 | 49.283 |  | 0 |  | 0 |  | 0 | 22.44% | -574.9231 | 11.85% | -477.378 | -574.9231 | CHECK | -477.378 | CHECK
2024 | 20.9% | -215.8653 | 10.35% | -92.8745 | 50.1527 |  | 0 |  | 0 |  | 0 | 20.9% | -215.8653 | 10.35% | -92.8745 | -215.8653 | CHECK | -92.8745 | CHECK
2025 | 19.19% | 197.3495 | 8.717% | 340.9039 | 49.8178 |  | 0 |  | 1751 |  | 0 | 26.41% | -1553.6505 | 15.31% | -1410.0961 | -1553.6505 | CHECK | -1410.0961 | CHECK
2026 | 24.12% | -1017.1019 | 13.19% | -863.0619 | 50 |  | 0 |  | 0 |  | 0 | 24.12% | -1017.1019 | 13.19% | -863.0619 | -1017.1019 | CHECK | -863.0619 | CHECK
2027 | 21.4% | -354.0908 | 10.72% | -199.8127 | 50 |  | 0 |  | 0 |  | 0 | 21.4% | -354.0908 | 10.72% | -199.8127 | -354.0908 | CHECK | -199.8127 | CHECK
2028 | 18.99% | 259.6762 | 8.519% | 418.0038 | 50 |  | 0 |  | 1751 |  | 0 | 25.79% | -1491.3238 | 14.72% | -1332.9962 | -1491.3238 | CHECK | -1332.9962 | CHECK
2029 | 23.25% | -852.8622 | 12.4% | -692.5437 | 50 |  | 0 |  | 0 |  | 0 | 23.25% | -852.8622 | 12.4% | -692.5437 | -852.8622 | CHECK | -692.5437 | CHECK
2030 | 20.74% | -199.0993 | 10.13% | -38.0654 | 50 |  | 0 |  | 0 |  | 0 | 20.74% | -199.0993 | 10.13% | -38.0654 | -199.0993 | CHECK | -38.0654 | CHECK
2031 | 18.44% | 425.8285 | 8.212% | 534.9799 | 0 |  | 0 | 535 MW Eq Filler | 534.9799 |  | 0 | 20.4% | -109.1514 | 10% | 0 | -109.1514 | CHECK | 0 | CHECK
2032 | 17.96% | 567.8515 | 7.963% | 620.7803 | 0 |  | 0 | 2 Filler | 1751 | TP 3 | -831 | 21.26% | -352.1485 | 10.98% | -299.2197 | -352.1485 | CHECK | -299.2197 | CHECK
2033 | 18.97% | 293.2434 | 9.057% | 292.5832 | 0 |  | 0 | 2 Filler | 1751 | TP 4 | -841 | 22.17% | -616.7566 | 11.99% | -617.4168 | -616.7566 | CHECK | -617.4168 | CHECK
2034 | 19.74% | 74.3535 | 9.919% | 25.4606 | 0 |  | 0 | 1 Filler | 875.5 |  | 0 | 22.77% | -801.1465 | 12.7% | -850.0394 | -801.1465 | CHECK | -850.0394 | CHECK
2035 | 20.72% | -213.0279 | 10.97% | -310.7383 | 0 |  | 0 |  | 0 |  | 0 | 20.72% | -213.0279 | 10.97% | -310.7383 | -213.0279 | CHECK | -310.7383 | CHECK
2036 | 18.77% | 368.7726 | 9.314% | 222.7707 | 0 |  | 0 | 2 Filler | 1751 | SL 1 | -981 | 21.34% | -401.2274 | 11.69% | -547.2293 | -401.2274 | CHECK | -547.2293 | CHECK
2037 | 19.5% | 150.7207 | 10.12% | -41.0856 | 0 |  | 0 | 1 Filler | 875.5 |  | 0 | 22.39% | -724.7793 | 12.78% | -916.5856 | -724.7793 | CHECK | -916.5856 | CHECK
2038 | 20.49% | -152.3085 | 11.17% | -391.6301 | 0 |  | 0 |  | 0 |  | 0 | 20.49% | -152.3085 | 11.17% | -391.6301 | -152.3085 | CHECK | -391.6301 | CHECK
2039 | 18.65% | 421.6581 | 9.602% | 134.6961 | 0 |  | 0 | 1 Filler | 875.5 |  | 0 | 21.45% | -453.8419 | 12.19% | -740.8039 | -453.8419 | CHECK | -740.8039 | CHECK
2040 | 19.59% | 129.815 | 10.6% | -205.5956 | 0 |  | 0 | 1 Filler | 875.5 |  | 0 | 22.35% | -745.685 | 13.15% | -1081.0956 | -745.685 | CHECK | -1081.0956 | CHECK
2041 | 20.85% | -274.8932 | 11.87% | -649.3476 | 0 |  | 0 |  | 0 |  | 0 | 20.85% | -274.8932 | 11.87% | -649.3476 | -274.8932 | CHECK | -649.3476 | CHECK
2042 | 19.4% | 196.7285 | 10.62% | -216.8394 | 0 |  | 0 | 1 Filler | 875.5 |  | 0 | 22.08% | -678.7715 | 13.11% | -1092.3394 | -678.7715 | CHECK | -1092.3394 | CHECK
2043 | 20.63% | -206.3184 | 11.85% | -659.0697 | 0 |  | 0 | 1 Filler | 875.5 | SL 2 | -840 | 20.73% | -241.8184 | 11.95% | -694.5697 | -241.8184 | CHECK | -694.5697 | CHECK
2044 | 19.31% | 231.4673 | 10.73% | -260.5374 | 0 |  | 0 | 1 Filler | 875.5 |  | 0 | 21.93% | -644.0327 | 13.16% | -1136.0374 | -644.0327 | CHECK | -1136.0374 | CHECK
2045 | 20.5% | -169.9131 | 11.93% | -701.2412 | 0 |  | 0 |  | 0 |  | 0 | 20.5% | -169.9131 | 11.93% | -701.2412 | -169.9131 | CHECK | -701.2412 | CHECK
2046 | 19.11% | 305.0418 | 10.72% | -265.68 | 0 |  | 0 | 1 Filler | 875.5 |  | 0 | 21.67% | -570.4582 | 13.11% | -1141.18 | -570.4582 | CHECK | -1141.18 | CHECK
2047 | 20.27% | -94.6668 | 11.9% | -704.8524 | 0 |  | 0 |  | 0 |  | 0 | 20.27% | -94.6668 | 11.9% | -704.8524 | -94.6668 | CHECK | -704.8524 | CHECK
2048 | 18.91% | 381.9626 | 10.71% | -267.7574 | 0 |  | 0 | 1 Filler | 875.5 |  | 0 | 21.41% | -493.5374 | 13.05% | -1143.2574 | -493.5374 | CHECK | -1143.2574 | CHECK
2049 | 20.05% | -16.0688 | 11.86% | -705.3936 | 0 |  | 0 |  | 0 |  | 0 | 20.05% | -16.0688 | 11.86% | -705.3936 | -16.0688 | CHECK | -705.3936 | CHECK
2050 | 18.54% | 522.2404 | 10.54% | -206.7598 | 0 |  | 0 | 1 Filler | 875.5 |  | 0 | 20.99% | -353.2596 | 12.83% | -1082.2598 | -353.2596 | CHECK | -1082.2598 | CHECK

## Output 1a. Simplified Summary
THIS SHEET IS NOT PROTECTED
UPLAN UNIT ADDITIONS
2016 TYSP Update (ICL retired, only 60 MW ECOGEN, OCEC increase in MWs, and TP6 & 7 delayed to 2031 & 2032)
MWs
[6 empty] | MWs |  | (Above)/
[5 empty] | Reserve | (Above)/ | Gen-Only | Below
|  |  |  | Retired | Margin | Below | RM | 10%
|  | New |  | Unit or | After | 20% | After | Gen-Only
| Unit | Unit | Unit | Outages | Changes | RM | Additions | RM
Year | Additions | (MW) | Retirements | (MW) | % | (MW) | % | (MW)
2016 | PEEC | 1237 |  | 0 | 21.99% | -445.3648 | 12.7% | -651.3734
2017 | 223.5 MW Solar; FM 2CT; PFL 5CT; 53 MW PPA | 1786.22 | PFL GT 1; PPE GT; TP 1; Cedar Bay | -1469.2 | 20% | -0.47004 | 10.46% | -112.3082
2018 | 600 MW Solar; 25 MW PPA | 324.04 |  | 0 | 20% | -0.25608 | 10.27% | -66.6423
2019 | 300 MW Solar; OCEC | 1841.04 |  | 0 | 26.85% | -1566.2714 | 16.45% | -1605.846
2020 | 300 MW Solar | 132 | ICL | -330 | 22.88% | -665.5383 | 12.7% | -679.9765
2021 | 214 MW Solar; | 1841.02 | MR 1; MR 2 | -1626 | 24.1% | -951.1572 | 13.63% | -919.3176
2022 | OCEC Inc MW | 45 |  | 0 | 23.72% | -869.4385 | 13.14% | -801.7616
2023 |  | 0 |  | 0 | 22.44% | -574.9231 | 11.85% | -477.378
2024 |  | 0 |  | 0 | 20.9% | -215.8653 | 10.35% | -92.8745
2025 |  | 1751 |  | 0 | 26.41% | -1553.6505 | 15.31% | -1410.0961
2026 |  | 0 |  | 0 | 24.12% | -1017.1019 | 13.19% | -863.0619
2027 |  | 0 |  | 0 | 21.4% | -354.0908 | 10.72% | -199.8127
2028 |  | 1751 |  | 0 | 25.79% | -1491.3238 | 14.72% | -1332.9962
2029 |  | 0 |  | 0 | 23.25% | -852.8622 | 12.4% | -692.5437
2030 |  | 0 |  | 0 | 20.74% | -199.0993 | 10.13% | -38.0654
2031 | 535 MW Eq Filler | 534.9799 |  | 0 | 20.4% | -109.1514 | 10% | 0
2032 | 2 Filler | 1751 | TP 3 | -831 | 21.26% | -352.1485 | 10.98% | -299.2197
2033 | 2 Filler | 1751 | TP 4 | -841 | 22.17% | -616.7566 | 11.99% | -617.4168
2034 | 1 Filler | 875.5 |  | 0 | 22.77% | -801.1465 | 12.7% | -850.0394
2035 |  | 0 |  | 0 | 20.72% | -213.0279 | 10.97% | -310.7383
2036 | 2 Filler | 1751 | SL 1 | -981 | 21.34% | -401.2274 | 11.69% | -547.2293
2037 | 1 Filler | 875.5 |  | 0 | 22.39% | -724.7793 | 12.78% | -916.5856
2038 |  | 0 |  | 0 | 20.49% | -152.3085 | 11.17% | -391.6301
2039 | 1 Filler | 875.5 |  | 0 | 21.45% | -453.8419 | 12.19% | -740.8039
2040 | 1 Filler | 875.5 |  | 0 | 22.35% | -745.685 | 13.15% | -1081.0956
2041 |  | 0 |  | 0 | 20.85% | -274.8932 | 11.87% | -649.3476
2042 | 1 Filler | 875.5 |  | 0 | 22.08% | -678.7715 | 13.11% | -1092.3394
2043 | 1 Filler | 875.5 | SL 2 | -840 | 20.73% | -241.8184 | 11.95% | -694.5697
2044 | 1 Filler | 875.5 |  | 0 | 21.93% | -644.0327 | 13.16% | -1136.0374
2045 |  | 0 |  | 0 | 20.5% | -169.9131 | 11.93% | -701.2412
2046 | 1 Filler | 875.5 |  | 0 | 21.67% | -570.4582 | 13.11% | -1141.18
2047 |  | 0 |  | 0 | 20.27% | -94.6668 | 11.9% | -704.8524
2048 | 1 Filler | 875.5 |  | 0 | 21.41% | -493.5374 | 13.05% | -1143.2574
2049 |  | 0 |  | 0 | 20.05% | -16.0688 | 11.86% | -705.3936
2050 | 1 Filler | 875.5 |  | 0 | 20.99% | -353.2596 | 12.83% | -1082.2598

## Output 2. TYSP Schedule 7.1
Schedule 7.1
Forecast of Capacity, Demand, and Scheduled
Maintenance At Time Of Summer Peak
-1 | -2 | -3 | -4 | -5 | -6 | -7 | -8 | -9 | -10 | -11 | -12 | -13 | -14 | -15 | -16
[5 empty] | Total |  |  | Firm | Total |  |  | Total |  | Generation Only
| Firm | Firm | Firm |  | Firm | Total |  | Summer | Reserve |  |  | Reserve |  | Reserve
| Installed | Capacity | Capacity | Firm | Capacity | Peak |  | Peak | Margin Before |  | Scheduled | Margin After |  | Margin After
August of | Capacity | Import | Export | QF | Available | Demand | DSM | Demand | Maintenance |  | Maintenance | Maintenance |  | Maintenance
Year | MW | MW | MW | MW | MW | MW | MW | MW | MW | % of Peak | MW | MW | % of Peak | MW | % of Peak
2016 | 26512.5286 | 492 | 100 | 333.5 | 27238.0286 | 24169.6865 | 1842.4667 | 22327.2199 | 4910.8088 | 21.9947 | 0 | 4910.8088 | 21.9947 | 3068.3421 | 12.695
2017 | 26333.4529 | 545 | 0 | 3.5 | 26881.9529 | 24336.0406 | 1934.8049 | 22401.2357 | 4480.7172 | 20.0021 | 0 | 4480.7172 | 20.0021 | 2545.9123 | 10.4615
2018 | 26613.0491 | 517 | 0 | 3.5 | 27133.5491 | 24606.279 | 1995.2014 | 22611.0775 | 4522.4716 | 20.0011 | 0 | 4522.4716 | 20.0011 | 2527.2702 | 10.2708
2019 | 28492.7499 | 492 | 0 | 3.5 | 28988.2499 | 24893.0945 | 2041.4457 | 22851.6488 | 6136.6011 | 26.8541 | 0 | 6136.6011 | 26.8541 | 4095.1554 | 16.451
2020 | 28292.9979 | 110 | 0 | 3.5 | 28406.4979 | 25205.9285 | 2088.4622 | 23117.4663 | 5289.0316 | 22.8789 | 0 | 5289.0316 | 22.8789 | 3200.5694 | 12.6977
2021 | 28593.8755 | 110 | 0 | 63.5 | 28767.3755 | 25316.4163 | 2136.2343 | 23180.1819 | 5587.1936 | 24.1033 | 0 | 5587.1936 | 24.1033 | 3450.9592 | 13.6313
2022 | 28722.4698 | 110 | 0 | 63.5 | 28895.9698 | 25540.1892 | 2184.7465 | 23355.4427 | 5540.5271 | 23.7226 | 0 | 5540.5271 | 23.7226 | 3355.7805 | 13.1392
2023 | 28720.0716 | 110 | 0 | 63.5 | 28893.5716 | 25832.9033 | 2234.0295 | 23598.8738 | 5294.6978 | 22.4362 | 0 | 5294.6978 | 22.4362 | 3060.6683 | 11.8479
2024 | 28717.6809 | 110 | 0 | 63.5 | 28891.1809 | 26180.2785 | 2284.1822 | 23896.0963 | 4995.0846 | 20.9033 | 0 | 4995.0846 | 20.9033 | 2710.9024 | 10.3548
2025 | 30466.2977 | 110 | 0 | 63.5 | 30639.7977 | 26572.456 | 2334 | 24238.456 | 6401.3417 | 26.4099 | 0 | 6401.3417 | 26.4099 | 4067.3417 | 15.3066
Col. (2) represents capacity additions and changes projected to be in-service by June 1st. These MW are generally considered to be available to meet summer
peak loads which are forecasted to occur during August of the year indicated.
Col. (6) = Col.(2) + Col.(3) - Col(4) + Col(5).
Col.(7) reflects the 2015 load forecast without incremental DSM or cumulative load management. 2015 load is an actual load value.
Col.(8) represents cumulative load management capability, plus incremental conservation and load management, from 9/2015-on intended for use with the
2015 load forecast.
Col.(10) = Col.(6) - Col.(9)
Col.(11) = Col.(10) / Col.(9)
Col.(12) indicates the capacity of units projected to be out-of-service for planned maintenance during the summer peak period.
Col.(13) = Col.(10) - Col.(12)
Col.(14) = Col.(13) / Col.(9)
Col.(15) = Col.(6) - Col.(7) - Col.(12)
Col.(16) = Col.(15) / Col.(7)

## Output 2a.TYSP Schedule 7.1 Ext
Schedule 7.1
Forecast of Capacity, Demand, and Scheduled
Maintenance At Time Of Summer Peak
-1 | -2 | -3 | -4 | -5 | -6 | -7 | -8 | -9 | -10 | -11 | -12 | -13 | -14 | -15 | -16
[5 empty] | Total |  |  | Firm | Total |  |  | Total |  | Generation Only
| Firm | Firm | Firm |  | Firm | Total |  | Summer | Reserve |  |  | Reserve |  | Reserve
| Installed | Capacity | Capacity | Firm | Capacity | Peak |  | Peak | Margin Before |  | Scheduled | Margin After |  | Margin After
August of | Capacity | Import | Export | QF | Available | Demand | DSM | Demand | Maintenance |  | Maintenance | Maintenance |  | Maintenance
Year | MW | MW | MW | MW | MW | MW | MW | MW | MW | % of Peak | MW | MW | % of Peak | MW | % of Peak
2016 | 26512.5286 | 492 | 100 | 333.5 | 27238.0286 | 24169.6865 | 1842.4667 | 22327.2199 | 4910.8088 | 21.9947 | 0 | 4910.8088 | 21.9947 | 3068.3421 | 12.695
2017 | 26333.4529 | 545 | 0 | 3.5 | 26881.9529 | 24336.0406 | 1934.8049 | 22401.2357 | 4480.7172 | 20.0021 | 0 | 4480.7172 | 20.0021 | 2545.9123 | 10.4615
2018 | 26613.0491 | 517 | 0 | 3.5 | 27133.5491 | 24606.279 | 1995.2014 | 22611.0775 | 4522.4716 | 20.0011 | 0 | 4522.4716 | 20.0011 | 2527.2702 | 10.2708
2019 | 28492.7499 | 492 | 0 | 3.5 | 28988.2499 | 24893.0945 | 2041.4457 | 22851.6488 | 6136.6011 | 26.8541 | 0 | 6136.6011 | 26.8541 | 4095.1554 | 16.451
2020 | 28292.9979 | 110 | 0 | 3.5 | 28406.4979 | 25205.9285 | 2088.4622 | 23117.4663 | 5289.0316 | 22.8789 | 0 | 5289.0316 | 22.8789 | 3200.5694 | 12.6977
2021 | 28593.8755 | 110 | 0 | 63.5 | 28767.3755 | 25316.4163 | 2136.2343 | 23180.1819 | 5587.1936 | 24.1033 | 0 | 5587.1936 | 24.1033 | 3450.9592 | 13.6313
2022 | 28722.4698 | 110 | 0 | 63.5 | 28895.9698 | 25540.1892 | 2184.7465 | 23355.4427 | 5540.5271 | 23.7226 | 0 | 5540.5271 | 23.7226 | 3355.7805 | 13.1392
2023 | 28720.0716 | 110 | 0 | 63.5 | 28893.5716 | 25832.9033 | 2234.0295 | 23598.8738 | 5294.6978 | 22.4362 | 0 | 5294.6978 | 22.4362 | 3060.6683 | 11.8479
2024 | 28717.6809 | 110 | 0 | 63.5 | 28891.1809 | 26180.2785 | 2284.1822 | 23896.0963 | 4995.0846 | 20.9033 | 0 | 4995.0846 | 20.9033 | 2710.9024 | 10.3548
2025 | 30466.2977 | 110 | 0 | 63.5 | 30639.7977 | 26572.456 | 2334 | 24238.456 | 6401.3417 | 26.4099 | 0 | 6401.3417 | 26.4099 | 4067.3417 | 15.3066
2026 | 30463.922 | 110 | 0 | 63.5 | 30637.422 | 27067.6001 | 2384 | 24683.6001 | 5953.8219 | 24.1206 | 0 | 5953.8219 | 24.1206 | 3569.8219 | 13.1885
2027 | 30461.5538 | 110 | 0 | 60 | 30631.5538 | 27665.2192 | 2434 | 25231.2192 | 5400.3346 | 21.4034 | 0 | 5400.3346 | 21.4034 | 2966.3346 | 10.7223
2028 | 32210.1929 | 110 | 0 | 60 | 32380.1929 | 28224.7243 | 2484 | 25740.7243 | 6639.4686 | 25.7936 | 0 | 6639.4686 | 25.7936 | 4155.4686 | 14.7228
2029 | 32207.8395 | 110 | 0 | 60 | 32377.8395 | 28804.8144 | 2534 | 26270.8144 | 6107.0251 | 23.2464 | 0 | 6107.0251 | 23.2464 | 3573.0251 | 12.4043
2030 | 32205.4934 | 110 | 0 | 60 | 32375.4934 | 29397.6618 | 2584 | 26813.6618 | 5561.8316 | 20.7425 | 0 | 5561.8316 | 20.7425 | 2977.8316 | 10.1295
2031 | 32738.1346 | 110 | 0 | 60 | 32908.1346 | 29916.486 | 2584 | 27332.486 | 5575.6486 | 20.3993 | 0 | 5575.6486 | 20.3993 | 2991.6486 | 10
2032 | 33655.8032 | 110 | 0 | 60 | 33825.8032 | 30478.7122 | 2584 | 27894.7122 | 5931.091 | 21.2624 | 0 | 5931.091 | 21.2624 | 3347.091 | 10.9817
2033 | 34563.4791 | 110 | 0 | 60 | 34733.4791 | 31014.602 | 2584 | 28430.602 | 6302.877 | 22.1693 | 0 | 6302.877 | 22.1693 | 3718.877 | 11.9907
2034 | 35436.6622 | 0 | 0 | 60 | 35496.6622 | 31496.9298 | 2584 | 28912.9298 | 6583.7324 | 22.7709 | 0 | 6583.7324 | 22.7709 | 3999.7324 | 12.6988
2035 | 35434.3526 | 0 | 0 | 60 | 35494.3526 | 31985.1039 | 2584 | 29401.1039 | 6093.2487 | 20.7246 | 0 | 6093.2487 | 20.7246 | 3509.2487 | 10.9715
2036 | 36202.0503 | 0 | 0 | 60 | 36262.0503 | 32468.0191 | 2584 | 29884.0191 | 6378.0312 | 21.3426 | 0 | 6378.0312 | 21.3426 | 3794.0312 | 11.6854
2037 | 37075.2551 | 0 | 0 | 60 | 37135.2551 | 32926.0632 | 2584 | 30342.0632 | 6793.1919 | 22.3887 | 0 | 6793.1919 | 22.3887 | 4209.1919 | 12.7838
2038 | 37072.9671 | 0 | 0 | 60 | 37132.9671 | 33401.2155 | 2584 | 30817.2155 | 6315.7516 | 20.4942 | 0 | 6315.7516 | 20.4942 | 3731.7516 | 11.1725
2039 | 37946.1863 | 0 | 0 | 60 | 38006.1863 | 33877.6204 | 2584 | 31293.6204 | 6712.566 | 21.4503 | 0 | 6712.566 | 21.4503 | 4128.566 | 12.1867
2040 | 38819.4126 | 0 | 0 | 60 | 38879.4126 | 34362.1064 | 2584 | 31778.1064 | 7101.3063 | 22.3465 | 0 | 7101.3063 | 22.3465 | 4517.3063 | 13.1462
2041 | 38817.1461 | 0 | 0 | 60 | 38877.1461 | 34752.544 | 2584 | 32168.544 | 6708.602 | 20.8545 | 0 | 6708.602 | 20.8545 | 4124.602 | 11.8685
2042 | 39690.3866 | 0 | 0 | 60 | 39750.3866 | 35143.6793 | 2584 | 32559.6793 | 7190.7073 | 22.0847 | 0 | 7190.7073 | 22.0847 | 4606.7073 | 13.1082
2043 | 39723.6341 | 0 | 0 | 60 | 39783.6341 | 35535.5131 | 2584 | 32951.5131 | 6832.121 | 20.7339 | 0 | 6832.121 | 20.7339 | 4248.121 | 11.9546
2044 | 40596.8887 | 0 | 0 | 60 | 40656.8887 | 35928.0467 | 2584 | 33344.0467 | 7312.8421 | 21.9315 | 0 | 7312.8421 | 21.9315 | 4728.8421 | 13.162
2045 | 40594.6504 | 0 | 0 | 60 | 40654.6504 | 36321.2811 | 2584 | 33737.2811 | 6917.3693 | 20.5036 | 0 | 6917.3693 | 20.5036 | 4333.3693 | 11.9307
2046 | 41467.919 | 0 | 0 | 60 | 41527.919 | 36715.2173 | 2584 | 34131.2173 | 7396.7017 | 21.6714 | 0 | 7396.7017 | 21.6714 | 4812.7017 | 13.1082
2047 | 41465.6946 | 0 | 0 | 60 | 41525.6946 | 37109.8565 | 2584 | 34525.8565 | 6999.8381 | 20.2742 | 0 | 6999.8381 | 20.2742 | 4415.8381 | 11.8994
2048 | 42338.9771 | 0 | 0 | 60 | 42398.9771 | 37505.1998 | 2584 | 34921.1998 | 7477.7773 | 21.4133 | 0 | 7477.7773 | 21.4133 | 4893.7773 | 13.0483
2049 | 42336.7666 | 0 | 0 | 60 | 42396.7666 | 37901.2482 | 2584 | 35317.2482 | 7079.5184 | 20.0455 | 0 | 7079.5184 | 20.0455 | 4495.5184 | 11.8611
2050 | 43210.063 | 0 | 0 | 0 | 43210.063 | 38298.0028 | 2584 | 35714.0028 | 7496.0601 | 20.9891 | 0 | 7496.0601 | 20.9891 | 4912.0601 | 12.8259
#VALUE! | #VALUE! | #VALUE! | #VALUE! | #VALUE! | #VALUE! | #VALUE! | #VALUE! | #VALUE! | #VALUE! | #VALUE! | #VALUE! | #VALUE! | #VALUE! | #VALUE! | #VALUE!
#VALUE! | #VALUE! | #VALUE! | #VALUE! | #VALUE! | #VALUE! | #VALUE! | #VALUE! | #VALUE! | #VALUE! | #VALUE! | #VALUE! | #VALUE! | #VALUE! | #VALUE! | #VALUE!
#VALUE! | #VALUE! | #VALUE! | #VALUE! | #VALUE! | #VALUE! | #VALUE! | #VALUE! | #VALUE! | #VALUE! | #VALUE! | #VALUE! | #VALUE! | #VALUE! | #VALUE! | #VALUE!
#VALUE! | #VALUE! | #VALUE! | #VALUE! | #VALUE! | #VALUE! | #VALUE! | #VALUE! | #VALUE! | #VALUE! | #VALUE! | #VALUE! | #VALUE! | #VALUE! | #VALUE! | #VALUE!
#VALUE! | #VALUE! | #VALUE! | #VALUE! | #VALUE! | #VALUE! | #VALUE! | #VALUE! | #VALUE! | #VALUE! | #VALUE! | #VALUE! | #VALUE! | #VALUE! | #VALUE! | #VALUE!
#VALUE! | #VALUE! | #VALUE! | #VALUE! | #VALUE! | #VALUE! | #VALUE! | #VALUE! | #VALUE! | #VALUE! | #VALUE! | #VALUE! | #VALUE! | #VALUE! | #VALUE! | #VALUE!
#VALUE! | #VALUE! | #VALUE! | #VALUE! | #VALUE! | #VALUE! | #VALUE! | #VALUE! | #VALUE! | #VALUE! | #VALUE! | #VALUE! | #VALUE! | #VALUE! | #VALUE! | #VALUE!
#VALUE! |  | #VALUE! | #VALUE! | #VALUE! | #VALUE! | #VALUE! | #VALUE! | #VALUE! | #VALUE! | #VALUE! | #VALUE! | #VALUE! | #VALUE! | #VALUE! | #VALUE!
#VALUE! |  | #VALUE! | #VALUE! | #VALUE! | #VALUE! | #VALUE! | #VALUE! | #VALUE! | #VALUE! | #VALUE! | #VALUE! | #VALUE! | #VALUE! | #VALUE! | #VALUE!
#VALUE! |  | #VALUE! | #VALUE! | #VALUE! | #VALUE! | #VALUE! | #VALUE! | #VALUE! | #VALUE! | #VALUE! | #VALUE! | #VALUE! | #VALUE! | #VALUE! | #VALUE!
#VALUE! |  | #VALUE! | #VALUE! | #VALUE! | #VALUE! | #VALUE! | #VALUE! | #VALUE! | #VALUE! | #VALUE! | #VALUE! | #VALUE! | #VALUE! | #VALUE! | #VALUE!
#VALUE! |  | #VALUE! | #VALUE! | #VALUE! | #VALUE! | #VALUE! | #VALUE! | #VALUE! | #VALUE! | #VALUE! | #VALUE! | #VALUE! | #VALUE! | #VALUE! | #VALUE!
#VALUE! |  | #VALUE! | #VALUE! | #VALUE! | #VALUE! | #VALUE! | #VALUE! | #VALUE! | #VALUE! | #VALUE! | #VALUE! | #VALUE! | #VALUE! | #VALUE! | #VALUE!
#VALUE! |  | #VALUE! | #VALUE! | #VALUE! | #VALUE! | #VALUE! | #VALUE! | #VALUE! | #VALUE! | #VALUE! | #VALUE! | #VALUE! | #VALUE! | #VALUE! | #VALUE!
#VALUE! |  | #VALUE! | #VALUE! | #VALUE! | #VALUE! | #VALUE! | #VALUE! | #VALUE! | #VALUE! | #VALUE! | #VALUE! | #VALUE! | #VALUE! | #VALUE! | #VALUE!
#VALUE! |  | #VALUE! | #VALUE! | #VALUE! | #VALUE! | #VALUE! | #VALUE! | #VALUE! | #VALUE! | #VALUE! | #VALUE! | #VALUE! | #VALUE! | #VALUE! | #VALUE!
#VALUE! |  | #VALUE! | #VALUE! | #VALUE! | #VALUE! | #VALUE! | #VALUE! | #VALUE! | #VALUE! | #VALUE! | #VALUE! | #VALUE! | #VALUE! | #VALUE! | #VALUE!
#VALUE! |  | #VALUE! | #VALUE! | #VALUE! | #VALUE! | #VALUE! | #VALUE! | #VALUE! | #VALUE! | #VALUE! | #VALUE! | #VALUE! | #VALUE! | #VALUE! | #VALUE!
#VALUE! |  | #VALUE! | #VALUE! | #VALUE! | #VALUE! | #VALUE! | #VALUE! | #VALUE! | #VALUE! | #VALUE! | #VALUE! | #VALUE! | #VALUE! | #VALUE! | #VALUE!
#VALUE! |  | #VALUE! | #VALUE! | #VALUE! | #VALUE! | #VALUE! | #VALUE! | #VALUE! | #VALUE! | #VALUE! | #VALUE! | #VALUE! | #VALUE! | #VALUE! | #VALUE!
#VALUE! |  | #VALUE! | #VALUE! | #VALUE! | #VALUE! | #VALUE! | #VALUE! | #VALUE! | #VALUE! | #VALUE! | #VALUE! | #VALUE! | #VALUE! | #VALUE! | #VALUE!
#VALUE! |  | #VALUE! | #VALUE! | #VALUE! | #VALUE! | #VALUE! | #VALUE! | #VALUE! | #VALUE! | #VALUE! | #VALUE! | #VALUE! | #VALUE! | #VALUE! | #VALUE!
#VALUE! |  | #VALUE! | #VALUE! | #VALUE! | #VALUE! | #VALUE! | #VALUE! | #VALUE! | #VALUE! | #VALUE! | #VALUE! | #VALUE! | #VALUE! | #VALUE! | #VALUE!
#VALUE! |  | #VALUE! | #VALUE! | #VALUE! | #VALUE! | #VALUE! | #VALUE! | #VALUE! | #VALUE! | #VALUE! | #VALUE! | #VALUE! | #VALUE! | #VALUE! | #VALUE!
#VALUE! |  | #VALUE! | #VALUE! | #VALUE! | #VALUE! | #VALUE! | #VALUE! | #VALUE! | #VALUE! | #VALUE! | #VALUE! | #VALUE! | #VALUE! | #VALUE! | #VALUE!
#VALUE! |  | #VALUE! | #VALUE! | #VALUE! | #VALUE! | #VALUE! | #VALUE! | #VALUE! | #VALUE! | #VALUE! | #VALUE! | #VALUE! | #VALUE! | #VALUE! | #VALUE!
#VALUE! |  | #VALUE! | #VALUE! | #VALUE! | #VALUE! | #VALUE! | #VALUE! | #VALUE! | #VALUE! | #VALUE! | #VALUE! | #VALUE! | #VALUE! | #VALUE! | #VALUE!

## Output 3. TYSP Table I.B.1
Summary of FPL's Firm Capacity Purchases: Summer MW (for August of Year Shown)
I. Purchases from QF's:
| Cogeneration Small Power | Contract | Contract | 1 | 2 | 3 | 4 | 5 | 6 | 7 | 8 | 9 | 10 | 11 | 12 | 13 | 14 | 15 | 16 | 17 | 18 | 19 | 20 | 21 | 22 | 23 | 24 | 25 | 26 | 27 | 28 | 29 | 30 | 31 | 32 | 33 | 34 | 35 | 36
| Production Facilities | Start Date | End Date | 2016 | 2017 | 2018 | 2019 | 2020 | 2021 | 2022 | 2023 | 2024 | 2025 | 2026 | 2027 | 2028 | 2029 | 2030 | 2031 | 2032 | 2033 | 2034 | 2035 | 2036 | 2037 | 2038 | 2039 | 2040 | 2041 | 2042 | 2043 | 2044 | 2045 | 2046 | 2047 | 2048 | 2049 | 2050 | 2051
1 | Broward South | 1993-01-01 | 2026-12-31 | 1.4 | 1.4 | 1.4 | 1.4 | 1.4 | 1.4 | 1.4 | 1.4 | 1.4 | 1.4 | 1.4 | 0 | 0 | 0 | 0 | 0 | 0 | 0 | 0 | 0 | 0 | 0 | 0 | 0 | 0 | 0 | 0 | 0 | 0 | 0 | 0 | 0 | 0 | 0 | 0 | 0
2 | Broward South | 1995-01-01 | 2026-12-31 | 1.5 | 1.5 | 1.5 | 1.5 | 1.5 | 1.5 | 1.5 | 1.5 | 1.5 | 1.5 | 1.5 | 0 | 0 | 0 | 0 | 0 | 0 | 0 | 0 | 0 | 0 | 0 | 0 | 0 | 0 | 0 | 0 | 0 | 0 | 0 | 0 | 0 | 0 | 0 | 0 | 0
3 | Broward South | 1997-01-01 | 2026-12-31 | 0.6 | 0.6 | 0.6 | 0.6 | 0.6 | 0.6 | 0.6 | 0.6 | 0.6 | 0.6 | 0.6 | 0 | 0 | 0 | 0 | 0 | 0 | 0 | 0 | 0 | 0 | 0 | 0 | 0 | 0 | 0 | 0 | 0 | 0 | 0 | 0 | 0 | 0 | 0 | 0 | 0
4 | Indiantown Cogen., LP | 1995-12-22 | 2019-10-01 | 330 | 0 | 0 | 0 | 0 | 0 | 0 | 0 | 0 | 0 | 0 | 0 | 0 | 0 | 0 | 0 | 0 | 0 | 0 | 0 | 0 | 0 | 0 | 0 | 0 | 0 | 0 | 0 | 0 | 0 | 0 | 0 | 0 | 0 | 0 | 0
5 | U.S. EcoGen - Clay | 2021-01-01 | 2049-12-31 | 0 | 0 | 0 | 0 | 0 | 0 | 0 | 0 | 0 | 0 | 0 | 0 | 0 | 0 | 0 | 0 | 0 | 0 | 0 | 0 | 0 | 0 | 0 | 0 | 0 | 0 | 0 | 0 | 0 | 0 | 0 | 0 | 0 | 0 | 0 | 0
6 | U.S. EcoGen -Okeechobee | 2021-01-01 | 2049-12-31 | 0 | 0 | 0 | 0 | 0 | 60 | 60 | 60 | 60 | 60 | 60 | 60 | 60 | 60 | 60 | 60 | 60 | 60 | 60 | 60 | 60 | 60 | 60 | 60 | 60 | 60 | 60 | 60 | 60 | 60 | 60 | 60 | 60 | 60 | 0 | 0
7 | U.S. EcoGen - Martin | 2021-01-01 | 2049-12-31 | 0 | 0 | 0 | 0 | 0 | 0 | 0 | 0 | 0 | 0 | 0 | 0 | 0 | 0 | 0 | 0 | 0 | 0 | 0 | 0 | 0 | 0 | 0 | 0 | 0 | 0 | 0 | 0 | 0 | 0 | 0 | 0 | 0 | 0 | 0 | 0
|  |  | QF Purchases Sub Total: | 333.5 | 3.5 | 3.5 | 3.5 | 3.5 | 63.5 | 63.5 | 63.5 | 63.5 | 63.5 | 63.5 | 60 | 60 | 60 | 60 | 60 | 60 | 60 | 60 | 60 | 60 | 60 | 60 | 60 | 60 | 60 | 60 | 60 | 60 | 60 | 60 | 60 | 60 | 60 | 0 | 0
| II. Purchases from Utilities: | Contract | Contract
|  | Start Date | End Date | 2016 | 2017 | 2018 | 2019 | 2020 | 2021 | 2022 | 2023 | 2024 | 2025 | 2026 | 2027 | 2028 | 2029 | 2030 | 2031 | 2032 | 2033 | 2034 | 2035 | 2036 | 2037 | 2038 | 2039 | 2040 | 2041 | 2042 | 2043 | 2044 | 2045 | 2046 | 2047 | 2048 | 2049 | 2050 | 2051
1 | SJRPP | 1982-04-02 | 2019-11-01 | 382 | 382 | 382 | 382 | 0 | 0 | 0 | 0 | 0 | 0 | 0 | 0 | 0 | 0 | 0 | 0 | 0 | 0 | 0 | 0 | 0 | 0 | 0 | 0 | 0 | 0 | 0 | 0 | 0 | 0 | 0 | 0 | 0 | 0 | 0 | 0
2 |  |  |  | 0 | 0 | 0 | 0 | 0 | 0 | 0 | 0 | 0 | 0 | 0 | 0 | 0 | 0 | 0 | 0 | 0 | 0 | 0 | 0 | 0 | 0 | 0 | 0 | 0 | 0 | 0 | 0 | 0 | 0 | 0 | 0 | 0 | 0 | 0 | 0
|  |  | Utility Purchases Sub Total: | 382 | 382 | 382 | 382 | 0 | 0 | 0 | 0 | 0 | 0 | 0 | 0 | 0 | 0 | 0 | 0 | 0 | 0 | 0 | 0 | 0 | 0 | 0 | 0 | 0 | 0 | 0 | 0 | 0 | 0 | 0 | 0 | 0 | 0 | 0 | 0
| Total of QF and Utility Purchases = |  |  | 715.5 | 385.5 | 385.5 | 385.5 | 3.5 | 63.5 | 63.5 | 63.5 | 63.5 | 63.5 | 63.5 | 60 | 60 | 60 | 60 | 60 | 60 | 60 | 60 | 60 | 60 | 60 | 60 | 60 | 60 | 60 | 60 | 60 | 60 | 60 | 60 | 60 | 60 | 60 | 0 | 0
| III. Other Purchases: | Contract | Contract
|  | Start Date | End Date | 2016 | 2017 | 2018 | 2019 | 2020 | 2021 | 2022 | 2023 | 2024 | 2025 | 2026 | 2027 | 2028 | 2029 | 2030 | 2031 | 2032 | 2033 | 2034 | 2035 | 2036 | 2037 | 2038 | 2039 | 2040 | 2041 | 2042 | 2043 | 2044 | 2045 | 2046 | 2047 | 2048 | 2049 | 2050 | 2051
1 | Palm Beach SWA -extension | 2012-01-01 | 2034-04-01 | 40 | 40 | 40 | 40 | 40 | 40 | 40 | 40 | 40 | 40 | 40 | 40 | 40 | 40 | 40 | 40 | 40 | 40 | 0 | 0 | 0 | 0 | 0 | 0 | 0 | 0 | 0 | 0 | 0 | 0 | 0 | 0 | 0 | 0 | 0 | 0
2 | Palm Beach SWA - additional | 2015-01-01 | 2034-04-01 | 70 | 70 | 70 | 70 | 70 | 70 | 70 | 70 | 70 | 70 | 70 | 70 | 70 | 70 | 70 | 70 | 70 | 70 | 0 | 0 | 0 | 0 | 0 | 0 | 0 | 0 | 0 | 0 | 0 | 0 | 0 | 0 | 0 | 0 | 0 | 0
3 | Unspecified Purchase | 4/1/2017 | 9/30/2017 | 0 | 53 | 0 | 0 | 0 | 0 | 0 | 0 | 0 | 0 | 0 | 0 | 0 | 0 | 0 | 0 | 0 | 0 | 0 | 0 | 0 | 0 | 0 | 0 | 0 | 0 | 0 | 0 | 0 | 0 | 0 | 0 | 0 | 0 | 0 | 0
4 | Unspecified Purchase | 4/1/2018 | 9/30/2018 | 0 | 0 | 25 | 0 | 0 | 0 | 0 | 0 | 0 | 0 | 0 | 0 | 0 | 0 | 0 | 0 | 0 | 0 | 0 | 0 | 0 | 0 | 0 | 0 | 0 | 0 | 0 | 0 | 0 | 0 | 0 | 0 | 0 | 0 | 0 | 0
5 |  |  |  | 0 | 0 | 0 | 0 | 0 | 0 | 0 | 0 | 0 | 0 | 0 | 0 | 0 | 0 | 0 | 0 | 0 | 0 | 0 | 0 | 0 | 0 | 0 | 0 | 0 | 0 | 0 | 0 | 0 | 0 | 0 | 0 | 0 | 0 | 0 | 0
6 |  |  |  | 0 | 0 | 0 | 0 | 0 | 0 | 0 | 0 | 0 | 0 | 0 | 0 | 0 | 0 | 0 | 0 | 0 | 0 | 0 | 0 | 0 | 0 | 0 | 0 | 0 | 0 | 0 | 0 | 0 | 0 | 0 | 0 | 0 | 0 | 0 | 0
|  |  | Other Purchases Sub Total: | 110 | 163 | 135 | 110 | 110 | 110 | 110 | 110 | 110 | 110 | 110 | 110 | 110 | 110 | 110 | 110 | 110 | 110 | 0 | 0 | 0 | 0 | 0 | 0 | 0 | 0 | 0 | 0 | 0 | 0 | 0 | 0 | 0 | 0 | 0 | 0
| Total "Non-QF" Purchase Sub-Total = |  |  | 492 | 545 | 517 | 492 | 110 | 110 | 110 | 110 | 110 | 110 | 110 | 110 | 110 | 110 | 110 | 110 | 110 | 110 | 0 | 0 | 0 | 0 | 0 | 0 | 0 | 0 | 0 | 0 | 0 | 0 | 0 | 0 | 0 | 0 | 0 | 0
|  |  |  | 2016 | 2017 | 2018 | 2019 | 2020 | 2021 | 2022 | 2023 | 2024 | 2025 | 2026 | 2027 | 2028 | 2029 | 2030 | 2031 | 2032 | 2033 | 2034 | 2035 | 2036 | 2037 | 2038 | 2039 | 2040 | 2041 | 2042 | 2043 | 2044 | 2045 | 2046 | 2047 | 2048 | 2049 | 2050 | 2051
|  |  | Summer Firm Capacity Purchases Total MW: | 825.5 | 548.5 | 520.5 | 495.5 | 113.5 | 173.5 | 173.5 | 173.5 | 173.5 | 173.5 | 173.5 | 170 | 170 | 170 | 170 | 170 | 170 | 170 | 60 | 60 | 60 | 60 | 60 | 60 | 60 | 60 | 60 | 60 | 60 | 60 | 60 | 60 | 60 | 60 | 0 | 0
|  |  | MW change from previous year: | --- | -277 | -28 | -25 | -382 | 60 | 0 | 0 | 0 | 0 | 0 | -3.5 | 0 | 0 | 0 | 0 | 0 | 0 | -110 | 0 | 0 | 0 | 0 | 0 | 0 | 0 | 0 | 0 | 0 | 0 | 0 | 0 | 0 | 0 | -60 | 0
Formulas:
Contract = IF([II. Purchases from Utilities:]="Unspecified Purchase","1/1/"&VLOOKUP(A31-No_Other_PPA,'Input 4. Firm Purchase-Sale'!$AQ10:AS29,2),IF('Input 4. Firm Purchase-Sale'!Z$8="","",'Input 4. Firm Purchase-Sale'!Z$8))
Contract = IF([II. Purchases from Utilities:]="Unspecified Purchase","1/1/"&VLOOKUP(A32-No_Other_PPA,'Input 4. Firm Purchase-Sale'!$AQ10:AS29,2),IF('Input 4. Firm Purchase-Sale'!AA$8="","",'Input 4. Firm Purchase-Sale'!AA$8))

## Output 4. EGEAS RM
Instructions: | 1. Complete Input 1, 3, and 4 Tabs
2. Remove any units from Input 2 that are not "Set/Committed" (Ex. 2019 Unit). In other words, change the
inputs to the large filler units, equalizing filler and small filler to years beyond EGEAS study period
3. Press "Easy Button" on Input 2 tab
RM needed to
match Gen Only need
Forecast
of
Summer
Res.Margins
(%)
| 2016 | 20%
| 2017 | 20%
| 2018 | 20%
| 2019 | 20%
| 2020 | 20%
| 2021 | 20%
| 2022 | 20%
| 2023 | 20%
| 2024 | 20%
| 2025 | 20%
| 2026 | 20%
| 2027 | 20%
| 2028 | 20%
| 2029 | 20%
| 2030 | 20%
| 2031 | 20%
| 2032 | 20%
| 2033 | 20%
| 2034 | 20%
| 2035 | 20%
| 2036 | 20%
| 2037 | 20%
| 2038 | 20%
| 2039 | 20%
| 2040 | 20%
| 2041 | 20%
| 2042 | 20%
| 2043 | 20%
| 2044 | 20%
| 2045 | 20%
| 2046 | 20%
| 2047 | 20%
| 2048 | 20%
| 2049 | 20%
| 2050 | 20%
| 2051 | 20%
| 2052 | 20%
| 2053 | 20%
| 2054 | 20%
| 2055 | 20%
| 2056 | 20%
| 2057 | 20%
| 2058 | 20%
| 2059 | 20%
| 2060 | 20%
| 2061 | 20%
| 2062 | 20%
| 2063 | 20%
| 2064 | 20%
| 2065 | 20%