## Calculations
2016 TYSP Update (ICL retired, only 60 MW ECOGEN, OCEC increase in MWs, and TP6 & 7 delayed to 2031 & 2032)
SUMMER
| -1 | -2 | -3 | -4 | -5 | -6 | -7 | -8 | -9 | -10 | -11 | -12 | -13 | -14 | -15 | -16 | -17 | -18 | -19 |  |  |  |  | BEFORE UNIT ADDITIONS
| -4: =(1)+(2)+(3); -8: =(5)+(6)-(7); -9: =(4)-(8); -10: =(9)/(8); -11: =(4)-((5)+(6)); -12: =(11)/((5)+(6)); -13: =((8)*(1+RM))-(4); -14: =(13)/(1+RM)); -15: =((5)+(6))*(1+RM_Gen_Only)-(4) | [9 empty] | Before Unit | Before Unit
| -16: Need driven by | [8 empty] | Before Unit | Additions | Additions
| -13: Generation; -14: DSM; -15: Generation; -16: Generation; -19: RM needed to | [5 empty] | Before Unit | Before Unit | Before Unit | Additions | Generation | Generation |  |  | PPA Calculation Before NPGU
| -12: Forecast; -13: Only MW; -14: Only MW; -15: Only MW; -16: Only MW; -18: New; -19: match 10% need |  |  |  | Total | Before Unit | Additions | Additions | Additions | Forecast | Only MW | Only MW
| Projections | [7 empty] | Forecast | Forecast | Forecast | of Summer | Needed to | Needed to | Needed to | Needed to | Calculated | Forecast | Forecast |  |  |  | Annual | Additions | Forecast | Forecast | Forecast | of Summer | Needed to | Needed to |  | After |  |  | After
| of Existing | New | Firm | Projection |  |  | Summer | Forecast | of | of | of Summer | Res. Margins | Meet | Meet | Meet | Meet | Capacity | Summer | of |  |  | Annual | Unit | Projection | of | of | of Summer | Res. Margins | Meet | Meet |  | Some | PPA | PPA | PPA
August | FPL Unit | Capacity | Capacity | of Total | Load | New | DSM | of Firm | Summer | Summer | Reserves | Gen Only RM | Reserve | Reserve | Gen Only RM | Gen Only RM | with MW | Reserves | Summer | August |  | New Unit | Retirements | of Total | Summer | Summer | Reserves | Gen Only RM | Reserve | Gen Only RM | August | Additions | Additions | Additions | Additions
of the | Capability | Additions | Purchases | Capacity | Forecast | Sales | Capability | Peak | Reserves | Res.Margins | without DSM | without DSM | Margin | Margin | without DSM | without DSM | addition | Calc | Res.Margins | of the |  | Additions | or Outages | Capacity | Reserves | Res.Margins | without DSM | without DSM | Margin | without DSM | of the | Need | Calc |  | Need
Year | (MW) | (MW) | (MW) | (MW) | (MW) | (MW) | (MW) | (MW) | (MW) | (%) | (MW) | (%) | (MW) | (MW) | (MW) | (MW) | (MW) | (MW) | (%) | Year |  | (MW) | (MW) | (MW) | (MW) | (%) | (MW) | (%) | (MW) | (MW) | Year | (MW) | (MW) | (MW) | (MW)
2016 | 25275.5286 | 1237 | 725.5 | 27238.0286 | 24169.6865 | 0 | 1842.4667 | 22327.2199 | 4910.8088 | 21.99% | 3068.3421 | 12.7% | -445.3648 | -371.1373 | -651.3734 | 0 | 27238.0286 | 4910.8088 | 20% | 2016 | 1237 | 1237 | 0 | 26001.0286 | 3673.8088 | 16.45% | 1831.3421 | 7.577% | 791.6352 | 585.6266 | 2016 | -445.3648 | 0 | 0 | -445.3648
2017 | 23033.2329 | 3023.22 | 825.5 | 26881.9529 | 24336.0406 | 0 | 1934.8049 | 22401.2357 | 4480.7172 | 20% | 2545.9123 | 10.46% | -0.47004 | -0.3917 | -112.3082 | 0 | 26881.9529 | 4480.7172 | 20% | 2017 | 3023.22 | 1786.22 | -1469.2 | 26564.9329 | 4163.6972 | 18.59% | 2228.8923 | 9.159% | 316.55 | 204.7118 | 2017 | -0.47004 | 0 | 0 | -0.47004
2018 | 23014.1378 | 3293.8713 | 825.5 | 27133.5091 | 24606.279 | 0 | 1995.2014 | 22611.0775 | 4522.4316 | 20% | 2527.2302 | 10.27% | -0.21608 | -0.18007 | -66.6023 | 0 | 27133.5091 | 4522.4316 | 20% | 2018 | 3293.8713 | 324 | 0 | 26809.5091 | 4198.4316 | 18.57% | 2203.2302 | 8.954% | 323.7839 | 257.3977 | 2018 | -0.21608 | 0 | 0 | -0.21608
2019 | 23054.0433 | 4671.5237 | 825.5 | 28551.067 | 24893.0945 | 0 | 2041.4457 | 22851.6488 | 5699.4183 | 24.94% | 3657.9726 | 14.69% | -1129.0885 | -940.9071 | -1168.6631 | 0 | 28551.067 | 5699.4183 | 20% | 2019 | 4671.5237 | 1702 | 0 | 26849.067 | 3997.4183 | 17.49% | 1955.9726 | 7.857% | 572.9115 | 533.3369 | 2019 | -1129.0885 | 0 | 0 | -1129.0885
2020 | 23053.9494 | 4827.1772 | 113.5 | 27994.6266 | 25205.9285 | 0 | 2088.4622 | 23117.4663 | 4877.1602 | 21.1% | 2788.698 | 11.06% | -253.667 | -211.3891 | -268.1052 | 0 | 27994.6266 | 4877.1602 | 20% | 2020 | 4827.1772 | 156 | 0 | 27838.6266 | 4721.1602 | 20.42% | 2632.698 | 10.44% | -97.667 | -112.1052 | 2020 | -253.667 | 0 | 0 | -253.667
2021 | 23141.8561 | 4959.3635 | 173.5 | 28274.7197 | 25316.4163 | 0 | 2136.2343 | 23180.1819 | 5094.5378 | 21.98% | 2958.3034 | 11.69% | -458.5014 | -382.0845 | -426.6618 | -426.6618 | 27848.0579 | 4667.876 | 20% | 2021 | 4959.3635 | 132.9999 | 0 | 28141.7198 | 4961.5379 | 21.4% | 2825.3035 | 11.16% | -325.5015 | -293.6619 | 2021 | -426.6618 | 0 | 0 | -426.6618
2022 | 23227.7635 | 5136.1533 | 173.5 | 28537.4168 | 25540.1892 | 0 | 2184.7465 | 23355.4427 | 5181.9741 | 22.19% | 2997.2276 | 11.74% | -510.8856 | -425.738 | -443.2087 | -443.2087 | 28094.2081 | 4738.7654 | 20% | 2022 | 5136.1533 | 177.9999 | 0 | 28359.4169 | 5003.9742 | 21.43% | 2819.2277 | 11.04% | -332.8857 | -265.2088 | 2022 | -443.2087 | 0 | 0 | -443.2087
2023 | 23227.6714 | 5267.5478 | 173.5 | 28668.7192 | 25832.9033 | 0 | 2234.0295 | 23598.8738 | 5069.8454 | 21.48% | 2835.8159 | 10.98% | -350.0707 | -291.7256 | -252.5256 | -252.5256 | 28416.1936 | 4817.3198 | 20% | 2023 | 5267.5478 | 132.9999 | 0 | 28535.7193 | 4936.8455 | 20.92% | 2702.816 | 10.46% | -217.0708 | -119.5257 | 2023 | -252.5256 | 0 | 0 | -252.5256
2024 | 23227.5799 | 5265.5481 | 173.5 | 28666.6281 | 26180.2785 | 0 | 2284.1822 | 23896.0963 | 4770.5318 | 19.96% | 2486.3496 | 9.497% | 8.6875 | 7.2396 | 131.6783 | 131.6783 | 28798.3064 | 4902.2101 | 20.51% | 2024 | 5265.5481 | 0 | 0 | 28666.6281 | 4770.5318 | 19.96% | 2486.3496 | 9.497% | 8.6875 | 131.6783 | 2024 | 131.6783 | 131.6783 | 0 | 131.6783
2025 | 23227.4891 | 7014.5545 | 173.5 | 30415.5436 | 26572.456 | 0 | 2334 | 24238.456 | 6177.0875 | 25.48% | 3843.0875 | 14.46% | -1329.3963 | -1107.8303 | -1185.8419 | -1185.8419 | 29229.7016 | 4991.2456 | 20% | 2025 | 7014.5545 | 1751 | 0 | 28664.5436 | 4426.0875 | 18.26% | 2092.0875 | 7.873% | 421.6037 | 565.1581 | 2025 | -1185.8419 | 0 | 0 | -1185.8419
2026 | 23227.3988 | 7012.5668 | 173.5 | 30413.4656 | 27067.6001 | 0 | 2384 | 24683.6001 | 5729.8655 | 23.21% | 3345.8655 | 12.36% | -793.1455 | -660.9546 | -639.1055 | -639.1055 | 29774.3601 | 5090.76 | 20% | 2026 | 7012.5668 | 0 | 0 | 30413.4656 | 5729.8655 | 23.21% | 3345.8655 | 12.36% | -793.1455 | -639.1055 | 2026 | -639.1055 | 0 | 0 | -639.1055
2027 | 23227.3091 | 7010.5851 | 170 | 30407.8942 | 27665.2192 | 0 | 2434 | 25231.2192 | 5176.6751 | 20.52% | 2742.6751 | 9.914% | -130.4312 | -108.6927 | 23.8468 | 23.8468 | 30431.7411 | 5200.5219 | 20.61% | 2027 | 7010.5851 | 0 | 0 | 30407.8942 | 5176.6751 | 20.52% | 2742.6751 | 9.914% | -130.4312 | 23.8468 | 2027 | 23.8468 | 23.8468 | 0 | 23.8468
2028 | 23227.22 | 8759.6094 | 170 | 32156.8294 | 28224.7243 | 0 | 2484 | 25740.7243 | 6416.1051 | 24.93% | 3932.1051 | 13.93% | -1267.9602 | -1056.6335 | -1109.6326 | -1109.6326 | 31047.1967 | 5306.4724 | 20% | 2028 | 8759.6094 | 1751 | 0 | 30405.8294 | 4665.1051 | 18.12% | 2181.1051 | 7.728% | 483.0398 | 641.3674 | 2028 | -1109.6326 | 0 | 0 | -1109.6326
2029 | 23227.1315 | 8757.6395 | 170 | 32154.771 | 28804.8144 | 0 | 2534 | 26270.8144 | 5883.9566 | 22.4% | 3349.9566 | 11.63% | -629.7938 | -524.8281 | -469.4752 | -469.4752 | 31685.2958 | 5414.4814 | 20% | 2029 | 8757.6395 | 0 | 0 | 32154.771 | 5883.9566 | 22.4% | 3349.9566 | 11.63% | -629.7938 | -469.4752 | 2029 | -469.4752 | 0 | 0 | -469.4752
2030 | 23227.0435 | 8755.6756 | 170 | 32152.7191 | 29397.6618 | 0 | 2584 | 26813.6618 | 5339.0573 | 19.91% | 2755.0573 | 9.372% | 23.675 | 19.7292 | 184.7088 | 184.7088 | 32337.428 | 5523.7662 | 20.6% | 2030 | 8755.6756 | 0 | 0 | 32152.7191 | 5339.0573 | 19.91% | 2755.0573 | 9.372% | 23.675 | 184.7088 | 2030 | 184.7088 | 184.7088 | 0 | 184.7088
2031 | 23226.9561 | 9289.8154 | 170 | 32686.7715 | 29916.486 | 0 | 2584 | 27332.486 | 5354.2855 | 19.59% | 2770.2855 | 9.26% | 112.2117 | 93.5097 | 221.3631 | 221.3631 | 32908.1346 | 5575.6486 | 20.4% | 2031 | 9289.8154 | 536.0978 | 0 | 32150.6737 | 4818.1877 | 17.63% | 2234.1877 | 7.468% | 648.3095 | 757.4609 | 2031 | 221.3631 | 221.3631 | 0 | 221.3631
2032 | 22395.8693 | 11038.8632 | 170 | 33604.7326 | 30478.7122 | 0 | 2584 | 27894.7122 | 5710.0203 | 20.47% | 3126.0203 | 10.26% | -131.0779 | -109.2316 | -78.1491 | -78.1491 | 33526.5834 | 5631.8712 | 20% | 2032 | 11038.8632 | 1751 | -831 | 32684.7326 | 4790.0203 | 17.17% | 2206.0203 | 7.238% | 788.9221 | 841.8509 | 2032 | -78.1491 | 0 | 0 | -78.1491
2033 | 21554.7831 | 12787.917 | 170 | 34512.7 | 31014.602 | 0 | 2584 | 28430.602 | 6082.098 | 21.39% | 3498.098 | 11.28% | -395.9776 | -329.9813 | -396.6378 | 0 | 34512.7 | 6082.098 | 20% | 2033 | 12787.917 | 1751 | -841 | 33602.7 | 5172.098 | 18.19% | 2588.098 | 8.345% | 514.0224 | 513.3622 | 2033 | -395.9776 | 0 | 0 | -395.9776
2034 | 21554.6974 | 13661.4765 | 60 | 35276.1739 | 31496.9298 | 0 | 2584 | 28912.9298 | 6363.2441 | 22.01% | 3779.2441 | 12% | -580.6581 | -483.8817 | -629.5511 | 0 | 35276.1739 | 6363.2441 | 20% | 2034 | 13661.4765 | 875.5 | 0 | 34400.6739 | 5487.7441 | 18.98% | 2903.7441 | 9.219% | 294.8419 | 245.9489 | 2034 | -580.6581 | 0 | 0 | -580.6581
2035 | 21554.6122 | 13659.5419 | 60 | 35274.1541 | 31985.1039 | 0 | 2584 | 29401.1039 | 5873.0502 | 19.98% | 3289.0502 | 10.28% | 7.1706 | 5.9755 | -90.5398 | 0 | 35274.1541 | 5873.0502 | 20% | 2035 | 13659.5419 | 0 | 0 | 35274.1541 | 5873.0502 | 19.98% | 3289.0502 | 10.28% | 7.1706 | -90.5398 | 2035 | 7.1706 | 7.1706 | 0 | 7.1706
2036 | 20573.5277 | 15408.613 | 60 | 36042.1407 | 32468.0191 | 0 | 2584 | 29884.0191 | 6158.1216 | 20.61% | 3574.1216 | 11.01% | -181.3178 | -151.0982 | -327.3197 | 0 | 36042.1407 | 6158.1216 | 20% | 2036 | 15408.613 | 1751 | -981 | 35272.1407 | 5388.1216 | 18.03% | 2804.1216 | 8.637% | 588.6822 | 442.6803 | 2036 | -181.3178 | 0 | 0 | -181.3178
2037 | 20573.4436 | 16282.19 | 60 | 36915.6336 | 32926.0632 | 0 | 2584 | 30342.0632 | 6573.5704 | 21.66% | 3989.5704 | 12.12% | -505.1578 | -420.9648 | -696.9641 | 0 | 36915.6336 | 6573.5704 | 20% | 2037 | 16282.19 | 875.5 | 0 | 36040.1336 | 5698.0704 | 18.78% | 3114.0704 | 9.458% | 370.3422 | 178.5359 | 2037 | -505.1578 | 0 | 0 | -505.1578
2038 | 20573.3601 | 16280.2727 | 60 | 36913.6329 | 33401.2155 | 0 | 2584 | 30817.2155 | 6096.4173 | 19.78% | 3512.4173 | 10.52% | 67.0258 | 55.8548 | -172.2958 | 0 | 36913.6329 | 6096.4173 | 20% | 2038 | 16280.2727 | 0 | 0 | 36913.6329 | 6096.4173 | 19.78% | 3512.4173 | 10.52% | 67.0258 | -172.2958 | 2038 | 67.0258 | 67.0258 | 0 | 67.0258
2039 | 20573.2772 | 17153.8612 | 60 | 37787.1384 | 33877.6204 | 0 | 2584 | 31293.6204 | 6493.518 | 20.75% | 3909.518 | 11.54% | -234.794 | -195.6616 | -521.756 | 0 | 37787.1384 | 6493.518 | 20% | 2039 | 17153.8612 | 875.5 | 0 | 36911.6384 | 5618.018 | 17.95% | 3034.018 | 8.956% | 640.706 | 353.744 | 2039 | -234.794 | 0 | 0 | -234.794
2040 | 20573.1948 | 18027.4554 | 60 | 38660.6502 | 34362.1064 | 0 | 2584 | 31778.1064 | 6882.5438 | 21.66% | 4298.5438 | 12.51% | -526.9226 | -439.1021 | -862.3332 | 0 | 38660.6502 | 6882.5438 | 20% | 2040 | 18027.4554 | 875.5 | 0 | 37785.1502 | 6007.0438 | 18.9% | 3423.0438 | 9.962% | 348.5774 | 13.1668 | 2040 | -526.9226 | 0 | 0 | -526.9226
2041 | 20573.1129 | 18025.5553 | 60 | 38658.6683 | 34752.544 | 0 | 2584 | 32168.544 | 6490.1242 | 20.18% | 3906.1242 | 11.24% | -56.4154 | -47.0128 | -430.8698 | 0 | 38658.6683 | 6490.1242 | 20% | 2041 | 18025.5553 | 0 | 0 | 38658.6683 | 6490.1242 | 20.18% | 3906.1242 | 11.24% | -56.4154 | -430.8698 | 2041 | -56.4154 | 0 | 0 | -56.4154
2042 | 20573.0316 | 18899.1609 | 60 | 39532.1925 | 35143.6793 | 0 | 2584 | 32559.6793 | 6972.5133 | 21.41% | 4388.5133 | 12.49% | -460.5774 | -383.8145 | -874.1454 | 0 | 39532.1925 | 6972.5133 | 20% | 2042 | 18899.1609 | 875.5 | 0 | 38656.6925 | 6097.0133 | 18.73% | 3513.0133 | 9.996% | 414.9226 | 1.3546 | 2042 | -460.5774 | 0 | 0 | -460.5774
2043 | 19732.9508 | 19772.7723 | 60 | 39565.7231 | 35535.5131 | 0 | 2584 | 32951.5131 | 6614.2099 | 20.07% | 4030.2099 | 11.34% | -23.9073 | -19.9228 | -476.6586 | 0 | 39565.7231 | 6614.2099 | 20% | 2043 | 19772.7723 | 875.5 | -840 | 39530.2231 | 6578.7099 | 19.96% | 3994.7099 | 11.24% | 11.5927 | -441.1586 | 2043 | -23.9073 | 0 | 0 | -23.9073
2044 | 19732.8705 | 20646.3892 | 60 | 40439.2598 | 35928.0467 | 0 | 2584 | 33344.0467 | 7095.2131 | 21.28% | 4511.2131 | 12.56% | -426.4037 | -355.3364 | -918.4084 | 0 | 40439.2598 | 7095.2131 | 20% | 2044 | 20646.3892 | 875.5 | 0 | 39563.7598 | 6219.7131 | 18.65% | 3635.7131 | 10.12% | 449.0963 | -42.9084 | 2044 | -426.4037 | 0 | 0 | -426.4037
2045 | 19732.7908 | 20644.5119 | 60 | 40437.3026 | 36321.2811 | 0 | 2584 | 33737.2811 | 6700.0216 | 19.86% | 4116.0216 | 11.33% | 47.4346 | 39.5289 | -483.8935 | 0 | 40437.3026 | 6700.0216 | 20% | 2045 | 20644.5119 | 0 | 0 | 40437.3026 | 6700.0216 | 19.86% | 4116.0216 | 11.33% | 47.4346 | -483.8935 | 2045 | 47.4346 | 47.4346 | 0 | 47.4346
2046 | 19732.7115 | 21518.1401 | 60 | 41310.8516 | 36715.2173 | 0 | 2584 | 34131.2173 | 7179.6343 | 21.04% | 4595.6343 | 12.52% | -353.3909 | -294.4924 | -924.1126 | 0 | 41310.8516 | 7179.6343 | 20% | 2046 | 21518.1401 | 875.5 | 0 | 40435.3516 | 6304.1343 | 18.47% | 3720.1343 | 10.13% | 522.1091 | -48.6126 | 2046 | -353.3909 | 0 | 0 | -353.3909
2047 | 19732.6328 | 21516.274 | 60 | 41308.9068 | 37109.8565 | 0 | 2584 | 34525.8565 | 6783.0503 | 19.65% | 4199.0503 | 11.32% | 122.121 | 101.7675 | -488.0646 | 0 | 41308.9068 | 6783.0503 | 20% | 2047 | 21516.274 | 0 | 0 | 41308.9068 | 6783.0503 | 19.65% | 4199.0503 | 11.32% | 122.121 | -488.0646 | 2047 | 122.121 | 122.121 | 0 | 122.121
2048 | 19732.5546 | 22389.9135 | 60 | 42182.468 | 37505.1998 | 0 | 2584 | 34921.1998 | 7261.2683 | 20.79% | 4677.2683 | 12.47% | -277.0283 | -230.8569 | -926.7483 | 0 | 42182.468 | 7261.2683 | 20% | 2048 | 22389.9135 | 875.5 | 0 | 41306.968 | 6385.7683 | 18.29% | 3801.7683 | 10.14% | 598.4717 | -51.2483 | 2048 | -277.0283 | 0 | 0 | -277.0283
2049 | 19732.4769 | 22388.0585 | 60 | 42180.5354 | 37901.2482 | 0 | 2584 | 35317.2482 | 6863.2872 | 19.43% | 4279.2872 | 11.29% | 200.1624 | 166.802 | -489.1624 | 0 | 42180.5354 | 6863.2872 | 20% | 2049 | 22388.0585 | 0 | 0 | 42180.5354 | 6863.2872 | 19.43% | 4279.2872 | 11.29% | 200.1624 | -489.1624 | 2049 | 200.1624 | 200.1624 | 0 | 200.1624
2050 | 19732.3997 | 23261.7091 | 0 | 42994.1088 | 38298.0028 | 0 | 2584 | 35714.0028 | 7280.106 | 20.38% | 4696.106 | 12.26% | -137.3054 | -114.4212 | -866.3057 | 0 | 42994.1088 | 7280.106 | 20% | 2050 | 23261.7091 | 875.5 | 0 | 42118.6088 | 6404.606 | 17.93% | 3820.606 | 9.976% | 738.1946 | 9.1943 | 2050 | -137.3054 | 0 | 0 | -137.3054
2051 | 19732.323 | 24135.3653 | 0 | 43867.6883 | 38695.4648 | 0 | 2584 | 36111.4648 | 7756.2235 | 21.48% | 5172.2235 | 13.37% | -533.9305 | -444.9421 | -1302.677 | 0 | 43867.6883 | 7756.2235 | 20% | 2051 | 24135.3653 | 875.5 | 0 | 42992.1883 | 6880.7235 | 19.05% | 4296.7235 | 11.1% | 341.5695 | -427.177 | 2051 | -533.9305 | 0 | 0 | -533.9305
2052 | 19732.2468 | 24133.527 | 0 | 43865.7738 | 39093.6352 | 0 | 2584 | 36509.6352 | 7356.1386 | 20.15% | 4772.1386 | 12.21% | -54.2115 | -45.1763 | -862.7751 | 0 | 43865.7738 | 7356.1386 | 20% | 2052 | 24133.527 | 0 | 0 | 43865.7738 | 7356.1386 | 20.15% | 4772.1386 | 12.21% | -54.2115 | -862.7751 | 2052 | -54.2115 | 0 | 0 | -54.2115
2053 | 19732.1711 | 25007.1942 | 0 | 44739.3653 | 39487.0507 | 0 | 2584 | 36903.0507 | 7836.3145 | 21.23% | 5252.3145 | 13.3% | -455.7044 | -379.7537 | -1303.6095 | 0 | 44739.3653 | 7836.3145 | 20% | 2053 | 25007.1942 | 875.5 | 0 | 43863.8653 | 6960.8145 | 18.86% | 4376.8145 | 11.08% | 419.7956 | -428.1095 | 2053 | -455.7044 | 0 | 0 | -455.7044
2054 | 19732.0959 | 25005.3669 | 0 | 44737.4628 | 39881.1457 | 0 | 2584 | 37297.1457 | 7440.3171 | 19.95% | 4856.3171 | 12.18% | 19.112 | 15.9267 | -868.2025 | 0 | 44737.4628 | 7440.3171 | 20% | 2054 | 25005.3669 | 0 | 0 | 44737.4628 | 7440.3171 | 19.95% | 4856.3171 | 12.18% | 19.112 | -868.2025 | 2054 | 19.112 | 19.112 | 0 | 19.112
2055 | 19732.0211 | 25879.0451 | 0 | 45611.0663 | 40275.9209 | 0 | 2584 | 37691.9209 | 7919.1453 | 21.01% | 5335.1453 | 13.25% | -380.7611 | -317.3009 | -1307.5532 | 0 | 45611.0663 | 7919.1453 | 20% | 2055 | 25879.0451 | 875.5 | 0 | 44735.5663 | 7043.6453 | 18.69% | 4459.6453 | 11.07% | 494.7389 | -432.0532 | 2055 | -380.7611 | 0 | 0 | -380.7611
2056 | 19731.9469 | 25877.2288 | 0 | 45609.1757 | 40671.3775 | 0 | 2584 | 38087.3775 | 7521.7982 | 19.75% | 4937.7982 | 12.14% | 95.6773 | 79.7311 | -870.6605 | 0 | 45609.1757 | 7521.7982 | 20% | 2056 | 25877.2288 | 0 | 0 | 45609.1757 | 7521.7982 | 19.75% | 4937.7982 | 12.14% | 95.6773 | -870.6605 | 2056 | 95.6773 | 95.6773 | 0 | 95.6773
2057 | 19731.8732 | 26750.9179 | 0 | 46482.791 | 41067.5161 | 0 | 2584 | 38483.5161 | 7999.2749 | 20.79% | 5415.2749 | 13.19% | -302.5716 | -252.143 | -1308.5233 | 0 | 46482.791 | 7999.2749 | 20% | 2057 | 26750.9179 | 875.5 | 0 | 45607.291 | 7123.7749 | 18.51% | 4539.7749 | 11.05% | 572.9284 | -433.0233 | 2057 | -302.5716 | 0 | 0 | -302.5716
2058 | 19731.7999 | 26749.1124 | 0 | 46480.9123 | 41464.3379 | 0 | 2584 | 38880.3379 | 7600.5744 | 19.55% | 5016.5744 | 12.1% | 175.4932 | 146.2444 | -870.1406 | 0 | 46480.9123 | 7600.5744 | 20% | 2058 | 26749.1124 | 0 | 0 | 46480.9123 | 7600.5744 | 19.55% | 5016.5744 | 12.1% | 175.4932 | -870.1406 | 2058 | 175.4932 | 175.4932 | 0 | 175.4932
2059 | 19731.7271 | 27622.8124 | 0 | 47354.5394 | 41861.8437 | 0 | 2584 | 39277.8437 | 8076.6957 | 20.56% | 5492.6957 | 13.12% | -221.127 | -184.2725 | -1306.5113 | 0 | 47354.5394 | 8076.6957 | 20% | 2059 | 27622.8124 | 875.5 | 0 | 46479.0394 | 7201.1957 | 18.33% | 4617.1957 | 11.03% | 654.373 | -431.0113 | 2059 | -221.127 | 0 | 0 | -221.127
2060 | 19731.6547 | 28496.5177 | 0 | 48228.1725 | 42260.0345 | 0 | 2584 | 39676.0345 | 8552.138 | 21.55% | 5968.138 | 14.12% | -616.9311 | -514.1092 | -1742.1345 | 0 | 48228.1725 | 8552.138 | 20% | 2060 | 28496.5177 | 875.5 | 0 | 47352.6725 | 7676.638 | 19.35% | 5092.638 | 12.05% | 258.5689 | -866.6345 | 2060 | -616.9311 | 0 | 0 | -616.9311
2061 | 19731.5829 | 28494.7285 | 0 | 48226.3114 | 42658.9112 | 0 | 2584 | 40074.9112 | 8151.4002 | 20.34% | 5567.4002 | 13.05% | -136.418 | -113.6816 | -1301.5091 | 0 | 48226.3114 | 8151.4002 | 20% | 2061 | 28494.7285 | 0 | 0 | 48226.3114 | 8151.4002 | 20.34% | 5567.4002 | 13.05% | -136.418 | -1301.5091 | 2061 | -136.418 | 0 | 0 | -136.418
2062 | 19731.5115 | 29368.4446 | 0 | 49099.9561 | 43058.4746 | 0 | 2584 | 40474.4746 | 8625.4814 | 21.31% | 6041.4814 | 14.03% | -530.5865 | -442.1554 | -1735.634 | 0 | 49099.9561 | 8625.4814 | 20% | 2062 | 29368.4446 | 875.5 | 0 | 48224.4561 | 7749.9814 | 19.15% | 5165.9814 | 12% | 344.9135 | -860.134 | 2062 | -530.5865 | 0 | 0 | -530.5865
2063 | 19731.4406 | 29366.666 | 0 | 49098.1066 | 43458.7259 | 0 | 2584 | 40874.7259 | 8223.3807 | 20.12% | 5639.3807 | 12.98% | -48.4356 | -40.363 | -1293.5082 | 0 | 49098.1066 | 8223.3807 | 20% | 2063 | 29366.666 | 0 | 0 | 49098.1066 | 8223.3807 | 20.12% | 5639.3807 | 12.98% | -48.4356 | -1293.5082 | 2063 | -48.4356 | 0 | 0 | -48.4356
2064 | 19731.3701 | 30240.3928 | 0 | 49971.7629 | 43862.6977 | 0 | 2584 | 41278.6977 | 8693.0653 | 21.06% | 6109.0653 | 13.93% | -437.3258 | -364.4381 | -1722.7955 | 0 | 49971.7629 | 8693.0653 | 20% | 2064 | 30240.3928 | 875.5 | 0 | 49096.2629 | 7817.5653 | 18.94% | 5233.5653 | 11.93% | 438.1742 | -847.2955 | 2064 | -437.3258 | 0 | 0 | -437.3258
2065 | 19731.3001 | 30238.6249 | 0 | 49969.9251 | 44270.4246 | 0 | 2634 | 41636.4246 | 8333.5005 | 20.01% | 5699.5005 | 12.87% | -6.2156 | -5.1797 | -1272.458 | 0 | 49969.9251 | 8333.5005 | 20% | 2065 | 30238.6249 | 0 | 0 | 49969.9251 | 8333.5005 | 20.01% | 5699.5005 | 12.87% | -6.2156 | -1272.458 | 2065 | -6.2156 | 0 | 0 | -6.2156

## PV Calculations
2016 TYSP Update (ICL retired, only 60 MW ECOGEN, OCEC increase in MWs, and TP6 & 7 delayed to 2031 & 2032)
SUMMER
|  | 2016 | 2017 | 2018 | 2019 | 2020 | 2021 | 2022 | 2023 | 2024 | 2025 | 2026 | 2027 | 2028 | 2029 | 2030 | 2031 | 2032 | 2033 | 2034 | 2035 | 2036 | 2037 | 2038 | 2039 | 2040 | 2041 | 2042 | 2043 | 2044 | 2045 | 2046 | 2047 | 2048 | 2049 | 2050 | 2051 | 2052 | 2053 | 2054 | 2055 | 2056 | 2057 | 2058 | 2059 | 2060 | 2061 | 2062 | 2063 | 2064 | 2065 | 2066 | 2067 | 2068 | 2069 | 2070 | 2071 | 2072
| New Solar Unit | 0 | 223.5 | 0 | 0 | 300 | 300 | 300 | 300 | 0 | 0 | 0 | 0 | 0 | 0 | 0 | 0 | 0 | 0 | 0 | 0 | 0 | 0 | 0 | 0 | 0 | 0 | 0 | 0 | 0 | 0 | 0 | 0 | 0 | 0 | 0 | 0 | 0 | 0 | 0 | 0 | 0 | 0 | 0 | 0 | 0 | 0 | 0 | 0 | 0 | 0 | 0 | 0 | 0 | 0 | 0 | 0 | 0
| Firm Capacity Value | 0% | 52% | 0% | 0% | 52% | 44.33% | 44.33% | 44.33% | 0% | 0% | 0% | 0% | 0% | 0% | 0% | 0% | 0% | 0% | 0% | 0% | 0% | 0% | 0% | 0% | 0% | 0% | 0% | 0% | 0% | 0% | 0% | 0% | 0% | 0% | 0% | 0% | 0% | 0% | 0% | 0% | 0% | 0% | 0% | 0% | 0% | 0% | 0% | 0% | 0% | 0% | 0% | 0% | 0% | 0% | 0% | 0% | 0%
Year | Total Firm Solar Capacity Added with Degradation
2016 | 0 | 0 | 0 | 0 | 0 | 0 | 0 | 0 | 0 | 0 | 0 | 0 | 0 | 0 | 0 | 0 | 0 | 0 | 0 | 0 | 0 | 0 | 0 | 0 | 0 | 0 | 0 | 0 | 0 | 0 | 0 | 0 | 0 | 0 | 0 | 0 | 0 | 0 | 0 | 0 | 0 | 0 | 0 | 0 | 0 | 0 | 0 | 0 | 0 | 0 | 0 | 0 | 0 | 0 | 0 | 0 | 0 | 0
2017 | 116.22 | 0 | 116.22 | 0 | 0 | 0 | 0 | 0 | 0 | 0 | 0 | 0 | 0 | 0 | 0 | 0 | 0 | 0 | 0 | 0 | 0 | 0 | 0 | 0 | 0 | 0 | 0 | 0 | 0 | 0 | 0 | 0 | 0 | 0 | 0 | 0 | 0 | 0 | 0 | 0 | 0 | 0 | 0 | 0 | 0 | 0 | 0 | 0 | 0 | 0 | 0 | 0 | 0 | 0 | 0 | 0 | 0 | 0
2018 | 115.8713 | 0 | 115.8713 | 0 | 0 | 0 | 0 | 0 | 0 | 0 | 0 | 0 | 0 | 0 | 0 | 0 | 0 | 0 | 0 | 0 | 0 | 0 | 0 | 0 | 0 | 0 | 0 | 0 | 0 | 0 | 0 | 0 | 0 | 0 | 0 | 0 | 0 | 0 | 0 | 0 | 0 | 0 | 0 | 0 | 0 | 0 | 0 | 0 | 0 | 0 | 0 | 0 | 0 | 0 | 0 | 0 | 0 | 0
2019 | 115.5237 | 0 | 115.5237 | 0 | 0 | 0 | 0 | 0 | 0 | 0 | 0 | 0 | 0 | 0 | 0 | 0 | 0 | 0 | 0 | 0 | 0 | 0 | 0 | 0 | 0 | 0 | 0 | 0 | 0 | 0 | 0 | 0 | 0 | 0 | 0 | 0 | 0 | 0 | 0 | 0 | 0 | 0 | 0 | 0 | 0 | 0 | 0 | 0 | 0 | 0 | 0 | 0 | 0 | 0 | 0 | 0 | 0 | 0
2020 | 271.1772 | 0 | 115.1772 | 0 | 0 | 156 | 0 | 0 | 0 | 0 | 0 | 0 | 0 | 0 | 0 | 0 | 0 | 0 | 0 | 0 | 0 | 0 | 0 | 0 | 0 | 0 | 0 | 0 | 0 | 0 | 0 | 0 | 0 | 0 | 0 | 0 | 0 | 0 | 0 | 0 | 0 | 0 | 0 | 0 | 0 | 0 | 0 | 0 | 0 | 0 | 0 | 0 | 0 | 0 | 0 | 0 | 0 | 0
2021 | 403.3635 | 0 | 114.8316 | 0 | 0 | 155.532 | 132.9999 | 0 | 0 | 0 | 0 | 0 | 0 | 0 | 0 | 0 | 0 | 0 | 0 | 0 | 0 | 0 | 0 | 0 | 0 | 0 | 0 | 0 | 0 | 0 | 0 | 0 | 0 | 0 | 0 | 0 | 0 | 0 | 0 | 0 | 0 | 0 | 0 | 0 | 0 | 0 | 0 | 0 | 0 | 0 | 0 | 0 | 0 | 0 | 0 | 0 | 0 | 0
2022 | 535.1533 | 0 | 114.4871 | 0 | 0 | 155.0654 | 132.6009 | 132.9999 | 0 | 0 | 0 | 0 | 0 | 0 | 0 | 0 | 0 | 0 | 0 | 0 | 0 | 0 | 0 | 0 | 0 | 0 | 0 | 0 | 0 | 0 | 0 | 0 | 0 | 0 | 0 | 0 | 0 | 0 | 0 | 0 | 0 | 0 | 0 | 0 | 0 | 0 | 0 | 0 | 0 | 0 | 0 | 0 | 0 | 0 | 0 | 0 | 0 | 0
2023 | 666.5478 | 0 | 114.1437 | 0 | 0 | 154.6002 | 132.2031 | 132.6009 | 132.9999 | 0 | 0 | 0 | 0 | 0 | 0 | 0 | 0 | 0 | 0 | 0 | 0 | 0 | 0 | 0 | 0 | 0 | 0 | 0 | 0 | 0 | 0 | 0 | 0 | 0 | 0 | 0 | 0 | 0 | 0 | 0 | 0 | 0 | 0 | 0 | 0 | 0 | 0 | 0 | 0 | 0 | 0 | 0 | 0 | 0 | 0 | 0 | 0 | 0
2024 | 664.5481 | 0 | 113.8012 | 0 | 0 | 154.1364 | 131.8065 | 132.2031 | 132.6009 | 0 | 0 | 0 | 0 | 0 | 0 | 0 | 0 | 0 | 0 | 0 | 0 | 0 | 0 | 0 | 0 | 0 | 0 | 0 | 0 | 0 | 0 | 0 | 0 | 0 | 0 | 0 | 0 | 0 | 0 | 0 | 0 | 0 | 0 | 0 | 0 | 0 | 0 | 0 | 0 | 0 | 0 | 0 | 0 | 0 | 0 | 0 | 0 | 0
2025 | 662.5545 | 0 | 113.4598 | 0 | 0 | 153.674 | 131.4111 | 131.8065 | 132.2031 | 0 | 0 | 0 | 0 | 0 | 0 | 0 | 0 | 0 | 0 | 0 | 0 | 0 | 0 | 0 | 0 | 0 | 0 | 0 | 0 | 0 | 0 | 0 | 0 | 0 | 0 | 0 | 0 | 0 | 0 | 0 | 0 | 0 | 0 | 0 | 0 | 0 | 0 | 0 | 0 | 0 | 0 | 0 | 0 | 0 | 0 | 0 | 0 | 0
2026 | 660.5668 | 0 | 113.1195 | 0 | 0 | 153.213 | 131.0168 | 131.4111 | 131.8065 | 0 | 0 | 0 | 0 | 0 | 0 | 0 | 0 | 0 | 0 | 0 | 0 | 0 | 0 | 0 | 0 | 0 | 0 | 0 | 0 | 0 | 0 | 0 | 0 | 0 | 0 | 0 | 0 | 0 | 0 | 0 | 0 | 0 | 0 | 0 | 0 | 0 | 0 | 0 | 0 | 0 | 0 | 0 | 0 | 0 | 0 | 0 | 0 | 0
2027 | 658.5851 | 0 | 112.7801 | 0 | 0 | 152.7533 | 130.6238 | 131.0168 | 131.4111 | 0 | 0 | 0 | 0 | 0 | 0 | 0 | 0 | 0 | 0 | 0 | 0 | 0 | 0 | 0 | 0 | 0 | 0 | 0 | 0 | 0 | 0 | 0 | 0 | 0 | 0 | 0 | 0 | 0 | 0 | 0 | 0 | 0 | 0 | 0 | 0 | 0 | 0 | 0 | 0 | 0 | 0 | 0 | 0 | 0 | 0 | 0 | 0 | 0
2028 | 656.6094 | 0 | 112.4418 | 0 | 0 | 152.2951 | 130.2319 | 130.6238 | 131.0168 | 0 | 0 | 0 | 0 | 0 | 0 | 0 | 0 | 0 | 0 | 0 | 0 | 0 | 0 | 0 | 0 | 0 | 0 | 0 | 0 | 0 | 0 | 0 | 0 | 0 | 0 | 0 | 0 | 0 | 0 | 0 | 0 | 0 | 0 | 0 | 0 | 0 | 0 | 0 | 0 | 0 | 0 | 0 | 0 | 0 | 0 | 0 | 0 | 0
2029 | 654.6395 | 0 | 112.1044 | 0 | 0 | 151.8382 | 129.8412 | 130.2319 | 130.6238 | 0 | 0 | 0 | 0 | 0 | 0 | 0 | 0 | 0 | 0 | 0 | 0 | 0 | 0 | 0 | 0 | 0 | 0 | 0 | 0 | 0 | 0 | 0 | 0 | 0 | 0 | 0 | 0 | 0 | 0 | 0 | 0 | 0 | 0 | 0 | 0 | 0 | 0 | 0 | 0 | 0 | 0 | 0 | 0 | 0 | 0 | 0 | 0 | 0
2030 | 652.6756 | 0 | 111.7681 | 0 | 0 | 151.3827 | 129.4517 | 129.8412 | 130.2319 | 0 | 0 | 0 | 0 | 0 | 0 | 0 | 0 | 0 | 0 | 0 | 0 | 0 | 0 | 0 | 0 | 0 | 0 | 0 | 0 | 0 | 0 | 0 | 0 | 0 | 0 | 0 | 0 | 0 | 0 | 0 | 0 | 0 | 0 | 0 | 0 | 0 | 0 | 0 | 0 | 0 | 0 | 0 | 0 | 0 | 0 | 0 | 0 | 0
2031 | 650.7176 | 0 | 111.4328 | 0 | 0 | 150.9285 | 129.0633 | 129.4517 | 129.8412 | 0 | 0 | 0 | 0 | 0 | 0 | 0 | 0 | 0 | 0 | 0 | 0 | 0 | 0 | 0 | 0 | 0 | 0 | 0 | 0 | 0 | 0 | 0 | 0 | 0 | 0 | 0 | 0 | 0 | 0 | 0 | 0 | 0 | 0 | 0 | 0 | 0 | 0 | 0 | 0 | 0 | 0 | 0 | 0 | 0 | 0 | 0 | 0 | 0
2032 | 648.7654 | 0 | 111.0985 | 0 | 0 | 150.4757 | 128.6761 | 129.0633 | 129.4517 | 0 | 0 | 0 | 0 | 0 | 0 | 0 | 0 | 0 | 0 | 0 | 0 | 0 | 0 | 0 | 0 | 0 | 0 | 0 | 0 | 0 | 0 | 0 | 0 | 0 | 0 | 0 | 0 | 0 | 0 | 0 | 0 | 0 | 0 | 0 | 0 | 0 | 0 | 0 | 0 | 0 | 0 | 0 | 0 | 0 | 0 | 0 | 0 | 0
2033 | 646.8191 | 0 | 110.7652 | 0 | 0 | 150.0243 | 128.2901 | 128.6761 | 129.0633 | 0 | 0 | 0 | 0 | 0 | 0 | 0 | 0 | 0 | 0 | 0 | 0 | 0 | 0 | 0 | 0 | 0 | 0 | 0 | 0 | 0 | 0 | 0 | 0 | 0 | 0 | 0 | 0 | 0 | 0 | 0 | 0 | 0 | 0 | 0 | 0 | 0 | 0 | 0 | 0 | 0 | 0 | 0 | 0 | 0 | 0 | 0 | 0 | 0
2034 | 644.8787 | 0 | 110.4329 | 0 | 0 | 149.5742 | 127.9053 | 128.2901 | 128.6761 | 0 | 0 | 0 | 0 | 0 | 0 | 0 | 0 | 0 | 0 | 0 | 0 | 0 | 0 | 0 | 0 | 0 | 0 | 0 | 0 | 0 | 0 | 0 | 0 | 0 | 0 | 0 | 0 | 0 | 0 | 0 | 0 | 0 | 0 | 0 | 0 | 0 | 0 | 0 | 0 | 0 | 0 | 0 | 0 | 0 | 0 | 0 | 0 | 0
2035 | 642.944 | 0 | 110.1016 | 0 | 0 | 149.1255 | 127.5215 | 127.9053 | 128.2901 | 0 | 0 | 0 | 0 | 0 | 0 | 0 | 0 | 0 | 0 | 0 | 0 | 0 | 0 | 0 | 0 | 0 | 0 | 0 | 0 | 0 | 0 | 0 | 0 | 0 | 0 | 0 | 0 | 0 | 0 | 0 | 0 | 0 | 0 | 0 | 0 | 0 | 0 | 0 | 0 | 0 | 0 | 0 | 0 | 0 | 0 | 0 | 0 | 0
2036 | 641.0152 | 0 | 109.7713 | 0 | 0 | 148.6781 | 127.139 | 127.5215 | 127.9053 | 0 | 0 | 0 | 0 | 0 | 0 | 0 | 0 | 0 | 0 | 0 | 0 | 0 | 0 | 0 | 0 | 0 | 0 | 0 | 0 | 0 | 0 | 0 | 0 | 0 | 0 | 0 | 0 | 0 | 0 | 0 | 0 | 0 | 0 | 0 | 0 | 0 | 0 | 0 | 0 | 0 | 0 | 0 | 0 | 0 | 0 | 0 | 0 | 0
2037 | 639.0922 | 0 | 109.442 | 0 | 0 | 148.2321 | 126.7576 | 127.139 | 127.5215 | 0 | 0 | 0 | 0 | 0 | 0 | 0 | 0 | 0 | 0 | 0 | 0 | 0 | 0 | 0 | 0 | 0 | 0 | 0 | 0 | 0 | 0 | 0 | 0 | 0 | 0 | 0 | 0 | 0 | 0 | 0 | 0 | 0 | 0 | 0 | 0 | 0 | 0 | 0 | 0 | 0 | 0 | 0 | 0 | 0 | 0 | 0 | 0 | 0
2038 | 637.1749 | 0 | 109.1137 | 0 | 0 | 147.7874 | 126.3773 | 126.7576 | 127.139 | 0 | 0 | 0 | 0 | 0 | 0 | 0 | 0 | 0 | 0 | 0 | 0 | 0 | 0 | 0 | 0 | 0 | 0 | 0 | 0 | 0 | 0 | 0 | 0 | 0 | 0 | 0 | 0 | 0 | 0 | 0 | 0 | 0 | 0 | 0 | 0 | 0 | 0 | 0 | 0 | 0 | 0 | 0 | 0 | 0 | 0 | 0 | 0 | 0
2039 | 635.2634 | 0 | 108.7863 | 0 | 0 | 147.3441 | 125.9981 | 126.3773 | 126.7576 | 0 | 0 | 0 | 0 | 0 | 0 | 0 | 0 | 0 | 0 | 0 | 0 | 0 | 0 | 0 | 0 | 0 | 0 | 0 | 0 | 0 | 0 | 0 | 0 | 0 | 0 | 0 | 0 | 0 | 0 | 0 | 0 | 0 | 0 | 0 | 0 | 0 | 0 | 0 | 0 | 0 | 0 | 0 | 0 | 0 | 0 | 0 | 0 | 0
2040 | 633.3576 | 0 | 108.46 | 0 | 0 | 146.902 | 125.6202 | 125.9981 | 126.3773 | 0 | 0 | 0 | 0 | 0 | 0 | 0 | 0 | 0 | 0 | 0 | 0 | 0 | 0 | 0 | 0 | 0 | 0 | 0 | 0 | 0 | 0 | 0 | 0 | 0 | 0 | 0 | 0 | 0 | 0 | 0 | 0 | 0 | 0 | 0 | 0 | 0 | 0 | 0 | 0 | 0 | 0 | 0 | 0 | 0 | 0 | 0 | 0 | 0
2041 | 631.4575 | 0 | 108.1346 | 0 | 0 | 146.4613 | 125.2433 | 125.6202 | 125.9981 | 0 | 0 | 0 | 0 | 0 | 0 | 0 | 0 | 0 | 0 | 0 | 0 | 0 | 0 | 0 | 0 | 0 | 0 | 0 | 0 | 0 | 0 | 0 | 0 | 0 | 0 | 0 | 0 | 0 | 0 | 0 | 0 | 0 | 0 | 0 | 0 | 0 | 0 | 0 | 0 | 0 | 0 | 0 | 0 | 0 | 0 | 0 | 0 | 0
2042 | 629.5631 | 0 | 107.8102 | 0 | 0 | 146.0219 | 124.8676 | 125.2433 | 125.6202 | 0 | 0 | 0 | 0 | 0 | 0 | 0 | 0 | 0 | 0 | 0 | 0 | 0 | 0 | 0 | 0 | 0 | 0 | 0 | 0 | 0 | 0 | 0 | 0 | 0 | 0 | 0 | 0 | 0 | 0 | 0 | 0 | 0 | 0 | 0 | 0 | 0 | 0 | 0 | 0 | 0 | 0 | 0 | 0 | 0 | 0 | 0 | 0 | 0
2043 | 627.6744 | 0 | 107.4868 | 0 | 0 | 145.5839 | 124.493 | 124.8676 | 125.2433 | 0 | 0 | 0 | 0 | 0 | 0 | 0 | 0 | 0 | 0 | 0 | 0 | 0 | 0 | 0 | 0 | 0 | 0 | 0 | 0 | 0 | 0 | 0 | 0 | 0 | 0 | 0 | 0 | 0 | 0 | 0 | 0 | 0 | 0 | 0 | 0 | 0 | 0 | 0 | 0 | 0 | 0 | 0 | 0 | 0 | 0 | 0 | 0 | 0
2044 | 625.7914 | 0 | 107.1643 | 0 | 0 | 145.1471 | 124.1195 | 124.493 | 124.8676 | 0 | 0 | 0 | 0 | 0 | 0 | 0 | 0 | 0 | 0 | 0 | 0 | 0 | 0 | 0 | 0 | 0 | 0 | 0 | 0 | 0 | 0 | 0 | 0 | 0 | 0 | 0 | 0 | 0 | 0 | 0 | 0 | 0 | 0 | 0 | 0 | 0 | 0 | 0 | 0 | 0 | 0 | 0 | 0 | 0 | 0 | 0 | 0 | 0
2045 | 623.914 | 0 | 106.8428 | 0 | 0 | 144.7117 | 123.7471 | 124.1195 | 124.493 | 0 | 0 | 0 | 0 | 0 | 0 | 0 | 0 | 0 | 0 | 0 | 0 | 0 | 0 | 0 | 0 | 0 | 0 | 0 | 0 | 0 | 0 | 0 | 0 | 0 | 0 | 0 | 0 | 0 | 0 | 0 | 0 | 0 | 0 | 0 | 0 | 0 | 0 | 0 | 0 | 0 | 0 | 0 | 0 | 0 | 0 | 0 | 0 | 0
2046 | 622.0423 | 0 | 106.5223 | 0 | 0 | 144.2775 | 123.3759 | 123.7471 | 124.1195 | 0 | 0 | 0 | 0 | 0 | 0 | 0 | 0 | 0 | 0 | 0 | 0 | 0 | 0 | 0 | 0 | 0 | 0 | 0 | 0 | 0 | 0 | 0 | 0 | 0 | 0 | 0 | 0 | 0 | 0 | 0 | 0 | 0 | 0 | 0 | 0 | 0 | 0 | 0 | 0 | 0 | 0 | 0 | 0 | 0 | 0 | 0 | 0 | 0
2047 | 620.1762 | 0 | 106.2027 | 0 | 0 | 143.8447 | 123.0058 | 123.3759 | 123.7471 | 0 | 0 | 0 | 0 | 0 | 0 | 0 | 0 | 0 | 0 | 0 | 0 | 0 | 0 | 0 | 0 | 0 | 0 | 0 | 0 | 0 | 0 | 0 | 0 | 0 | 0 | 0 | 0 | 0 | 0 | 0 | 0 | 0 | 0 | 0 | 0 | 0 | 0 | 0 | 0 | 0 | 0 | 0 | 0 | 0 | 0 | 0 | 0 | 0
2048 | 618.3157 | 0 | 105.8841 | 0 | 0 | 143.4132 | 122.6367 | 123.0058 | 123.3759 | 0 | 0 | 0 | 0 | 0 | 0 | 0 | 0 | 0 | 0 | 0 | 0 | 0 | 0 | 0 | 0 | 0 | 0 | 0 | 0 | 0 | 0 | 0 | 0 | 0 | 0 | 0 | 0 | 0 | 0 | 0 | 0 | 0 | 0 | 0 | 0 | 0 | 0 | 0 | 0 | 0 | 0 | 0 | 0 | 0 | 0 | 0 | 0 | 0
2049 | 616.4607 | 0 | 105.5665 | 0 | 0 | 142.9829 | 122.2688 | 122.6367 | 123.0058 | 0 | 0 | 0 | 0 | 0 | 0 | 0 | 0 | 0 | 0 | 0 | 0 | 0 | 0 | 0 | 0 | 0 | 0 | 0 | 0 | 0 | 0 | 0 | 0 | 0 | 0 | 0 | 0 | 0 | 0 | 0 | 0 | 0 | 0 | 0 | 0 | 0 | 0 | 0 | 0 | 0 | 0 | 0 | 0 | 0 | 0 | 0 | 0 | 0
2050 | 614.6113 | 0 | 105.2498 | 0 | 0 | 142.554 | 121.902 | 122.2688 | 122.6367 | 0 | 0 | 0 | 0 | 0 | 0 | 0 | 0 | 0 | 0 | 0 | 0 | 0 | 0 | 0 | 0 | 0 | 0 | 0 | 0 | 0 | 0 | 0 | 0 | 0 | 0 | 0 | 0 | 0 | 0 | 0 | 0 | 0 | 0 | 0 | 0 | 0 | 0 | 0 | 0 | 0 | 0 | 0 | 0 | 0 | 0 | 0 | 0 | 0
2051 | 612.7675 | 0 | 104.934 | 0 | 0 | 142.1263 | 121.5363 | 121.902 | 122.2688 | 0 | 0 | 0 | 0 | 0 | 0 | 0 | 0 | 0 | 0 | 0 | 0 | 0 | 0 | 0 | 0 | 0 | 0 | 0 | 0 | 0 | 0 | 0 | 0 | 0 | 0 | 0 | 0 | 0 | 0 | 0 | 0 | 0 | 0 | 0 | 0 | 0 | 0 | 0 | 0 | 0 | 0 | 0 | 0 | 0 | 0 | 0 | 0 | 0
2052 | 610.9292 | 0 | 104.6192 | 0 | 0 | 141.6999 | 121.1717 | 121.5363 | 121.902 | 0 | 0 | 0 | 0 | 0 | 0 | 0 | 0 | 0 | 0 | 0 | 0 | 0 | 0 | 0 | 0 | 0 | 0 | 0 | 0 | 0 | 0 | 0 | 0 | 0 | 0 | 0 | 0 | 0 | 0 | 0 | 0 | 0 | 0 | 0 | 0 | 0 | 0 | 0 | 0 | 0 | 0 | 0 | 0 | 0 | 0 | 0 | 0 | 0
2053 | 609.0964 | 0 | 104.3053 | 0 | 0 | 141.2748 | 120.8082 | 121.1717 | 121.5363 | 0 | 0 | 0 | 0 | 0 | 0 | 0 | 0 | 0 | 0 | 0 | 0 | 0 | 0 | 0 | 0 | 0 | 0 | 0 | 0 | 0 | 0 | 0 | 0 | 0 | 0 | 0 | 0 | 0 | 0 | 0 | 0 | 0 | 0 | 0 | 0 | 0 | 0 | 0 | 0 | 0 | 0 | 0 | 0 | 0 | 0 | 0 | 0 | 0
2054 | 607.2691 | 0 | 103.9924 | 0 | 0 | 140.851 | 120.4458 | 120.8082 | 121.1717 | 0 | 0 | 0 | 0 | 0 | 0 | 0 | 0 | 0 | 0 | 0 | 0 | 0 | 0 | 0 | 0 | 0 | 0 | 0 | 0 | 0 | 0 | 0 | 0 | 0 | 0 | 0 | 0 | 0 | 0 | 0 | 0 | 0 | 0 | 0 | 0 | 0 | 0 | 0 | 0 | 0 | 0 | 0 | 0 | 0 | 0 | 0 | 0 | 0
2055 | 605.4473 | 0 | 103.6805 | 0 | 0 | 140.4285 | 120.0844 | 120.4458 | 120.8082 | 0 | 0 | 0 | 0 | 0 | 0 | 0 | 0 | 0 | 0 | 0 | 0 | 0 | 0 | 0 | 0 | 0 | 0 | 0 | 0 | 0 | 0 | 0 | 0 | 0 | 0 | 0 | 0 | 0 | 0 | 0 | 0 | 0 | 0 | 0 | 0 | 0 | 0 | 0 | 0 | 0 | 0 | 0 | 0 | 0 | 0 | 0 | 0 | 0
2056 | 603.631 | 0 | 103.3694 | 0 | 0 | 140.0072 | 119.7242 | 120.0844 | 120.4458 | 0 | 0 | 0 | 0 | 0 | 0 | 0 | 0 | 0 | 0 | 0 | 0 | 0 | 0 | 0 | 0 | 0 | 0 | 0 | 0 | 0 | 0 | 0 | 0 | 0 | 0 | 0 | 0 | 0 | 0 | 0 | 0 | 0 | 0 | 0 | 0 | 0 | 0 | 0 | 0 | 0 | 0 | 0 | 0 | 0 | 0 | 0 | 0 | 0
2057 | 601.8201 | 0 | 103.0593 | 0 | 0 | 139.5872 | 119.365 | 119.7242 | 120.0844 | 0 | 0 | 0 | 0 | 0 | 0 | 0 | 0 | 0 | 0 | 0 | 0 | 0 | 0 | 0 | 0 | 0 | 0 | 0 | 0 | 0 | 0 | 0 | 0 | 0 | 0 | 0 | 0 | 0 | 0 | 0 | 0 | 0 | 0 | 0 | 0 | 0 | 0 | 0 | 0 | 0 | 0 | 0 | 0 | 0 | 0 | 0 | 0 | 0
2058 | 600.0146 | 0 | 102.7501 | 0 | 0 | 139.1684 | 119.0069 | 119.365 | 119.7242 | 0 | 0 | 0 | 0 | 0 | 0 | 0 | 0 | 0 | 0 | 0 | 0 | 0 | 0 | 0 | 0 | 0 | 0 | 0 | 0 | 0 | 0 | 0 | 0 | 0 | 0 | 0 | 0 | 0 | 0 | 0 | 0 | 0 | 0 | 0 | 0 | 0 | 0 | 0 | 0 | 0 | 0 | 0 | 0 | 0 | 0 | 0 | 0 | 0
2059 | 598.2146 | 0 | 102.4419 | 0 | 0 | 138.7509 | 118.6499 | 119.0069 | 119.365 | 0 | 0 | 0 | 0 | 0 | 0 | 0 | 0 | 0 | 0 | 0 | 0 | 0 | 0 | 0 | 0 | 0 | 0 | 0 | 0 | 0 | 0 | 0 | 0 | 0 | 0 | 0 | 0 | 0 | 0 | 0 | 0 | 0 | 0 | 0 | 0 | 0 | 0 | 0 | 0 | 0 | 0 | 0 | 0 | 0 | 0 | 0 | 0 | 0
2060 | 596.4199 | 0 | 102.1345 | 0 | 0 | 138.3346 | 118.2939 | 118.6499 | 119.0069 | 0 | 0 | 0 | 0 | 0 | 0 | 0 | 0 | 0 | 0 | 0 | 0 | 0 | 0 | 0 | 0 | 0 | 0 | 0 | 0 | 0 | 0 | 0 | 0 | 0 | 0 | 0 | 0 | 0 | 0 | 0 | 0 | 0 | 0 | 0 | 0 | 0 | 0 | 0 | 0 | 0 | 0 | 0 | 0 | 0 | 0 | 0 | 0 | 0
2061 | 594.6307 | 0 | 101.8281 | 0 | 0 | 137.9196 | 117.9391 | 118.2939 | 118.6499 | 0 | 0 | 0 | 0 | 0 | 0 | 0 | 0 | 0 | 0 | 0 | 0 | 0 | 0 | 0 | 0 | 0 | 0 | 0 | 0 | 0 | 0 | 0 | 0 | 0 | 0 | 0 | 0 | 0 | 0 | 0 | 0 | 0 | 0 | 0 | 0 | 0 | 0 | 0 | 0 | 0 | 0 | 0 | 0 | 0 | 0 | 0 | 0 | 0
2062 | 592.8468 | 0 | 101.5227 | 0 | 0 | 137.5059 | 117.5852 | 117.9391 | 118.2939 | 0 | 0 | 0 | 0 | 0 | 0 | 0 | 0 | 0 | 0 | 0 | 0 | 0 | 0 | 0 | 0 | 0 | 0 | 0 | 0 | 0 | 0 | 0 | 0 | 0 | 0 | 0 | 0 | 0 | 0 | 0 | 0 | 0 | 0 | 0 | 0 | 0 | 0 | 0 | 0 | 0 | 0 | 0 | 0 | 0 | 0 | 0 | 0 | 0
2063 | 591.0682 | 0 | 101.2181 | 0 | 0 | 137.0934 | 117.2325 | 117.5852 | 117.9391 | 0 | 0 | 0 | 0 | 0 | 0 | 0 | 0 | 0 | 0 | 0 | 0 | 0 | 0 | 0 | 0 | 0 | 0 | 0 | 0 | 0 | 0 | 0 | 0 | 0 | 0 | 0 | 0 | 0 | 0 | 0 | 0 | 0 | 0 | 0 | 0 | 0 | 0 | 0 | 0 | 0 | 0 | 0 | 0 | 0 | 0 | 0 | 0 | 0
2064 | 589.295 | 0 | 100.9144 | 0 | 0 | 136.6821 | 116.8808 | 117.2325 | 117.5852 | 0 | 0 | 0 | 0 | 0 | 0 | 0 | 0 | 0 | 0 | 0 | 0 | 0 | 0 | 0 | 0 | 0 | 0 | 0 | 0 | 0 | 0 | 0 | 0 | 0 | 0 | 0 | 0 | 0 | 0 | 0 | 0 | 0 | 0 | 0 | 0 | 0 | 0 | 0 | 0 | 0 | 0 | 0 | 0 | 0 | 0 | 0 | 0 | 0
2065 | 587.5271 | 0 | 100.6117 | 0 | 0 | 136.272 | 116.5301 | 116.8808 | 117.2325 | 0 | 0 | 0 | 0 | 0 | 0 | 0 | 0 | 0 | 0 | 0 | 0 | 0 | 0 | 0 | 0 | 0 | 0 | 0 | 0 | 0 | 0 | 0 | 0 | 0 | 0 | 0 | 0 | 0 | 0 | 0 | 0 | 0 | 0 | 0 | 0 | 0 | 0 | 0 | 0 | 0 | 0 | 0 | 0 | 0 | 0 | 0 | 0 | 0

## New Unit Calculations
2016 TYSP Update (ICL retired, only 60 MW ECOGEN, OCEC increase in MWs, and TP6 & 7 delayed to 2031 & 2032)
SUMMER
|  | 2016 | 2017 | 2018 | 2019 | 2020 | 2021 | 2022 | 2023 | 2024 | 2025 | 2026 | 2027 | 2028 | 2029 | 2030 | 2031 | 2032 | 2033 | 2034 | 2035 | 2036 | 2037 | 2038 | 2039 | 2040 | 2041 | 2042 | 2043 | 2044 | 2045 | 2046 | 2047 | 2048 | 2049 | 2050 | 2051 | 2052 | 2053 | 2054 | 2055 | 2056 | 2057 | 2058 | 2059 | 2060 | 2061 | 2062 | 2063 | 2064 | 2065 | 2066 | 2067 | 2068 | 2069 | 2070 | 2071 | 2072
| New Unit Name | 2016: PEEC; 2017: FM 2CT; PFL 5CT; 2019: OCEC; 2022: OCEC Inc MW
| New Unit MW | 1237 | 1617 | 0 | 1702 | 0 | 0 | 45 | 0 | 0 | 0 | 0 | 0 | 0 | 0 | 0 | 0 | 0 | 0 | 0 | 0 | 0 | 0 | 0 | 0 | 0 | 0 | 0 | 0 | 0 | 0 | 0 | 0 | 0 | 0 | 0 | 0 | 0 | 0 | 0 | 0 | 0 | 0 | 0 | 0 | 0 | 0 | 0 | 0 | 0 | 0 | 0 | 0 | 0 | 0 | 0 | 0 | 0
Year | Total New Unit Capacity Addition
2016 | 1237 | 1237 | 0 | 0 | 0 | 0 | 0 | 0 | 0 | 0 | 0 | 0 | 0 | 0 | 0 | 0 | 0 | 0 | 0 | 0 | 0 | 0 | 0 | 0 | 0 | 0 | 0 | 0 | 0 | 0 | 0 | 0 | 0 | 0 | 0 | 0 | 0 | 0 | 0 | 0 | 0 | 0 | 0 | 0 | 0 | 0 | 0 | 0 | 0 | 0 | 0 | 0 | 0 | 0 | 0 | 0 | 0 | 0
2017 | 2854 | 1237 | 1617 | 0 | 0 | 0 | 0 | 0 | 0 | 0 | 0 | 0 | 0 | 0 | 0 | 0 | 0 | 0 | 0 | 0 | 0 | 0 | 0 | 0 | 0 | 0 | 0 | 0 | 0 | 0 | 0 | 0 | 0 | 0 | 0 | 0 | 0 | 0 | 0 | 0 | 0 | 0 | 0 | 0 | 0 | 0 | 0 | 0 | 0 | 0 | 0 | 0 | 0 | 0 | 0 | 0 | 0 | 0
2018 | 2854 | 1237 | 1617 | 0 | 0 | 0 | 0 | 0 | 0 | 0 | 0 | 0 | 0 | 0 | 0 | 0 | 0 | 0 | 0 | 0 | 0 | 0 | 0 | 0 | 0 | 0 | 0 | 0 | 0 | 0 | 0 | 0 | 0 | 0 | 0 | 0 | 0 | 0 | 0 | 0 | 0 | 0 | 0 | 0 | 0 | 0 | 0 | 0 | 0 | 0 | 0 | 0 | 0 | 0 | 0 | 0 | 0 | 0
2019 | 4556 | 1237 | 1617 | 0 | 1702 | 0 | 0 | 0 | 0 | 0 | 0 | 0 | 0 | 0 | 0 | 0 | 0 | 0 | 0 | 0 | 0 | 0 | 0 | 0 | 0 | 0 | 0 | 0 | 0 | 0 | 0 | 0 | 0 | 0 | 0 | 0 | 0 | 0 | 0 | 0 | 0 | 0 | 0 | 0 | 0 | 0 | 0 | 0 | 0 | 0 | 0 | 0 | 0 | 0 | 0 | 0 | 0 | 0
2020 | 4556 | 1237 | 1617 | 0 | 1702 | 0 | 0 | 0 | 0 | 0 | 0 | 0 | 0 | 0 | 0 | 0 | 0 | 0 | 0 | 0 | 0 | 0 | 0 | 0 | 0 | 0 | 0 | 0 | 0 | 0 | 0 | 0 | 0 | 0 | 0 | 0 | 0 | 0 | 0 | 0 | 0 | 0 | 0 | 0 | 0 | 0 | 0 | 0 | 0 | 0 | 0 | 0 | 0 | 0 | 0 | 0 | 0 | 0
2021 | 4556 | 1237 | 1617 | 0 | 1702 | 0 | 0 | 0 | 0 | 0 | 0 | 0 | 0 | 0 | 0 | 0 | 0 | 0 | 0 | 0 | 0 | 0 | 0 | 0 | 0 | 0 | 0 | 0 | 0 | 0 | 0 | 0 | 0 | 0 | 0 | 0 | 0 | 0 | 0 | 0 | 0 | 0 | 0 | 0 | 0 | 0 | 0 | 0 | 0 | 0 | 0 | 0 | 0 | 0 | 0 | 0 | 0 | 0
2022 | 4601 | 1237 | 1617 | 0 | 1702 | 0 | 0 | 45 | 0 | 0 | 0 | 0 | 0 | 0 | 0 | 0 | 0 | 0 | 0 | 0 | 0 | 0 | 0 | 0 | 0 | 0 | 0 | 0 | 0 | 0 | 0 | 0 | 0 | 0 | 0 | 0 | 0 | 0 | 0 | 0 | 0 | 0 | 0 | 0 | 0 | 0 | 0 | 0 | 0 | 0 | 0 | 0 | 0 | 0 | 0 | 0 | 0 | 0
2023 | 4601 | 1237 | 1617 | 0 | 1702 | 0 | 0 | 45 | 0 | 0 | 0 | 0 | 0 | 0 | 0 | 0 | 0 | 0 | 0 | 0 | 0 | 0 | 0 | 0 | 0 | 0 | 0 | 0 | 0 | 0 | 0 | 0 | 0 | 0 | 0 | 0 | 0 | 0 | 0 | 0 | 0 | 0 | 0 | 0 | 0 | 0 | 0 | 0 | 0 | 0 | 0 | 0 | 0 | 0 | 0 | 0 | 0 | 0
2024 | 4601 | 1237 | 1617 | 0 | 1702 | 0 | 0 | 45 | 0 | 0 | 0 | 0 | 0 | 0 | 0 | 0 | 0 | 0 | 0 | 0 | 0 | 0 | 0 | 0 | 0 | 0 | 0 | 0 | 0 | 0 | 0 | 0 | 0 | 0 | 0 | 0 | 0 | 0 | 0 | 0 | 0 | 0 | 0 | 0 | 0 | 0 | 0 | 0 | 0 | 0 | 0 | 0 | 0 | 0 | 0 | 0 | 0 | 0
2025 | 4601 | 1237 | 1617 | 0 | 1702 | 0 | 0 | 45 | 0 | 0 | 0 | 0 | 0 | 0 | 0 | 0 | 0 | 0 | 0 | 0 | 0 | 0 | 0 | 0 | 0 | 0 | 0 | 0 | 0 | 0 | 0 | 0 | 0 | 0 | 0 | 0 | 0 | 0 | 0 | 0 | 0 | 0 | 0 | 0 | 0 | 0 | 0 | 0 | 0 | 0 | 0 | 0 | 0 | 0 | 0 | 0 | 0 | 0
2026 | 4601 | 1237 | 1617 | 0 | 1702 | 0 | 0 | 45 | 0 | 0 | 0 | 0 | 0 | 0 | 0 | 0 | 0 | 0 | 0 | 0 | 0 | 0 | 0 | 0 | 0 | 0 | 0 | 0 | 0 | 0 | 0 | 0 | 0 | 0 | 0 | 0 | 0 | 0 | 0 | 0 | 0 | 0 | 0 | 0 | 0 | 0 | 0 | 0 | 0 | 0 | 0 | 0 | 0 | 0 | 0 | 0 | 0 | 0
2027 | 4601 | 1237 | 1617 | 0 | 1702 | 0 | 0 | 45 | 0 | 0 | 0 | 0 | 0 | 0 | 0 | 0 | 0 | 0 | 0 | 0 | 0 | 0 | 0 | 0 | 0 | 0 | 0 | 0 | 0 | 0 | 0 | 0 | 0 | 0 | 0 | 0 | 0 | 0 | 0 | 0 | 0 | 0 | 0 | 0 | 0 | 0 | 0 | 0 | 0 | 0 | 0 | 0 | 0 | 0 | 0 | 0 | 0 | 0
2028 | 4601 | 1237 | 1617 | 0 | 1702 | 0 | 0 | 45 | 0 | 0 | 0 | 0 | 0 | 0 | 0 | 0 | 0 | 0 | 0 | 0 | 0 | 0 | 0 | 0 | 0 | 0 | 0 | 0 | 0 | 0 | 0 | 0 | 0 | 0 | 0 | 0 | 0 | 0 | 0 | 0 | 0 | 0 | 0 | 0 | 0 | 0 | 0 | 0 | 0 | 0 | 0 | 0 | 0 | 0 | 0 | 0 | 0 | 0
2029 | 4601 | 1237 | 1617 | 0 | 1702 | 0 | 0 | 45 | 0 | 0 | 0 | 0 | 0 | 0 | 0 | 0 | 0 | 0 | 0 | 0 | 0 | 0 | 0 | 0 | 0 | 0 | 0 | 0 | 0 | 0 | 0 | 0 | 0 | 0 | 0 | 0 | 0 | 0 | 0 | 0 | 0 | 0 | 0 | 0 | 0 | 0 | 0 | 0 | 0 | 0 | 0 | 0 | 0 | 0 | 0 | 0 | 0 | 0
2030 | 4601 | 1237 | 1617 | 0 | 1702 | 0 | 0 | 45 | 0 | 0 | 0 | 0 | 0 | 0 | 0 | 0 | 0 | 0 | 0 | 0 | 0 | 0 | 0 | 0 | 0 | 0 | 0 | 0 | 0 | 0 | 0 | 0 | 0 | 0 | 0 | 0 | 0 | 0 | 0 | 0 | 0 | 0 | 0 | 0 | 0 | 0 | 0 | 0 | 0 | 0 | 0 | 0 | 0 | 0 | 0 | 0 | 0 | 0
2031 | 4601 | 1237 | 1617 | 0 | 1702 | 0 | 0 | 45 | 0 | 0 | 0 | 0 | 0 | 0 | 0 | 0 | 0 | 0 | 0 | 0 | 0 | 0 | 0 | 0 | 0 | 0 | 0 | 0 | 0 | 0 | 0 | 0 | 0 | 0 | 0 | 0 | 0 | 0 | 0 | 0 | 0 | 0 | 0 | 0 | 0 | 0 | 0 | 0 | 0 | 0 | 0 | 0 | 0 | 0 | 0 | 0 | 0 | 0
2032 | 4601 | 1237 | 1617 | 0 | 1702 | 0 | 0 | 45 | 0 | 0 | 0 | 0 | 0 | 0 | 0 | 0 | 0 | 0 | 0 | 0 | 0 | 0 | 0 | 0 | 0 | 0 | 0 | 0 | 0 | 0 | 0 | 0 | 0 | 0 | 0 | 0 | 0 | 0 | 0 | 0 | 0 | 0 | 0 | 0 | 0 | 0 | 0 | 0 | 0 | 0 | 0 | 0 | 0 | 0 | 0 | 0 | 0 | 0
2033 | 4601 | 1237 | 1617 | 0 | 1702 | 0 | 0 | 45 | 0 | 0 | 0 | 0 | 0 | 0 | 0 | 0 | 0 | 0 | 0 | 0 | 0 | 0 | 0 | 0 | 0 | 0 | 0 | 0 | 0 | 0 | 0 | 0 | 0 | 0 | 0 | 0 | 0 | 0 | 0 | 0 | 0 | 0 | 0 | 0 | 0 | 0 | 0 | 0 | 0 | 0 | 0 | 0 | 0 | 0 | 0 | 0 | 0 | 0
2034 | 4601 | 1237 | 1617 | 0 | 1702 | 0 | 0 | 45 | 0 | 0 | 0 | 0 | 0 | 0 | 0 | 0 | 0 | 0 | 0 | 0 | 0 | 0 | 0 | 0 | 0 | 0 | 0 | 0 | 0 | 0 | 0 | 0 | 0 | 0 | 0 | 0 | 0 | 0 | 0 | 0 | 0 | 0 | 0 | 0 | 0 | 0 | 0 | 0 | 0 | 0 | 0 | 0 | 0 | 0 | 0 | 0 | 0 | 0
2035 | 4601 | 1237 | 1617 | 0 | 1702 | 0 | 0 | 45 | 0 | 0 | 0 | 0 | 0 | 0 | 0 | 0 | 0 | 0 | 0 | 0 | 0 | 0 | 0 | 0 | 0 | 0 | 0 | 0 | 0 | 0 | 0 | 0 | 0 | 0 | 0 | 0 | 0 | 0 | 0 | 0 | 0 | 0 | 0 | 0 | 0 | 0 | 0 | 0 | 0 | 0 | 0 | 0 | 0 | 0 | 0 | 0 | 0 | 0
2036 | 4601 | 1237 | 1617 | 0 | 1702 | 0 | 0 | 45 | 0 | 0 | 0 | 0 | 0 | 0 | 0 | 0 | 0 | 0 | 0 | 0 | 0 | 0 | 0 | 0 | 0 | 0 | 0 | 0 | 0 | 0 | 0 | 0 | 0 | 0 | 0 | 0 | 0 | 0 | 0 | 0 | 0 | 0 | 0 | 0 | 0 | 0 | 0 | 0 | 0 | 0 | 0 | 0 | 0 | 0 | 0 | 0 | 0 | 0
2037 | 4601 | 1237 | 1617 | 0 | 1702 | 0 | 0 | 45 | 0 | 0 | 0 | 0 | 0 | 0 | 0 | 0 | 0 | 0 | 0 | 0 | 0 | 0 | 0 | 0 | 0 | 0 | 0 | 0 | 0 | 0 | 0 | 0 | 0 | 0 | 0 | 0 | 0 | 0 | 0 | 0 | 0 | 0 | 0 | 0 | 0 | 0 | 0 | 0 | 0 | 0 | 0 | 0 | 0 | 0 | 0 | 0 | 0 | 0
2038 | 4601 | 1237 | 1617 | 0 | 1702 | 0 | 0 | 45 | 0 | 0 | 0 | 0 | 0 | 0 | 0 | 0 | 0 | 0 | 0 | 0 | 0 | 0 | 0 | 0 | 0 | 0 | 0 | 0 | 0 | 0 | 0 | 0 | 0 | 0 | 0 | 0 | 0 | 0 | 0 | 0 | 0 | 0 | 0 | 0 | 0 | 0 | 0 | 0 | 0 | 0 | 0 | 0 | 0 | 0 | 0 | 0 | 0 | 0
2039 | 4601 | 1237 | 1617 | 0 | 1702 | 0 | 0 | 45 | 0 | 0 | 0 | 0 | 0 | 0 | 0 | 0 | 0 | 0 | 0 | 0 | 0 | 0 | 0 | 0 | 0 | 0 | 0 | 0 | 0 | 0 | 0 | 0 | 0 | 0 | 0 | 0 | 0 | 0 | 0 | 0 | 0 | 0 | 0 | 0 | 0 | 0 | 0 | 0 | 0 | 0 | 0 | 0 | 0 | 0 | 0 | 0 | 0 | 0
2040 | 4601 | 1237 | 1617 | 0 | 1702 | 0 | 0 | 45 | 0 | 0 | 0 | 0 | 0 | 0 | 0 | 0 | 0 | 0 | 0 | 0 | 0 | 0 | 0 | 0 | 0 | 0 | 0 | 0 | 0 | 0 | 0 | 0 | 0 | 0 | 0 | 0 | 0 | 0 | 0 | 0 | 0 | 0 | 0 | 0 | 0 | 0 | 0 | 0 | 0 | 0 | 0 | 0 | 0 | 0 | 0 | 0 | 0 | 0
2041 | 4601 | 1237 | 1617 | 0 | 1702 | 0 | 0 | 45 | 0 | 0 | 0 | 0 | 0 | 0 | 0 | 0 | 0 | 0 | 0 | 0 | 0 | 0 | 0 | 0 | 0 | 0 | 0 | 0 | 0 | 0 | 0 | 0 | 0 | 0 | 0 | 0 | 0 | 0 | 0 | 0 | 0 | 0 | 0 | 0 | 0 | 0 | 0 | 0 | 0 | 0 | 0 | 0 | 0 | 0 | 0 | 0 | 0 | 0
2042 | 4601 | 1237 | 1617 | 0 | 1702 | 0 | 0 | 45 | 0 | 0 | 0 | 0 | 0 | 0 | 0 | 0 | 0 | 0 | 0 | 0 | 0 | 0 | 0 | 0 | 0 | 0 | 0 | 0 | 0 | 0 | 0 | 0 | 0 | 0 | 0 | 0 | 0 | 0 | 0 | 0 | 0 | 0 | 0 | 0 | 0 | 0 | 0 | 0 | 0 | 0 | 0 | 0 | 0 | 0 | 0 | 0 | 0 | 0
2043 | 4601 | 1237 | 1617 | 0 | 1702 | 0 | 0 | 45 | 0 | 0 | 0 | 0 | 0 | 0 | 0 | 0 | 0 | 0 | 0 | 0 | 0 | 0 | 0 | 0 | 0 | 0 | 0 | 0 | 0 | 0 | 0 | 0 | 0 | 0 | 0 | 0 | 0 | 0 | 0 | 0 | 0 | 0 | 0 | 0 | 0 | 0 | 0 | 0 | 0 | 0 | 0 | 0 | 0 | 0 | 0 | 0 | 0 | 0
2044 | 4601 | 1237 | 1617 | 0 | 1702 | 0 | 0 | 45 | 0 | 0 | 0 | 0 | 0 | 0 | 0 | 0 | 0 | 0 | 0 | 0 | 0 | 0 | 0 | 0 | 0 | 0 | 0 | 0 | 0 | 0 | 0 | 0 | 0 | 0 | 0 | 0 | 0 | 0 | 0 | 0 | 0 | 0 | 0 | 0 | 0 | 0 | 0 | 0 | 0 | 0 | 0 | 0 | 0 | 0 | 0 | 0 | 0 | 0
2045 | 4601 | 1237 | 1617 | 0 | 1702 | 0 | 0 | 45 | 0 | 0 | 0 | 0 | 0 | 0 | 0 | 0 | 0 | 0 | 0 | 0 | 0 | 0 | 0 | 0 | 0 | 0 | 0 | 0 | 0 | 0 | 0 | 0 | 0 | 0 | 0 | 0 | 0 | 0 | 0 | 0 | 0 | 0 | 0 | 0 | 0 | 0 | 0 | 0 | 0 | 0 | 0 | 0 | 0 | 0 | 0 | 0 | 0 | 0
2046 | 4601 | 1237 | 1617 | 0 | 1702 | 0 | 0 | 45 | 0 | 0 | 0 | 0 | 0 | 0 | 0 | 0 | 0 | 0 | 0 | 0 | 0 | 0 | 0 | 0 | 0 | 0 | 0 | 0 | 0 | 0 | 0 | 0 | 0 | 0 | 0 | 0 | 0 | 0 | 0 | 0 | 0 | 0 | 0 | 0 | 0 | 0 | 0 | 0 | 0 | 0 | 0 | 0 | 0 | 0 | 0 | 0 | 0 | 0
2047 | 4601 | 1237 | 1617 | 0 | 1702 | 0 | 0 | 45 | 0 | 0 | 0 | 0 | 0 | 0 | 0 | 0 | 0 | 0 | 0 | 0 | 0 | 0 | 0 | 0 | 0 | 0 | 0 | 0 | 0 | 0 | 0 | 0 | 0 | 0 | 0 | 0 | 0 | 0 | 0 | 0 | 0 | 0 | 0 | 0 | 0 | 0 | 0 | 0 | 0 | 0 | 0 | 0 | 0 | 0 | 0 | 0 | 0 | 0
2048 | 4601 | 1237 | 1617 | 0 | 1702 | 0 | 0 | 45 | 0 | 0 | 0 | 0 | 0 | 0 | 0 | 0 | 0 | 0 | 0 | 0 | 0 | 0 | 0 | 0 | 0 | 0 | 0 | 0 | 0 | 0 | 0 | 0 | 0 | 0 | 0 | 0 | 0 | 0 | 0 | 0 | 0 | 0 | 0 | 0 | 0 | 0 | 0 | 0 | 0 | 0 | 0 | 0 | 0 | 0 | 0 | 0 | 0 | 0
2049 | 4601 | 1237 | 1617 | 0 | 1702 | 0 | 0 | 45 | 0 | 0 | 0 | 0 | 0 | 0 | 0 | 0 | 0 | 0 | 0 | 0 | 0 | 0 | 0 | 0 | 0 | 0 | 0 | 0 | 0 | 0 | 0 | 0 | 0 | 0 | 0 | 0 | 0 | 0 | 0 | 0 | 0 | 0 | 0 | 0 | 0 | 0 | 0 | 0 | 0 | 0 | 0 | 0 | 0 | 0 | 0 | 0 | 0 | 0
2050 | 4601 | 1237 | 1617 | 0 | 1702 | 0 | 0 | 45 | 0 | 0 | 0 | 0 | 0 | 0 | 0 | 0 | 0 | 0 | 0 | 0 | 0 | 0 | 0 | 0 | 0 | 0 | 0 | 0 | 0 | 0 | 0 | 0 | 0 | 0 | 0 | 0 | 0 | 0 | 0 | 0 | 0 | 0 | 0 | 0 | 0 | 0 | 0 | 0 | 0 | 0 | 0 | 0 | 0 | 0 | 0 | 0 | 0 | 0
2051 | 4601 | 1237 | 1617 | 0 | 1702 | 0 | 0 | 45 | 0 | 0 | 0 | 0 | 0 | 0 | 0 | 0 | 0 | 0 | 0 | 0 | 0 | 0 | 0 | 0 | 0 | 0 | 0 | 0 | 0 | 0 | 0 | 0 | 0 | 0 | 0 | 0 | 0 | 0 | 0 | 0 | 0 | 0 | 0 | 0 | 0 | 0 | 0 | 0 | 0 | 0 | 0 | 0 | 0 | 0 | 0 | 0 | 0 | 0
2052 | 4601 | 1237 | 1617 | 0 | 1702 | 0 | 0 | 45 | 0 | 0 | 0 | 0 | 0 | 0 | 0 | 0 | 0 | 0 | 0 | 0 | 0 | 0 | 0 | 0 | 0 | 0 | 0 | 0 | 0 | 0 | 0 | 0 | 0 | 0 | 0 | 0 | 0 | 0 | 0 | 0 | 0 | 0 | 0 | 0 | 0 | 0 | 0 | 0 | 0 | 0 | 0 | 0 | 0 | 0 | 0 | 0 | 0 | 0
2053 | 4601 | 1237 | 1617 | 0 | 1702 | 0 | 0 | 45 | 0 | 0 | 0 | 0 | 0 | 0 | 0 | 0 | 0 | 0 | 0 | 0 | 0 | 0 | 0 | 0 | 0 | 0 | 0 | 0 | 0 | 0 | 0 | 0 | 0 | 0 | 0 | 0 | 0 | 0 | 0 | 0 | 0 | 0 | 0 | 0 | 0 | 0 | 0 | 0 | 0 | 0 | 0 | 0 | 0 | 0 | 0 | 0 | 0 | 0
2054 | 4601 | 1237 | 1617 | 0 | 1702 | 0 | 0 | 45 | 0 | 0 | 0 | 0 | 0 | 0 | 0 | 0 | 0 | 0 | 0 | 0 | 0 | 0 | 0 | 0 | 0 | 0 | 0 | 0 | 0 | 0 | 0 | 0 | 0 | 0 | 0 | 0 | 0 | 0 | 0 | 0 | 0 | 0 | 0 | 0 | 0 | 0 | 0 | 0 | 0 | 0 | 0 | 0 | 0 | 0 | 0 | 0 | 0 | 0
2055 | 4601 | 1237 | 1617 | 0 | 1702 | 0 | 0 | 45 | 0 | 0 | 0 | 0 | 0 | 0 | 0 | 0 | 0 | 0 | 0 | 0 | 0 | 0 | 0 | 0 | 0 | 0 | 0 | 0 | 0 | 0 | 0 | 0 | 0 | 0 | 0 | 0 | 0 | 0 | 0 | 0 | 0 | 0 | 0 | 0 | 0 | 0 | 0 | 0 | 0 | 0 | 0 | 0 | 0 | 0 | 0 | 0 | 0 | 0
2056 | 4601 | 1237 | 1617 | 0 | 1702 | 0 | 0 | 45 | 0 | 0 | 0 | 0 | 0 | 0 | 0 | 0 | 0 | 0 | 0 | 0 | 0 | 0 | 0 | 0 | 0 | 0 | 0 | 0 | 0 | 0 | 0 | 0 | 0 | 0 | 0 | 0 | 0 | 0 | 0 | 0 | 0 | 0 | 0 | 0 | 0 | 0 | 0 | 0 | 0 | 0 | 0 | 0 | 0 | 0 | 0 | 0 | 0 | 0
2057 | 4601 | 1237 | 1617 | 0 | 1702 | 0 | 0 | 45 | 0 | 0 | 0 | 0 | 0 | 0 | 0 | 0 | 0 | 0 | 0 | 0 | 0 | 0 | 0 | 0 | 0 | 0 | 0 | 0 | 0 | 0 | 0 | 0 | 0 | 0 | 0 | 0 | 0 | 0 | 0 | 0 | 0 | 0 | 0 | 0 | 0 | 0 | 0 | 0 | 0 | 0 | 0 | 0 | 0 | 0 | 0 | 0 | 0 | 0
2058 | 4601 | 1237 | 1617 | 0 | 1702 | 0 | 0 | 45 | 0 | 0 | 0 | 0 | 0 | 0 | 0 | 0 | 0 | 0 | 0 | 0 | 0 | 0 | 0 | 0 | 0 | 0 | 0 | 0 | 0 | 0 | 0 | 0 | 0 | 0 | 0 | 0 | 0 | 0 | 0 | 0 | 0 | 0 | 0 | 0 | 0 | 0 | 0 | 0 | 0 | 0 | 0 | 0 | 0 | 0 | 0 | 0 | 0 | 0
2059 | 4601 | 1237 | 1617 | 0 | 1702 | 0 | 0 | 45 | 0 | 0 | 0 | 0 | 0 | 0 | 0 | 0 | 0 | 0 | 0 | 0 | 0 | 0 | 0 | 0 | 0 | 0 | 0 | 0 | 0 | 0 | 0 | 0 | 0 | 0 | 0 | 0 | 0 | 0 | 0 | 0 | 0 | 0 | 0 | 0 | 0 | 0 | 0 | 0 | 0 | 0 | 0 | 0 | 0 | 0 | 0 | 0 | 0 | 0
2060 | 4601 | 1237 | 1617 | 0 | 1702 | 0 | 0 | 45 | 0 | 0 | 0 | 0 | 0 | 0 | 0 | 0 | 0 | 0 | 0 | 0 | 0 | 0 | 0 | 0 | 0 | 0 | 0 | 0 | 0 | 0 | 0 | 0 | 0 | 0 | 0 | 0 | 0 | 0 | 0 | 0 | 0 | 0 | 0 | 0 | 0 | 0 | 0 | 0 | 0 | 0 | 0 | 0 | 0 | 0 | 0 | 0 | 0 | 0
2061 | 4601 | 1237 | 1617 | 0 | 1702 | 0 | 0 | 45 | 0 | 0 | 0 | 0 | 0 | 0 | 0 | 0 | 0 | 0 | 0 | 0 | 0 | 0 | 0 | 0 | 0 | 0 | 0 | 0 | 0 | 0 | 0 | 0 | 0 | 0 | 0 | 0 | 0 | 0 | 0 | 0 | 0 | 0 | 0 | 0 | 0 | 0 | 0 | 0 | 0 | 0 | 0 | 0 | 0 | 0 | 0 | 0 | 0 | 0
2062 | 4601 | 1237 | 1617 | 0 | 1702 | 0 | 0 | 45 | 0 | 0 | 0 | 0 | 0 | 0 | 0 | 0 | 0 | 0 | 0 | 0 | 0 | 0 | 0 | 0 | 0 | 0 | 0 | 0 | 0 | 0 | 0 | 0 | 0 | 0 | 0 | 0 | 0 | 0 | 0 | 0 | 0 | 0 | 0 | 0 | 0 | 0 | 0 | 0 | 0 | 0 | 0 | 0 | 0 | 0 | 0 | 0 | 0 | 0
2063 | 4601 | 1237 | 1617 | 0 | 1702 | 0 | 0 | 45 | 0 | 0 | 0 | 0 | 0 | 0 | 0 | 0 | 0 | 0 | 0 | 0 | 0 | 0 | 0 | 0 | 0 | 0 | 0 | 0 | 0 | 0 | 0 | 0 | 0 | 0 | 0 | 0 | 0 | 0 | 0 | 0 | 0 | 0 | 0 | 0 | 0 | 0 | 0 | 0 | 0 | 0 | 0 | 0 | 0 | 0 | 0 | 0 | 0 | 0
2064 | 4601 | 1237 | 1617 | 0 | 1702 | 0 | 0 | 45 | 0 | 0 | 0 | 0 | 0 | 0 | 0 | 0 | 0 | 0 | 0 | 0 | 0 | 0 | 0 | 0 | 0 | 0 | 0 | 0 | 0 | 0 | 0 | 0 | 0 | 0 | 0 | 0 | 0 | 0 | 0 | 0 | 0 | 0 | 0 | 0 | 0 | 0 | 0 | 0 | 0 | 0 | 0 | 0 | 0 | 0 | 0 | 0 | 0 | 0
2065 | 4601 | 1237 | 1617 | 0 | 1702 | 0 | 0 | 45 | 0 | 0 | 0 | 0 | 0 | 0 | 0 | 0 | 0 | 0 | 0 | 0 | 0 | 0 | 0 | 0 | 0 | 0 | 0 | 0 | 0 | 0 | 0 | 0 | 0 | 0 | 0 | 0 | 0 | 0 | 0 | 0 | 0 | 0 | 0 | 0 | 0 | 0 | 0 | 0 | 0 | 0 | 0 | 0 | 0 | 0 | 0 | 0 | 0 | 0

## Equalizing & Small Filler Calc
2016 TYSP Update (ICL retired, only 60 MW ECOGEN, OCEC increase in MWs, and TP6 & 7 delayed to 2031 & 2032)
SUMMER
| Eq Filler Size | 221.3631 | [5 empty] | Was there a need in eq. filler input year? | 26
Annual # of Small Fillers Added | Cumulative Number of Small Fillers Added | Year | Total New Unit MW | Need (MW) After Large Filler Addition(s) | Size of Excess Need in Equalizaing Filler Year, if any | Checking for Equilizing Filler (MW) |  | Equalizing Filler (MW) | Need (MW) After Large Filler Addition(s) + Eq. Filler | Small Filler(s) Addition (MW) | Need (MW) After Large Filler Addition(s) + Eq. Filler + Small Filler(s) | 2031
0 | 0 | 2016 |  | -445.3648 | 0 | 0 |  | 0 | -445.3648 | 0 | -445.3648 | 0
0 | 0 | 2017 |  | -0.47004 | 0 | 0 |  | 0 | -0.47004 | 0 | -0.47004 | 0
0 | 0 | 2018 |  | -0.21608 | 0 | 0 |  | 0 | -0.21608 | 0 | -0.21608 | 0
0 | 0 | 2019 |  | -1129.0885 | 0 | 0 |  | 0 | -1129.0885 | 0 | -1129.0885 | 0
0 | 0 | 2020 |  | -253.667 | 0 | 0 |  | 0 | -253.667 | 0 | -253.667 | 0
0 | 0 | 2021 |  | -426.6618 | 0 | 0 |  | 0 | -426.6618 | 0 | -426.6618 | 0
0 | 0 | 2022 |  | -443.2087 | 0 | 0 |  | 0 | -443.2087 | 0 | -443.2087 | 0
0 | 0 | 2023 |  | -252.5256 | 0 | 0 |  | 0 | -252.5256 | 0 | -252.5256 | 0
0 | 0 | 2024 |  | 0 | 0 | 0 |  | 0 | 0 | 0 | 0 | 0
0 | 0 | 2025 |  | -1185.8419 | 0 | 0 |  | 0 | -1185.8419 | 0 | -1185.8419 | 0
0 | 0 | 2026 |  | -639.1055 | 0 | 0 |  | 0 | -639.1055 | 0 | -639.1055 | 0
0 | 0 | 2027 |  | 0 | 0 | 0 |  | 0 | 0 | 0 | 0 | 0
0 | 0 | 2028 |  | -1109.6326 | 0 | 0 |  | 0 | -1109.6326 | 0 | -1109.6326 | 0
0 | 0 | 2029 |  | -469.4752 | 0 | 0 |  | 0 | -469.4752 | 0 | -469.4752 | 0
0 | 0 | 2030 |  | 184.7088 | 0 | 0 |  | 0 | 184.7088 | 0 | 184.7088 | 0
0 | 0 | 2031 |  | 221.3631 | 0 | 221.3631 |  | 221.3631 | 0 | 0 | 0 | 2031
0 | 0 | 2032 |  | -78.1491 | 0 | 221.3631 | + | 221.3631 | -299.5122 | 0 | -299.5122 | 0
0 | 0 | 2033 |  | -395.9776 | 0 | 221.3631 | + | 221.3631 | -617.3406 | 0 | -617.3406 | 0
0 | 0 | 2034 |  | -580.6581 | 0 | 221.3631 | + | 221.3631 | -802.0212 | 0 | -802.0212 | 0
0 | 0 | 2035 |  | 7.1706 | 0 | 7.1706 |  | 221.3631 | -214.1925 | 0 | -214.1925 | 0
0 | 0 | 2036 |  | -181.3178 | 0 | 7.1706 | + | 221.3631 | -402.6808 | 0 | -402.6808 | 0
0 | 0 | 2037 |  | -505.1578 | 0 | 7.1706 | + | 221.3631 | -726.5208 | 0 | -726.5208 | 0
0 | 0 | 2038 |  | 67.0258 | 0 | 67.0258 |  | 221.3631 | -154.3373 | 0 | -154.3373 | 0
0 | 0 | 2039 |  | -234.794 | 0 | 67.0258 | + | 221.3631 | -456.157 | 0 | -456.157 | 0
0 | 0 | 2040 |  | -526.9226 | 0 | 67.0258 | + | 221.3631 | -748.2856 | 0 | -748.2856 | 0
0 | 0 | 2041 |  | -56.4154 | 0 | 67.0258 | + | 221.3631 | -277.7785 | 0 | -277.7785 | 0
0 | 0 | 2042 |  | -460.5774 | 0 | 67.0258 | + | 221.3631 | -681.9405 | 0 | -681.9405 | 0
0 | 0 | 2043 |  | -23.9073 | 0 | 67.0258 | + | 221.3631 | -245.2704 | 0 | -245.2704 | 0
0 | 0 | 2044 |  | -426.4037 | 0 | 67.0258 | + | 221.3631 | -647.7668 | 0 | -647.7668 | 0
0 | 0 | 2045 |  | 47.4346 | 0 | 47.4346 |  | 221.3631 | -173.9284 | 0 | -173.9284 | 0
0 | 0 | 2046 |  | -353.3909 | 0 | 47.4346 | + | 221.3631 | -574.7539 | 0 | -574.7539 | 0
0 | 0 | 2047 |  | 122.121 | 0 | 122.121 |  | 221.3631 | -99.242 | 0 | -99.242 | 0
0 | 0 | 2048 |  | -277.0283 | 0 | 122.121 | + | 221.3631 | -498.3914 | 0 | -498.3914 | 0
0 | 0 | 2049 |  | 200.1624 | 0 | 200.1624 |  | 221.3631 | -21.2006 | 0 | -21.2006 | 0
0 | 0 | 2050 |  | -137.3054 | 0 | 200.1624 | + | 221.3631 | -358.6685 | 0 | -358.6685 | 0
0 | 0 | 2051 |  | -533.9305 | 0 | 200.1624 | + | 221.3631 | -755.2936 | 0 | -755.2936 | 0
0 | 0 | 2052 |  | -54.2115 | 0 | 200.1624 | + | 221.3631 | -275.5746 | 0 | -275.5746 | 0
0 | 0 | 2053 |  | -455.7044 | 0 | 200.1624 | + | 221.3631 | -677.0675 | 0 | -677.0675 | 0
0 | 0 | 2054 |  | 19.112 | 0 | 19.112 |  | 221.3631 | -202.251 | 0 | -202.251 | 0
0 | 0 | 2055 |  | -380.7611 | 0 | 19.112 | + | 221.3631 | -602.1242 | 0 | -602.1242 | 0
0 | 0 | 2056 |  | 95.6773 | 0 | 95.6773 |  | 221.3631 | -125.6858 | 0 | -125.6858 | 0
0 | 0 | 2057 |  | -302.5716 | 0 | 95.6773 | + | 221.3631 | -523.9347 | 0 | -523.9347 | 0
0 | 0 | 2058 |  | 175.4932 | 0 | 175.4932 |  | 221.3631 | -45.8698 | 0 | -45.8698 | 0
0 | 0 | 2059 |  | -221.127 | 0 | 175.4932 | + | 221.3631 | -442.49 | 0 | -442.49 | 0
0 | 0 | 2060 |  | -616.9311 | 0 | 175.4932 | + | 221.3631 | -838.2941 | 0 | -838.2941 | 0
0 | 0 | 2061 |  | -136.418 | 0 | 175.4932 | + | 221.3631 | -357.781 | 0 | -357.781 | 0
0 | 0 | 2062 |  | -530.5865 | 0 | 175.4932 | + | 221.3631 | -751.9496 | 0 | -751.9496 | 0
0 | 0 | 2063 |  | -48.4356 | 0 | 175.4932 | + | 221.3631 | -269.7986 | 0 | -269.7986 | 0
0 | 0 | 2064 |  | -437.3258 | 0 | 175.4932 | + | 221.3631 | -658.6888 | 0 | -658.6888 | 0
0 | 0 | 2065 |  | -6.2156 | 0 | 175.4932 | + | 221.3631 | -227.5787 | 0 | -227.5787 | 0

## Large Filler Calculations
0
Calculation of Large Filler Unit additions
[9 empty] | After Addition |  | After Addition |  | After Addition |  | After Addition |  | After Addition |  | After Addition |  | After Addition |  | After Addition |  | After Addition |  | After Addition |  | After Addition |  | After Addition |  | After Addition |  | After Addition |  | After Addition |  | After Addition |  | After Addition |  | After Addition |  | After Addition
Annual # of Large Fillers Added | # Large Filler(s) Added | Large Filler(s) (MW) | PPA (MW) | Year | Total New Unit MW | Need (MW) | Need For Years of Large Filler Additions | Large Filler(s) Added + PPA, if needed | Need For Years of Large Filler Additions | Large Filler(s) Added + PPA, if needed | Need For Years of Large Filler Additions | Large Filler(s) Added + PPA, if needed | Need For Years of Large Filler Additions | Large Filler(s) Added + PPA, if needed | Need For Years of Large Filler Additions | Large Filler(s) Added + PPA, if needed | Need For Years of Large Filler Additions | Large Filler(s) Added + PPA, if needed | Need For Years of Large Filler Additions | Large Filler(s) Added + PPA, if needed | Need For Years of Large Filler Additions | Large Filler(s) Added + PPA, if needed | Need For Years of Large Filler Additions | Large Filler(s) Added + PPA, if needed | Need For Years of Large Filler Additions | Large Filler(s) Added + PPA, if needed | Need For Years of Large Filler Additions | Large Filler(s) Added + PPA, if needed | Need For Years of Large Filler Additions | Large Filler(s) Added + PPA, if needed | Need For Years of Large Filler Additions | Large Filler(s) Added + PPA, if needed | Need For Years of Large Filler Additions | Large Filler(s) Added + PPA, if needed | Need For Years of Large Filler Additions | Large Filler(s) Added + PPA, if needed | Need For Years of Large Filler Additions | Large Filler(s) Added + PPA, if needed | Need For Years of Large Filler Additions | Large Filler(s) Added + PPA, if needed | Need For Years of Large Filler Additions | Large Filler(s) Added + PPA, if needed | Need For Years of Large Filler Additions | Large Filler(s) Added + PPA, if needed | Need For Years of Large Filler Additions
0 | 0 | 0 | 0 | 2016 | 0 | -445.3648 | 0 | 0 | 0 | 0 | 0 | 0 | 0 | 0 | 0 | 0 | 0 | 0 | 0 | 0 | 0 | 0 | 0 | 0 | 0 | 0 | 0 | 0 | 0 | 0 | 0 | 0 | 0 | 0 | 0 | 0 | 0 | 0 | 0 | 0 | 0 | 0 | 0 | 0 | 0
0 | 0 | 0 | 0 | 2017 | 0 | -0.47004 | 0 | 0 | 0 | 0 | 0 | 0 | 0 | 0 | 0 | 0 | 0 | 0 | 0 | 0 | 0 | 0 | 0 | 0 | 0 | 0 | 0 | 0 | 0 | 0 | 0 | 0 | 0 | 0 | 0 | 0 | 0 | 0 | 0 | 0 | 0 | 0 | 0 | 0 | 0
0 | 0 | 0 | 0 | 2018 | 0 | -0.21608 | 0 | 0 | 0 | 0 | 0 | 0 | 0 | 0 | 0 | 0 | 0 | 0 | 0 | 0 | 0 | 0 | 0 | 0 | 0 | 0 | 0 | 0 | 0 | 0 | 0 | 0 | 0 | 0 | 0 | 0 | 0 | 0 | 0 | 0 | 0 | 0 | 0 | 0 | 0
0 | 0 | 0 | 0 | 2019 | 0 | -1129.0885 | 0 | 0 | 0 | 0 | 0 | 0 | 0 | 0 | 0 | 0 | 0 | 0 | 0 | 0 | 0 | 0 | 0 | 0 | 0 | 0 | 0 | 0 | 0 | 0 | 0 | 0 | 0 | 0 | 0 | 0 | 0 | 0 | 0 | 0 | 0 | 0 | 0 | 0 | 0
0 | 0 | 0 | 0 | 2020 | 0 | -253.667 | -253.667 | 0 | 0 | 0 | 0 | 0 | 0 | 0 | 0 | 0 | 0 | 0 | 0 | 0 | 0 | 0 | 0 | 0 | 0 | 0 | 0 | 0 | 0 | 0 | 0 | 0 | 0 | 0 | 0 | 0 | 0 | 0 | 0 | 0 | 0 | 0 | 0 | 0 | 0
0 | 0 | 0 | 0 | 2021 | 0 | -426.6618 | -426.6618 | 0 | 0 | 0 | 0 | 0 | 0 | 0 | 0 | 0 | 0 | 0 | 0 | 0 | 0 | 0 | 0 | 0 | 0 | 0 | 0 | 0 | 0 | 0 | 0 | 0 | 0 | 0 | 0 | 0 | 0 | 0 | 0 | 0 | 0 | 0 | 0 | 0 | 0
0 | 0 | 0 | 0 | 2022 | 0 | -443.2087 | -443.2087 | 0 | 0 | 0 | 0 | 0 | 0 | 0 | 0 | 0 | 0 | 0 | 0 | 0 | 0 | 0 | 0 | 0 | 0 | 0 | 0 | 0 | 0 | 0 | 0 | 0 | 0 | 0 | 0 | 0 | 0 | 0 | 0 | 0 | 0 | 0 | 0 | 0 | 0
0 | 0 | 0 | 0 | 2023 | 0 | -252.5256 | -252.5256 | 0 | 0 | 0 | 0 | 0 | 0 | 0 | 0 | 0 | 0 | 0 | 0 | 0 | 0 | 0 | 0 | 0 | 0 | 0 | 0 | 0 | 0 | 0 | 0 | 0 | 0 | 0 | 0 | 0 | 0 | 0 | 0 | 0 | 0 | 0 | 0 | 0 | 0
0 | 0 | 0 | 132 | 2024 | 131.6783 | 131.6783 | 131.6783 | 131.6783 | 0 | 0 | 0 | 0 | 0 | 0 | 0 | 0 | 0 | 0 | 0 | 0 | 0 | 0 | 0 | 0 | 0 | 0 | 0 | 0 | 0 | 0 | 0 | 0 | 0 | 0 | 0 | 0 | 0 | 0 | 0 | 0 | 0 | 0 | 0 | 0 | 0
0 | 0 | 0 | 0 | 2025 | 0 | -1185.8419 | -1185.8419 | 0 | 0 | 0 | 0 | 0 | 0 | 0 | 0 | 0 | 0 | 0 | 0 | 0 | 0 | 0 | 0 | 0 | 0 | 0 | 0 | 0 | 0 | 0 | 0 | 0 | 0 | 0 | 0 | 0 | 0 | 0 | 0 | 0 | 0 | 0 | 0 | 0 | 0
0 | 0 | 0 | 0 | 2026 | 0 | -639.1055 | -639.1055 | 0 | 0 | 0 | 0 | 0 | 0 | 0 | 0 | 0 | 0 | 0 | 0 | 0 | 0 | 0 | 0 | 0 | 0 | 0 | 0 | 0 | 0 | 0 | 0 | 0 | 0 | 0 | 0 | 0 | 0 | 0 | 0 | 0 | 0 | 0 | 0 | 0 | 0
0 | 0 | 0 | 24 | 2027 | 23.8468 | 23.8468 | 23.8468 | 23.8468 | 0 | 0 | 0 | 0 | 0 | 0 | 0 | 0 | 0 | 0 | 0 | 0 | 0 | 0 | 0 | 0 | 0 | 0 | 0 | 0 | 0 | 0 | 0 | 0 | 0 | 0 | 0 | 0 | 0 | 0 | 0 | 0 | 0 | 0 | 0 | 0 | 0
0 | 0 | 0 | 0 | 2028 | 0 | -1109.6326 | -1109.6326 | 0 | 0 | 0 | 0 | 0 | 0 | 0 | 0 | 0 | 0 | 0 | 0 | 0 | 0 | 0 | 0 | 0 | 0 | 0 | 0 | 0 | 0 | 0 | 0 | 0 | 0 | 0 | 0 | 0 | 0 | 0 | 0 | 0 | 0 | 0 | 0 | 0 | 0
0 | 0 | 0 | 0 | 2029 | 0 | -469.4752 | -469.4752 | 0 | 0 | 0 | 0 | 0 | 0 | 0 | 0 | 0 | 0 | 0 | 0 | 0 | 0 | 0 | 0 | 0 | 0 | 0 | 0 | 0 | 0 | 0 | 0 | 0 | 0 | 0 | 0 | 0 | 0 | 0 | 0 | 0 | 0 | 0 | 0 | 0 | 0
0 | 0 | 0 | 0 | 2030 | 0 | 184.7088 | 0 | 0 | 0 | 0 | 0 | 0 | 0 | 0 | 0 | 0 | 0 | 0 | 0 | 0 | 0 | 0 | 0 | 0 | 0 | 0 | 0 | 0 | 0 | 0 | 0 | 0 | 0 | 0 | 0 | 0 | 0 | 0 | 0 | 0 | 0 | 0 | 0 | 0 | 0
0 | 0 | 0 | 0 | 2031 | 0 | 221.3631 | 0 | 0 | 0 | 0 | 0 | 0 | 0 | 0 | 0 | 0 | 0 | 0 | 0 | 0 | 0 | 0 | 0 | 0 | 0 | 0 | 0 | 0 | 0 | 0 | 0 | 0 | 0 | 0 | 0 | 0 | 0 | 0 | 0 | 0 | 0 | 0 | 0 | 0 | 0
0 | 0 | 0 | 0 | 2032 | 0 | -78.1491 | 0 | 0 | 0 | 0 | 0 | 0 | 0 | 0 | 0 | 0 | 0 | 0 | 0 | 0 | 0 | 0 | 0 | 0 | 0 | 0 | 0 | 0 | 0 | 0 | 0 | 0 | 0 | 0 | 0 | 0 | 0 | 0 | 0 | 0 | 0 | 0 | 0 | 0 | 0
0 | 0 | 0 | 0 | 2033 | 0 | -395.9776 | 0 | 0 | 0 | 0 | 0 | 0 | 0 | 0 | 0 | 0 | 0 | 0 | 0 | 0 | 0 | 0 | 0 | 0 | 0 | 0 | 0 | 0 | 0 | 0 | 0 | 0 | 0 | 0 | 0 | 0 | 0 | 0 | 0 | 0 | 0 | 0 | 0 | 0 | 0
0 | 0 | 0 | 0 | 2034 | 0 | -580.6581 | 0 | 0 | 0 | 0 | 0 | 0 | 0 | 0 | 0 | 0 | 0 | 0 | 0 | 0 | 0 | 0 | 0 | 0 | 0 | 0 | 0 | 0 | 0 | 0 | 0 | 0 | 0 | 0 | 0 | 0 | 0 | 0 | 0 | 0 | 0 | 0 | 0 | 0 | 0
0 | 0 | 0 | 0 | 2035 | 0 | 7.1706 | 0 | 0 | 0 | 0 | 0 | 0 | 0 | 0 | 0 | 0 | 0 | 0 | 0 | 0 | 0 | 0 | 0 | 0 | 0 | 0 | 0 | 0 | 0 | 0 | 0 | 0 | 0 | 0 | 0 | 0 | 0 | 0 | 0 | 0 | 0 | 0 | 0 | 0 | 0
0 | 0 | 0 | 0 | 2036 | 0 | -181.3178 | 0 | 0 | 0 | 0 | 0 | 0 | 0 | 0 | 0 | 0 | 0 | 0 | 0 | 0 | 0 | 0 | 0 | 0 | 0 | 0 | 0 | 0 | 0 | 0 | 0 | 0 | 0 | 0 | 0 | 0 | 0 | 0 | 0 | 0 | 0 | 0 | 0 | 0 | 0
0 | 0 | 0 | 0 | 2037 | 0 | -505.1578 | 0 | 0 | 0 | 0 | 0 | 0 | 0 | 0 | 0 | 0 | 0 | 0 | 0 | 0 | 0 | 0 | 0 | 0 | 0 | 0 | 0 | 0 | 0 | 0 | 0 | 0 | 0 | 0 | 0 | 0 | 0 | 0 | 0 | 0 | 0 | 0 | 0 | 0 | 0
0 | 0 | 0 | 0 | 2038 | 0 | 67.0258 | 0 | 0 | 0 | 0 | 0 | 0 | 0 | 0 | 0 | 0 | 0 | 0 | 0 | 0 | 0 | 0 | 0 | 0 | 0 | 0 | 0 | 0 | 0 | 0 | 0 | 0 | 0 | 0 | 0 | 0 | 0 | 0 | 0 | 0 | 0 | 0 | 0 | 0 | 0
0 | 0 | 0 | 0 | 2039 | 0 | -234.794 | 0 | 0 | 0 | 0 | 0 | 0 | 0 | 0 | 0 | 0 | 0 | 0 | 0 | 0 | 0 | 0 | 0 | 0 | 0 | 0 | 0 | 0 | 0 | 0 | 0 | 0 | 0 | 0 | 0 | 0 | 0 | 0 | 0 | 0 | 0 | 0 | 0 | 0 | 0
0 | 0 | 0 | 0 | 2040 | 0 | -526.9226 | 0 | 0 | 0 | 0 | 0 | 0 | 0 | 0 | 0 | 0 | 0 | 0 | 0 | 0 | 0 | 0 | 0 | 0 | 0 | 0 | 0 | 0 | 0 | 0 | 0 | 0 | 0 | 0 | 0 | 0 | 0 | 0 | 0 | 0 | 0 | 0 | 0 | 0 | 0
0 | 0 | 0 | 0 | 2041 | 0 | -56.4154 | 0 | 0 | 0 | 0 | 0 | 0 | 0 | 0 | 0 | 0 | 0 | 0 | 0 | 0 | 0 | 0 | 0 | 0 | 0 | 0 | 0 | 0 | 0 | 0 | 0 | 0 | 0 | 0 | 0 | 0 | 0 | 0 | 0 | 0 | 0 | 0 | 0 | 0 | 0
0 | 0 | 0 | 0 | 2042 | 0 | -460.5774 | 0 | 0 | 0 | 0 | 0 | 0 | 0 | 0 | 0 | 0 | 0 | 0 | 0 | 0 | 0 | 0 | 0 | 0 | 0 | 0 | 0 | 0 | 0 | 0 | 0 | 0 | 0 | 0 | 0 | 0 | 0 | 0 | 0 | 0 | 0 | 0 | 0 | 0 | 0
0 | 0 | 0 | 0 | 2043 | 0 | -23.9073 | 0 | 0 | 0 | 0 | 0 | 0 | 0 | 0 | 0 | 0 | 0 | 0 | 0 | 0 | 0 | 0 | 0 | 0 | 0 | 0 | 0 | 0 | 0 | 0 | 0 | 0 | 0 | 0 | 0 | 0 | 0 | 0 | 0 | 0 | 0 | 0 | 0 | 0 | 0
0 | 0 | 0 | 0 | 2044 | 0 | -426.4037 | 0 | 0 | 0 | 0 | 0 | 0 | 0 | 0 | 0 | 0 | 0 | 0 | 0 | 0 | 0 | 0 | 0 | 0 | 0 | 0 | 0 | 0 | 0 | 0 | 0 | 0 | 0 | 0 | 0 | 0 | 0 | 0 | 0 | 0 | 0 | 0 | 0 | 0 | 0
0 | 0 | 0 | 0 | 2045 | 0 | 47.4346 | 0 | 0 | 0 | 0 | 0 | 0 | 0 | 0 | 0 | 0 | 0 | 0 | 0 | 0 | 0 | 0 | 0 | 0 | 0 | 0 | 0 | 0 | 0 | 0 | 0 | 0 | 0 | 0 | 0 | 0 | 0 | 0 | 0 | 0 | 0 | 0 | 0 | 0 | 0
0 | 0 | 0 | 0 | 2046 | 0 | -353.3909 | 0 | 0 | 0 | 0 | 0 | 0 | 0 | 0 | 0 | 0 | 0 | 0 | 0 | 0 | 0 | 0 | 0 | 0 | 0 | 0 | 0 | 0 | 0 | 0 | 0 | 0 | 0 | 0 | 0 | 0 | 0 | 0 | 0 | 0 | 0 | 0 | 0 | 0 | 0
0 | 0 | 0 | 0 | 2047 | 0 | 122.121 | 0 | 0 | 0 | 0 | 0 | 0 | 0 | 0 | 0 | 0 | 0 | 0 | 0 | 0 | 0 | 0 | 0 | 0 | 0 | 0 | 0 | 0 | 0 | 0 | 0 | 0 | 0 | 0 | 0 | 0 | 0 | 0 | 0 | 0 | 0 | 0 | 0 | 0 | 0
0 | 0 | 0 | 0 | 2048 | 0 | -277.0283 | 0 | 0 | 0 | 0 | 0 | 0 | 0 | 0 | 0 | 0 | 0 | 0 | 0 | 0 | 0 | 0 | 0 | 0 | 0 | 0 | 0 | 0 | 0 | 0 | 0 | 0 | 0 | 0 | 0 | 0 | 0 | 0 | 0 | 0 | 0 | 0 | 0 | 0 | 0
0 | 0 | 0 | 0 | 2049 | 0 | 200.1624 | 0 | 0 | 0 | 0 | 0 | 0 | 0 | 0 | 0 | 0 | 0 | 0 | 0 | 0 | 0 | 0 | 0 | 0 | 0 | 0 | 0 | 0 | 0 | 0 | 0 | 0 | 0 | 0 | 0 | 0 | 0 | 0 | 0 | 0 | 0 | 0 | 0 | 0 | 0
0 | 0 | 0 | 0 | 2050 | 0 | -137.3054 | 0 | 0 | 0 | 0 | 0 | 0 | 0 | 0 | 0 | 0 | 0 | 0 | 0 | 0 | 0 | 0 | 0 | 0 | 0 | 0 | 0 | 0 | 0 | 0 | 0 | 0 | 0 | 0 | 0 | 0 | 0 | 0 | 0 | 0 | 0 | 0 | 0 | 0 | 0
0 | 0 | 0 | 0 | 2051 | 0 | -533.9305 | 0 | 0 | 0 | 0 | 0 | 0 | 0 | 0 | 0 | 0 | 0 | 0 | 0 | 0 | 0 | 0 | 0 | 0 | 0 | 0 | 0 | 0 | 0 | 0 | 0 | 0 | 0 | 0 | 0 | 0 | 0 | 0 | 0 | 0 | 0 | 0 | 0 | 0 | 0
0 | 0 | 0 | 0 | 2052 | 0 | -54.2115 | 0 | 0 | 0 | 0 | 0 | 0 | 0 | 0 | 0 | 0 | 0 | 0 | 0 | 0 | 0 | 0 | 0 | 0 | 0 | 0 | 0 | 0 | 0 | 0 | 0 | 0 | 0 | 0 | 0 | 0 | 0 | 0 | 0 | 0 | 0 | 0 | 0 | 0 | 0
0 | 0 | 0 | 0 | 2053 | 0 | -455.7044 | 0 | 0 | 0 | 0 | 0 | 0 | 0 | 0 | 0 | 0 | 0 | 0 | 0 | 0 | 0 | 0 | 0 | 0 | 0 | 0 | 0 | 0 | 0 | 0 | 0 | 0 | 0 | 0 | 0 | 0 | 0 | 0 | 0 | 0 | 0 | 0 | 0 | 0 | 0
0 | 0 | 0 | 0 | 2054 | 0 | 19.112 | 0 | 0 | 0 | 0 | 0 | 0 | 0 | 0 | 0 | 0 | 0 | 0 | 0 | 0 | 0 | 0 | 0 | 0 | 0 | 0 | 0 | 0 | 0 | 0 | 0 | 0 | 0 | 0 | 0 | 0 | 0 | 0 | 0 | 0 | 0 | 0 | 0 | 0 | 0
0 | 0 | 0 | 0 | 2055 | 0 | -380.7611 | 0 | 0 | 0 | 0 | 0 | 0 | 0 | 0 | 0 | 0 | 0 | 0 | 0 | 0 | 0 | 0 | 0 | 0 | 0 | 0 | 0 | 0 | 0 | 0 | 0 | 0 | 0 | 0 | 0 | 0 | 0 | 0 | 0 | 0 | 0 | 0 | 0 | 0 | 0
0 | 0 | 0 | 0 | 2056 | 0 | 95.6773 | 0 | 0 | 0 | 0 | 0 | 0 | 0 | 0 | 0 | 0 | 0 | 0 | 0 | 0 | 0 | 0 | 0 | 0 | 0 | 0 | 0 | 0 | 0 | 0 | 0 | 0 | 0 | 0 | 0 | 0 | 0 | 0 | 0 | 0 | 0 | 0 | 0 | 0 | 0
0 | 0 | 0 | 0 | 2057 | 0 | -302.5716 | 0 | 0 | 0 | 0 | 0 | 0 | 0 | 0 | 0 | 0 | 0 | 0 | 0 | 0 | 0 | 0 | 0 | 0 | 0 | 0 | 0 | 0 | 0 | 0 | 0 | 0 | 0 | 0 | 0 | 0 | 0 | 0 | 0 | 0 | 0 | 0 | 0 | 0 | 0
0 | 0 | 0 | 0 | 2058 | 0 | 175.4932 | 0 | 0 | 0 | 0 | 0 | 0 | 0 | 0 | 0 | 0 | 0 | 0 | 0 | 0 | 0 | 0 | 0 | 0 | 0 | 0 | 0 | 0 | 0 | 0 | 0 | 0 | 0 | 0 | 0 | 0 | 0 | 0 | 0 | 0 | 0 | 0 | 0 | 0 | 0
0 | 0 | 0 | 0 | 2059 | 0 | -221.127 | 0 | 0 | 0 | 0 | 0 | 0 | 0 | 0 | 0 | 0 | 0 | 0 | 0 | 0 | 0 | 0 | 0 | 0 | 0 | 0 | 0 | 0 | 0 | 0 | 0 | 0 | 0 | 0 | 0 | 0 | 0 | 0 | 0 | 0 | 0 | 0 | 0 | 0 | 0
0 | 0 | 0 | 0 | 2060 | 0 | -616.9311 | 0 | 0 | 0 | 0 | 0 | 0 | 0 | 0 | 0 | 0 | 0 | 0 | 0 | 0 | 0 | 0 | 0 | 0 | 0 | 0 | 0 | 0 | 0 | 0 | 0 | 0 | 0 | 0 | 0 | 0 | 0 | 0 | 0 | 0 | 0 | 0 | 0 | 0 | 0
0 | 0 | 0 | 0 | 2061 | 0 | -136.418 | 0 | 0 | 0 | 0 | 0 | 0 | 0 | 0 | 0 | 0 | 0 | 0 | 0 | 0 | 0 | 0 | 0 | 0 | 0 | 0 | 0 | 0 | 0 | 0 | 0 | 0 | 0 | 0 | 0 | 0 | 0 | 0 | 0 | 0 | 0 | 0 | 0 | 0 | 0
0 | 0 | 0 | 0 | 2062 | 0 | -530.5865 | 0 | 0 | 0 | 0 | 0 | 0 | 0 | 0 | 0 | 0 | 0 | 0 | 0 | 0 | 0 | 0 | 0 | 0 | 0 | 0 | 0 | 0 | 0 | 0 | 0 | 0 | 0 | 0 | 0 | 0 | 0 | 0 | 0 | 0 | 0 | 0 | 0 | 0 | 0
0 | 0 | 0 | 0 | 2063 | 0 | -48.4356 | 0 | 0 | 0 | 0 | 0 | 0 | 0 | 0 | 0 | 0 | 0 | 0 | 0 | 0 | 0 | 0 | 0 | 0 | 0 | 0 | 0 | 0 | 0 | 0 | 0 | 0 | 0 | 0 | 0 | 0 | 0 | 0 | 0 | 0 | 0 | 0 | 0 | 0 | 0
0 | 0 | 0 | 0 | 2064 | 0 | -437.3258 | 0 | 0 | 0 | 0 | 0 | 0 | 0 | 0 | 0 | 0 | 0 | 0 | 0 | 0 | 0 | 0 | 0 | 0 | 0 | 0 | 0 | 0 | 0 | 0 | 0 | 0 | 0 | 0 | 0 | 0 | 0 | 0 | 0 | 0 | 0 | 0 | 0 | 0 | 0
0 | 0 | 0 | 0 | 2065 | 0 | -6.2156 | 0 | 0 | 0 | 0 | 0 | 0 | 0 | 0 | 0 | 0 | 0 | 0 | 0 | 0 | 0 | 0 | 0 | 0 | 0 | 0 | 0 | 0 | 0 | 0 | 0 | 0 | 0 | 0 | 0 | 0 | 0 | 0 | 0 | 0 | 0 | 0 | 0 | 0 | 0

## NewUnit & Retire & ChngCap Name
2016 TYSP Update (ICL retired, only 60 MW ECOGEN, OCEC increase in MWs, and TP6 & 7 delayed to 2031 & 2032)
SUMMER
| UNIT ADDITIONS | [18 empty] | UNIT RETIREMENTS | [52 empty] | CAPACITY CHANGES OF UNITS
| Solar |  | Units Added |  | PPA |  | Large Filler |  |  |  | Small Filler |  |  |  | Eq Filler | [6 empty] | CCEC; | DeSoto Solar; | FM 2 CC; | FM 3A&3B CT; | FM GT; | FL 4; | FL 5; | PFL GT 1; |  | PFL GT 2; | MT 1; | MT 2; | MT 3; | MR 1; | MR 2; | MR 3; | MR 4; | MR 8; | PPE GT; |  | PN 1; | PN 2; | RBEC; | SN 4; | SN 5; | Scherer; | Space Coast Solar; | SJRPP 1; | SJRPP 2; | SL 1; |  | SL 2; |  | TP 1; |  | TP 2; | TP 3; |  | TP 4; |  | TP 5; | WCEC 1; | WCEC 2; | WCEC 3; | Cedar Bay; |  | Blank 2; | Blank 3; | Blank 4; | Blank 5; |  |  |  | CCEC; |  | DeSoto Solar; | FM 2 CC; | FM 3A&3B CT; |  | FM GT; |  | FL 4; | FL 5; | PFL GT 1; | PFL GT 2; |  | MT 1; | MT 2; | MT 3; |  | MR 1; | MR 2; | MR 3; |  | MR 4; |  | MR 8; |  | PPE GT; | PN 1; | PN 2; | RBEC; |  | SN 4; |  | SN 5; |  | Scherer; | Space Coast Solar; | SJRPP 1; | SJRPP 2; | SL 1; | SL 2; | TP 1; | TP 2; | TP 3; |  | TP 4; |  | TP 5; |  | WCEC 1; | WCEC 2; | WCEC 3; | Cedar Bay; | Blank 2; | Blank 3; | Blank 4; | Blank 5;
Year | MW | Name | MW | Name | MW | PPA | MW | MW | # of Units | GFCC | MW | MW | # of Units | Filler | MW | MW | Eq Filler | TOTAL TEXT | Year | [52 empty] | Year
2016 | 0 |  | 1237 | PEEC; | 0 |  | 0 | 0 | 0 |  | 0 | 0 | 0 |  | 0 | 0 |  | PEEC; | 2016 | 0 | ; | 0 | 0 | 0 | 0 | 0 | 0 | 0 | 0 |  | 0 | 0 | 0 | 0 | 0 | 0 | 0 | 0 | 0 | 0 |  | 0 | 0 | 0 | 0 | 0 | 0 | 0 | 0 | 0 | 0 |  | 0 |  | 0 |  | 0 | 0 |  | 0 |  | 0 | 0 | 0 | 0 | 0 |  | 0 | 0 | 0 | 0 | 2016 | 0 | ; | 0 |  | 0 | 0 | 0 |  | 0 |  | 0 | 0 | 0 | 0 |  | 0 | 0 | 0 |  | 0 | 0 | 0 |  | 0 |  | 0 |  | 0 | 0 | 0 | 0 |  | 0 |  | 0 |  | 0 | 0 | 0 | 0 | 0 | 0 | 0 | 0 | 0 |  | 0 |  | 0 |  | 0 | 0 | 0 | 0 | 0 | 0 | 0 | 0
2017 | 223.5 | 223.5 MW Solar; | 1617 | FM 2CT; PFL 5CT; | 53 | 53 MW PPA; | 0 | 0 | 0 |  | 0 | 0 | 0 |  | 0 | 0 |  | 223.5 MW Solar; FM 2CT; PFL 5CT; 53 MW PPA; | 2017 | -1469.2 | PFL GT 1; PPE GT; TP 1; Cedar Bay; | 0 | 0 | 0 | 0 | 0 | 0 | 0 | 411.6 | PFL GT 1; | 0 | 0 | 0 | 0 | 0 | 0 | 0 | 0 | 0 | 411.6 | PPE GT; | 0 | 0 | 0 | 0 | 0 | 0 | 0 | 0 | 0 | 0 |  | 0 |  | 396 | TP 1; | 0 | 0 |  | 0 |  | 0 | 0 | 0 | 0 | 250 | Cedar Bay; | 0 | 0 | 0 | 0 | 2017 | -773 | FM 3A&3B CT; FM GT; PFL GT 2; MT 3; MR 3; MR 4; MR 8; | 0 |  | 0 | 0 | 25 | FM 3A&3B CT; | -486 | FM GT; | 0 | 0 | 0 | -343 | PFL GT 2; | 0 | 0 | -8 | MT 3; | 0 | 0 | 29 | MR 3; | 14 | MR 4; | -4 | MR 8; | 0 | 0 | 0 | 0 |  | 0 |  | 0 |  | 0 | 0 | 0 | 0 | 0 | 0 | 0 | 0 | 0 |  | 0 |  | 0 |  | 0 | 0 | 0 | 0 | 0 | 0 | 0 | 0
2018 | 0 |  | 0 |  | 324 | 324 MW PPA; | 0 | 0 | 0 |  | 0 | 0 | 0 |  | 0 | 0 |  | 324 MW PPA; | 2018 | 0 | ; | 0 | 0 | 0 | 0 | 0 | 0 | 0 | 0 |  | 0 | 0 | 0 | 0 | 0 | 0 | 0 | 0 | 0 | 0 |  | 0 | 0 | 0 | 0 | 0 | 0 | 0 | 0 | 0 | 0 |  | 0 |  | 0 |  | 0 | 0 |  | 0 |  | 0 | 0 | 0 | 0 | 0 |  | 0 | 0 | 0 | 0 | 2018 | -19 | MT 3; SN 4; SN 5; TP 5; | 0 |  | 0 | 0 | 0 |  | 0 |  | 0 | 0 | 0 | 0 |  | 0 | 0 | -2 | MT 3; | 0 | 0 | 0 |  | 0 |  | 0 |  | 0 | 0 | 0 | 0 |  | -1 | SN 4; | -1 | SN 5; | 0 | 0 | 0 | 0 | 0 | 0 | 0 | 0 | 0 |  | 0 |  | -15 | TP 5; | 0 | 0 | 0 | 0 | 0 | 0 | 0 | 0
2019 | 0 |  | 1702 | OCEC; | 0 |  | 0 | 0 | 0 |  | 0 | 0 | 0 |  | 0 | 0 |  | OCEC; | 2019 | 0 | ; | 0 | 0 | 0 | 0 | 0 | 0 | 0 | 0 |  | 0 | 0 | 0 | 0 | 0 | 0 | 0 | 0 | 0 | 0 |  | 0 | 0 | 0 | 0 | 0 | 0 | 0 | 0 | 0 | 0 |  | 0 |  | 0 |  | 0 | 0 |  | 0 |  | 0 | 0 | 0 | 0 | 0 |  | 0 | 0 | 0 | 0 | 2019 | 40 | TP 3; TP 4; | 0 |  | 0 | 0 | 0 |  | 0 |  | 0 | 0 | 0 | 0 |  | 0 | 0 | 0 |  | 0 | 0 | 0 |  | 0 |  | 0 |  | 0 | 0 | 0 | 0 |  | 0 |  | 0 |  | 0 | 0 | 0 | 0 | 0 | 0 | 0 | 0 | 20 | TP 3; | 20 | TP 4; | 0 |  | 0 | 0 | 0 | 0 | 0 | 0 | 0 | 0
2020 | 300 | 300 MW Solar; | 0 |  | 0 |  | 0 | 0 | 0 |  | 0 | 0 | 0 |  | 0 | 0 |  | 300 MW Solar; | 2020 | 0 | ; | 0 | 0 | 0 | 0 | 0 | 0 | 0 | 0 |  | 0 | 0 | 0 | 0 | 0 | 0 | 0 | 0 | 0 | 0 |  | 0 | 0 | 0 | 0 | 0 | 0 | 0 | 0 | 0 | 0 |  | 0 |  | 0 |  | 0 | 0 |  | 0 |  | 0 | 0 | 0 | 0 | 0 |  | 0 | 0 | 0 | 0 | 2020 | 0 | ; | 0 |  | 0 | 0 | 0 |  | 0 |  | 0 | 0 | 0 | 0 |  | 0 | 0 | 0 |  | 0 | 0 | 0 |  | 0 |  | 0 |  | 0 | 0 | 0 | 0 |  | 0 |  | 0 |  | 0 | 0 | 0 | 0 | 0 | 0 | 0 | 0 | 0 |  | 0 |  | 0 |  | 0 | 0 | 0 | 0 | 0 | 0 | 0 | 0
2021 | 300 | 300 MW Solar; | 0 |  | 0 |  | 0 | 0 | 0 |  | 0 | 0 | 0 |  | 0 | 0 |  | 300 MW Solar; | 2021 | 0 | ; | 0 | 0 | 0 | 0 | 0 | 0 | 0 | 0 |  | 0 | 0 | 0 | 0 | 0 | 0 | 0 | 0 | 0 | 0 |  | 0 | 0 | 0 | 0 | 0 | 0 | 0 | 0 | 0 | 0 |  | 0 |  | 0 |  | 0 | 0 |  | 0 |  | 0 | 0 | 0 | 0 | 0 |  | 0 | 0 | 0 | 0 | 2021 | 88 | CCEC; | 88 | CCEC; | 0 | 0 | 0 |  | 0 |  | 0 | 0 | 0 | 0 |  | 0 | 0 | 0 |  | 0 | 0 | 0 |  | 0 |  | 0 |  | 0 | 0 | 0 | 0 |  | 0 |  | 0 |  | 0 | 0 | 0 | 0 | 0 | 0 | 0 | 0 | 0 |  | 0 |  | 0 |  | 0 | 0 | 0 | 0 | 0 | 0 | 0 | 0
2022 | 300 | 300 MW Solar; | 45 | OCEC Inc MW; | 0 |  | 0 | 0 | 0 |  | 0 | 0 | 0 |  | 0 | 0 |  | 300 MW Solar; OCEC Inc MW; | 2022 | 0 | ; | 0 | 0 | 0 | 0 | 0 | 0 | 0 | 0 |  | 0 | 0 | 0 | 0 | 0 | 0 | 0 | 0 | 0 | 0 |  | 0 | 0 | 0 | 0 | 0 | 0 | 0 | 0 | 0 | 0 |  | 0 |  | 0 |  | 0 | 0 |  | 0 |  | 0 | 0 | 0 | 0 | 0 |  | 0 | 0 | 0 | 0 | 2022 | 86 | RBEC; | 0 |  | 0 | 0 | 0 |  | 0 |  | 0 | 0 | 0 | 0 |  | 0 | 0 | 0 |  | 0 | 0 | 0 |  | 0 |  | 0 |  | 0 | 0 | 0 | 86 | RBEC; | 0 |  | 0 |  | 0 | 0 | 0 | 0 | 0 | 0 | 0 | 0 | 0 |  | 0 |  | 0 |  | 0 | 0 | 0 | 0 | 0 | 0 | 0 | 0
2023 | 300 | 300 MW Solar; | 0 |  | 0 |  | 0 | 0 | 0 |  | 0 | 0 | 0 |  | 0 | 0 |  | 300 MW Solar; | 2023 | 0 | ; | 0 | 0 | 0 | 0 | 0 | 0 | 0 | 0 |  | 0 | 0 | 0 | 0 | 0 | 0 | 0 | 0 | 0 | 0 |  | 0 | 0 | 0 | 0 | 0 | 0 | 0 | 0 | 0 | 0 |  | 0 |  | 0 |  | 0 | 0 |  | 0 |  | 0 | 0 | 0 | 0 | 0 |  | 0 | 0 | 0 | 0 | 2023 | 0 | ; | 0 |  | 0 | 0 | 0 |  | 0 |  | 0 | 0 | 0 | 0 |  | 0 | 0 | 0 |  | 0 | 0 | 0 |  | 0 |  | 0 |  | 0 | 0 | 0 | 0 |  | 0 |  | 0 |  | 0 | 0 | 0 | 0 | 0 | 0 | 0 | 0 | 0 |  | 0 |  | 0 |  | 0 | 0 | 0 | 0 | 0 | 0 | 0 | 0
2024 | 0 |  | 0 |  | 0 |  | 0 | 0 | 0 |  | 0 | 0 | 0 |  | 0 | 0 |  |  | 2024 | 0 | ; | 0 | 0 | 0 | 0 | 0 | 0 | 0 | 0 |  | 0 | 0 | 0 | 0 | 0 | 0 | 0 | 0 | 0 | 0 |  | 0 | 0 | 0 | 0 | 0 | 0 | 0 | 0 | 0 | 0 |  | 0 |  | 0 |  | 0 | 0 |  | 0 |  | 0 | 0 | 0 | 0 | 0 |  | 0 | 0 | 0 | 0 | 2024 | 0 | ; | 0 |  | 0 | 0 | 0 |  | 0 |  | 0 | 0 | 0 | 0 |  | 0 | 0 | 0 |  | 0 | 0 | 0 |  | 0 |  | 0 |  | 0 | 0 | 0 | 0 |  | 0 |  | 0 |  | 0 | 0 | 0 | 0 | 0 | 0 | 0 | 0 | 0 |  | 0 |  | 0 |  | 0 | 0 | 0 | 0 | 0 | 0 | 0 | 0
2025 | 0 |  | 0 |  | 0 |  | 1751 | 1751 | 1 | 1 GFCC; | 0 | 0 | 0 |  | 0 | 0 |  | 1 GFCC; | 2025 | 0 | ; | 0 | 0 | 0 | 0 | 0 | 0 | 0 | 0 |  | 0 | 0 | 0 | 0 | 0 | 0 | 0 | 0 | 0 | 0 |  | 0 | 0 | 0 | 0 | 0 | 0 | 0 | 0 | 0 | 0 |  | 0 |  | 0 |  | 0 | 0 |  | 0 |  | 0 | 0 | 0 | 0 | 0 |  | 0 | 0 | 0 | 0 | 2025 | 0 | ; | 0 |  | 0 | 0 | 0 |  | 0 |  | 0 | 0 | 0 | 0 |  | 0 | 0 | 0 |  | 0 | 0 | 0 |  | 0 |  | 0 |  | 0 | 0 | 0 | 0 |  | 0 |  | 0 |  | 0 | 0 | 0 | 0 | 0 | 0 | 0 | 0 | 0 |  | 0 |  | 0 |  | 0 | 0 | 0 | 0 | 0 | 0 | 0 | 0
2026 | 0 |  | 0 |  | 0 |  | 1751 | 0 | 0 |  | 0 | 0 | 0 |  | 0 | 0 |  |  | 2026 | 0 | ; | 0 | 0 | 0 | 0 | 0 | 0 | 0 | 0 |  | 0 | 0 | 0 | 0 | 0 | 0 | 0 | 0 | 0 | 0 |  | 0 | 0 | 0 | 0 | 0 | 0 | 0 | 0 | 0 | 0 |  | 0 |  | 0 |  | 0 | 0 |  | 0 |  | 0 | 0 | 0 | 0 | 0 |  | 0 | 0 | 0 | 0 | 2026 | 0 | ; | 0 |  | 0 | 0 | 0 |  | 0 |  | 0 | 0 | 0 | 0 |  | 0 | 0 | 0 |  | 0 | 0 | 0 |  | 0 |  | 0 |  | 0 | 0 | 0 | 0 |  | 0 |  | 0 |  | 0 | 0 | 0 | 0 | 0 | 0 | 0 | 0 | 0 |  | 0 |  | 0 |  | 0 | 0 | 0 | 0 | 0 | 0 | 0 | 0
2027 | 0 |  | 0 |  | 0 |  | 1751 | 0 | 0 |  | 0 | 0 | 0 |  | 0 | 0 |  |  | 2027 | 0 | ; | 0 | 0 | 0 | 0 | 0 | 0 | 0 | 0 |  | 0 | 0 | 0 | 0 | 0 | 0 | 0 | 0 | 0 | 0 |  | 0 | 0 | 0 | 0 | 0 | 0 | 0 | 0 | 0 | 0 |  | 0 |  | 0 |  | 0 | 0 |  | 0 |  | 0 | 0 | 0 | 0 | 0 |  | 0 | 0 | 0 | 0 | 2027 | 0 | ; | 0 |  | 0 | 0 | 0 |  | 0 |  | 0 | 0 | 0 | 0 |  | 0 | 0 | 0 |  | 0 | 0 | 0 |  | 0 |  | 0 |  | 0 | 0 | 0 | 0 |  | 0 |  | 0 |  | 0 | 0 | 0 | 0 | 0 | 0 | 0 | 0 | 0 |  | 0 |  | 0 |  | 0 | 0 | 0 | 0 | 0 | 0 | 0 | 0
2028 | 0 |  | 0 |  | 0 |  | 3502 | 1751 | 1 | 1 GFCC; | 0 | 0 | 0 |  | 0 | 0 |  | 1 GFCC; | 2028 | 0 | ; | 0 | 0 | 0 | 0 | 0 | 0 | 0 | 0 |  | 0 | 0 | 0 | 0 | 0 | 0 | 0 | 0 | 0 | 0 |  | 0 | 0 | 0 | 0 | 0 | 0 | 0 | 0 | 0 | 0 |  | 0 |  | 0 |  | 0 | 0 |  | 0 |  | 0 | 0 | 0 | 0 | 0 |  | 0 | 0 | 0 | 0 | 2028 | 0 | ; | 0 |  | 0 | 0 | 0 |  | 0 |  | 0 | 0 | 0 | 0 |  | 0 | 0 | 0 |  | 0 | 0 | 0 |  | 0 |  | 0 |  | 0 | 0 | 0 | 0 |  | 0 |  | 0 |  | 0 | 0 | 0 | 0 | 0 | 0 | 0 | 0 | 0 |  | 0 |  | 0 |  | 0 | 0 | 0 | 0 | 0 | 0 | 0 | 0
2029 | 0 |  | 0 |  | 0 |  | 3502 | 0 | 0 |  | 0 | 0 | 0 |  | 0 | 0 |  |  | 2029 | 0 | ; | 0 | 0 | 0 | 0 | 0 | 0 | 0 | 0 |  | 0 | 0 | 0 | 0 | 0 | 0 | 0 | 0 | 0 | 0 |  | 0 | 0 | 0 | 0 | 0 | 0 | 0 | 0 | 0 | 0 |  | 0 |  | 0 |  | 0 | 0 |  | 0 |  | 0 | 0 | 0 | 0 | 0 |  | 0 | 0 | 0 | 0 | 2029 | 0 | ; | 0 |  | 0 | 0 | 0 |  | 0 |  | 0 | 0 | 0 | 0 |  | 0 | 0 | 0 |  | 0 | 0 | 0 |  | 0 |  | 0 |  | 0 | 0 | 0 | 0 |  | 0 |  | 0 |  | 0 | 0 | 0 | 0 | 0 | 0 | 0 | 0 | 0 |  | 0 |  | 0 |  | 0 | 0 | 0 | 0 | 0 | 0 | 0 | 0
2030 | 0 |  | 0 |  | 0 |  | 3502 | 0 | 0 |  | 0 | 0 | 0 |  | 0 | 0 |  |  | 2030 | 0 | ; | 0 | 0 | 0 | 0 | 0 | 0 | 0 | 0 |  | 0 | 0 | 0 | 0 | 0 | 0 | 0 | 0 | 0 | 0 |  | 0 | 0 | 0 | 0 | 0 | 0 | 0 | 0 | 0 | 0 |  | 0 |  | 0 |  | 0 | 0 |  | 0 |  | 0 | 0 | 0 | 0 | 0 |  | 0 | 0 | 0 | 0 | 2030 | 0 | ; | 0 |  | 0 | 0 | 0 |  | 0 |  | 0 | 0 | 0 | 0 |  | 0 | 0 | 0 |  | 0 | 0 | 0 |  | 0 |  | 0 |  | 0 | 0 | 0 | 0 |  | 0 |  | 0 |  | 0 | 0 | 0 | 0 | 0 | 0 | 0 | 0 | 0 |  | 0 |  | 0 |  | 0 | 0 | 0 | 0 | 0 | 0 | 0 | 0
2031 | 0 |  | 0 |  | 0 |  | 3502 | 0 | 0 |  | 0 | 0 | 0 |  | 536.0978 | 536.0978 | 536 MW Eq Filler; | 536 MW Eq Filler; | 2031 | 0 | ; | 0 | 0 | 0 | 0 | 0 | 0 | 0 | 0 |  | 0 | 0 | 0 | 0 | 0 | 0 | 0 | 0 | 0 | 0 |  | 0 | 0 | 0 | 0 | 0 | 0 | 0 | 0 | 0 | 0 |  | 0 |  | 0 |  | 0 | 0 |  | 0 |  | 0 | 0 | 0 | 0 | 0 |  | 0 | 0 | 0 | 0 | 2031 | 0 | ; | 0 |  | 0 | 0 | 0 |  | 0 |  | 0 | 0 | 0 | 0 |  | 0 | 0 | 0 |  | 0 | 0 | 0 |  | 0 |  | 0 |  | 0 | 0 | 0 | 0 |  | 0 |  | 0 |  | 0 | 0 | 0 | 0 | 0 | 0 | 0 | 0 | 0 |  | 0 |  | 0 |  | 0 | 0 | 0 | 0 | 0 | 0 | 0 | 0
2032 | 0 |  | 0 |  | 0 |  | 3502 | 0 | 0 |  | 1751 | 1751 | 2 | 2 Filler; | 536.0978 | 0 |  | 2 Filler; | 2032 | -831 | TP 3; | 0 | 0 | 0 | 0 | 0 | 0 | 0 | 0 |  | 0 | 0 | 0 | 0 | 0 | 0 | 0 | 0 | 0 | 0 |  | 0 | 0 | 0 | 0 | 0 | 0 | 0 | 0 | 0 | 0 |  | 0 |  | 0 |  | 0 | 831 | TP 3; | 0 |  | 0 | 0 | 0 | 0 | 0 |  | 0 | 0 | 0 | 0 | 2032 | 0 | ; | 0 |  | 0 | 0 | 0 |  | 0 |  | 0 | 0 | 0 | 0 |  | 0 | 0 | 0 |  | 0 | 0 | 0 |  | 0 |  | 0 |  | 0 | 0 | 0 | 0 |  | 0 |  | 0 |  | 0 | 0 | 0 | 0 | 0 | 0 | 0 | 0 | 0 |  | 0 |  | 0 |  | 0 | 0 | 0 | 0 | 0 | 0 | 0 | 0
2033 | 0 |  | 0 |  | 0 |  | 3502 | 0 | 0 |  | 3502 | 1751 | 2 | 2 Filler; | 536.0978 | 0 |  | 2 Filler; | 2033 | -841 | TP 4; | 0 | 0 | 0 | 0 | 0 | 0 | 0 | 0 |  | 0 | 0 | 0 | 0 | 0 | 0 | 0 | 0 | 0 | 0 |  | 0 | 0 | 0 | 0 | 0 | 0 | 0 | 0 | 0 | 0 |  | 0 |  | 0 |  | 0 | 0 |  | 841 | TP 4; | 0 | 0 | 0 | 0 | 0 |  | 0 | 0 | 0 | 0 | 2033 | 0 | ; | 0 |  | 0 | 0 | 0 |  | 0 |  | 0 | 0 | 0 | 0 |  | 0 | 0 | 0 |  | 0 | 0 | 0 |  | 0 |  | 0 |  | 0 | 0 | 0 | 0 |  | 0 |  | 0 |  | 0 | 0 | 0 | 0 | 0 | 0 | 0 | 0 | 0 |  | 0 |  | 0 |  | 0 | 0 | 0 | 0 | 0 | 0 | 0 | 0
2034 | 0 |  | 0 |  | 0 |  | 3502 | 0 | 0 |  | 4377.5 | 875.5 | 1 | 1 Filler; | 536.0978 | 0 |  | 1 Filler; | 2034 | 0 | ; | 0 | 0 | 0 | 0 | 0 | 0 | 0 | 0 |  | 0 | 0 | 0 | 0 | 0 | 0 | 0 | 0 | 0 | 0 |  | 0 | 0 | 0 | 0 | 0 | 0 | 0 | 0 | 0 | 0 |  | 0 |  | 0 |  | 0 | 0 |  | 0 |  | 0 | 0 | 0 | 0 | 0 |  | 0 | 0 | 0 | 0 | 2034 | 0 | ; | 0 |  | 0 | 0 | 0 |  | 0 |  | 0 | 0 | 0 | 0 |  | 0 | 0 | 0 |  | 0 | 0 | 0 |  | 0 |  | 0 |  | 0 | 0 | 0 | 0 |  | 0 |  | 0 |  | 0 | 0 | 0 | 0 | 0 | 0 | 0 | 0 | 0 |  | 0 |  | 0 |  | 0 | 0 | 0 | 0 | 0 | 0 | 0 | 0
2035 | 0 |  | 0 |  | 0 |  | 3502 | 0 | 0 |  | 4377.5 | 0 | 0 |  | 536.0978 | 0 |  |  | 2035 | 0 | ; | 0 | 0 | 0 | 0 | 0 | 0 | 0 | 0 |  | 0 | 0 | 0 | 0 | 0 | 0 | 0 | 0 | 0 | 0 |  | 0 | 0 | 0 | 0 | 0 | 0 | 0 | 0 | 0 | 0 |  | 0 |  | 0 |  | 0 | 0 |  | 0 |  | 0 | 0 | 0 | 0 | 0 |  | 0 | 0 | 0 | 0 | 2035 | 0 | ; | 0 |  | 0 | 0 | 0 |  | 0 |  | 0 | 0 | 0 | 0 |  | 0 | 0 | 0 |  | 0 | 0 | 0 |  | 0 |  | 0 |  | 0 | 0 | 0 | 0 |  | 0 |  | 0 |  | 0 | 0 | 0 | 0 | 0 | 0 | 0 | 0 | 0 |  | 0 |  | 0 |  | 0 | 0 | 0 | 0 | 0 | 0 | 0 | 0
2036 | 0 |  | 0 |  | 0 |  | 3502 | 0 | 0 |  | 6128.5 | 1751 | 2 | 2 Filler; | 536.0978 | 0 |  | 2 Filler; | 2036 | -981 | SL 1; | 0 | 0 | 0 | 0 | 0 | 0 | 0 | 0 |  | 0 | 0 | 0 | 0 | 0 | 0 | 0 | 0 | 0 | 0 |  | 0 | 0 | 0 | 0 | 0 | 0 | 0 | 0 | 0 | 981 | SL 1; | 0 |  | 0 |  | 0 | 0 |  | 0 |  | 0 | 0 | 0 | 0 | 0 |  | 0 | 0 | 0 | 0 | 2036 | 0 | ; | 0 |  | 0 | 0 | 0 |  | 0 |  | 0 | 0 | 0 | 0 |  | 0 | 0 | 0 |  | 0 | 0 | 0 |  | 0 |  | 0 |  | 0 | 0 | 0 | 0 |  | 0 |  | 0 |  | 0 | 0 | 0 | 0 | 0 | 0 | 0 | 0 | 0 |  | 0 |  | 0 |  | 0 | 0 | 0 | 0 | 0 | 0 | 0 | 0
2037 | 0 |  | 0 |  | 0 |  | 3502 | 0 | 0 |  | 7004 | 875.5 | 1 | 1 Filler; | 536.0978 | 0 |  | 1 Filler; | 2037 | 0 | ; | 0 | 0 | 0 | 0 | 0 | 0 | 0 | 0 |  | 0 | 0 | 0 | 0 | 0 | 0 | 0 | 0 | 0 | 0 |  | 0 | 0 | 0 | 0 | 0 | 0 | 0 | 0 | 0 | 0 |  | 0 |  | 0 |  | 0 | 0 |  | 0 |  | 0 | 0 | 0 | 0 | 0 |  | 0 | 0 | 0 | 0 | 2037 | 0 | ; | 0 |  | 0 | 0 | 0 |  | 0 |  | 0 | 0 | 0 | 0 |  | 0 | 0 | 0 |  | 0 | 0 | 0 |  | 0 |  | 0 |  | 0 | 0 | 0 | 0 |  | 0 |  | 0 |  | 0 | 0 | 0 | 0 | 0 | 0 | 0 | 0 | 0 |  | 0 |  | 0 |  | 0 | 0 | 0 | 0 | 0 | 0 | 0 | 0
2038 | 0 |  | 0 |  | 0 |  | 3502 | 0 | 0 |  | 7004 | 0 | 0 |  | 536.0978 | 0 |  |  | 2038 | 0 | ; | 0 | 0 | 0 | 0 | 0 | 0 | 0 | 0 |  | 0 | 0 | 0 | 0 | 0 | 0 | 0 | 0 | 0 | 0 |  | 0 | 0 | 0 | 0 | 0 | 0 | 0 | 0 | 0 | 0 |  | 0 |  | 0 |  | 0 | 0 |  | 0 |  | 0 | 0 | 0 | 0 | 0 |  | 0 | 0 | 0 | 0 | 2038 | 0 | ; | 0 |  | 0 | 0 | 0 |  | 0 |  | 0 | 0 | 0 | 0 |  | 0 | 0 | 0 |  | 0 | 0 | 0 |  | 0 |  | 0 |  | 0 | 0 | 0 | 0 |  | 0 |  | 0 |  | 0 | 0 | 0 | 0 | 0 | 0 | 0 | 0 | 0 |  | 0 |  | 0 |  | 0 | 0 | 0 | 0 | 0 | 0 | 0 | 0
2039 | 0 |  | 0 |  | 0 |  | 3502 | 0 | 0 |  | 7879.5 | 875.5 | 1 | 1 Filler; | 536.0978 | 0 |  | 1 Filler; | 2039 | 0 | ; | 0 | 0 | 0 | 0 | 0 | 0 | 0 | 0 |  | 0 | 0 | 0 | 0 | 0 | 0 | 0 | 0 | 0 | 0 |  | 0 | 0 | 0 | 0 | 0 | 0 | 0 | 0 | 0 | 0 |  | 0 |  | 0 |  | 0 | 0 |  | 0 |  | 0 | 0 | 0 | 0 | 0 |  | 0 | 0 | 0 | 0 | 2039 | 0 | ; | 0 |  | 0 | 0 | 0 |  | 0 |  | 0 | 0 | 0 | 0 |  | 0 | 0 | 0 |  | 0 | 0 | 0 |  | 0 |  | 0 |  | 0 | 0 | 0 | 0 |  | 0 |  | 0 |  | 0 | 0 | 0 | 0 | 0 | 0 | 0 | 0 | 0 |  | 0 |  | 0 |  | 0 | 0 | 0 | 0 | 0 | 0 | 0 | 0
2040 | 0 |  | 0 |  | 0 |  | 3502 | 0 | 0 |  | 8755 | 875.5 | 1 | 1 Filler; | 536.0978 | 0 |  | 1 Filler; | 2040 | 0 | ; | 0 | 0 | 0 | 0 | 0 | 0 | 0 | 0 |  | 0 | 0 | 0 | 0 | 0 | 0 | 0 | 0 | 0 | 0 |  | 0 | 0 | 0 | 0 | 0 | 0 | 0 | 0 | 0 | 0 |  | 0 |  | 0 |  | 0 | 0 |  | 0 |  | 0 | 0 | 0 | 0 | 0 |  | 0 | 0 | 0 | 0 | 2040 | 0 | ; | 0 |  | 0 | 0 | 0 |  | 0 |  | 0 | 0 | 0 | 0 |  | 0 | 0 | 0 |  | 0 | 0 | 0 |  | 0 |  | 0 |  | 0 | 0 | 0 | 0 |  | 0 |  | 0 |  | 0 | 0 | 0 | 0 | 0 | 0 | 0 | 0 | 0 |  | 0 |  | 0 |  | 0 | 0 | 0 | 0 | 0 | 0 | 0 | 0
2041 | 0 |  | 0 |  | 0 |  | 3502 | 0 | 0 |  | 8755 | 0 | 0 |  | 536.0978 | 0 |  |  | 2041 | 0 | ; | 0 | 0 | 0 | 0 | 0 | 0 | 0 | 0 |  | 0 | 0 | 0 | 0 | 0 | 0 | 0 | 0 | 0 | 0 |  | 0 | 0 | 0 | 0 | 0 | 0 | 0 | 0 | 0 | 0 |  | 0 |  | 0 |  | 0 | 0 |  | 0 |  | 0 | 0 | 0 | 0 | 0 |  | 0 | 0 | 0 | 0 | 2041 | 0 | ; | 0 |  | 0 | 0 | 0 |  | 0 |  | 0 | 0 | 0 | 0 |  | 0 | 0 | 0 |  | 0 | 0 | 0 |  | 0 |  | 0 |  | 0 | 0 | 0 | 0 |  | 0 |  | 0 |  | 0 | 0 | 0 | 0 | 0 | 0 | 0 | 0 | 0 |  | 0 |  | 0 |  | 0 | 0 | 0 | 0 | 0 | 0 | 0 | 0
2042 | 0 |  | 0 |  | 0 |  | 3502 | 0 | 0 |  | 9630.5 | 875.5 | 1 | 1 Filler; | 536.0978 | 0 |  | 1 Filler; | 2042 | 0 | ; | 0 | 0 | 0 | 0 | 0 | 0 | 0 | 0 |  | 0 | 0 | 0 | 0 | 0 | 0 | 0 | 0 | 0 | 0 |  | 0 | 0 | 0 | 0 | 0 | 0 | 0 | 0 | 0 | 0 |  | 0 |  | 0 |  | 0 | 0 |  | 0 |  | 0 | 0 | 0 | 0 | 0 |  | 0 | 0 | 0 | 0 | 2042 | 0 | ; | 0 |  | 0 | 0 | 0 |  | 0 |  | 0 | 0 | 0 | 0 |  | 0 | 0 | 0 |  | 0 | 0 | 0 |  | 0 |  | 0 |  | 0 | 0 | 0 | 0 |  | 0 |  | 0 |  | 0 | 0 | 0 | 0 | 0 | 0 | 0 | 0 | 0 |  | 0 |  | 0 |  | 0 | 0 | 0 | 0 | 0 | 0 | 0 | 0
2043 | 0 |  | 0 |  | 0 |  | 3502 | 0 | 0 |  | 10506 | 875.5 | 1 | 1 Filler; | 536.0978 | 0 |  | 1 Filler; | 2043 | -840 | SL 2; | 0 | 0 | 0 | 0 | 0 | 0 | 0 | 0 |  | 0 | 0 | 0 | 0 | 0 | 0 | 0 | 0 | 0 | 0 |  | 0 | 0 | 0 | 0 | 0 | 0 | 0 | 0 | 0 | 0 |  | 840 | SL 2; | 0 |  | 0 | 0 |  | 0 |  | 0 | 0 | 0 | 0 | 0 |  | 0 | 0 | 0 | 0 | 2043 | 0 | ; | 0 |  | 0 | 0 | 0 |  | 0 |  | 0 | 0 | 0 | 0 |  | 0 | 0 | 0 |  | 0 | 0 | 0 |  | 0 |  | 0 |  | 0 | 0 | 0 | 0 |  | 0 |  | 0 |  | 0 | 0 | 0 | 0 | 0 | 0 | 0 | 0 | 0 |  | 0 |  | 0 |  | 0 | 0 | 0 | 0 | 0 | 0 | 0 | 0
2044 | 0 |  | 0 |  | 0 |  | 3502 | 0 | 0 |  | 11381.5 | 875.5 | 1 | 1 Filler; | 536.0978 | 0 |  | 1 Filler; | 2044 | 0 | ; | 0 | 0 | 0 | 0 | 0 | 0 | 0 | 0 |  | 0 | 0 | 0 | 0 | 0 | 0 | 0 | 0 | 0 | 0 |  | 0 | 0 | 0 | 0 | 0 | 0 | 0 | 0 | 0 | 0 |  | 0 |  | 0 |  | 0 | 0 |  | 0 |  | 0 | 0 | 0 | 0 | 0 |  | 0 | 0 | 0 | 0 | 2044 | 0 | ; | 0 |  | 0 | 0 | 0 |  | 0 |  | 0 | 0 | 0 | 0 |  | 0 | 0 | 0 |  | 0 | 0 | 0 |  | 0 |  | 0 |  | 0 | 0 | 0 | 0 |  | 0 |  | 0 |  | 0 | 0 | 0 | 0 | 0 | 0 | 0 | 0 | 0 |  | 0 |  | 0 |  | 0 | 0 | 0 | 0 | 0 | 0 | 0 | 0
2045 | 0 |  | 0 |  | 0 |  | 3502 | 0 | 0 |  | 11381.5 | 0 | 0 |  | 536.0978 | 0 |  |  | 2045 | 0 | ; | 0 | 0 | 0 | 0 | 0 | 0 | 0 | 0 |  | 0 | 0 | 0 | 0 | 0 | 0 | 0 | 0 | 0 | 0 |  | 0 | 0 | 0 | 0 | 0 | 0 | 0 | 0 | 0 | 0 |  | 0 |  | 0 |  | 0 | 0 |  | 0 |  | 0 | 0 | 0 | 0 | 0 |  | 0 | 0 | 0 | 0 | 2045 | 0 | ; | 0 |  | 0 | 0 | 0 |  | 0 |  | 0 | 0 | 0 | 0 |  | 0 | 0 | 0 |  | 0 | 0 | 0 |  | 0 |  | 0 |  | 0 | 0 | 0 | 0 |  | 0 |  | 0 |  | 0 | 0 | 0 | 0 | 0 | 0 | 0 | 0 | 0 |  | 0 |  | 0 |  | 0 | 0 | 0 | 0 | 0 | 0 | 0 | 0
2046 | 0 |  | 0 |  | 0 |  | 3502 | 0 | 0 |  | 12257 | 875.5 | 1 | 1 Filler; | 536.0978 | 0 |  | 1 Filler; | 2046 | 0 | ; | 0 | 0 | 0 | 0 | 0 | 0 | 0 | 0 |  | 0 | 0 | 0 | 0 | 0 | 0 | 0 | 0 | 0 | 0 |  | 0 | 0 | 0 | 0 | 0 | 0 | 0 | 0 | 0 | 0 |  | 0 |  | 0 |  | 0 | 0 |  | 0 |  | 0 | 0 | 0 | 0 | 0 |  | 0 | 0 | 0 | 0 | 2046 | 0 | ; | 0 |  | 0 | 0 | 0 |  | 0 |  | 0 | 0 | 0 | 0 |  | 0 | 0 | 0 |  | 0 | 0 | 0 |  | 0 |  | 0 |  | 0 | 0 | 0 | 0 |  | 0 |  | 0 |  | 0 | 0 | 0 | 0 | 0 | 0 | 0 | 0 | 0 |  | 0 |  | 0 |  | 0 | 0 | 0 | 0 | 0 | 0 | 0 | 0
2047 | 0 |  | 0 |  | 0 |  | 3502 | 0 | 0 |  | 12257 | 0 | 0 |  | 536.0978 | 0 |  |  | 2047 | 0 | ; | 0 | 0 | 0 | 0 | 0 | 0 | 0 | 0 |  | 0 | 0 | 0 | 0 | 0 | 0 | 0 | 0 | 0 | 0 |  | 0 | 0 | 0 | 0 | 0 | 0 | 0 | 0 | 0 | 0 |  | 0 |  | 0 |  | 0 | 0 |  | 0 |  | 0 | 0 | 0 | 0 | 0 |  | 0 | 0 | 0 | 0 | 2047 | 0 | ; | 0 |  | 0 | 0 | 0 |  | 0 |  | 0 | 0 | 0 | 0 |  | 0 | 0 | 0 |  | 0 | 0 | 0 |  | 0 |  | 0 |  | 0 | 0 | 0 | 0 |  | 0 |  | 0 |  | 0 | 0 | 0 | 0 | 0 | 0 | 0 | 0 | 0 |  | 0 |  | 0 |  | 0 | 0 | 0 | 0 | 0 | 0 | 0 | 0
2048 | 0 |  | 0 |  | 0 |  | 3502 | 0 | 0 |  | 13132.5 | 875.5 | 1 | 1 Filler; | 536.0978 | 0 |  | 1 Filler; | 2048 | 0 | ; | 0 | 0 | 0 | 0 | 0 | 0 | 0 | 0 |  | 0 | 0 | 0 | 0 | 0 | 0 | 0 | 0 | 0 | 0 |  | 0 | 0 | 0 | 0 | 0 | 0 | 0 | 0 | 0 | 0 |  | 0 |  | 0 |  | 0 | 0 |  | 0 |  | 0 | 0 | 0 | 0 | 0 |  | 0 | 0 | 0 | 0 | 2048 | 0 | ; | 0 |  | 0 | 0 | 0 |  | 0 |  | 0 | 0 | 0 | 0 |  | 0 | 0 | 0 |  | 0 | 0 | 0 |  | 0 |  | 0 |  | 0 | 0 | 0 | 0 |  | 0 |  | 0 |  | 0 | 0 | 0 | 0 | 0 | 0 | 0 | 0 | 0 |  | 0 |  | 0 |  | 0 | 0 | 0 | 0 | 0 | 0 | 0 | 0
2049 | 0 |  | 0 |  | 0 |  | 3502 | 0 | 0 |  | 13132.5 | 0 | 0 |  | 536.0978 | 0 |  |  | 2049 | 0 | ; | 0 | 0 | 0 | 0 | 0 | 0 | 0 | 0 |  | 0 | 0 | 0 | 0 | 0 | 0 | 0 | 0 | 0 | 0 |  | 0 | 0 | 0 | 0 | 0 | 0 | 0 | 0 | 0 | 0 |  | 0 |  | 0 |  | 0 | 0 |  | 0 |  | 0 | 0 | 0 | 0 | 0 |  | 0 | 0 | 0 | 0 | 2049 | 0 | ; | 0 |  | 0 | 0 | 0 |  | 0 |  | 0 | 0 | 0 | 0 |  | 0 | 0 | 0 |  | 0 | 0 | 0 |  | 0 |  | 0 |  | 0 | 0 | 0 | 0 |  | 0 |  | 0 |  | 0 | 0 | 0 | 0 | 0 | 0 | 0 | 0 | 0 |  | 0 |  | 0 |  | 0 | 0 | 0 | 0 | 0 | 0 | 0 | 0
2050 | 0 |  | 0 |  | 0 |  | 3502 | 0 | 0 |  | 14008 | 875.5 | 1 | 1 Filler; | 536.0978 | 0 |  | 1 Filler; | 2050 | 0 | ; | 0 | 0 | 0 | 0 | 0 | 0 | 0 | 0 |  | 0 | 0 | 0 | 0 | 0 | 0 | 0 | 0 | 0 | 0 |  | 0 | 0 | 0 | 0 | 0 | 0 | 0 | 0 | 0 | 0 |  | 0 |  | 0 |  | 0 | 0 |  | 0 |  | 0 | 0 | 0 | 0 | 0 |  | 0 | 0 | 0 | 0 | 2050 | 0 | ; | 0 |  | 0 | 0 | 0 |  | 0 |  | 0 | 0 | 0 | 0 |  | 0 | 0 | 0 |  | 0 | 0 | 0 |  | 0 |  | 0 |  | 0 | 0 | 0 | 0 |  | 0 |  | 0 |  | 0 | 0 | 0 | 0 | 0 | 0 | 0 | 0 | 0 |  | 0 |  | 0 |  | 0 | 0 | 0 | 0 | 0 | 0 | 0 | 0
2051 | 0 |  | 0 |  | 0 |  | 3502 | 0 | 0 |  | 14883.5 | 875.5 | 1 | 1 Filler; | 536.0978 | 0 |  | 1 Filler; | 2051 | 0 | ; | 0 | 0 | 0 | 0 | 0 | 0 | 0 | 0 |  | 0 | 0 | 0 | 0 | 0 | 0 | 0 | 0 | 0 | 0 |  | 0 | 0 | 0 | 0 | 0 | 0 | 0 | 0 | 0 | 0 |  | 0 |  | 0 |  | 0 | 0 |  | 0 |  | 0 | 0 | 0 | 0 | 0 |  | 0 | 0 | 0 | 0 | 2051 | 0 | ; | 0 |  | 0 | 0 | 0 |  | 0 |  | 0 | 0 | 0 | 0 |  | 0 | 0 | 0 |  | 0 | 0 | 0 |  | 0 |  | 0 |  | 0 | 0 | 0 | 0 |  | 0 |  | 0 |  | 0 | 0 | 0 | 0 | 0 | 0 | 0 | 0 | 0 |  | 0 |  | 0 |  | 0 | 0 | 0 | 0 | 0 | 0 | 0 | 0
2052 | 0 |  | 0 |  | 0 |  | 3502 | 0 | 0 |  | 14883.5 | 0 | 0 |  | 536.0978 | 0 |  |  | 2052 | 0 | ; | 0 | 0 | 0 | 0 | 0 | 0 | 0 | 0 |  | 0 | 0 | 0 | 0 | 0 | 0 | 0 | 0 | 0 | 0 |  | 0 | 0 | 0 | 0 | 0 | 0 | 0 | 0 | 0 | 0 |  | 0 |  | 0 |  | 0 | 0 |  | 0 |  | 0 | 0 | 0 | 0 | 0 |  | 0 | 0 | 0 | 0 | 2052 | 0 | ; | 0 |  | 0 | 0 | 0 |  | 0 |  | 0 | 0 | 0 | 0 |  | 0 | 0 | 0 |  | 0 | 0 | 0 |  | 0 |  | 0 |  | 0 | 0 | 0 | 0 |  | 0 |  | 0 |  | 0 | 0 | 0 | 0 | 0 | 0 | 0 | 0 | 0 |  | 0 |  | 0 |  | 0 | 0 | 0 | 0 | 0 | 0 | 0 | 0
2053 | 0 |  | 0 |  | 0 |  | 3502 | 0 | 0 |  | 15759 | 875.5 | 1 | 1 Filler; | 536.0978 | 0 |  | 1 Filler; | 2053 | 0 | ; | 0 | 0 | 0 | 0 | 0 | 0 | 0 | 0 |  | 0 | 0 | 0 | 0 | 0 | 0 | 0 | 0 | 0 | 0 |  | 0 | 0 | 0 | 0 | 0 | 0 | 0 | 0 | 0 | 0 |  | 0 |  | 0 |  | 0 | 0 |  | 0 |  | 0 | 0 | 0 | 0 | 0 |  | 0 | 0 | 0 | 0 | 2053 | 0 | ; | 0 |  | 0 | 0 | 0 |  | 0 |  | 0 | 0 | 0 | 0 |  | 0 | 0 | 0 |  | 0 | 0 | 0 |  | 0 |  | 0 |  | 0 | 0 | 0 | 0 |  | 0 |  | 0 |  | 0 | 0 | 0 | 0 | 0 | 0 | 0 | 0 | 0 |  | 0 |  | 0 |  | 0 | 0 | 0 | 0 | 0 | 0 | 0 | 0
2054 | 0 |  | 0 |  | 0 |  | 3502 | 0 | 0 |  | 15759 | 0 | 0 |  | 536.0978 | 0 |  |  | 2054 | 0 | ; | 0 | 0 | 0 | 0 | 0 | 0 | 0 | 0 |  | 0 | 0 | 0 | 0 | 0 | 0 | 0 | 0 | 0 | 0 |  | 0 | 0 | 0 | 0 | 0 | 0 | 0 | 0 | 0 | 0 |  | 0 |  | 0 |  | 0 | 0 |  | 0 |  | 0 | 0 | 0 | 0 | 0 |  | 0 | 0 | 0 | 0 | 2054 | 0 | ; | 0 |  | 0 | 0 | 0 |  | 0 |  | 0 | 0 | 0 | 0 |  | 0 | 0 | 0 |  | 0 | 0 | 0 |  | 0 |  | 0 |  | 0 | 0 | 0 | 0 |  | 0 |  | 0 |  | 0 | 0 | 0 | 0 | 0 | 0 | 0 | 0 | 0 |  | 0 |  | 0 |  | 0 | 0 | 0 | 0 | 0 | 0 | 0 | 0
2055 | 0 |  | 0 |  | 0 |  | 3502 | 0 | 0 |  | 16634.5 | 875.5 | 1 | 1 Filler; | 536.0978 | 0 |  | 1 Filler; | 2055 | 0 | ; | 0 | 0 | 0 | 0 | 0 | 0 | 0 | 0 |  | 0 | 0 | 0 | 0 | 0 | 0 | 0 | 0 | 0 | 0 |  | 0 | 0 | 0 | 0 | 0 | 0 | 0 | 0 | 0 | 0 |  | 0 |  | 0 |  | 0 | 0 |  | 0 |  | 0 | 0 | 0 | 0 | 0 |  | 0 | 0 | 0 | 0 | 2055 | 0 | ; | 0 |  | 0 | 0 | 0 |  | 0 |  | 0 | 0 | 0 | 0 |  | 0 | 0 | 0 |  | 0 | 0 | 0 |  | 0 |  | 0 |  | 0 | 0 | 0 | 0 |  | 0 |  | 0 |  | 0 | 0 | 0 | 0 | 0 | 0 | 0 | 0 | 0 |  | 0 |  | 0 |  | 0 | 0 | 0 | 0 | 0 | 0 | 0 | 0
2056 | 0 |  | 0 |  | 0 |  | 3502 | 0 | 0 |  | 16634.5 | 0 | 0 |  | 536.0978 | 0 |  |  | 2056 | 0 | ; | 0 | 0 | 0 | 0 | 0 | 0 | 0 | 0 |  | 0 | 0 | 0 | 0 | 0 | 0 | 0 | 0 | 0 | 0 |  | 0 | 0 | 0 | 0 | 0 | 0 | 0 | 0 | 0 | 0 |  | 0 |  | 0 |  | 0 | 0 |  | 0 |  | 0 | 0 | 0 | 0 | 0 |  | 0 | 0 | 0 | 0 | 2056 | 0 | ; | 0 |  | 0 | 0 | 0 |  | 0 |  | 0 | 0 | 0 | 0 |  | 0 | 0 | 0 |  | 0 | 0 | 0 |  | 0 |  | 0 |  | 0 | 0 | 0 | 0 |  | 0 |  | 0 |  | 0 | 0 | 0 | 0 | 0 | 0 | 0 | 0 | 0 |  | 0 |  | 0 |  | 0 | 0 | 0 | 0 | 0 | 0 | 0 | 0
2057 | 0 |  | 0 |  | 0 |  | 3502 | 0 | 0 |  | 17510 | 875.5 | 1 | 1 Filler; | 536.0978 | 0 |  | 1 Filler; | 2057 | 0 | ; | 0 | 0 | 0 | 0 | 0 | 0 | 0 | 0 |  | 0 | 0 | 0 | 0 | 0 | 0 | 0 | 0 | 0 | 0 |  | 0 | 0 | 0 | 0 | 0 | 0 | 0 | 0 | 0 | 0 |  | 0 |  | 0 |  | 0 | 0 |  | 0 |  | 0 | 0 | 0 | 0 | 0 |  | 0 | 0 | 0 | 0 | 2057 | 0 | ; | 0 |  | 0 | 0 | 0 |  | 0 |  | 0 | 0 | 0 | 0 |  | 0 | 0 | 0 |  | 0 | 0 | 0 |  | 0 |  | 0 |  | 0 | 0 | 0 | 0 |  | 0 |  | 0 |  | 0 | 0 | 0 | 0 | 0 | 0 | 0 | 0 | 0 |  | 0 |  | 0 |  | 0 | 0 | 0 | 0 | 0 | 0 | 0 | 0
2058 | 0 |  | 0 |  | 0 |  | 3502 | 0 | 0 |  | 17510 | 0 | 0 |  | 536.0978 | 0 |  |  | 2058 | 0 | ; | 0 | 0 | 0 | 0 | 0 | 0 | 0 | 0 |  | 0 | 0 | 0 | 0 | 0 | 0 | 0 | 0 | 0 | 0 |  | 0 | 0 | 0 | 0 | 0 | 0 | 0 | 0 | 0 | 0 |  | 0 |  | 0 |  | 0 | 0 |  | 0 |  | 0 | 0 | 0 | 0 | 0 |  | 0 | 0 | 0 | 0 | 2058 | 0 | ; | 0 |  | 0 | 0 | 0 |  | 0 |  | 0 | 0 | 0 | 0 |  | 0 | 0 | 0 |  | 0 | 0 | 0 |  | 0 |  | 0 |  | 0 | 0 | 0 | 0 |  | 0 |  | 0 |  | 0 | 0 | 0 | 0 | 0 | 0 | 0 | 0 | 0 |  | 0 |  | 0 |  | 0 | 0 | 0 | 0 | 0 | 0 | 0 | 0
2059 | 0 |  | 0 |  | 0 |  | 3502 | 0 | 0 |  | 18385.5 | 875.5 | 1 | 1 Filler; | 536.0978 | 0 |  | 1 Filler; | 2059 | 0 | ; | 0 | 0 | 0 | 0 | 0 | 0 | 0 | 0 |  | 0 | 0 | 0 | 0 | 0 | 0 | 0 | 0 | 0 | 0 |  | 0 | 0 | 0 | 0 | 0 | 0 | 0 | 0 | 0 | 0 |  | 0 |  | 0 |  | 0 | 0 |  | 0 |  | 0 | 0 | 0 | 0 | 0 |  | 0 | 0 | 0 | 0 | 2059 | 0 | ; | 0 |  | 0 | 0 | 0 |  | 0 |  | 0 | 0 | 0 | 0 |  | 0 | 0 | 0 |  | 0 | 0 | 0 |  | 0 |  | 0 |  | 0 | 0 | 0 | 0 |  | 0 |  | 0 |  | 0 | 0 | 0 | 0 | 0 | 0 | 0 | 0 | 0 |  | 0 |  | 0 |  | 0 | 0 | 0 | 0 | 0 | 0 | 0 | 0
2060 | 0 |  | 0 |  | 0 |  | 3502 | 0 | 0 |  | 19261 | 875.5 | 1 | 1 Filler; | 536.0978 | 0 |  | 1 Filler; | 2060 | 0 | ; | 0 | 0 | 0 | 0 | 0 | 0 | 0 | 0 |  | 0 | 0 | 0 | 0 | 0 | 0 | 0 | 0 | 0 | 0 |  | 0 | 0 | 0 | 0 | 0 | 0 | 0 | 0 | 0 | 0 |  | 0 |  | 0 |  | 0 | 0 |  | 0 |  | 0 | 0 | 0 | 0 | 0 |  | 0 | 0 | 0 | 0 | 2060 | 0 | ; | 0 |  | 0 | 0 | 0 |  | 0 |  | 0 | 0 | 0 | 0 |  | 0 | 0 | 0 |  | 0 | 0 | 0 |  | 0 |  | 0 |  | 0 | 0 | 0 | 0 |  | 0 |  | 0 |  | 0 | 0 | 0 | 0 | 0 | 0 | 0 | 0 | 0 |  | 0 |  | 0 |  | 0 | 0 | 0 | 0 | 0 | 0 | 0 | 0
2061 | 0 |  | 0 |  | 0 |  | 3502 | 0 | 0 |  | 19261 | 0 | 0 |  | 536.0978 | 0 |  |  | 2061 | 0 | ; | 0 | 0 | 0 | 0 | 0 | 0 | 0 | 0 |  | 0 | 0 | 0 | 0 | 0 | 0 | 0 | 0 | 0 | 0 |  | 0 | 0 | 0 | 0 | 0 | 0 | 0 | 0 | 0 | 0 |  | 0 |  | 0 |  | 0 | 0 |  | 0 |  | 0 | 0 | 0 | 0 | 0 |  | 0 | 0 | 0 | 0 | 2061 | 0 | ; | 0 |  | 0 | 0 | 0 |  | 0 |  | 0 | 0 | 0 | 0 |  | 0 | 0 | 0 |  | 0 | 0 | 0 |  | 0 |  | 0 |  | 0 | 0 | 0 | 0 |  | 0 |  | 0 |  | 0 | 0 | 0 | 0 | 0 | 0 | 0 | 0 | 0 |  | 0 |  | 0 |  | 0 | 0 | 0 | 0 | 0 | 0 | 0 | 0
2062 | 0 |  | 0 |  | 0 |  | 3502 | 0 | 0 |  | 20136.5 | 875.5 | 1 | 1 Filler; | 536.0978 | 0 |  | 1 Filler; | 2062 | 0 | ; | 0 | 0 | 0 | 0 | 0 | 0 | 0 | 0 |  | 0 | 0 | 0 | 0 | 0 | 0 | 0 | 0 | 0 | 0 |  | 0 | 0 | 0 | 0 | 0 | 0 | 0 | 0 | 0 | 0 |  | 0 |  | 0 |  | 0 | 0 |  | 0 |  | 0 | 0 | 0 | 0 | 0 |  | 0 | 0 | 0 | 0 | 2062 | 0 | ; | 0 |  | 0 | 0 | 0 |  | 0 |  | 0 | 0 | 0 | 0 |  | 0 | 0 | 0 |  | 0 | 0 | 0 |  | 0 |  | 0 |  | 0 | 0 | 0 | 0 |  | 0 |  | 0 |  | 0 | 0 | 0 | 0 | 0 | 0 | 0 | 0 | 0 |  | 0 |  | 0 |  | 0 | 0 | 0 | 0 | 0 | 0 | 0 | 0
2063 | 0 |  | 0 |  | 0 |  | 3502 | 0 | 0 |  | 20136.5 | 0 | 0 |  | 536.0978 | 0 |  |  | 2063 | 0 | ; | 0 | 0 | 0 | 0 | 0 | 0 | 0 | 0 |  | 0 | 0 | 0 | 0 | 0 | 0 | 0 | 0 | 0 | 0 |  | 0 | 0 | 0 | 0 | 0 | 0 | 0 | 0 | 0 | 0 |  | 0 |  | 0 |  | 0 | 0 |  | 0 |  | 0 | 0 | 0 | 0 | 0 |  | 0 | 0 | 0 | 0 | 2063 | 0 | ; | 0 |  | 0 | 0 | 0 |  | 0 |  | 0 | 0 | 0 | 0 |  | 0 | 0 | 0 |  | 0 | 0 | 0 |  | 0 |  | 0 |  | 0 | 0 | 0 | 0 |  | 0 |  | 0 |  | 0 | 0 | 0 | 0 | 0 | 0 | 0 | 0 | 0 |  | 0 |  | 0 |  | 0 | 0 | 0 | 0 | 0 | 0 | 0 | 0
2064 | 0 |  | 0 |  | 0 |  | 3502 | 0 | 0 |  | 21012 | 875.5 | 1 | 1 Filler; | 536.0978 | 0 |  | 1 Filler; | 2064 | 0 | ; | 0 | 0 | 0 | 0 | 0 | 0 | 0 | 0 |  | 0 | 0 | 0 | 0 | 0 | 0 | 0 | 0 | 0 | 0 |  | 0 | 0 | 0 | 0 | 0 | 0 | 0 | 0 | 0 | 0 |  | 0 |  | 0 |  | 0 | 0 |  | 0 |  | 0 | 0 | 0 | 0 | 0 |  | 0 | 0 | 0 | 0 | 2064 | 0 | ; | 0 |  | 0 | 0 | 0 |  | 0 |  | 0 | 0 | 0 | 0 |  | 0 | 0 | 0 |  | 0 | 0 | 0 |  | 0 |  | 0 |  | 0 | 0 | 0 | 0 |  | 0 |  | 0 |  | 0 | 0 | 0 | 0 | 0 | 0 | 0 | 0 | 0 |  | 0 |  | 0 |  | 0 | 0 | 0 | 0 | 0 | 0 | 0 | 0
2065 | 0 |  | 0 |  | 0 |  | 3502 | 0 | 0 |  | 21012 | 0 | 0 |  | 536.0978 | 0 |  |  | 2065 | 0 | ; | 0 | 0 | 0 | 0 | 0 | 0 | 0 | 0 |  | 0 | 0 | 0 | 0 | 0 | 0 | 0 | 0 | 0 | 0 |  | 0 | 0 | 0 | 0 | 0 | 0 | 0 | 0 | 0 | 0 |  | 0 |  | 0 |  | 0 | 0 |  | 0 |  | 0 | 0 | 0 | 0 | 0 |  | 0 | 0 | 0 | 0 | 2065 | 0 | ; | 0 |  | 0 | 0 | 0 |  | 0 |  | 0 | 0 | 0 | 0 |  | 0 | 0 | 0 |  | 0 | 0 | 0 |  | 0 |  | 0 |  | 0 | 0 | 0 | 0 |  | 0 |  | 0 |  | 0 | 0 | 0 | 0 | 0 | 0 | 0 | 0 | 0 |  | 0 |  | 0 |  | 0 | 0 | 0 | 0 | 0 | 0 | 0 | 0

## How to Use
Description of File Layout
"How to Use" tab (highlighted in red) describes the file layout and provides instructions on how to use.
There are four Input tabs highlighted in green, and require input for six different categories. Only the cells highlighted in light green are required input.
Input 1. Load, DSM, Cap Changes tab is used to input the Load Forecast (Section I), DSM plus incremental DSM projections (Section II) and any modifications to the
capacity of FPL's existing units that are not captured in the Input 3. Unit Capabiities-PGD tab. The first column in Section (III) is reserved for short-term unit outages
that are known to occur during the summer/winter peak months such as the 800 MW unit ESP outages.
"Input 2. Unit Additions" tab is used to input known future additions (e.g., PEEC in 2016, NPGU, future solar project, etc). Section IV, also, allows input of solar additions
with corresponding firm capacity value and degradation percent. Future filler additions are automatically added based on the input provided on rows 6 - 12. In order
to calculate these additions, inputs are needed regarding additions of PPA, large filler units, equalizing filler and small filler units. This tab also has an "Easy Button"
that must be pressed once all inputs have been completed.
Input 3. Unit Capabilities-PGD tab is used to input capacity of existing FPL units (Section V). This tab is formatted so that changes in inputs from one year to the next
are highlighted in yellow.
Input 4. Firm Capacity Purchase tab contains the inputs in Section VI. It is used to input all firm capacity from QFs, existing or future PPA contracts. This tab is
formatted so that changes in inputs from one year to the next are highlighted in yellow.
All output tabs (highlighted in blue) require no inputs and are protected.
Description of current output files …
How to Use
1. Input/update data in the four input tabs only in the green highlighted cells, as necessary.
2. Press the Easy Button on the Input 2. Unit Additions tab.

## Update Log
Reserve Margin Update Log
| Date | Person | Change
13 | 2016-07-28 | DI | Updated equalizing filler & small filler addition logic to work for situations were units are added after equalizing filler (such as TP 6 & 7)
12 | 2016-07-25 | DI | Updated TP 6 & 7 delay to 2031 and 2032, added 60 MW of ECOGEN with firm capacity in 2021 and updated OCEC capacity by 2022 of 1,747 MW
11 | 2016-05-11 | DI | Changes from 2016 TYSP: 1) ICL retires after the summer of 2019; 2) ECOGEN does not come on-line; and, 3) TP 6 & 7 are delayed to 2030 and 2031
10 | 2016-04-13 | DI | Added a tab with TYSP Schedule 7.1 extended beyond ten years
9 | 3/15/2016 | DI | Updated the capacity of the Greenfield CC from 1,633 MW to 1,622 MW
8 | 2016-03-01 | DI | Updated 2025 DSM values (per A. Sharma's email on March 1)
7 | 2016-02-26 | DI | Updated the dates for upgrades (20 MW) of Turkey Point 3 & 4; Per Alan Katz, scheduled for Fall 2018 (Unit 3) and Spring 2019 (Unit 4)
6 | 2016-02-17 | JE | Updated resource plan to show 2016 TYSP rsource plan - 300 MW of solar in 2020 and a 3x1 CC in 2024
5 | 2016-02-15 | DI | Updated the calculation for EGEAS reserve margin based on 10% GRM; Deleted the "Calculation" button and macro
4 | 2016-02-10 | DI | Ft. Myers GT retired December 31, 2016; therefore 594 MWs (54*11 MW) available for summer 2016 since GT #8 has already been retired
3 | 2016-02-09 | DI | Added an 100 MW Native load sale to TECO in 2016 (this is modeled under Section IV in "Input 4. Firm Purchase-Sale" tab)
2 | 2016-02-08 | DI | Updated DSM assumptions through 2030 (added additional columns for input of DSM assumptions)
Updated firm purchases: 1) removed Broward North, and 2) SJRPP Purchase available for summer 2019
Updated Greenfield filler capacity to 1,633 MW and small filler capacity to 817 MW
Updated Output 3. TYSP Table I.B.1 by removing excess rows under Cogeneration Small Power Production Facilities
1 | 2016-01-20 | DI | Updated model to begin in 2016
Updated 2016 DSM values (only) per A. Sharma

## Input 1. Load, DSM, Cap Changes
2016 TYSP Update (ICL retired, only 60 MW ECOGEN, OCEC increase in MWs, and TP6 & 7 delayed to 2031 & 2032) | [13 empty] | New Load Forecast with latest assumptions RM Spreadsheet upgrade test
|  |  |  | Title Description = | 2016 TYSP Update (ICL retired, only 60 MW ECOGEN, OCEC increase in MWs, and TP6 & 7 delayed to 2031 & 2032) | [13 empty] | Descriptive Title = | 2016 TYSP Update (ICL retired, only 60 MW ECOGEN, OCEC increase in MWs, and TP6 & 7 delayed to 2031 & 2032)
|  |  |  | Start Year = | 2016 | [13 empty] | Start Year = | 2016
|  |  |  | End Year = | 2050 | [13 empty] | End Year = | 2050
|  |  |  | Reserve Margin Criterion = | 20% | [13 empty] | Reserve Margin Criterion = | 20%
|  |  |  | Reserve Margin Criterion (Gen. Only) = | 10% | [5 empty] | Start Year of Gen Only RM Criterion = | 2019 | [6 empty] | Reserve Margin Criterion (Gen. Only) = | 10%
I. Load Forecast and Sales Forecast |  |  |  | II. DSM | [5 empty] | III. Existing FPL Capacity Modifications NOT CAPTURED in "Unit Capabilities PGD tab" |  |  |  | I. Load Forecast and Sales Forecast |  |  |  |  | II. DSM |  |  | III. Capacity Modifications (e.g., CT or nuclear uprates, retirements, outages, etc.); Negative values indicates loss of capacity
NOTE: First column is reserved for "Short Term Unit Outages (MW)" only. Negative value indicates loss of capacity.
SUMMER |  |  |  | SUMMER | [5 empty] | SUMMER |  |  |  | WINTER |  |  |  |  | WINTER |  |  | WINTER
| October 2015 Update | Sales Forecast (MW) | Sales Forecast (MW) |  | Conservation DSM at gen (MW) | Load Control DSM at gen (MW) | Incremental DSM 2026-2030 (MW) | Total DSM at gen (MW) | Projected Incremental DSM Year-Year (MW) |  | Short Term Unit Outages (MW) |  | Total (MW) |  | DRAFT "3" Forecast 10/14/14 WITHOUT VERO (MW) | Sales Forecast (MW) | Sales Forecast (MW) |  |  | DSM Capability (MW) | Assumed Additional DSM (MW) |  | Unit Upgrades - CT (MW) | Incremental Units from Wholesale Purchases (e.g.,Vero Units) MW | Units Converted to Syn Condensor | Short Term Unit Outages (MW) | Reitrement of Existing Nuclear (MW) | Other Retirements / Units on Inactive Reserve (MW) | Other (MW) | Other (MW) | Total (MW)
August |  |  |  | August |  | Load Control |  |  |  | August |  |  |  | Jan |  |  |  |  | Jan |  |  | Jan
of the |  |  |  | of the |  | DSM at gen |  |  |  | of the |  |  |  | of the |  |  |  |  | of the |  |  | of the
Year |  |  |  | Year |  | (MW) |  |  |  | Year |  |  |  | Year |  |  |  |  | Year |  |  | Year
2016 | 24169.6865 | 0 | 0 | 2016 | 52.1053 | 1790.3613 | 0 | 1842.4667 | 0 | 2016 | 0 |  | 0 | 2016 | 22768.3999 | 0 | 0 |  | 2016 | 1893.4319 | 98.4098 | 2016 | 38 | 0 | 0 | 0 | 0 | 0 | 0 | 0 | 38
2017 | 24336.0406 | 0 | 0 | 2017 | 80.5244 | 1854.2805 | 0 | 1934.8049 | 92.3382 | 2017 | 0 |  | 0 | 2017 | 23355.5765 | 0 | 0 | 1 | 2017 | 1899.7488 | 157.9386 | 2017 | 123 | 0 | 0 | 0 | 0 | 0 | 0 | 0 | 123
2018 | 24606.279 | 0 | 0 | 2018 | 105.0481 | 1890.1534 | 0 | 1995.2014 | 60.3965 | 2018 | 0 |  | 0 | 2018 | 23777.7076 | 0 | 0 | 2 | 2018 | 1895.041 | 187.6774 | 2018 | 123 | 0 | 0 | 0 | 0 | -498 | 0 | 0 | -375
2019 | 24893.0945 | 0 | 0 | 2019 | 130.3217 | 1911.124 | 0 | 2041.4457 | 46.2443 | 2019 | 0 |  | 0 | 2019 | 24190.1254 | 0 | 0 | 3 | 2019 | 1890.3682 | 218.8841 | 2019 | 123 | 0 | -392 | 0 | 0 | -498 | 0 | 0 | -767
2020 | 25205.9285 | 0 | 0 | 2020 | 156.4111 | 1932.0511 | 0 | 2088.4622 | 47.0165 | 2020 | 0 |  | 0 | 2020 | 24543.7588 | 0 | 0 | 4 | 2020 | 1885.7293 | 251.3967 | 2020 | 123 | 0 | -392 | 0 | 0 | -498 | 0 | 0 | -767
2021 | 25316.4163 | 0 | 0 | 2021 | 183.3005 | 1952.9339 | 0 | 2136.2343 | 47.7721 | 2021 | 0 |  | 0 | 2021 | 24895.5689 | 0 | 0 | 5 | 2021 | 1881.1231 | 285.7636 | 2021 | 123 | 0 | -392 | 0 | 0 | -498 | 0 | 0 | -767
2022 | 25540.1892 | 0 | 0 | 2022 | 210.9741 | 1973.7724 | 0 | 2184.7465 | 48.5122 | 2022 | 0 |  | 0 | 2022 | 25239.3053 | 0 | 0 | 6 | 2022 | 1876.5496 | 320.6839 | 2022 | 123 | 0 | -392 | 0 | 0 | -498 | 0 | 0 | -767
2023 | 25832.9033 | 0 | 0 | 2023 | 239.4635 | 1994.566 | 0 | 2234.0295 | 49.283 | 2023 | 0 |  | 0 | 2023 | 25438.8452 | 0 | 0 | 7 | 2023 | 1872.0077 | 356.2604 | 2023 | 123 | 0 | -392 | 0 | 0 | -498 | 0 | 0 | -767
2024 | 26180.2785 | 0 | 0 | 2024 | 268.8685 | 2015.3137 | 0 | 2284.1822 | 50.1527 | 2024 | 0 |  | 0 | 2024 | 25907.6411 | 0 | 0 | 8 | 2024 | 1867.4962 | 392.6438 | 2024 | 123 | 0 | -392 | 0 | 0 | -498 | 0 | 0 | -767
2025 | 26572.456 | 0 | 0 | 2025 | 299 | 2035 | 0 | 2334 | 49.8178 | 2025 | 0 |  | 0 | 2025 | 26528.2942 | 0 | 0 | 9 | 2025 | 1863.2603 | 429.9727 | 2025 | 123 | 0 | -392 | 0 | 0 | -498 | 0 | 0 | -767
2026 | 27067.6001 | 0 | 0 | 2026 | 299 | 2035 | 50 | 2384 | 50 | 2026 | 0 |  | 0 | 2026 | 27214.2486 | 0 | 0 | 10 | 2026 | 1859.0779 | 468.4615 | 2026 | 123 | 0 | -392 | 0 | 0 | -498 | 0 | 0 | -767
2027 | 27665.2192 | 0 | 0 | 2027 | 299 | 2035 | 100 | 2434 | 50 | 2027 | 0 |  | 0 | 2027 | 27877.1239 | 0 | 0 | 11 | 2027 | 1854.9123 | 468.4615 | 2027 | 123 | 0 | -392 | 0 | 0 | -498 | 0 | 0 | -767
2028 | 28224.7243 | 0 | 0 | 2028 | 299 | 2035 | 150 | 2484 | 50 | 2028 | 0 |  | 0 | 2028 | 28504.646 | 0 | 0 | 12 | 2028 | 1850.7636 | 468.4615 | 2028 | 123 | 0 | -392 | 0 | 0 | -498 | 0 | 0 | -767
2029 | 28804.8144 | 0 | 0 | 2029 | 299 | 2035 | 200 | 2534 | 50 | 2029 | 0 |  | 0 | 2029 | 29134.6314 | 0 | 0 | 13 | 2029 | 1850.7636 | 468.4615 | 2029 | 123 | 0 | -392 | 0 | 0 | -498 | 0 | 0 | -767
2030 | 29397.6618 | 0 | 0 | 2030 | 299 | 2035 | 250 | 2584 | 50 | 2030 | 0 |  | 0 | 2030 | 29731.1329 | 0 | 0 | 14 | 2030 | 1850.7636 | 468.4615 | 2030 | 123 | 0 | -392 | 0 | 0 | -498 | 0 | 0 | -767
2031 | 29916.486 | 0 | 0 | 2031 | 299 | 2035 | 250 | 2584 | 0 | 2031 | 0 |  | 0 | 2031 | 30260.6981 | 0 | 0 | 15 | 2031 | 1850.7636 | 468.4615 | 2031 | 123 | 0 | -392 | 0 | 0 | -498 | 0 | 0 | -767
2032 | 30478.7122 | 0 | 0 | 2032 | 299 | 2035 | 250 | 2584 | 0 | 2032 | 0 |  | 0 | 2032 | 30785.51 | 0 | 0 | 16 | 2032 | 1850.7636 | 468.4615 | 2032 | 123 | 0 | -392 | 0 | -811 | -498 | 0 | 0 | -1578
2033 | 31014.602 | 0 | 0 | 2033 | 299 | 2035 | 250 | 2584 | 0 | 2033 | 0 |  | 0 | 2033 | 31332.208 | 0 | 0 | 17 | 2033 | 1850.7636 | 468.4615 | 2033 | 123 | 0 | -392 | 0 | -1632 | -498 | 0 | 0 | -2399
2034 | 31496.9298 | 0 | 0 | 2034 | 299 | 2035 | 250 | 2584 | 0 | 2034 | 0 |  | 0 | 2034 | 31881.4572 | 0 | 0 | 18 | 2034 | 1850.7636 | 468.4615 | 2034 | 123 | 0 | -392 | 0 | -1632 | -498 | 0 | 0 | -2399
2035 | 31985.1039 | 0 | 0 | 2035 | 299 | 2035 | 250 | 2584 | 0 | 2035 | 0 |  | 0 | 2035 | 32402.8578 | 0 | 0 | 19 | 2035 | 1850.7636 | 468.4615 | 2035 | 123 | 0 | -392 | 0 | -1632 | -498 | 0 | 0 | -2399
2036 | 32468.0191 | 0 | 0 | 2036 | 299 | 2035 | 250 | 2584 | 0 | 2036 | 0 |  | 0 | 2036 | 32928.3325 | 0 | 0 | 20 | 2036 | 1850.7636 | 468.4615 | 2036 | 123 | 0 | -392 | 0 | -2613 | -498 | 0 | 0 | -3380
2037 | 32926.0632 | 0 | 0 | 2037 | 299 | 2035 | 250 | 2584 | 0 | 2037 | 0 |  | 0 | 2037 | 33444.1233 | 0 | 0 | 21 | 2037 | 1850.7636 | 468.4615 | 2037 | 123 | 0 | -392 | 0 | -2613 | -498 | 0 | 0 | -3380
2038 | 33401.2155 | 0 | 0 | 2038 | 299 | 2035 | 250 | 2584 | 0 | 2038 | 0 |  | 0 | 2038 | 33942.4433 | 0 | 0 | 22 | 2038 | 1850.7636 | 468.4615 | 2038 | 123 | 0 | -392 | 0 | -2613 | -498 | 0 | 0 | -3380
2039 | 33877.6204 | 0 | 0 | 2039 | 299 | 2035 | 250 | 2584 | 0 | 2039 | 0 |  | 0 | 2039 | 34413.4745 | 0 | 0 | 23 | 2039 | 1850.7636 | 468.4615 | 2039 | 123 | 0 | -392 | 0 | -2613 | -498 | 0 | 0 | -3380
2040 | 34362.1064 | 0 | 0 | 2040 | 299 | 2035 | 250 | 2584 | 0 | 2040 | 0 |  | 0 | 2040 | 34927.6239 | 0 | 0 | 24 | 2040 | 1850.7636 | 468.4615 | 2040 | 123 | 0 | -392 | 0 | -2613 | -498 | 0 | 0 | -3380
2041 | 34752.544 | 0 | 0 | 2041 | 299 | 2035 | 250 | 2584 | 0 | 2041 | 0 |  | 0 | 2041 | 35445.3868 | 0 | 0 | 25 | 2041 | 1850.7636 | 468.4615 | 2041 | 123 | 0 | -392 | 0 | -2613 | -498 | 0 | 0 | -3380
2042 | 35143.6793 | 0 | 0 | 2042 | 299 | 2035 | 250 | 2584 | 0 | 2042 | 0 |  | 0 | 2042 | 35956.6479 | 0 | 0 | 26 | 2042 | 1850.7636 | 468.4615 | 2042 | 123 | 0 | -392 | 0 | -2613 | -498 | 0 | 0 | -3380
2043 | 35535.5131 | 0 | 0 | 2043 | 299 | 2035 | 250 | 2584 | 0 | 2043 | 0 |  | 0 | 2043 | 36301.7011 | 0 | 0 | 27 | 2043 | 1850.7636 | 468.4615 | 2043 | 123 | 0 | -392 | 0 | -3453 | -498 | 0 | 0 | -4220
2044 | 35928.0467 | 0 | 0 | 2044 | 299 | 2035 | 250 | 2584 | 0 | 2044 | 0 |  | 0 | 2044 | 36650.0903 | 0 | 0 | 28 | 2044 | 1850.7636 | 468.4615 | 2044 | 123 | 0 | -392 | 0 | -3453 | -498 | 0 | 0 | -4220
2045 | 36321.2811 | 0 | 0 | 2045 | 299 | 2035 | 250 | 2584 | 0 | 2045 | 0 |  | 0 | 2045 | 37001.8537 | 0 | 0 | 29 | 2045 | 1850.7636 | 468.4615 | 2045 | 123 | 0 | -392 | 0 | -3453 | -498 | 0 | 0 | -4220
2046 | 36715.2173 | 0 | 0 | 2046 | 299 | 2035 | 250 | 2584 | 0 | 2046 | 0 |  | 0 | 2046 | 37357.0245 | 0 | 0 | 30 | 2046 | 1850.7636 | 468.4615 | 2046 | 123 | 0 | -392 | 0 | -3453 | -498 | 0 | 0 | -4220
2047 | 37109.8565 | 0 | 0 | 2047 | 299 | 2035 | 250 | 2584 | 0 | 2047 | 0 |  | 0 | 2047 | 37715.6359 | 0 | 0 | 31 | 2047 | 1850.7636 | 468.4615 | 2047 | 123 | 0 | -392 | 0 | -3453 | -498 | 0 | 0 | -4220
2048 | 37505.1998 | 0 | 0 | 2048 | 299 | 2035 | 250 | 2584 | 0 | 2048 | 0 |  | 0 | 2048 | 38077.7214 | 0 | 0 | 32 | 2048 | 1850.7636 | 468.4615 | 2048 | 123 | 0 | -392 | 0 | -3453 | -498 | 0 | 0 | -4220
2049 | 37901.2482 | 0 | 0 | 2049 | 299 | 2035 | 250 | 2584 | 0 | 2049 | 0 |  | 0 | 2049 | 38443.315 | 0 | 0 | 33 | 2049 | 1850.7636 | 468.4615 | 2049 | 123 | 0 | -392 | 0 | -3453 | -498 | 0 | 0 | -4220
2050 | 38298.0028 | 0 | 0 | 2050 | 299 | 2035 | 250 | 2584 | 0 | 2050 | 0 |  | 0 | 2050 | 38812.451 | 0 | 0 | 34 | 2050 | 1850.7636 | 468.4615 | 2050 | 123 | 0 | -392 | 0 | -3453 | -498 | 0 | 0 | -4220
2051 | 38695.4648 | 0 | 0 | 2051 | 299 | 2035 | 250 | 2584 | 0 | 2051 | 0 |  | 0 | 2051 | 39185.1638 | 0 | 0 | 35 | 2051 | 1850.7636 | 468.4615 | 2051 | 123 | 0 | -392 | 0 | -3453 | -498 | 0 | 0 | -4220
2052 | 39093.6352 | 0 | 0 | 2052 | 299 | 2035 | 250 | 2584 | 0 | 2052 | 0 |  | 0 | 2052 | 39561.4883 | 0 | 0 | 36 | 2052 | 1850.7636 | 468.4615 | 2052 | 123 | 0 | -392 | 0 | -3453 | -498 | 0 | 0 | -4220
2053 | 39487.0507 | 0 | 0 | 2053 | 299 | 2035 | 250 | 2584 | 0 | 2053 | 0 |  | 0 | 2053 | 39941.4598 | 0 | 0 | 37 | 2053 | 1850.7636 | 468.4615 | 2053 | 123 | 0 | -392 | 0 | -3453 | -498 | 0 | 0 | -4220
2054 | 39881.1457 | 0 | 0 | 2054 | 299 | 2035 | 250 | 2584 | 0 | 2054 | 0 |  | 0 | 2054 | 40325.1139 | 0 | 0 | 38 | 2054 | 1850.7636 | 468.4615 | 2054 | 123 | 0 | -392 | 0 | -3453 | -498 | 0 | 0 | -4220
2055 | 40275.9209 | 0 | 0 | 2055 | 299 | 2035 | 250 | 2584 | 0 | 2055 | 0 |  | 0 | 2055 | 40704.5439 | 0 | 0 | 39 | 2055 | 1850.7636 | 468.4615 | 2055 | 123 | 0 | -392 | 0 | -3453 | -498 | 0 | 0 | -4220
2056 | 40671.3775 | 0 | 0 | 2056 | 299 | 2035 | 250 | 2584 | 0 | 2056 | 0 |  | 0 | 2056 | 41087.6691 | 0 | 0 | 40 | 2056 | 1850.7636 | 468.4615 | 2056 | 123 | 0 | -392 | 0 | -3453 | -498 | 0 | 0 | -4220
2057 | 41067.5161 | 0 | 0 | 2057 | 299 | 2035 | 250 | 2584 | 0 | 2057 | 0 |  | 0 | 2057 | 41474.5256 | 0 | 0 | 41 | 2057 | 1850.7636 | 468.4615 | 2057 | 123 | 0 | -392 | 0 | -3453 | -498 | 0 | 0 | -4220
2058 | 41464.3379 | 0 | 0 | 2058 | 299 | 2035 | 250 | 2584 | 0 | 2058 | 0 |  | 0 | 2058 | 41865.1499 | 0 | 0 | 42 | 2058 | 1850.7636 | 468.4615 | 2058 | 123 | 0 | -392 | 0 | -3453 | -498 | 0 | 0 | -4220
2059 | 41861.8437 | 0 | 0 | 2059 | 299 | 2035 | 250 | 2584 | 0 | 2059 | 0 |  | 0 | 2059 | 42259.5789 | 0 | 0 | 43 | 2059 | 1850.7636 | 468.4615 | 2059 | 123 | 0 | -392 | 0 | -3453 | -498 | 0 | 0 | -4220
2060 | 42260.0345 | 0 | 0 | 2060 | 299 | 2035 | 250 | 2584 | 0 | 2060 | 0 |  | 0 | 2060 | 42657.8498 | 0 | 0 | 44 | 2060 | 1850.7636 | 468.4615 | 2060 | 123 | 0 | -392 | 0 | -3453 | -498 | 0 | 0 | -4220
2061 | 42658.9112 | 0 | 0 | 2061 | 299 | 2035 | 250 | 2584 | 0 | 2061 | 0 |  | 0 | 2061 | 43060.0003 | 0 | 0 | 45 | 2061 | 1850.7636 | 468.4615 | 2061 | 123 | 0 | -392 | 0 | -3453 | -498 | 0 | 0 | -4220
2062 | 43058.4746 | 0 | 0 | 2062 | 299 | 2035 | 250 | 2584 | 0 | 2062 | 0 |  | 0 | 2062 | 43466.0683 | 0 | 0 | 46 | 2062 | 1850.7636 | 468.4615 | 2062 | 123 | 0 | -392 | 0 | -3453 | -498 | 0 | 0 | -4220
2063 | 43458.7259 | 0 | 0 | 2063 | 299 | 2035 | 250 | 2584 | 0 | 2063 | 0 |  | 0
2064 | 43862.6977 | 0 | 0 | 2064 | 299 | 2035 | 250 | 2584 | 0 | 2064 | 0 |  | 0
2065 | 44270.4246 | 0 | 0 | 2065 | 299 | 2035 | 300 | 2634 | 50 | 2065 | 0 |  | 0

## Input 2. Unit Additions
2016 TYSP Update (ICL retired, only 60 MW ECOGEN, OCEC increase in MWs, and TP6 & 7 delayed to 2031 & 2032)
SUMMER
[5 empty] | Solar Degradation = | 0.3%
|  | PPA Data Input: |  |  | Add Short-Term PPA up to Need Amount = | 200 |  |  |  |  | Add PPA (as only option available) up to the need prior to = | 2020
|  | Large Filler Input: | Start Year = | 2020 | End Year = | 2029 |  |  |  |  | Summer Capacity (MW) = | 1751
|  | Equalizing Filler Input: |  |  | Do you want to add an Equalizing Filler (Yes/No) = | Yes |  | Year of Equalizing Filler = | 2031
|  | Small Filler Input: | Start Year = | 2032 | [6 empty] | Summer Capacity (MW) = | 875.5
YOU NEED TO PRESS THE BUTTON!!!
IV. New Capacity Additions
| Nameplate AC Solar Addition (MW) | Firm Capacity Value | Description of Unit Additions | New Unit Additions (MW) | Short Term PPA (MW) | Large Filler (e.g., 3x1 J CC) Additions (MW) | Small Filler (e.g., 1/2 the size of 3x1 J CC) Additions (MW) | Equalizing Filler (MW) | Total (MW) |  | Reserve Margin Criterion 20 % | MW Needed to Meet Reserve Margin | Reserve Margin Generation Only Criterion 10 % | MW Needed to Meet Generation Only Reserve Margin | Reserve Margin Check |  | Short Term PPA (MW) | Large Filler (e.g., 3x1 J CC) Additions (MW) | Small Filler (e.g., 1/2 the size of 3x1 J CC) Additions (MW) | Equalizing Filler (MW) | Total (MW)
August |  |  |  | New Unit | [5 empty] | Aug | [5 empty] | August
of the |  |  |  | Additions | [5 empty] | of the | [5 empty] | of the
Year |  |  |  | (MW) | [5 empty] | Year | [5 empty] | Year
2016 |  |  | PEEC | 1237 | 0 | 0 | 0 | 0 | 1237 | 2016 | 21.99% | -445.3648 |  |  | OK | 2016 | 0 | 0 | 0 | 0 | 1237
2017 | 223.5 | 52% | FM 2CT; PFL 5CT | 1617 | 53 | 0 | 0 | 0 | 3023.22 | 2017 | 20% | -0.47004 |  |  | OK | 2017 | 0 | 0 | 0 | 0 | 3023.22
2018 |  |  |  |  | 324 | 0 | 0 | 0 | 3293.8713 | 2018 | 20% | -0.21608 |  |  | OK | 2018 | 0 | 0 | 0 | 0 | 3293.8713
2019 |  |  | OCEC | 1702 | 0 | 0 | 0 | 0 | 4671.5237 | 2019 | 24.94% | -1129.0885 | 14.69% | -1168.6631 | OK | 2019 | 0 | 0 | 0 | 0 | 4671.5237
2020 | 300 | 52% | Unsited Solar |  | 0 | 0 | 0 | 0 | 4827.1772 | 2020 | 21.1% | -253.667 | 11.06% | -268.1052 | OK | 2020 | 0 | 0 | 0 | 0 | 4827.1772
2021 | 300 | 44.33% |  |  | 0 | 0 | 0 | 0 | 4959.3635 | 2021 | 21.98% | -458.5014 | 11.69% | -426.6618 | OK | 2021 | 0 | 0 | 0 | 0 | 5035.1735
2022 | 300 | 44.33% | OCEC Inc MW | 45 | 0 | 0 | 0 | 0 | 5136.1533 | 2022 | 22.19% | -510.8856 | 11.74% | -443.2087 | OK | 2022 | 0 | 0 | 0 | 0 | 5287.5458
2023 | 300 | 44.33% |  |  | 0 | 0 | 0 | 0 | 5267.5478 | 2023 | 21.48% | -350.0707 | 10.98% | -252.5256 | OK | 2023 | 0 | 0 | 0 | 0 | 5494.296
2024 |  |  |  |  | 0 | 0 | 0 | 0 | 5265.5481 | 2024 | 19.96% | 8.6875 | 9.497% | 131.6783 | ERROR | 2024 | 132 | 0 | 0 | 0 | 5491.6161
2025 |  |  |  |  | 0 | 1751 | 0 | 0 | 7014.5545 | 2025 | 25.48% | -1329.3963 | 14.46% | -1185.8419 | OK | 2025 | 0 | 0 | 0 | 0 | 7239.9443
2026 |  |  |  |  | 0 | 1751 | 0 | 0 | 7012.5668 | 2026 | 23.21% | -793.1455 | 12.36% | -639.1055 | OK | 2026 | 0 | 0 | 0 | 0 | 7237.2804
2027 |  |  |  |  | 0 | 1751 | 0 | 0 | 7010.5851 | 2027 | 20.52% | -130.4312 | 9.914% | 23.8468 | OK | 2027 | 24 | 0 | 0 | 0 | 7234.6246
2028 |  |  |  |  | 0 | 3502 | 0 | 0 | 8759.6094 | 2028 | 24.93% | -1267.9602 | 13.93% | -1109.6326 | OK | 2028 | 0 | 0 | 0 | 0 | 8982.9767
2029 |  |  |  |  | 0 | 3502 | 0 | 0 | 8757.6395 | 2029 | 22.4% | -629.7938 | 11.63% | -469.4752 | OK | 2029 | 0 | 0 | 0 | 0 | 8980.3368
2030 |  |  |  |  | 0 | 3502 | 0 | 0 | 8755.6756 | 2030 | 19.91% | 23.675 | 9.372% | 184.7088 | ERROR | 2030 | 0 | 0 | 0 | 0 | 8977.7048
2031 |  |  |  |  | 0 | 3502 | 0 | 536.0978 | 9289.8154 | 2031 | 19.59% | 112.2117 | 9.26% | 221.3631 | ERROR | 2031 | 0 | 0 | 0 | 221.3631 | 9511.1785
2032 |  |  |  |  | 0 | 3502 | 1751 | 536.0978 | 11038.8632 | 2032 | 20.47% | -131.0779 | 10.26% | -78.1491 | OK | 2032 | 0 | 0 | 0 | 221.3631 | 11259.5622
2033 |  |  |  |  | 0 | 3502 | 3502 | 536.0978 | 12787.917 | 2033 | 21.39% | -395.9776 | 11.28% | -396.6378 | OK | 2033 | 0 | 0 | 0 | 221.3631 | 13007.9538
2034 |  |  |  |  | 0 | 3502 | 4377.5 | 536.0978 | 13661.4765 | 2034 | 22.01% | -580.6581 | 12% | -629.5511 | OK | 2034 | 0 | 0 | 0 | 221.3631 | 13880.8533
2035 |  |  |  |  | 0 | 3502 | 4377.5 | 536.0978 | 13659.5419 | 2035 | 19.98% | 7.1706 | 10.28% | -90.5398 | OK | 2035 | 0 | 0 | 0 | 221.3631 | 13878.2605
2036 |  |  |  |  | 0 | 3502 | 6128.5 | 536.0978 | 15408.613 | 2036 | 20.61% | -181.3178 | 11.01% | -327.3197 | OK | 2036 | 0 | 0 | 0 | 221.3631 | 15626.6755
2037 |  |  |  |  | 0 | 3502 | 7004 | 536.0978 | 16282.19 | 2037 | 21.66% | -505.1578 | 12.12% | -696.9641 | OK | 2037 | 0 | 0 | 0 | 221.3631 | 16499.5983
2038 |  |  |  |  | 0 | 3502 | 7004 | 536.0978 | 16280.2727 | 2038 | 19.78% | 67.0258 | 10.52% | -172.2958 | OK | 2038 | 0 | 0 | 0 | 221.3631 | 16497.0288
2039 |  |  |  |  | 0 | 3502 | 7879.5 | 536.0978 | 17153.8612 | 2039 | 20.75% | -234.794 | 11.54% | -521.756 | OK | 2039 | 0 | 0 | 0 | 221.3631 | 17369.967
2040 |  |  |  |  | 0 | 3502 | 8755 | 536.0978 | 18027.4554 | 2040 | 21.66% | -526.9226 | 12.51% | -862.3332 | OK | 2040 | 0 | 0 | 0 | 221.3631 | 18242.9129
2041 |  |  |  |  | 0 | 3502 | 8755 | 536.0978 | 18025.5553 | 2041 | 20.18% | -56.4154 | 11.24% | -430.8698 | OK | 2041 | 0 | 0 | 0 | 221.3631 | 18240.3664
2042 |  |  |  |  | 0 | 3502 | 9630.5 | 536.0978 | 18899.1609 | 2042 | 21.41% | -460.5774 | 12.49% | -874.1454 | OK | 2042 | 0 | 0 | 0 | 221.3631 | 19113.3276
2043 |  |  |  |  | 0 | 3502 | 10506 | 536.0978 | 19772.7723 | 2043 | 20.07% | -23.9073 | 11.34% | -476.6586 | OK | 2043 | 0 | 0 | 0 | 221.3631 | 19986.2964
2044 |  |  |  |  | 0 | 3502 | 11381.5 | 536.0978 | 20646.3892 | 2044 | 21.28% | -426.4037 | 12.56% | -918.4084 | OK | 2044 | 0 | 0 | 0 | 221.3631 | 20859.2728
2045 |  |  |  |  | 0 | 3502 | 11381.5 | 536.0978 | 20644.5119 | 2045 | 19.86% | 47.4346 | 11.33% | -483.8935 | OK | 2045 | 0 | 0 | 0 | 221.3631 | 20856.7568
2046 |  |  |  |  | 0 | 3502 | 12257 | 536.0978 | 21518.1401 | 2046 | 21.04% | -353.3909 | 12.52% | -924.1126 | OK | 2046 | 0 | 0 | 0 | 221.3631 | 21729.7483
2047 |  |  |  |  | 0 | 3502 | 12257 | 536.0978 | 21516.274 | 2047 | 19.65% | 122.121 | 11.32% | -488.0646 | OK | 2047 | 0 | 0 | 0 | 221.3631 | 21727.2474
2048 |  |  |  |  | 0 | 3502 | 13132.5 | 536.0978 | 22389.9135 | 2048 | 20.79% | -277.0283 | 12.47% | -926.7483 | OK | 2048 | 0 | 0 | 0 | 221.3631 | 22600.2539
2049 |  |  |  |  | 0 | 3502 | 13132.5 | 536.0978 | 22388.0585 | 2049 | 19.43% | 200.1624 | 11.29% | -489.1624 | OK | 2049 | 0 | 0 | 0 | 221.3631 | 22597.768
2050 |  |  |  |  | 0 | 3502 | 14008 | 536.0978 | 23261.7091 | 2050 | 20.38% | -137.3054 | 12.26% | -866.3057 | OK | 2050 | 0 | 0 | 0 | 221.3631 | 23470.7895
2051 |  |  |  |  | 0 | 3502 | 14883.5 | 536.0978 | 24135.3653 | 2051 | 21.48% | -533.9305 | 13.37% | -1302.677 | OK | 2051 | 0 | 0 | 0 | 221.3631 | 24343.8184
2052 |  |  |  |  | 0 | 3502 | 14883.5 | 536.0978 | 24133.527 | 2052 | 20.15% | -54.2115 | 12.21% | -862.7751 | OK | 2052 | 0 | 0 | 0 | 221.3631 | 24341.3547
2053 |  |  |  |  | 0 | 3502 | 15759 | 536.0978 | 25007.1942 | 2053 | 21.23% | -455.7044 | 13.3% | -1303.6095 | OK | 2053 | 0 | 0 | 0 | 221.3631 | 25214.3984
2054 |  |  |  |  | 0 | 3502 | 15759 | 536.0978 | 25005.3669 | 2054 | 19.95% | 19.112 | 12.18% | -868.2025 | OK | 2054 | 0 | 0 | 0 | 221.3631 | 25211.9495
2055 |  |  |  |  | 0 | 3502 | 16634.5 | 536.0978 | 25879.0451 | 2055 | 21.01% | -380.7611 | 13.25% | -1307.5532 | OK | 2055 | 0 | 0 | 0 | 221.3631 | 26085.008
2056 |  |  |  |  | 0 | 3502 | 16634.5 | 536.0978 | 25877.2288 | 2056 | 19.75% | 95.6773 | 12.14% | -870.6605 | OK | 2056 | 0 | 0 | 0 | 221.3631 | 26082.5738
2057 |  |  |  |  | 0 | 3502 | 17510 | 536.0978 | 26750.9179 | 2057 | 20.79% | -302.5716 | 13.19% | -1308.5233 | OK | 2057 | 0 | 0 | 0 | 221.3631 | 26955.6468
2058 |  |  |  |  | 0 | 3502 | 17510 | 536.0978 | 26749.1124 | 2058 | 19.55% | 175.4932 | 12.1% | -870.1406 | OK | 2058 | 0 | 0 | 0 | 221.3631 | 26953.2272
2059 |  |  |  |  | 0 | 3502 | 18385.5 | 536.0978 | 27622.8124 | 2059 | 20.56% | -221.127 | 13.12% | -1306.5113 | OK | 2059 | 0 | 0 | 0 | 221.3631 | 27826.3148
2060 |  |  |  |  | 0 | 3502 | 19261 | 536.0978 | 28496.5177 | 2060 | 21.55% | -616.9311 | 14.12% | -1742.1345 | OK | 2060 | 0 | 0 | 0 | 221.3631 | 28699.4096
2061 |  |  |  |  | 0 | 3502 | 19261 | 536.0978 | 28494.7285 | 2061 | 20.34% | -136.418 | 13.05% | -1301.5091 | OK | 2061 | 0 | 0 | 0 | 221.3631 | 28697.0117
2062 |  |  |  |  | 0 | 3502 | 20136.5 | 536.0978 | 29368.4446 | 2062 | 21.31% | -530.5865 | 14.03% | -1735.634 | OK | 2062 | 0 | 0 | 0 | 221.3631 | 29570.121
2063 |  |  |  |  | 0 | 3502 | 20136.5 | 536.0978 | 29366.666 | 2063 | 20.12% | -48.4356 | 12.98% | -1293.5082 | OK | 2063 | 0 | 0 | 0 | 221.3631 | 29567.7374
2064 |  |  |  |  | 0 | 3502 | 21012 | 536.0978 | 30240.3928 | 2064 | 21.06% | -437.3258 | 13.93% | -1722.7955 | OK | 2064 | 0 | 0 | 0 | 221.3631 | 30440.861
2065 |  |  |  |  | 0 | 3502 | 21012 | 536.0978 | 30238.6249 | 2065 | 20.01% | -6.2156 | 12.87% | -1272.458 | OK | 2065 | 0 | 0 | 0 | 221.3631 | 30438.4917
Easy Button

## Input 3. Unit Capabilities-PGD
2016 TYSP Update (ICL retired, only 60 MW ECOGEN, OCEC increase in MWs, and TP6 & 7 delayed to 2031 & 2032)
V. Existing Unit Capability |  |  |  |  | Indicates change in capacity from one year to the next | [23 empty] | Indicates change in capacity from one year to the next
SUMMER
| Unit Name | CCEC | DeSoto Solar | FM 2 CC | FM 3A&3B CT | FM GT | FL 4 | FL 5 | PFL GT 1 | PFL GT 2 | MT 1 | MT 2 | MT 3 | MR 1 | MR 2 | MR 3 | MR 4 | MR 8 | PPE GT | PN 1 | PN 2 | RBEC | SN 4 | SN 5 | Scherer | Space Coast Solar | SJRPP 1 | SJRPP 2 | SL 1 | SL 2 | TP 1 | TP 2 | TP 3 | TP 4 | TP 5 | WCEC 1 | WCEC 2 | WCEC 3 | Cedar Bay | Blank 2 | Blank 3 | Blank 4 | Blank 5
Year | Total Existing Unit Capacity (MW)
2016 | 25275.5286 | 1210 | 11.5494 | 1478 | 339 | 594 | 442 | 442 | 411.6 | 411.6 | 809 | 809 | 1141 | 823 | 803 | 469 | 484 | 1130 | 411.6 | 0 | 0 | 1212 | 1005 | 1005 | 634 | 3.1792 | 127 | 127 | 981 | 840 | 396 |  | 811 | 821 | 1187 | 1219 | 1219 | 1219 | 250
2017 | 23033.2329 | 1210 | 11.4744 | 1478 | 364 | 108 | 442 | 442 | 0 | 68.6 | 809 | 809 | 1133 | 823 | 803 | 498 | 498 | 1126 | 0 | 0 | 0 | 1212 | 1005 | 1005 | 634 | 3.1585 | 127 | 127 | 981 | 840 | 0 |  | 811 | 821 | 1187 | 1219 | 1219 | 1219 | 0
2018 | 23014.1378 | 1210 | 11.3998 | 1478 | 364 | 108 | 442 | 442 | 0 | 68.6 | 809 | 809 | 1131 | 823 | 803 | 498 | 498 | 1126 | 0 | 0 | 0 | 1212 | 1004 | 1004 | 634 | 3.138 | 127 | 127 | 981 | 840 | 0 |  | 811 | 821 | 1172 | 1219 | 1219 | 1219
2019 | 23054.0433 | 1210 | 11.3257 | 1478 | 364 | 108 | 442 | 442 | 0 | 68.6 | 809 | 809 | 1131 | 823 | 803 | 498 | 498 | 1126 | 0 | 0 | 0 | 1212 | 1004 | 1004 | 634 | 3.1176 | 127 | 127 | 981 | 840 | 0 |  | 831 | 841 | 1172 | 1219 | 1219 | 1219
2020 | 23053.9494 | 1210 | 11.2521 | 1478 | 364 | 108 | 442 | 442 | 0 | 68.6 | 809 | 809 | 1131 | 823 | 803 | 498 | 498 | 1126 | 0 | 0 | 0 | 1212 | 1004 | 1004 | 634 | 3.0973 | 127 | 127 | 981 | 840 | 0 |  | 831 | 841 | 1172 | 1219 | 1219 | 1219
2021 | 23141.8561 | 1298 | 11.1789 | 1478 | 364 | 108 | 442 | 442 | 0 | 68.6 | 809 | 809 | 1131 | 823 | 803 | 498 | 498 | 1126 | 0 | 0 | 0 | 1212 | 1004 | 1004 | 634 | 3.0772 | 127 | 127 | 981 | 840 | 0 |  | 831 | 841 | 1172 | 1219 | 1219 | 1219
2022 | 23227.7635 | 1298 | 11.1063 | 1478 | 364 | 108 | 442 | 442 | 0 | 68.6 | 809 | 809 | 1131 | 823 | 803 | 498 | 498 | 1126 | 0 | 0 | 0 | 1298 | 1004 | 1004 | 634 | 3.0572 | 127 | 127 | 981 | 840 | 0 |  | 831 | 841 | 1172 | 1219 | 1219 | 1219
2023 | 23227.6714 | 1298 | 11.0341 | 1478 | 364 | 108 | 442 | 442 | 0 | 68.6 | 809 | 809 | 1131 | 823 | 803 | 498 | 498 | 1126 | 0 | 0 | 0 | 1298 | 1004 | 1004 | 634 | 3.0373 | 127 | 127 | 981 | 840 | 0 |  | 831 | 841 | 1172 | 1219 | 1219 | 1219
2024 | 23227.5799 | 1298 | 10.9624 | 1478 | 364 | 108 | 442 | 442 | 0 | 68.6 | 809 | 809 | 1131 | 823 | 803 | 498 | 498 | 1126 | 0 | 0 | 0 | 1298 | 1004 | 1004 | 634 | 3.0176 | 127 | 127 | 981 | 840 | 0 |  | 831 | 841 | 1172 | 1219 | 1219 | 1219
2025 | 23227.4891 | 1298 | 10.8911 | 1478 | 364 | 108 | 442 | 442 | 0 | 68.6 | 809 | 809 | 1131 | 823 | 803 | 498 | 498 | 1126 | 0 | 0 | 0 | 1298 | 1004 | 1004 | 634 | 2.998 | 127 | 127 | 981 | 840 | 0 |  | 831 | 841 | 1172 | 1219 | 1219 | 1219
2026 | 23227.3988 | 1298 | 10.8203 | 1478 | 364 | 108 | 442 | 442 | 0 | 68.6 | 809 | 809 | 1131 | 823 | 803 | 498 | 498 | 1126 | 0 | 0 | 0 | 1298 | 1004 | 1004 | 634 | 2.9785 | 127 | 127 | 981 | 840 | 0 |  | 831 | 841 | 1172 | 1219 | 1219 | 1219
2027 | 23227.3091 | 1298 | 10.75 | 1478 | 364 | 108 | 442 | 442 | 0 | 68.6 | 809 | 809 | 1131 | 823 | 803 | 498 | 498 | 1126 | 0 | 0 | 0 | 1298 | 1004 | 1004 | 634 | 2.9591 | 127 | 127 | 981 | 840 | 0 |  | 831 | 841 | 1172 | 1219 | 1219 | 1219
2028 | 23227.22 | 1298 | 10.6801 | 1478 | 364 | 108 | 442 | 442 | 0 | 68.6 | 809 | 809 | 1131 | 823 | 803 | 498 | 498 | 1126 | 0 | 0 | 0 | 1298 | 1004 | 1004 | 634 | 2.9399 | 127 | 127 | 981 | 840 | 0 |  | 831 | 841 | 1172 | 1219 | 1219 | 1219
2029 | 23227.1315 | 1298 | 10.6107 | 1478 | 364 | 108 | 442 | 442 | 0 | 68.6 | 809 | 809 | 1131 | 823 | 803 | 498 | 498 | 1126 | 0 | 0 | 0 | 1298 | 1004 | 1004 | 634 | 2.9208 | 127 | 127 | 981 | 840 | 0 |  | 831 | 841 | 1172 | 1219 | 1219 | 1219
2030 | 23227.0435 | 1298 | 10.5417 | 1478 | 364 | 108 | 442 | 442 | 0 | 68.6 | 809 | 809 | 1131 | 823 | 803 | 498 | 498 | 1126 | 0 | 0 | 0 | 1298 | 1004 | 1004 | 634 | 2.9018 | 127 | 127 | 981 | 840 | 0 |  | 831 | 841 | 1172 | 1219 | 1219 | 1219
2031 | 23226.9561 | 1298 | 10.4732 | 1478 | 364 | 108 | 442 | 442 | 0 | 68.6 | 809 | 809 | 1131 | 823 | 803 | 498 | 498 | 1126 | 0 | 0 | 0 | 1298 | 1004 | 1004 | 634 | 2.8829 | 127 | 127 | 981 | 840 | 0 |  | 831 | 841 | 1172 | 1219 | 1219 | 1219
2032 | 22395.8693 | 1298 | 10.4051 | 1478 | 364 | 108 | 442 | 442 | 0 | 68.6 | 809 | 809 | 1131 | 823 | 803 | 498 | 498 | 1126 | 0 | 0 | 0 | 1298 | 1004 | 1004 | 634 | 2.8642 | 127 | 127 | 981 | 840 | 0 |  | 0 | 841 | 1172 | 1219 | 1219 | 1219
2033 | 21554.7831 | 1298 | 10.3375 | 1478 | 364 | 108 | 442 | 442 | 0 | 68.6 | 809 | 809 | 1131 | 823 | 803 | 498 | 498 | 1126 | 0 | 0 | 0 | 1298 | 1004 | 1004 | 634 | 2.8456 | 127 | 127 | 981 | 840 | 0 |  | 0 | 0 | 1172 | 1219 | 1219 | 1219
2034 | 21554.6974 | 1298 | 10.2703 | 1478 | 364 | 108 | 442 | 442 | 0 | 68.6 | 809 | 809 | 1131 | 823 | 803 | 498 | 498 | 1126 | 0 | 0 | 0 | 1298 | 1004 | 1004 | 634 | 2.8271 | 127 | 127 | 981 | 840 | 0 |  | 0 | 0 | 1172 | 1219 | 1219 | 1219
2035 | 21554.6122 | 1298 | 10.2035 | 1478 | 364 | 108 | 442 | 442 | 0 | 68.6 | 809 | 809 | 1131 | 823 | 803 | 498 | 498 | 1126 | 0 | 0 | 0 | 1298 | 1004 | 1004 | 634 | 2.8087 | 127 | 127 | 981 | 840 | 0 |  | 0 | 0 | 1172 | 1219 | 1219 | 1219
2036 | 20573.5277 | 1298 | 10.1372 | 1478 | 364 | 108 | 442 | 442 | 0 | 68.6 | 809 | 809 | 1131 | 823 | 803 | 498 | 498 | 1126 | 0 | 0 | 0 | 1298 | 1004 | 1004 | 634 | 2.7905 | 127 | 127 | 0 | 840 | 0 |  | 0 | 0 | 1172 | 1219 | 1219 | 1219
2037 | 20573.4436 | 1298 | 10.0713 | 1478 | 364 | 108 | 442 | 442 | 0 | 68.6 | 809 | 809 | 1131 | 823 | 803 | 498 | 498 | 1126 | 0 | 0 | 0 | 1298 | 1004 | 1004 | 634 | 2.7723 | 127 | 127 | 0 | 840 | 0 |  | 0 | 0 | 1172 | 1219 | 1219 | 1219
2038 | 20573.3601 | 1298 | 10.0059 | 1478 | 364 | 108 | 442 | 442 | 0 | 68.6 | 809 | 809 | 1131 | 823 | 803 | 498 | 498 | 1126 | 0 | 0 | 0 | 1298 | 1004 | 1004 | 634 | 2.7543 | 127 | 127 | 0 | 840 | 0 |  | 0 | 0 | 1172 | 1219 | 1219 | 1219
2039 | 20573.2772 | 1298 | 9.9408 | 1478 | 364 | 108 | 442 | 442 | 0 | 68.6 | 809 | 809 | 1131 | 823 | 803 | 498 | 498 | 1126 | 0 | 0 | 0 | 1298 | 1004 | 1004 | 634 | 2.7364 | 127 | 127 | 0 | 840 | 0 |  | 0 | 0 | 1172 | 1219 | 1219 | 1219
2040 | 20573.1948 | 1298 | 9.8762 | 1478 | 364 | 108 | 442 | 442 | 0 | 68.6 | 809 | 809 | 1131 | 823 | 803 | 498 | 498 | 1126 | 0 | 0 | 0 | 1298 | 1004 | 1004 | 634 | 2.7186 | 127 | 127 | 0 | 840 | 0 |  | 0 | 0 | 1172 | 1219 | 1219 | 1219
2041 | 20573.1129 | 1298 | 9.812 | 1478 | 364 | 108 | 442 | 442 | 0 | 68.6 | 809 | 809 | 1131 | 823 | 803 | 498 | 498 | 1126 | 0 | 0 | 0 | 1298 | 1004 | 1004 | 634 | 2.7009 | 127 | 127 | 0 | 840 | 0 |  | 0 | 0 | 1172 | 1219 | 1219 | 1219
2042 | 20573.0316 | 1298 | 9.7482 | 1478 | 364 | 108 | 442 | 442 | 0 | 68.6 | 809 | 809 | 1131 | 823 | 803 | 498 | 498 | 1126 | 0 | 0 | 0 | 1298 | 1004 | 1004 | 634 | 2.6834 | 127 | 127 | 0 | 840 | 0 |  | 0 | 0 | 1172 | 1219 | 1219 | 1219
2043 | 19732.9508 | 1298 | 9.6849 | 1478 | 364 | 108 | 442 | 442 | 0 | 68.6 | 809 | 809 | 1131 | 823 | 803 | 498 | 498 | 1126 | 0 | 0 | 0 | 1298 | 1004 | 1004 | 634 | 2.6659 | 127 | 127 | 0 | 0 | 0 |  | 0 | 0 | 1172 | 1219 | 1219 | 1219
2044 | 19732.8705 | 1298 | 9.6219 | 1478 | 364 | 108 | 442 | 442 | 0 | 68.6 | 809 | 809 | 1131 | 823 | 803 | 498 | 498 | 1126 | 0 | 0 | 0 | 1298 | 1004 | 1004 | 634 | 2.6486 | 127 | 127 | 0 | 0 | 0 |  | 0 | 0 | 1172 | 1219 | 1219 | 1219
2045 | 19732.7908 | 1298 | 9.5594 | 1478 | 364 | 108 | 442 | 442 | 0 | 68.6 | 809 | 809 | 1131 | 823 | 803 | 498 | 498 | 1126 | 0 | 0 | 0 | 1298 | 1004 | 1004 | 634 | 2.6314 | 127 | 127 | 0 | 0 | 0 |  | 0 | 0 | 1172 | 1219 | 1219 | 1219
2046 | 19732.7115 | 1298 | 9.4972 | 1478 | 364 | 108 | 442 | 442 | 0 | 68.6 | 809 | 809 | 1131 | 823 | 803 | 498 | 498 | 1126 | 0 | 0 | 0 | 1298 | 1004 | 1004 | 634 | 2.6143 | 127 | 127 | 0 | 0 | 0 |  | 0 | 0 | 1172 | 1219 | 1219 | 1219
2047 | 19732.6328 | 1298 | 9.4355 | 1478 | 364 | 108 | 442 | 442 | 0 | 68.6 | 809 | 809 | 1131 | 823 | 803 | 498 | 498 | 1126 | 0 | 0 | 0 | 1298 | 1004 | 1004 | 634 | 2.5973 | 127 | 127 | 0 | 0 | 0 |  | 0 | 0 | 1172 | 1219 | 1219 | 1219
2048 | 19732.5546 | 1298 | 9.3742 | 1478 | 364 | 108 | 442 | 442 | 0 | 68.6 | 809 | 809 | 1131 | 823 | 803 | 498 | 498 | 1126 | 0 | 0 | 0 | 1298 | 1004 | 1004 | 634 | 2.5804 | 127 | 127 | 0 | 0 | 0 |  | 0 | 0 | 1172 | 1219 | 1219 | 1219
2049 | 19732.4769 | 1298 | 9.3132 | 1478 | 364 | 108 | 442 | 442 | 0 | 68.6 | 809 | 809 | 1131 | 823 | 803 | 498 | 498 | 1126 | 0 | 0 | 0 | 1298 | 1004 | 1004 | 634 | 2.5636 | 127 | 127 | 0 | 0 | 0 |  | 0 | 0 | 1172 | 1219 | 1219 | 1219
2050 | 19732.3997 | 1298 | 9.2527 | 1478 | 364 | 108 | 442 | 442 | 0 | 68.6 | 809 | 809 | 1131 | 823 | 803 | 498 | 498 | 1126 | 0 | 0 | 0 | 1298 | 1004 | 1004 | 634 | 2.547 | 127 | 127 | 0 | 0 | 0 |  | 0 | 0 | 1172 | 1219 | 1219 | 1219
2051 | 19732.323 | 1298 | 9.1926 | 1478 | 364 | 108 | 442 | 442 | 0 | 68.6 | 809 | 809 | 1131 | 823 | 803 | 498 | 498 | 1126 | 0 | 0 | 0 | 1298 | 1004 | 1004 | 634 | 2.5304 | 127 | 127 | 0 | 0 | 0 |  | 0 | 0 | 1172 | 1219 | 1219 | 1219
2052 | 19732.2468 | 1298 | 9.1328 | 1478 | 364 | 108 | 442 | 442 | 0 | 68.6 | 809 | 809 | 1131 | 823 | 803 | 498 | 498 | 1126 | 0 | 0 | 0 | 1298 | 1004 | 1004 | 634 | 2.514 | 127 | 127 | 0 | 0 | 0 |  | 0 | 0 | 1172 | 1219 | 1219 | 1219
2053 | 19732.1711 | 1298 | 9.0734 | 1478 | 364 | 108 | 442 | 442 | 0 | 68.6 | 809 | 809 | 1131 | 823 | 803 | 498 | 498 | 1126 | 0 | 0 | 0 | 1298 | 1004 | 1004 | 634 | 2.4976 | 127 | 127 | 0 | 0 | 0 |  | 0 | 0 | 1172 | 1219 | 1219 | 1219
2054 | 19732.0959 | 1298 | 9.0145 | 1478 | 364 | 108 | 442 | 442 | 0 | 68.6 | 809 | 809 | 1131 | 823 | 803 | 498 | 498 | 1126 | 0 | 0 | 0 | 1298 | 1004 | 1004 | 634 | 2.4814 | 127 | 127 | 0 | 0 | 0 |  | 0 | 0 | 1172 | 1219 | 1219 | 1219
2055 | 19732.0211 | 1298 | 8.9559 | 1478 | 364 | 108 | 442 | 442 | 0 | 68.6 | 809 | 809 | 1131 | 823 | 803 | 498 | 498 | 1126 | 0 | 0 | 0 | 1298 | 1004 | 1004 | 634 | 2.4653 | 127 | 127 | 0 | 0 | 0 |  | 0 | 0 | 1172 | 1219 | 1219 | 1219
2056 | 19731.9469 | 1298 | 8.8977 | 1478 | 364 | 108 | 442 | 442 | 0 | 68.6 | 809 | 809 | 1131 | 823 | 803 | 498 | 498 | 1126 | 0 | 0 | 0 | 1298 | 1004 | 1004 | 634 | 2.4492 | 127 | 127 | 0 | 0 | 0 |  | 0 | 0 | 1172 | 1219 | 1219 | 1219
2057 | 19731.8732 | 1298 | 8.8398 | 1478 | 364 | 108 | 442 | 442 | 0 | 68.6 | 809 | 809 | 1131 | 823 | 803 | 498 | 498 | 1126 | 0 | 0 | 0 | 1298 | 1004 | 1004 | 634 | 2.4333 | 127 | 127 | 0 | 0 | 0 |  | 0 | 0 | 1172 | 1219 | 1219 | 1219
2058 | 19731.7999 | 1298 | 8.7824 | 1478 | 364 | 108 | 442 | 442 | 0 | 68.6 | 809 | 809 | 1131 | 823 | 803 | 498 | 498 | 1126 | 0 | 0 | 0 | 1298 | 1004 | 1004 | 634 | 2.4175 | 127 | 127 | 0 | 0 | 0 |  | 0 | 0 | 1172 | 1219 | 1219 | 1219
2059 | 19731.7271 | 1298 | 8.7253 | 1478 | 364 | 108 | 442 | 442 | 0 | 68.6 | 809 | 809 | 1131 | 823 | 803 | 498 | 498 | 1126 | 0 | 0 | 0 | 1298 | 1004 | 1004 | 634 | 2.4018 | 127 | 127 | 0 | 0 | 0 |  | 0 | 0 | 1172 | 1219 | 1219 | 1219
2060 | 19731.6547 | 1298 | 8.6686 | 1478 | 364 | 108 | 442 | 442 | 0 | 68.6 | 809 | 809 | 1131 | 823 | 803 | 498 | 498 | 1126 | 0 | 0 | 0 | 1298 | 1004 | 1004 | 634 | 2.3862 | 127 | 127 | 0 | 0 | 0 |  | 0 | 0 | 1172 | 1219 | 1219 | 1219
2061 | 19731.5829 | 1298 | 8.6122 | 1478 | 364 | 108 | 442 | 442 | 0 | 68.6 | 809 | 809 | 1131 | 823 | 803 | 498 | 498 | 1126 | 0 | 0 | 0 | 1298 | 1004 | 1004 | 634 | 2.3707 | 127 | 127 | 0 | 0 | 0 |  | 0 | 0 | 1172 | 1219 | 1219 | 1219
2062 | 19731.5115 | 1298 | 8.5562 | 1478 | 364 | 108 | 442 | 442 | 0 | 68.6 | 809 | 809 | 1131 | 823 | 803 | 498 | 498 | 1126 | 0 | 0 | 0 | 1298 | 1004 | 1004 | 634 | 2.3553 | 127 | 127 | 0 | 0 | 0 |  | 0 | 0 | 1172 | 1219 | 1219 | 1219
2063 | 19731.4406 | 1298 | 8.5006 | 1478 | 364 | 108 | 442 | 442 | 0 | 68.6 | 809 | 809 | 1131 | 823 | 803 | 498 | 498 | 1126 | 0 | 0 | 0 | 1298 | 1004 | 1004 | 634 | 2.34 | 127 | 127 | 0 | 0 | 0 |  | 0 | 0 | 1172 | 1219 | 1219 | 1219
2064 | 19731.3701 | 1298 | 8.4454 | 1478 | 364 | 108 | 442 | 442 | 0 | 68.6 | 809 | 809 | 1131 | 823 | 803 | 498 | 498 | 1126 | 0 | 0 | 0 | 1298 | 1004 | 1004 | 634 | 2.3247 | 127 | 127 | 0 | 0 | 0 |  | 0 | 0 | 1172 | 1219 | 1219 | 1219
2065 | 19731.3001 | 1298 | 8.3905 | 1478 | 364 | 108 | 442 | 442 | 0 | 68.6 | 809 | 809 | 1131 | 823 | 803 | 498 | 498 | 1126 | 0 | 0 | 0 | 1298 | 1004 | 1004 | 634 | 2.3096 | 127 | 127 | 0 | 0 | 0 |  | 0 | 0 | 1172 | 1219 | 1219 | 1219

## Input 4. Firm Purchase-Sale
2016 TYSP Update (ICL retired, only 60 MW ECOGEN, OCEC increase in MWs, and TP6 & 7 delayed to 2031 & 2032)
VI. Firm Capacity Purchases/Sales
Summary of FPL's Firm Capacity Purchases/Sales: Summer MW (for August of Year Shown) | [21 empty] | FOR TYSP ONLY
| I. Purchases from QF's: | [6 empty] | Indicates change in capacity from one year to the next |  |  | II. Purchases from Utilities: |  |  | III. Other Purchases: |  |  |  |  | IV. Sales (not accounted in Load Forecast): |  |  | IV. Unspecified Purchases
Contract Name | Broward South | Broward South | Broward South | Indiantown Cogen., LP | U.S. EcoGen - Clay | U.S. EcoGen -Okeechobee | U.S. EcoGen - Martin |  | QF Totals (MW) |  | SJRPP | Purchases from Utilties (MW) |  | Palm Beach SWA -extension | Palm Beach SWA - additional | Purchases from Others (MW) | Summer Firm Capacity Purchases (MW) | MW Change from Previous Year | Native Load Sale to TECO | Summer Firm Capacity Sales (MW) |  |  |  | # of Other Purchases | 2
Start Date | 1993-01-01 | 1995-01-01 | 1997-01-01 | 1995-12-22 | 2021-01-01 | 2021-01-01 | 2021-01-01 |  |  |  | 1982-04-02 |  |  | 2012-01-01 | 2015-01-01 |  |  |  | 2016-04-01 |  |  |  |  | # of PPA's | 2
End Date | 2026-12-31 | 2026-12-31 | 2026-12-31 | 2019-10-01 | 2049-12-31 | 2049-12-31 | 2049-12-31 |  |  | Year | 2019-11-01 |  | Year | 2034-04-01 | 2034-04-01 |  |  |  | 2016-09-30 |  |  | Year | 1-Year PPA | PPA # | YEAR | MWs
2016 | 1.4 | 1.5 | 0.6 | 330 | 0 | 0 | 0 |  | 333.5 | 2016 | 382 | 382 | 2016 | 40 | 70 | 110 | 825.5 |  | 100 | 100 | 0 | 2016 | 0 | 1 | 2017 | 53
2017 | 1.4 | 1.5 | 0.6 | 330 | 0 | 0 | 0 |  | 333.5 | 2017 | 382 | 382 | 2017 | 40 | 70 | 110 | 825.5 | 0 |  | 0 | 1 | 2017 | 53 | 2 | 2018 | 324
2018 | 1.4 | 1.5 | 0.6 | 330 | 0 | 0 | 0 |  | 333.5 | 2018 | 382 | 382 | 2018 | 40 | 70 | 110 | 825.5 | 0 |  | 0 | 2 | 2018 | 324 | 3
2019 | 1.4 | 1.5 | 0.6 | 330 | 0 | 0 | 0 |  | 333.5 | 2019 | 382 | 382 | 2019 | 40 | 70 | 110 | 825.5 | 0 |  | 0 | 0 | 2019 | 0 | 4
2020 | 1.4 | 1.5 | 0.6 | 0 | 0 | 0 | 0 |  | 3.5 | 2020 | 0 | 0 | 2020 | 40 | 70 | 110 | 113.5 | -712 |  | 0 | 0 | 2020 | 0 | 5
2021 | 1.4 | 1.5 | 0.6 | 0 | 0 | 60 | 0 |  | 63.5 | 2021 | 0 | 0 | 2021 | 40 | 70 | 110 | 173.5 | 60 |  | 0 | 0 | 2021 | 0 | 6
2022 | 1.4 | 1.5 | 0.6 | 0 | 0 | 60 | 0 |  | 63.5 | 2022 | 0 | 0 | 2022 | 40 | 70 | 110 | 173.5 | 0 |  | 0 | 0 | 2022 | 0 | 7
2023 | 1.4 | 1.5 | 0.6 | 0 | 0 | 60 | 0 |  | 63.5 | 2023 | 0 | 0 | 2023 | 40 | 70 | 110 | 173.5 | 0 |  | 0 | 0 | 2023 | 0 | 8
2024 | 1.4 | 1.5 | 0.6 | 0 | 0 | 60 | 0 |  | 63.5 | 2024 | 0 | 0 | 2024 | 40 | 70 | 110 | 173.5 | 0 |  | 0 | 0 | 2024 | 0 | 9
2025 | 1.4 | 1.5 | 0.6 | 0 | 0 | 60 | 0 |  | 63.5 | 2025 | 0 | 0 | 2025 | 40 | 70 | 110 | 173.5 | 0 |  | 0 | 0 | 2025 | 0 | 10
2026 | 1.4 | 1.5 | 0.6 | 0 | 0 | 60 | 0 |  | 63.5 | 2026 | 0 | 0 | 2026 | 40 | 70 | 110 | 173.5 | 0 |  | 0 | 0 | 2026 | 0 | 11
2027 | 0 | 0 | 0 | 0 | 0 | 60 | 0 |  | 60 | 2027 | 0 | 0 | 2027 | 40 | 70 | 110 | 170 | -3.5 |  | 0 | 0 | 2027 | 0 | 12
2028 | 0 | 0 | 0 | 0 | 0 | 60 | 0 |  | 60 | 2028 | 0 | 0 | 2028 | 40 | 70 | 110 | 170 | 0 |  | 0 | 0 | 2028 | 0 | 13
2029 | 0 | 0 | 0 | 0 | 0 | 60 | 0 |  | 60 | 2029 | 0 | 0 | 2029 | 40 | 70 | 110 | 170 | 0 |  | 0 | 0 | 2029 | 0 | 14
2030 | 0 | 0 | 0 | 0 | 0 | 60 | 0 |  | 60 | 2030 | 0 | 0 | 2030 | 40 | 70 | 110 | 170 | 0 |  | 0 | 0 | 2030 | 0 | 15
2031 | 0 | 0 | 0 | 0 | 0 | 60 | 0 |  | 60 | 2031 | 0 | 0 | 2031 | 40 | 70 | 110 | 170 | 0 |  | 0 | 0 | 2031 | 0 | 16
2032 | 0 | 0 | 0 | 0 | 0 | 60 | 0 |  | 60 | 2032 | 0 | 0 | 2032 | 40 | 70 | 110 | 170 | 0 |  | 0 | 0 | 2032 | 0 | 17
2033 | 0 | 0 | 0 | 0 | 0 | 60 | 0 |  | 60 | 2033 | 0 | 0 | 2033 | 40 | 70 | 110 | 170 | 0 |  | 0 | 0 | 2033 | 0 | 18
2034 | 0 | 0 | 0 | 0 | 0 | 60 | 0 |  | 60 | 2034 | 0 | 0 | 2034 | 0 | 0 | 0 | 60 | -110 |  | 0 | 0 | 2034 | 0 | 19
2035 | 0 | 0 | 0 | 0 | 0 | 60 | 0 |  | 60 | 2035 | 0 | 0 | 2035 | 0 | 0 | 0 | 60 | 0 |  | 0 | 0 | 2035 | 0 | 20
2036 | 0 | 0 | 0 | 0 | 0 | 60 | 0 |  | 60 | 2036 | 0 | 0 | 2036 | 0 | 0 | 0 | 60 | 0 |  | 0 | 0 | 2036 | 0
2037 | 0 | 0 | 0 | 0 | 0 | 60 | 0 |  | 60 | 2037 | 0 | 0 | 2037 | 0 | 0 | 0 | 60 | 0 |  | 0 | 0 | 2037 | 0
2038 | 0 | 0 | 0 | 0 | 0 | 60 | 0 |  | 60 | 2038 | 0 | 0 | 2038 | 0 | 0 | 0 | 60 | 0 |  | 0 | 0 | 2038 | 0
2039 | 0 | 0 | 0 | 0 | 0 | 60 | 0 |  | 60 | 2039 | 0 | 0 | 2039 | 0 | 0 | 0 | 60 | 0 |  | 0 | 0 | 2039 | 0
2040 | 0 | 0 | 0 | 0 | 0 | 60 | 0 |  | 60 | 2040 | 0 | 0 | 2040 | 0 | 0 | 0 | 60 | 0 |  | 0 | 0 | 2040 | 0
2041 | 0 | 0 | 0 | 0 | 0 | 60 | 0 |  | 60 | 2041 | 0 | 0 | 2041 | 0 | 0 | 0 | 60 | 0 |  | 0 | 0 | 2041 | 0
2042 | 0 | 0 | 0 | 0 | 0 | 60 | 0 |  | 60 | 2042 | 0 | 0 | 2042 | 0 | 0 | 0 | 60 | 0 |  | 0 | 0 | 2042 | 0
2043 | 0 | 0 | 0 | 0 | 0 | 60 | 0 |  | 60 | 2043 | 0 | 0 | 2043 | 0 | 0 | 0 | 60 | 0 |  | 0 | 0 | 2043 | 0
2044 | 0 | 0 | 0 | 0 | 0 | 60 | 0 |  | 60 | 2044 | 0 | 0 | 2044 | 0 | 0 | 0 | 60 | 0 |  | 0 | 0 | 2044 | 0
2045 | 0 | 0 | 0 | 0 | 0 | 60 | 0 |  | 60 | 2045 | 0 | 0 | 2045 | 0 | 0 | 0 | 60 | 0 |  | 0 | 0 | 2045 | 0
2046 | 0 | 0 | 0 | 0 | 0 | 60 | 0 |  | 60 | 2046 | 0 | 0 | 2046 | 0 | 0 | 0 | 60 | 0 |  | 0 | 0 | 2046 | 0
2047 | 0 | 0 | 0 | 0 | 0 | 60 | 0 |  | 60 | 2047 | 0 | 0 | 2047 | 0 | 0 | 0 | 60 | 0 |  | 0 | 0 | 2047 | 0
2048 | 0 | 0 | 0 | 0 | 0 | 60 | 0 |  | 60 | 2048 | 0 | 0 | 2048 | 0 | 0 | 0 | 60 | 0 |  | 0 | 0 | 2048 | 0
2049 | 0 | 0 | 0 | 0 | 0 | 60 | 0 |  | 60 | 2049 | 0 | 0 | 2049 | 0 | 0 | 0 | 60 | 0 |  | 0 | 0 | 2049 | 0
2050 | 0 | 0 | 0 | 0 | 0 | 0 | 0 |  | 0 | 2050 | 0 | 0 | 2050 | 0 | 0 | 0 | 0 | -60 |  | 0 | 0 | 2050 | 0
2051 | 0 | 0 | 0 | 0 | 0 | 0 | 0 |  | 0 | 2051 | 0 | 0 | 2051 | 0 | 0 | 0 | 0 | 0 |  | 0 | 0 | 2051 | 0
2052 | 0 | 0 | 0 | 0 | 0 | 0 | 0 |  | 0 | 2052 | 0 | 0 | 2052 | 0 | 0 | 0 | 0 | 0 |  | 0 | 0 | 2052 | 0
2053 | 0 | 0 | 0 | 0 | 0 | 0 | 0 |  | 0 | 2053 | 0 | 0 | 2053 | 0 | 0 | 0 | 0 | 0 |  | 0 | 0 | 2053 | 0
2054 | 0 | 0 | 0 | 0 | 0 | 0 | 0 |  | 0 | 2054 | 0 | 0 | 2054 | 0 | 0 | 0 | 0 | 0 |  | 0 | 0 | 2054 | 0
2055 | 0 | 0 | 0 | 0 | 0 | 0 | 0 |  | 0 | 2055 | 0 | 0 | 2055 | 0 | 0 | 0 | 0 | 0 |  | 0 | 0 | 2055 | 0
2056 | 0 | 0 | 0 | 0 | 0 | 0 | 0 |  | 0 | 2056 | 0 | 0 | 2056 | 0 | 0 | 0 | 0 | 0 |  | 0 | 0 | 2056 | 0
2057 | 0 | 0 | 0 | 0 | 0 | 0 | 0 |  | 0 | 2057 | 0 | 0 | 2057 | 0 | 0 | 0 | 0 | 0 |  | 0 | 0 | 2057 | 0
2058 | 0 | 0 | 0 | 0 | 0 | 0 | 0 |  | 0 | 2058 | 0 | 0 | 2058 | 0 | 0 | 0 | 0 | 0 |  | 0 | 0 | 2058 | 0
2059 | 0 | 0 | 0 | 0 | 0 | 0 | 0 |  | 0 | 2059 | 0 | 0 | 2059 | 0 | 0 | 0 | 0 | 0 |  | 0 | 0 | 2059 | 0
2060 | 0 | 0 | 0 | 0 | 0 | 0 | 0 |  | 0 | 2060 | 0 | 0 | 2060 | 0 | 0 | 0 | 0 | 0 |  | 0 | 0 | 2060 | 0
2061 | 0 | 0 | 0 | 0 | 0 | 0 | 0 |  | 0 | 2061 | 0 | 0 | 2061 | 0 | 0 | 0 | 0 | 0 |  | 0 | 0 | 2061 | 0
2062 | 0 | 0 | 0 | 0 | 0 | 0 | 0 |  | 0 | 2062 | 0 | 0 | 2062 | 0 | 0 | 0 | 0 | 0 |  | 0 | 0 | 2062 | 0
2063 | 0 | 0 | 0 | 0 | 0 | 0 | 0 |  | 0 | 2063 | 0 | 0 | 2063 | 0 | 0 | 0 | 0 | 0 |  | 0 | 0 | 2063 | 0
2064 | 0 | 0 | 0 | 0 | 0 | 0 | 0 |  | 0 | 2064 | 0 | 0 | 2064 | 0 | 0 | 0 | 0 | 0 |  | 0 | 0 | 2064 | 0
2065 | 0 | 0 | 0 | 0 | 0 | 0 | 0 |  | 0 | 2065 | 0 | 0 | 2065 | 0 | 0 | 0 | 0 | 0 |  | 0 | 0 | 2065 | 0

## Output 1. Summary Resource Plan
2016 TYSP Update (ICL retired, only 60 MW ECOGEN, OCEC increase in MWs, and TP6 & 7 delayed to 2031 & 2032)
NOTE: Negative values represents reduction in total system
|  |  |  | MWs |  | capacity. This capacity change is already accounted | [8 empty] | MWs |  |  | MWs
| Reserve | MWs | Gen-Only | (Above)/ |  | for in the RM before unit additions/retirements. | [6 empty] | MWs |  | (Above)/ | MWs |  | (Above)/
| Margin | (Above)/ | RM | Below |  |  | Total |  |  |  |  | Reserve | (Above)/ | Gen-Only | Below | (Above)/ |  | Below
| Before | Below | Before | 10% | Cumulative |  | Capacity |  |  |  | Retired | Margin | Below | RM | 10% | Below |  | 10%
| Additions/ | 20% | Additions/ | Gen-Only | DSM |  | Changes |  | New |  | Unit or | After | 20% | After | Gen-Only | 20% |  | Gen-Only
| Retirements | RM | Retirements | RM | Additions | Unit | of Units | Unit | Unit | Unit | Outages | Changes | RM | Additions | RM | RM |  | RM
Year | (%) | (MW) | (%) | (MW) | (MW) | Modifications | (MW) | Additions | (MW) | Retirements | (MW) | % | (MW) | % | (MW) | (MW) |  | (MW)
2016 | 16.45% | 791.6352 | 7.577% | 585.6266 | 0 |  | 0 | PEEC | 1237 |  | 0 | 21.99% | -445.3648 | 12.7% | -651.3734 | -445.3648 | CHECK | -651.3734 | CHECK
2017 | 18.59% | 316.55 | 9.159% | 204.7118 | 92.3382 | FM 3A&3B CT; FM GT; PFL GT 2; MT 3; MR 3; MR 4; MR 8 | -773 | 223.5 MW Solar; FM 2CT; PFL 5CT; 53 MW PPA | 1786.22 | PFL GT 1; PPE GT; TP 1; Cedar Bay | -1469.2 | 20% | -0.47004 | 10.46% | -112.3082 | -0.47004 | CHECK | -112.3082 | CHECK
2018 | 18.57% | 323.7839 | 8.954% | 257.3977 | 60.3965 | MT 3; SN 4; SN 5; TP 5 | -19 | 324 MW PPA | 324 |  | 0 | 20% | -0.21608 | 10.27% | -66.6023 | -0.21608 | CHECK | -66.6023 | CHECK
2019 | 17.49% | 572.9115 | 7.857% | 533.3369 | 46.2443 | TP 3; TP 4 | 40 | OCEC | 1702 |  | 0 | 24.94% | -1129.0885 | 14.69% | -1168.6631 | -1129.0885 | CHECK | -1168.6631 | CHECK
2020 | 20.42% | -97.667 | 10.44% | -112.1052 | 47.0165 |  | 0 | 300 MW Solar | 156 |  | 0 | 21.1% | -253.667 | 11.06% | -268.1052 | -253.667 | CHECK | -268.1052 | CHECK
2021 | 21.4% | -325.5015 | 11.16% | -293.6619 | 47.7721 | CCEC | 88 | 300 MW Solar | 132.9999 |  | 0 | 21.98% | -458.5014 | 11.69% | -426.6618 | -458.5014 | CHECK | -426.6618 | CHECK
2022 | 21.43% | -332.8857 | 11.04% | -265.2088 | 48.5122 | RBEC | 86 | 300 MW Solar; OCEC Inc MW | 177.9999 |  | 0 | 22.19% | -510.8856 | 11.74% | -443.2087 | -510.8856 | CHECK | -443.2087 | CHECK
2023 | 20.92% | -217.0708 | 10.46% | -119.5257 | 49.283 |  | 0 | 300 MW Solar | 132.9999 |  | 0 | 21.48% | -350.0707 | 10.98% | -252.5256 | -350.0707 | CHECK | -252.5256 | CHECK
2024 | 19.96% | 8.6875 | 9.497% | 131.6783 | 50.1527 |  | 0 |  | 0 |  | 0 | 19.96% | 8.6875 | 9.497% | 131.6783 | 8.6875 | CHECK | 131.6783 | CHECK
2025 | 18.26% | 421.6037 | 7.873% | 565.1581 | 49.8178 |  | 0 | 1 GFCC | 1751 |  | 0 | 25.48% | -1329.3963 | 14.46% | -1185.8419 | -1329.3963 | CHECK | -1185.8419 | CHECK
2026 | 23.21% | -793.1455 | 12.36% | -639.1055 | 50 |  | 0 |  | 0 |  | 0 | 23.21% | -793.1455 | 12.36% | -639.1055 | -793.1455 | CHECK | -639.1055 | CHECK
2027 | 20.52% | -130.4312 | 9.914% | 23.8468 | 50 |  | 0 |  | 0 |  | 0 | 20.52% | -130.4312 | 9.914% | 23.8468 | -130.4312 | CHECK | 23.8468 | CHECK
2028 | 18.12% | 483.0398 | 7.728% | 641.3674 | 50 |  | 0 | 1 GFCC | 1751 |  | 0 | 24.93% | -1267.9602 | 13.93% | -1109.6326 | -1267.9602 | CHECK | -1109.6326 | CHECK
2029 | 22.4% | -629.7938 | 11.63% | -469.4752 | 50 |  | 0 |  | 0 |  | 0 | 22.4% | -629.7938 | 11.63% | -469.4752 | -629.7938 | CHECK | -469.4752 | CHECK
2030 | 19.91% | 23.675 | 9.372% | 184.7088 | 50 |  | 0 |  | 0 |  | 0 | 19.91% | 23.675 | 9.372% | 184.7088 | 23.675 | CHECK | 184.7088 | CHECK
2031 | 17.63% | 648.3095 | 7.468% | 757.4609 | 0 |  | 0 | 536 MW Eq Filler | 536.0978 |  | 0 | 19.59% | 112.2117 | 9.26% | 221.3631 | 112.2117 | CHECK | 221.3631 | CHECK
2032 | 17.17% | 788.9221 | 7.238% | 841.8509 | 0 |  | 0 | 2 Filler | 1751 | TP 3 | -831 | 20.47% | -131.0779 | 10.26% | -78.1491 | -131.0779 | CHECK | -78.1491 | CHECK
2033 | 18.19% | 514.0224 | 8.345% | 513.3622 | 0 |  | 0 | 2 Filler | 1751 | TP 4 | -841 | 21.39% | -395.9776 | 11.28% | -396.6378 | -395.9776 | CHECK | -396.6378 | CHECK
2034 | 18.98% | 294.8419 | 9.219% | 245.9489 | 0 |  | 0 | 1 Filler | 875.5 |  | 0 | 22.01% | -580.6581 | 12% | -629.5511 | -580.6581 | CHECK | -629.5511 | CHECK
2035 | 19.98% | 7.1706 | 10.28% | -90.5398 | 0 |  | 0 |  | 0 |  | 0 | 19.98% | 7.1706 | 10.28% | -90.5398 | 7.1706 | CHECK | -90.5398 | CHECK
2036 | 18.03% | 588.6822 | 8.637% | 442.6803 | 0 |  | 0 | 2 Filler | 1751 | SL 1 | -981 | 20.61% | -181.3178 | 11.01% | -327.3197 | -181.3178 | CHECK | -327.3197 | CHECK
2037 | 18.78% | 370.3422 | 9.458% | 178.5359 | 0 |  | 0 | 1 Filler | 875.5 |  | 0 | 21.66% | -505.1578 | 12.12% | -696.9641 | -505.1578 | CHECK | -696.9641 | CHECK
2038 | 19.78% | 67.0258 | 10.52% | -172.2958 | 0 |  | 0 |  | 0 |  | 0 | 19.78% | 67.0258 | 10.52% | -172.2958 | 67.0258 | CHECK | -172.2958 | CHECK
2039 | 17.95% | 640.706 | 8.956% | 353.744 | 0 |  | 0 | 1 Filler | 875.5 |  | 0 | 20.75% | -234.794 | 11.54% | -521.756 | -234.794 | CHECK | -521.756 | CHECK
2040 | 18.9% | 348.5774 | 9.962% | 13.1668 | 0 |  | 0 | 1 Filler | 875.5 |  | 0 | 21.66% | -526.9226 | 12.51% | -862.3332 | -526.9226 | CHECK | -862.3332 | CHECK
2041 | 20.18% | -56.4154 | 11.24% | -430.8698 | 0 |  | 0 |  | 0 |  | 0 | 20.18% | -56.4154 | 11.24% | -430.8698 | -56.4154 | CHECK | -430.8698 | CHECK
2042 | 18.73% | 414.9226 | 9.996% | 1.3546 | 0 |  | 0 | 1 Filler | 875.5 |  | 0 | 21.41% | -460.5774 | 12.49% | -874.1454 | -460.5774 | CHECK | -874.1454 | CHECK
2043 | 19.96% | 11.5927 | 11.24% | -441.1586 | 0 |  | 0 | 1 Filler | 875.5 | SL 2 | -840 | 20.07% | -23.9073 | 11.34% | -476.6586 | -23.9073 | CHECK | -476.6586 | CHECK
2044 | 18.65% | 449.0963 | 10.12% | -42.9084 | 0 |  | 0 | 1 Filler | 875.5 |  | 0 | 21.28% | -426.4037 | 12.56% | -918.4084 | -426.4037 | CHECK | -918.4084 | CHECK
2045 | 19.86% | 47.4346 | 11.33% | -483.8935 | 0 |  | 0 |  | 0 |  | 0 | 19.86% | 47.4346 | 11.33% | -483.8935 | 47.4346 | CHECK | -483.8935 | CHECK
2046 | 18.47% | 522.1091 | 10.13% | -48.6126 | 0 |  | 0 | 1 Filler | 875.5 |  | 0 | 21.04% | -353.3909 | 12.52% | -924.1126 | -353.3909 | CHECK | -924.1126 | CHECK
2047 | 19.65% | 122.121 | 11.32% | -488.0646 | 0 |  | 0 |  | 0 |  | 0 | 19.65% | 122.121 | 11.32% | -488.0646 | 122.121 | CHECK | -488.0646 | CHECK
2048 | 18.29% | 598.4717 | 10.14% | -51.2483 | 0 |  | 0 | 1 Filler | 875.5 |  | 0 | 20.79% | -277.0283 | 12.47% | -926.7483 | -277.0283 | CHECK | -926.7483 | CHECK
2049 | 19.43% | 200.1624 | 11.29% | -489.1624 | 0 |  | 0 |  | 0 |  | 0 | 19.43% | 200.1624 | 11.29% | -489.1624 | 200.1624 | CHECK | -489.1624 | CHECK
2050 | 17.93% | 738.1946 | 9.976% | 9.1943 | 0 |  | 0 | 1 Filler | 875.5 |  | 0 | 20.38% | -137.3054 | 12.26% | -866.3057 | -137.3054 | CHECK | -866.3057 | CHECK

## Output 1a. Simplified Summary
THIS SHEET IS NOT PROTECTED
UPLAN UNIT ADDITIONS
2016 TYSP Update (ICL retired, only 60 MW ECOGEN, OCEC increase in MWs, and TP6 & 7 delayed to 2031 & 2032)
MWs
[6 empty] | MWs |  | (Above)/
[5 empty] | Reserve | (Above)/ | Gen-Only | Below
|  |  |  | Retired | Margin | Below | RM | 10%
|  | New |  | Unit or | After | 20% | After | Gen-Only
| Unit | Unit | Unit | Outages | Changes | RM | Additions | RM
Year | Additions | (MW) | Retirements | (MW) | % | (MW) | % | (MW)
2016 | PEEC | 1237 |  | 0 | 21.99% | -445.3648 | 12.7% | -651.3734
2017 | 223.5 MW Solar; FM 2CT; PFL 5CT; 53 MW PPA | 1786.22 | PFL GT 1; PPE GT; TP 1; Cedar Bay | -1469.2 | 20% | -0.47004 | 10.46% | -112.3082
2018 | 324 MW PPA | 324 |  | 0 | 20% | -0.21608 | 10.27% | -66.6023
2019 | OCEC | 1702 |  | 0 | 24.94% | -1129.0885 | 14.69% | -1168.6631
2020 | 300 MW Solar | 156 |  | 0 | 21.1% | -253.667 | 11.06% | -268.1052
2021 | 300 MW Solar | 132.9999 |  | 0 | 21.98% | -458.5014 | 11.69% | -426.6618
2022 | 300 MW Solar; OCEC Inc MW | 177.9999 |  | 0 | 22.19% | -510.8856 | 11.74% | -443.2087
2023 | 300 MW Solar | 132.9999 |  | 0 | 21.48% | -350.0707 | 10.98% | -252.5256
2024 |  | 0 |  | 0 | 19.96% | 8.6875 | 9.497% | 131.6783
2025 | 1 GFCC | 1751 |  | 0 | 25.48% | -1329.3963 | 14.46% | -1185.8419
2026 |  | 0 |  | 0 | 23.21% | -793.1455 | 12.36% | -639.1055
2027 |  | 0 |  | 0 | 20.52% | -130.4312 | 9.914% | 23.8468
2028 | 1 GFCC | 1751 |  | 0 | 24.93% | -1267.9602 | 13.93% | -1109.6326
2029 |  | 0 |  | 0 | 22.4% | -629.7938 | 11.63% | -469.4752
2030 |  | 0 |  | 0 | 19.91% | 23.675 | 9.372% | 184.7088
2031 | 536 MW Eq Filler | 536.0978 |  | 0 | 19.59% | 112.2117 | 9.26% | 221.3631
2032 | 2 Filler | 1751 | TP 3 | -831 | 20.47% | -131.0779 | 10.26% | -78.1491
2033 | 2 Filler | 1751 | TP 4 | -841 | 21.39% | -395.9776 | 11.28% | -396.6378
2034 | 1 Filler | 875.5 |  | 0 | 22.01% | -580.6581 | 12% | -629.5511
2035 |  | 0 |  | 0 | 19.98% | 7.1706 | 10.28% | -90.5398
2036 | 2 Filler | 1751 | SL 1 | -981 | 20.61% | -181.3178 | 11.01% | -327.3197
2037 | 1 Filler | 875.5 |  | 0 | 21.66% | -505.1578 | 12.12% | -696.9641
2038 |  | 0 |  | 0 | 19.78% | 67.0258 | 10.52% | -172.2958
2039 | 1 Filler | 875.5 |  | 0 | 20.75% | -234.794 | 11.54% | -521.756
2040 | 1 Filler | 875.5 |  | 0 | 21.66% | -526.9226 | 12.51% | -862.3332
2041 |  | 0 |  | 0 | 20.18% | -56.4154 | 11.24% | -430.8698
2042 | 1 Filler | 875.5 |  | 0 | 21.41% | -460.5774 | 12.49% | -874.1454
2043 | 1 Filler | 875.5 | SL 2 | -840 | 20.07% | -23.9073 | 11.34% | -476.6586
2044 | 1 Filler | 875.5 |  | 0 | 21.28% | -426.4037 | 12.56% | -918.4084
2045 |  | 0 |  | 0 | 19.86% | 47.4346 | 11.33% | -483.8935
2046 | 1 Filler | 875.5 |  | 0 | 21.04% | -353.3909 | 12.52% | -924.1126
2047 |  | 0 |  | 0 | 19.65% | 122.121 | 11.32% | -488.0646
2048 | 1 Filler | 875.5 |  | 0 | 20.79% | -277.0283 | 12.47% | -926.7483
2049 |  | 0 |  | 0 | 19.43% | 200.1624 | 11.29% | -489.1624
2050 | 1 Filler | 875.5 |  | 0 | 20.38% | -137.3054 | 12.26% | -866.3057

## Output 2. TYSP Schedule 7.1
Schedule 7.1
Forecast of Capacity, Demand, and Scheduled
Maintenance At Time Of Summer Peak
-1 | -2 | -3 | -4 | -5 | -6 | -7 | -8 | -9 | -10 | -11 | -12 | -13 | -14 | -15 | -16
[5 empty] | Total |  |  | Firm | Total |  |  | Total |  | Generation Only
| Firm | Firm | Firm |  | Firm | Total |  | Summer | Reserve |  |  | Reserve |  | Reserve
| Installed | Capacity | Capacity | Firm | Capacity | Peak |  | Peak | Margin Before |  | Scheduled | Margin After |  | Margin After
August of | Capacity | Import | Export | QF | Available | Demand | DSM | Demand | Maintenance |  | Maintenance | Maintenance |  | Maintenance
Year | MW | MW | MW | MW | MW | MW | MW | MW | MW | % of Peak | MW | MW | % of Peak | MW | % of Peak
2016 | 26512.5286 | 492 | 100 | 333.5 | 27238.0286 | 24169.6865 | 1842.4667 | 22327.2199 | 4910.8088 | 21.9947 | 0 | 4910.8088 | 21.9947 | 3068.3421 | 12.695
2017 | 26003.4529 | 545 | 0 | 333.5 | 26881.9529 | 24336.0406 | 1934.8049 | 22401.2357 | 4480.7172 | 20.0021 | 0 | 4480.7172 | 20.0021 | 2545.9123 | 10.4615
2018 | 25984.0091 | 816 | 0 | 333.5 | 27133.5091 | 24606.279 | 1995.2014 | 22611.0775 | 4522.4316 | 20.001 | 0 | 4522.4316 | 20.001 | 2527.2302 | 10.2707
2019 | 27725.567 | 492 | 0 | 333.5 | 28551.067 | 24893.0945 | 2041.4457 | 22851.6488 | 5699.4183 | 24.9409 | 0 | 5699.4183 | 24.9409 | 3657.9726 | 14.6947
2020 | 27881.1266 | 110 | 0 | 3.5 | 27994.6266 | 25205.9285 | 2088.4622 | 23117.4663 | 4877.1602 | 21.0973 | 0 | 4877.1602 | 21.0973 | 2788.698 | 11.0637
2021 | 28101.2197 | 110 | 0 | 63.5 | 28274.7197 | 25316.4163 | 2136.2343 | 23180.1819 | 5094.5378 | 21.978 | 0 | 5094.5378 | 21.978 | 2958.3034 | 11.6853
2022 | 28363.9168 | 110 | 0 | 63.5 | 28537.4168 | 25540.1892 | 2184.7465 | 23355.4427 | 5181.9741 | 22.1874 | 0 | 5181.9741 | 22.1874 | 2997.2276 | 11.7353
2023 | 28495.2192 | 110 | 0 | 63.5 | 28668.7192 | 25832.9033 | 2234.0295 | 23598.8738 | 5069.8454 | 21.4834 | 0 | 5069.8454 | 21.4834 | 2835.8159 | 10.9775
2024 | 28493.1281 | 110 | 0 | 63.5 | 28666.6281 | 26180.2785 | 2284.1822 | 23896.0963 | 4770.5318 | 19.9636 | 0 | 4770.5318 | 19.9636 | 2486.3496 | 9.497
2025 | 30242.0436 | 110 | 0 | 63.5 | 30415.5436 | 26572.456 | 2334 | 24238.456 | 6177.0875 | 25.4847 | 0 | 6177.0875 | 25.4847 | 3843.0875 | 14.4627
Col. (2) represents capacity additions and changes projected to be in-service by June 1st. These MW are generally considered to be available to meet summer
peak loads which are forecasted to occur during August of the year indicated.
Col. (6) = Col.(2) + Col.(3) - Col(4) + Col(5).
Col.(7) reflects the 2015 load forecast without incremental DSM or cumulative load management. 2015 load is an actual load value.
Col.(8) represents cumulative load management capability, plus incremental conservation and load management, from 9/2015-on intended for use with the
2015 load forecast.
Col.(10) = Col.(6) - Col.(9)
Col.(11) = Col.(10) / Col.(9)
Col.(12) indicates the capacity of units projected to be out-of-service for planned maintenance during the summer peak period.
Col.(13) = Col.(10) - Col.(12)
Col.(14) = Col.(13) / Col.(9)
Col.(15) = Col.(6) - Col.(7) - Col.(12)
Col.(16) = Col.(15) / Col.(7)

## Output 2a.TYSP Schedule 7.1 Ext
Schedule 7.1
Forecast of Capacity, Demand, and Scheduled
Maintenance At Time Of Summer Peak
-1 | -2 | -3 | -4 | -5 | -6 | -7 | -8 | -9 | -10 | -11 | -12 | -13 | -14 | -15 | -16
[5 empty] | Total |  |  | Firm | Total |  |  | Total |  | Generation Only
| Firm | Firm | Firm |  | Firm | Total |  | Summer | Reserve |  |  | Reserve |  | Reserve
| Installed | Capacity | Capacity | Firm | Capacity | Peak |  | Peak | Margin Before |  | Scheduled | Margin After |  | Margin After
August of | Capacity | Import | Export | QF | Available | Demand | DSM | Demand | Maintenance |  | Maintenance | Maintenance |  | Maintenance
Year | MW | MW | MW | MW | MW | MW | MW | MW | MW | % of Peak | MW | MW | % of Peak | MW | % of Peak
2016 | 26512.5286 | 492 | 100 | 333.5 | 27238.0286 | 24169.6865 | 1842.4667 | 22327.2199 | 4910.8088 | 21.9947 | 0 | 4910.8088 | 21.9947 | 3068.3421 | 12.695
2017 | 26003.4529 | 545 | 0 | 333.5 | 26881.9529 | 24336.0406 | 1934.8049 | 22401.2357 | 4480.7172 | 20.0021 | 0 | 4480.7172 | 20.0021 | 2545.9123 | 10.4615
2018 | 25984.0091 | 816 | 0 | 333.5 | 27133.5091 | 24606.279 | 1995.2014 | 22611.0775 | 4522.4316 | 20.001 | 0 | 4522.4316 | 20.001 | 2527.2302 | 10.2707
2019 | 27725.567 | 492 | 0 | 333.5 | 28551.067 | 24893.0945 | 2041.4457 | 22851.6488 | 5699.4183 | 24.9409 | 0 | 5699.4183 | 24.9409 | 3657.9726 | 14.6947
2020 | 27881.1266 | 110 | 0 | 3.5 | 27994.6266 | 25205.9285 | 2088.4622 | 23117.4663 | 4877.1602 | 21.0973 | 0 | 4877.1602 | 21.0973 | 2788.698 | 11.0637
2021 | 28101.2197 | 110 | 0 | 63.5 | 28274.7197 | 25316.4163 | 2136.2343 | 23180.1819 | 5094.5378 | 21.978 | 0 | 5094.5378 | 21.978 | 2958.3034 | 11.6853
2022 | 28363.9168 | 110 | 0 | 63.5 | 28537.4168 | 25540.1892 | 2184.7465 | 23355.4427 | 5181.9741 | 22.1874 | 0 | 5181.9741 | 22.1874 | 2997.2276 | 11.7353
2023 | 28495.2192 | 110 | 0 | 63.5 | 28668.7192 | 25832.9033 | 2234.0295 | 23598.8738 | 5069.8454 | 21.4834 | 0 | 5069.8454 | 21.4834 | 2835.8159 | 10.9775
2024 | 28493.1281 | 110 | 0 | 63.5 | 28666.6281 | 26180.2785 | 2284.1822 | 23896.0963 | 4770.5318 | 19.9636 | 0 | 4770.5318 | 19.9636 | 2486.3496 | 9.497
2025 | 30242.0436 | 110 | 0 | 63.5 | 30415.5436 | 26572.456 | 2334 | 24238.456 | 6177.0875 | 25.4847 | 0 | 6177.0875 | 25.4847 | 3843.0875 | 14.4627
2026 | 30239.9656 | 110 | 0 | 63.5 | 30413.4656 | 27067.6001 | 2384 | 24683.6001 | 5729.8655 | 23.2132 | 0 | 5729.8655 | 23.2132 | 3345.8655 | 12.3611
2027 | 30237.8942 | 110 | 0 | 60 | 30407.8942 | 27665.2192 | 2434 | 25231.2192 | 5176.6751 | 20.5169 | 0 | 5176.6751 | 20.5169 | 2742.6751 | 9.9138
2028 | 31986.8294 | 110 | 0 | 60 | 32156.8294 | 28224.7243 | 2484 | 25740.7243 | 6416.1051 | 24.9259 | 0 | 6416.1051 | 24.9259 | 3932.1051 | 13.9314
2029 | 31984.771 | 110 | 0 | 60 | 32154.771 | 28804.8144 | 2534 | 26270.8144 | 5883.9566 | 22.3973 | 0 | 5883.9566 | 22.3973 | 3349.9566 | 11.6298
2030 | 31982.7191 | 110 | 0 | 60 | 32152.7191 | 29397.6618 | 2584 | 26813.6618 | 5339.0573 | 19.9117 | 0 | 5339.0573 | 19.9117 | 2755.0573 | 9.3717
2031 | 32516.7715 | 110 | 0 | 60 | 32686.7715 | 29916.486 | 2584 | 27332.486 | 5354.2855 | 19.5895 | 0 | 5354.2855 | 19.5895 | 2770.2855 | 9.2601
2032 | 33434.7326 | 110 | 0 | 60 | 33604.7326 | 30478.7122 | 2584 | 27894.7122 | 5710.0203 | 20.4699 | 0 | 5710.0203 | 20.4699 | 3126.0203 | 10.2564
2033 | 34342.7 | 110 | 0 | 60 | 34512.7 | 31014.602 | 2584 | 28430.602 | 6082.098 | 21.3928 | 0 | 6082.098 | 21.3928 | 3498.098 | 11.2789
2034 | 35216.1739 | 0 | 0 | 60 | 35276.1739 | 31496.9298 | 2584 | 28912.9298 | 6363.2441 | 22.0083 | 0 | 6363.2441 | 22.0083 | 3779.2441 | 11.9988
2035 | 35214.1541 | 0 | 0 | 60 | 35274.1541 | 31985.1039 | 2584 | 29401.1039 | 5873.0502 | 19.9756 | 0 | 5873.0502 | 19.9756 | 3289.0502 | 10.2831
2036 | 35982.1407 | 0 | 0 | 60 | 36042.1407 | 32468.0191 | 2584 | 29884.0191 | 6158.1216 | 20.6067 | 0 | 6158.1216 | 20.6067 | 3574.1216 | 11.0081
2037 | 36855.6336 | 0 | 0 | 60 | 36915.6336 | 32926.0632 | 2584 | 30342.0632 | 6573.5704 | 21.6649 | 0 | 6573.5704 | 21.6649 | 3989.5704 | 12.1168
2038 | 36853.6329 | 0 | 0 | 60 | 36913.6329 | 33401.2155 | 2584 | 30817.2155 | 6096.4173 | 19.7825 | 0 | 6096.4173 | 19.7825 | 3512.4173 | 10.5158
2039 | 37727.1384 | 0 | 0 | 60 | 37787.1384 | 33877.6204 | 2584 | 31293.6204 | 6493.518 | 20.7503 | 0 | 6493.518 | 20.7503 | 3909.518 | 11.5401
2040 | 38600.6502 | 0 | 0 | 60 | 38660.6502 | 34362.1064 | 2584 | 31778.1064 | 6882.5438 | 21.6581 | 0 | 6882.5438 | 21.6581 | 4298.5438 | 12.5095
2041 | 38598.6683 | 0 | 0 | 60 | 38658.6683 | 34752.544 | 2584 | 32168.544 | 6490.1242 | 20.1754 | 0 | 6490.1242 | 20.1754 | 3906.1242 | 11.2398
2042 | 39472.1925 | 0 | 0 | 60 | 39532.1925 | 35143.6793 | 2584 | 32559.6793 | 6972.5133 | 21.4146 | 0 | 6972.5133 | 21.4146 | 4388.5133 | 12.4873
2043 | 39505.7231 | 0 | 0 | 60 | 39565.7231 | 35535.5131 | 2584 | 32951.5131 | 6614.2099 | 20.0726 | 0 | 6614.2099 | 20.0726 | 4030.2099 | 11.3414
2044 | 40379.2598 | 0 | 0 | 60 | 40439.2598 | 35928.0467 | 2584 | 33344.0467 | 7095.2131 | 21.2788 | 0 | 7095.2131 | 21.2788 | 4511.2131 | 12.5562
2045 | 40377.3026 | 0 | 0 | 60 | 40437.3026 | 36321.2811 | 2584 | 33737.2811 | 6700.0216 | 19.8594 | 0 | 6700.0216 | 19.8594 | 4116.0216 | 11.3323
2046 | 41250.8516 | 0 | 0 | 60 | 41310.8516 | 36715.2173 | 2584 | 34131.2173 | 7179.6343 | 21.0354 | 0 | 7179.6343 | 21.0354 | 4595.6343 | 12.517
2047 | 41248.9068 | 0 | 0 | 60 | 41308.9068 | 37109.8565 | 2584 | 34525.8565 | 6783.0503 | 19.6463 | 0 | 6783.0503 | 19.6463 | 4199.0503 | 11.3152
2048 | 42122.468 | 0 | 0 | 60 | 42182.468 | 37505.1998 | 2584 | 34921.1998 | 7261.2683 | 20.7933 | 0 | 7261.2683 | 20.7933 | 4677.2683 | 12.471
2049 | 42120.5354 | 0 | 0 | 60 | 42180.5354 | 37901.2482 | 2584 | 35317.2482 | 6863.2872 | 19.4332 | 0 | 6863.2872 | 19.4332 | 4279.2872 | 11.2906
2050 | 42994.1088 | 0 | 0 | 0 | 42994.1088 | 38298.0028 | 2584 | 35714.0028 | 7280.106 | 20.3845 | 0 | 7280.106 | 20.3845 | 4696.106 | 12.262
#VALUE! | #VALUE! | #VALUE! | #VALUE! | #VALUE! | #VALUE! | #VALUE! | #VALUE! | #VALUE! | #VALUE! | #VALUE! | #VALUE! | #VALUE! | #VALUE! | #VALUE! | #VALUE!
#VALUE! | #VALUE! | #VALUE! | #VALUE! | #VALUE! | #VALUE! | #VALUE! | #VALUE! | #VALUE! | #VALUE! | #VALUE! | #VALUE! | #VALUE! | #VALUE! | #VALUE! | #VALUE!
#VALUE! | #VALUE! | #VALUE! | #VALUE! | #VALUE! | #VALUE! | #VALUE! | #VALUE! | #VALUE! | #VALUE! | #VALUE! | #VALUE! | #VALUE! | #VALUE! | #VALUE! | #VALUE!
#VALUE! | #VALUE! | #VALUE! | #VALUE! | #VALUE! | #VALUE! | #VALUE! | #VALUE! | #VALUE! | #VALUE! | #VALUE! | #VALUE! | #VALUE! | #VALUE! | #VALUE! | #VALUE!
#VALUE! | #VALUE! | #VALUE! | #VALUE! | #VALUE! | #VALUE! | #VALUE! | #VALUE! | #VALUE! | #VALUE! | #VALUE! | #VALUE! | #VALUE! | #VALUE! | #VALUE! | #VALUE!
#VALUE! | #VALUE! | #VALUE! | #VALUE! | #VALUE! | #VALUE! | #VALUE! | #VALUE! | #VALUE! | #VALUE! | #VALUE! | #VALUE! | #VALUE! | #VALUE! | #VALUE! | #VALUE!
#VALUE! | #VALUE! | #VALUE! | #VALUE! | #VALUE! | #VALUE! | #VALUE! | #VALUE! | #VALUE! | #VALUE! | #VALUE! | #VALUE! | #VALUE! | #VALUE! | #VALUE! | #VALUE!
#VALUE! |  | #VALUE! | #VALUE! | #VALUE! | #VALUE! | #VALUE! | #VALUE! | #VALUE! | #VALUE! | #VALUE! | #VALUE! | #VALUE! | #VALUE! | #VALUE! | #VALUE!
#VALUE! |  | #VALUE! | #VALUE! | #VALUE! | #VALUE! | #VALUE! | #VALUE! | #VALUE! | #VALUE! | #VALUE! | #VALUE! | #VALUE! | #VALUE! | #VALUE! | #VALUE!
#VALUE! |  | #VALUE! | #VALUE! | #VALUE! | #VALUE! | #VALUE! | #VALUE! | #VALUE! | #VALUE! | #VALUE! | #VALUE! | #VALUE! | #VALUE! | #VALUE! | #VALUE!
#VALUE! |  | #VALUE! | #VALUE! | #VALUE! | #VALUE! | #VALUE! | #VALUE! | #VALUE! | #VALUE! | #VALUE! | #VALUE! | #VALUE! | #VALUE! | #VALUE! | #VALUE!
#VALUE! |  | #VALUE! | #VALUE! | #VALUE! | #VALUE! | #VALUE! | #VALUE! | #VALUE! | #VALUE! | #VALUE! | #VALUE! | #VALUE! | #VALUE! | #VALUE! | #VALUE!
#VALUE! |  | #VALUE! | #VALUE! | #VALUE! | #VALUE! | #VALUE! | #VALUE! | #VALUE! | #VALUE! | #VALUE! | #VALUE! | #VALUE! | #VALUE! | #VALUE! | #VALUE!
#VALUE! |  | #VALUE! | #VALUE! | #VALUE! | #VALUE! | #VALUE! | #VALUE! | #VALUE! | #VALUE! | #VALUE! | #VALUE! | #VALUE! | #VALUE! | #VALUE! | #VALUE!
#VALUE! |  | #VALUE! | #VALUE! | #VALUE! | #VALUE! | #VALUE! | #VALUE! | #VALUE! | #VALUE! | #VALUE! | #VALUE! | #VALUE! | #VALUE! | #VALUE! | #VALUE!
#VALUE! |  | #VALUE! | #VALUE! | #VALUE! | #VALUE! | #VALUE! | #VALUE! | #VALUE! | #VALUE! | #VALUE! | #VALUE! | #VALUE! | #VALUE! | #VALUE! | #VALUE!
#VALUE! |  | #VALUE! | #VALUE! | #VALUE! | #VALUE! | #VALUE! | #VALUE! | #VALUE! | #VALUE! | #VALUE! | #VALUE! | #VALUE! | #VALUE! | #VALUE! | #VALUE!
#VALUE! |  | #VALUE! | #VALUE! | #VALUE! | #VALUE! | #VALUE! | #VALUE! | #VALUE! | #VALUE! | #VALUE! | #VALUE! | #VALUE! | #VALUE! | #VALUE! | #VALUE!
#VALUE! |  | #VALUE! | #VALUE! | #VALUE! | #VALUE! | #VALUE! | #VALUE! | #VALUE! | #VALUE! | #VALUE! | #VALUE! | #VALUE! | #VALUE! | #VALUE! | #VALUE!
#VALUE! |  | #VALUE! | #VALUE! | #VALUE! | #VALUE! | #VALUE! | #VALUE! | #VALUE! | #VALUE! | #VALUE! | #VALUE! | #VALUE! | #VALUE! | #VALUE! | #VALUE!
#VALUE! |  | #VALUE! | #VALUE! | #VALUE! | #VALUE! | #VALUE! | #VALUE! | #VALUE! | #VALUE! | #VALUE! | #VALUE! | #VALUE! | #VALUE! | #VALUE! | #VALUE!
#VALUE! |  | #VALUE! | #VALUE! | #VALUE! | #VALUE! | #VALUE! | #VALUE! | #VALUE! | #VALUE! | #VALUE! | #VALUE! | #VALUE! | #VALUE! | #VALUE! | #VALUE!
#VALUE! |  | #VALUE! | #VALUE! | #VALUE! | #VALUE! | #VALUE! | #VALUE! | #VALUE! | #VALUE! | #VALUE! | #VALUE! | #VALUE! | #VALUE! | #VALUE! | #VALUE!
#VALUE! |  | #VALUE! | #VALUE! | #VALUE! | #VALUE! | #VALUE! | #VALUE! | #VALUE! | #VALUE! | #VALUE! | #VALUE! | #VALUE! | #VALUE! | #VALUE! | #VALUE!
#VALUE! |  | #VALUE! | #VALUE! | #VALUE! | #VALUE! | #VALUE! | #VALUE! | #VALUE! | #VALUE! | #VALUE! | #VALUE! | #VALUE! | #VALUE! | #VALUE! | #VALUE!
#VALUE! |  | #VALUE! | #VALUE! | #VALUE! | #VALUE! | #VALUE! | #VALUE! | #VALUE! | #VALUE! | #VALUE! | #VALUE! | #VALUE! | #VALUE! | #VALUE! | #VALUE!
#VALUE! |  | #VALUE! | #VALUE! | #VALUE! | #VALUE! | #VALUE! | #VALUE! | #VALUE! | #VALUE! | #VALUE! | #VALUE! | #VALUE! | #VALUE! | #VALUE! | #VALUE!

## Output 3. TYSP Table I.B.1
Summary of FPL's Firm Capacity Purchases: Summer MW (for August of Year Shown)
I. Purchases from QF's:
| Cogeneration Small Power | Contract | Contract | 1 | 2 | 3 | 4 | 5 | 6 | 7 | 8 | 9 | 10 | 11 | 12 | 13 | 14 | 15 | 16 | 17 | 18 | 19 | 20 | 21 | 22 | 23 | 24 | 25 | 26 | 27 | 28 | 29 | 30 | 31 | 32 | 33 | 34 | 35 | 36
| Production Facilities | Start Date | End Date | 2016 | 2017 | 2018 | 2019 | 2020 | 2021 | 2022 | 2023 | 2024 | 2025 | 2026 | 2027 | 2028 | 2029 | 2030 | 2031 | 2032 | 2033 | 2034 | 2035 | 2036 | 2037 | 2038 | 2039 | 2040 | 2041 | 2042 | 2043 | 2044 | 2045 | 2046 | 2047 | 2048 | 2049 | 2050 | 2051
1 | Broward South | 1993-01-01 | 2026-12-31 | 1.4 | 1.4 | 1.4 | 1.4 | 1.4 | 1.4 | 1.4 | 1.4 | 1.4 | 1.4 | 1.4 | 0 | 0 | 0 | 0 | 0 | 0 | 0 | 0 | 0 | 0 | 0 | 0 | 0 | 0 | 0 | 0 | 0 | 0 | 0 | 0 | 0 | 0 | 0 | 0 | 0
2 | Broward South | 1995-01-01 | 2026-12-31 | 1.5 | 1.5 | 1.5 | 1.5 | 1.5 | 1.5 | 1.5 | 1.5 | 1.5 | 1.5 | 1.5 | 0 | 0 | 0 | 0 | 0 | 0 | 0 | 0 | 0 | 0 | 0 | 0 | 0 | 0 | 0 | 0 | 0 | 0 | 0 | 0 | 0 | 0 | 0 | 0 | 0
3 | Broward South | 1997-01-01 | 2026-12-31 | 0.6 | 0.6 | 0.6 | 0.6 | 0.6 | 0.6 | 0.6 | 0.6 | 0.6 | 0.6 | 0.6 | 0 | 0 | 0 | 0 | 0 | 0 | 0 | 0 | 0 | 0 | 0 | 0 | 0 | 0 | 0 | 0 | 0 | 0 | 0 | 0 | 0 | 0 | 0 | 0 | 0
4 | Indiantown Cogen., LP | 1995-12-22 | 2019-10-01 | 330 | 330 | 330 | 330 | 0 | 0 | 0 | 0 | 0 | 0 | 0 | 0 | 0 | 0 | 0 | 0 | 0 | 0 | 0 | 0 | 0 | 0 | 0 | 0 | 0 | 0 | 0 | 0 | 0 | 0 | 0 | 0 | 0 | 0 | 0 | 0
5 | U.S. EcoGen - Clay | 2021-01-01 | 2049-12-31 | 0 | 0 | 0 | 0 | 0 | 0 | 0 | 0 | 0 | 0 | 0 | 0 | 0 | 0 | 0 | 0 | 0 | 0 | 0 | 0 | 0 | 0 | 0 | 0 | 0 | 0 | 0 | 0 | 0 | 0 | 0 | 0 | 0 | 0 | 0 | 0
6 | U.S. EcoGen -Okeechobee | 2021-01-01 | 2049-12-31 | 0 | 0 | 0 | 0 | 0 | 60 | 60 | 60 | 60 | 60 | 60 | 60 | 60 | 60 | 60 | 60 | 60 | 60 | 60 | 60 | 60 | 60 | 60 | 60 | 60 | 60 | 60 | 60 | 60 | 60 | 60 | 60 | 60 | 60 | 0 | 0
7 | U.S. EcoGen - Martin | 2021-01-01 | 2049-12-31 | 0 | 0 | 0 | 0 | 0 | 0 | 0 | 0 | 0 | 0 | 0 | 0 | 0 | 0 | 0 | 0 | 0 | 0 | 0 | 0 | 0 | 0 | 0 | 0 | 0 | 0 | 0 | 0 | 0 | 0 | 0 | 0 | 0 | 0 | 0 | 0
|  |  | QF Purchases Sub Total: | 333.5 | 333.5 | 333.5 | 333.5 | 3.5 | 63.5 | 63.5 | 63.5 | 63.5 | 63.5 | 63.5 | 60 | 60 | 60 | 60 | 60 | 60 | 60 | 60 | 60 | 60 | 60 | 60 | 60 | 60 | 60 | 60 | 60 | 60 | 60 | 60 | 60 | 60 | 60 | 0 | 0
| II. Purchases from Utilities: | Contract | Contract
|  | Start Date | End Date | 2016 | 2017 | 2018 | 2019 | 2020 | 2021 | 2022 | 2023 | 2024 | 2025 | 2026 | 2027 | 2028 | 2029 | 2030 | 2031 | 2032 | 2033 | 2034 | 2035 | 2036 | 2037 | 2038 | 2039 | 2040 | 2041 | 2042 | 2043 | 2044 | 2045 | 2046 | 2047 | 2048 | 2049 | 2050 | 2051
1 | SJRPP | 1982-04-02 | 2019-11-01 | 382 | 382 | 382 | 382 | 0 | 0 | 0 | 0 | 0 | 0 | 0 | 0 | 0 | 0 | 0 | 0 | 0 | 0 | 0 | 0 | 0 | 0 | 0 | 0 | 0 | 0 | 0 | 0 | 0 | 0 | 0 | 0 | 0 | 0 | 0 | 0
2 |  |  |  | 0 | 0 | 0 | 0 | 0 | 0 | 0 | 0 | 0 | 0 | 0 | 0 | 0 | 0 | 0 | 0 | 0 | 0 | 0 | 0 | 0 | 0 | 0 | 0 | 0 | 0 | 0 | 0 | 0 | 0 | 0 | 0 | 0 | 0 | 0 | 0
|  |  | Utility Purchases Sub Total: | 382 | 382 | 382 | 382 | 0 | 0 | 0 | 0 | 0 | 0 | 0 | 0 | 0 | 0 | 0 | 0 | 0 | 0 | 0 | 0 | 0 | 0 | 0 | 0 | 0 | 0 | 0 | 0 | 0 | 0 | 0 | 0 | 0 | 0 | 0 | 0
| Total of QF and Utility Purchases = |  |  | 715.5 | 715.5 | 715.5 | 715.5 | 3.5 | 63.5 | 63.5 | 63.5 | 63.5 | 63.5 | 63.5 | 60 | 60 | 60 | 60 | 60 | 60 | 60 | 60 | 60 | 60 | 60 | 60 | 60 | 60 | 60 | 60 | 60 | 60 | 60 | 60 | 60 | 60 | 60 | 0 | 0
| III. Other Purchases: | Contract | Contract
|  | Start Date | End Date | 2016 | 2017 | 2018 | 2019 | 2020 | 2021 | 2022 | 2023 | 2024 | 2025 | 2026 | 2027 | 2028 | 2029 | 2030 | 2031 | 2032 | 2033 | 2034 | 2035 | 2036 | 2037 | 2038 | 2039 | 2040 | 2041 | 2042 | 2043 | 2044 | 2045 | 2046 | 2047 | 2048 | 2049 | 2050 | 2051
1 | Palm Beach SWA -extension | 2012-01-01 | 2034-04-01 | 40 | 40 | 40 | 40 | 40 | 40 | 40 | 40 | 40 | 40 | 40 | 40 | 40 | 40 | 40 | 40 | 40 | 40 | 0 | 0 | 0 | 0 | 0 | 0 | 0 | 0 | 0 | 0 | 0 | 0 | 0 | 0 | 0 | 0 | 0 | 0
2 | Palm Beach SWA - additional | 2015-01-01 | 2034-04-01 | 70 | 70 | 70 | 70 | 70 | 70 | 70 | 70 | 70 | 70 | 70 | 70 | 70 | 70 | 70 | 70 | 70 | 70 | 0 | 0 | 0 | 0 | 0 | 0 | 0 | 0 | 0 | 0 | 0 | 0 | 0 | 0 | 0 | 0 | 0 | 0
3 | Unspecified Purchase | 4/1/2017 | 9/30/2017 | 0 | 53 | 0 | 0 | 0 | 0 | 0 | 0 | 0 | 0 | 0 | 0 | 0 | 0 | 0 | 0 | 0 | 0 | 0 | 0 | 0 | 0 | 0 | 0 | 0 | 0 | 0 | 0 | 0 | 0 | 0 | 0 | 0 | 0 | 0 | 0
4 | Unspecified Purchase | 4/1/2018 | 9/30/2018 | 0 | 0 | 324 | 0 | 0 | 0 | 0 | 0 | 0 | 0 | 0 | 0 | 0 | 0 | 0 | 0 | 0 | 0 | 0 | 0 | 0 | 0 | 0 | 0 | 0 | 0 | 0 | 0 | 0 | 0 | 0 | 0 | 0 | 0 | 0 | 0
5 |  |  |  | 0 | 0 | 0 | 0 | 0 | 0 | 0 | 0 | 0 | 0 | 0 | 0 | 0 | 0 | 0 | 0 | 0 | 0 | 0 | 0 | 0 | 0 | 0 | 0 | 0 | 0 | 0 | 0 | 0 | 0 | 0 | 0 | 0 | 0 | 0 | 0
6 |  |  |  | 0 | 0 | 0 | 0 | 0 | 0 | 0 | 0 | 0 | 0 | 0 | 0 | 0 | 0 | 0 | 0 | 0 | 0 | 0 | 0 | 0 | 0 | 0 | 0 | 0 | 0 | 0 | 0 | 0 | 0 | 0 | 0 | 0 | 0 | 0 | 0
|  |  | Other Purchases Sub Total: | 110 | 163 | 434 | 110 | 110 | 110 | 110 | 110 | 110 | 110 | 110 | 110 | 110 | 110 | 110 | 110 | 110 | 110 | 0 | 0 | 0 | 0 | 0 | 0 | 0 | 0 | 0 | 0 | 0 | 0 | 0 | 0 | 0 | 0 | 0 | 0
| Total "Non-QF" Purchase Sub-Total = |  |  | 492 | 545 | 816 | 492 | 110 | 110 | 110 | 110 | 110 | 110 | 110 | 110 | 110 | 110 | 110 | 110 | 110 | 110 | 0 | 0 | 0 | 0 | 0 | 0 | 0 | 0 | 0 | 0 | 0 | 0 | 0 | 0 | 0 | 0 | 0 | 0
|  |  |  | 2016 | 2017 | 2018 | 2019 | 2020 | 2021 | 2022 | 2023 | 2024 | 2025 | 2026 | 2027 | 2028 | 2029 | 2030 | 2031 | 2032 | 2033 | 2034 | 2035 | 2036 | 2037 | 2038 | 2039 | 2040 | 2041 | 2042 | 2043 | 2044 | 2045 | 2046 | 2047 | 2048 | 2049 | 2050 | 2051
|  |  | Summer Firm Capacity Purchases Total MW: | 825.5 | 878.5 | 1149.5 | 825.5 | 113.5 | 173.5 | 173.5 | 173.5 | 173.5 | 173.5 | 173.5 | 170 | 170 | 170 | 170 | 170 | 170 | 170 | 60 | 60 | 60 | 60 | 60 | 60 | 60 | 60 | 60 | 60 | 60 | 60 | 60 | 60 | 60 | 60 | 0 | 0
|  |  | MW change from previous year: | --- | 53 | 271 | -324 | -712 | 60 | 0 | 0 | 0 | 0 | 0 | -3.5 | 0 | 0 | 0 | 0 | 0 | 0 | -110 | 0 | 0 | 0 | 0 | 0 | 0 | 0 | 0 | 0 | 0 | 0 | 0 | 0 | 0 | 0 | -60 | 0
Formulas:
Contract = IF([II. Purchases from Utilities:]="Unspecified Purchase","1/1/"&VLOOKUP(A31-No_Other_PPA,'Input 4. Firm Purchase-Sale'!$AQ10:AS29,2),IF('Input 4. Firm Purchase-Sale'!Z$8="","",'Input 4. Firm Purchase-Sale'!Z$8))
Contract = IF([II. Purchases from Utilities:]="Unspecified Purchase","1/1/"&VLOOKUP(A32-No_Other_PPA,'Input 4. Firm Purchase-Sale'!$AQ10:AS29,2),IF('Input 4. Firm Purchase-Sale'!AA$8="","",'Input 4. Firm Purchase-Sale'!AA$8))

## Output 4. EGEAS RM
Instructions: | 1. Complete Input 1, 3, and 4 Tabs
2. Remove any units from Input 2 that are not "Set/Committed" (Ex. 2019 Unit). In other words, change the
inputs to the large filler units, equalizing filler and small filler to years beyond EGEAS study period
3. Press "Easy Button" on Input 2 tab
RM needed to
match Gen Only need
Forecast
of
Summer
Res.Margins
(%)
| 2016 | 20%
| 2017 | 20%
| 2018 | 20%
| 2019 | 20%
| 2020 | 20%
| 2021 | 20%
| 2022 | 20%
| 2023 | 20%
| 2024 | 20.51%
| 2025 | 20%
| 2026 | 20%
| 2027 | 20.61%
| 2028 | 20%
| 2029 | 20%
| 2030 | 20.6%
| 2031 | 20.4%
| 2032 | 20%
| 2033 | 20%
| 2034 | 20%
| 2035 | 20%
| 2036 | 20%
| 2037 | 20%
| 2038 | 20%
| 2039 | 20%
| 2040 | 20%
| 2041 | 20%
| 2042 | 20%
| 2043 | 20%
| 2044 | 20%
| 2045 | 20%
| 2046 | 20%
| 2047 | 20%
| 2048 | 20%
| 2049 | 20%
| 2050 | 20%
| 2051 | 20%
| 2052 | 20%
| 2053 | 20%
| 2054 | 20%
| 2055 | 20%
| 2056 | 20%
| 2057 | 20%
| 2058 | 20%
| 2059 | 20%
| 2060 | 20%
| 2061 | 20%
| 2062 | 20%
| 2063 | 20%
| 2064 | 20%
| 2065 | 20%