## Schedule 1
Schedule 1
Table of proposed goals for 2020-2029
|  | Incremental | [10 empty] | Cumulative
| Proposed Numeric Conservation Goals -- Savings at the Generator | [11 empty] | Proposed Numeric Conservation Goals -- Savings at the Generator
|  | 2020 | 2021 | 2022 | 2023 | 2024 | 2025 | 2026 | 2027 | 2028 | 2029 | Total |  | 2020 | 2021 | 2022 | 2023 | 2024 | 2025 | 2026 | 2027 | 2028 | 2029 | Total
| Residential | [11 empty] | Residential
| Annual Energy (GWh) | 0 | 0 | 0 | 0 | 0 | 0 | 0 | 0 | 0 | 0 | 0 | Annual Energy (GWh) | 0 | 0 | 0 | 0 | 0 | 0 | 0 | 0 | 0 | 0 | 0
| Summer System Peak (MW) | 0 | 0 | 0 | 0 | 0 | 0 | 0 | 0 | 0 | 0 | 0 | Summer System Peak (MW) | 0 | 0 | 0 | 0 | 0 | 0 | 0 | 0 | 0 | 0 | 0
| Winter System Peak (MW) | 0 | 0 | 0 | 0 | 0 | 0 | 0 | 0 | 0 | 0 | 0 | Winter System Peak (MW) | 0 | 0 | 0 | 0 | 0 | 0 | 0 | 0 | 0 | 0 | 0
| Commercial/Industrial | [11 empty] | Commercial/Industrial
| Annual Energy (GWh) | 0.30765 | 0.39292 | 0.5158 | 0.67151 | 0.83142 | 0.92271 | 0.88235 | 0.70424 | 0.48144 | 0.31478 | 6.0248 | Annual Energy (GWh) | 0.30765 | 0.70058 | 1.2161 | 1.8873 | 2.7184 | 3.6408 | 4.5228 | 5.2267 | 5.7078 | 6.0222 | 31.9502
| Summer System Peak (MW) | 1.0822 | 1.2587 | 1.4844 | 1.758 | 2.0543 | 2.2936 | 2.4193 | 2.4272 | 2.4111 | 2.476 | 19.6649 | Summer System Peak (MW) | 1.0822 | 2.3408 | 3.8253 | 5.5832 | 7.6375 | 9.9312 | 12.3505 | 14.7777 | 17.1889 | 19.6649 | 94.3822
| Winter System Peak (MW) | 0.78656 | 0.88246 | 0.99864 | 1.1339 | 1.278 | 1.4073 | 1.4981 | 1.5498 | 1.5986 | 1.6836 | 12.8169 | Winter System Peak (MW) | 0.78656 | 1.669 | 2.6677 | 3.8016 | 5.0796 | 6.4868 | 7.9849 | 9.5346 | 11.1332 | 12.8169 | 61.9607
| Total | [11 empty] | Total
| Annual Energy (GWh) | 0.30765 | 0.39292 | 0.5158 | 0.67151 | 0.83142 | 0.92271 | 0.88235 | 0.70424 | 0.48144 | 0.31478 | 6.0248 | Annual Energy (GWh) | 0.30765 | 0.70058 | 1.2161 | 1.8873 | 2.7184 | 3.6408 | 4.5228 | 5.2267 | 5.7078 | 6.0222 | 31.9502
| Summer System Peak (MW) | 1.0822 | 1.2587 | 1.4844 | 1.758 | 2.0543 | 2.2936 | 2.4193 | 2.4272 | 2.4111 | 2.476 | 19.6649 | Summer System Peak (MW) | 1.0822 | 2.3408 | 3.8253 | 5.5832 | 7.6375 | 9.9312 | 12.3505 | 14.7777 | 17.1889 | 19.6649 | 94.3822
| Winter System Peak (MW) | 0.78656 | 0.88246 | 0.99864 | 1.1339 | 1.278 | 1.4073 | 1.4981 | 1.5498 | 1.5986 | 1.6836 | 12.8169 | Winter System Peak (MW) | 0.78656 | 1.669 | 2.6677 | 3.8016 | 5.0796 | 6.4868 | 7.9849 | 9.5346 | 11.1332 | 12.8169 | 61.9607
| Note: Totals may not add due to rounding. | [11 empty] | Note: Totals may not add due to rounding.
EE
| No RES RIM | [11 empty] | No RES RIM
| Proposed Numeric Conservation Goals -- Savings at the Generator | [11 empty] | Proposed Numeric Conservation Goals -- Savings at the Generator
|  | 2020 | 2021 | 2022 | 2023 | 2024 | 2025 | 2026 | 2027 | 2028 | 2029 | Total |  | 2020 | 2021 | 2022 | 2023 | 2024 | 2025 | 2026 | 2027 | 2028 | 2029 | Total
| Residential | [11 empty] | Residential
| Annual Energy (GWh) | 0 | 0 | 0 | 0 | 0 | 0 | 0 | 0 | 0 | 0 | 0 | Annual Energy (GWh) | 0 | 0 | 0 | 0 | 0 | 0 | 0 | 0 | 0 | 0 | 0
| Summer System Peak (MW) | 0 | 0 | 0 | 0 | 0 | 0 | 0 | 0 | 0 | 0 | 0 | Summer System Peak (MW) | 0 | 0 | 0 | 0 | 0 | 0 | 0 | 0 | 0 | 0 | 0
| Winter System Peak (MW) | 0 | 0 | 0 | 0 | 0 | 0 | 0 | 0 | 0 | 0 | 0 | Winter System Peak (MW) | 0 | 0 | 0 | 0 | 0 | 0 | 0 | 0 | 0 | 0 | 0
| Commercial/Industrial | [11 empty] | Commercial/Industrial
| Annual Energy (GWh) | 0.30765 | 0.39292 | 0.5158 | 0.67151 | 0.83142 | 0.92271 | 0.88235 | 0.70424 | 0.48144 | 0.31478 | 6.0248 | Annual Energy (GWh) | 0.30765 | 0.70058 | 1.2161 | 1.8873 | 2.7184 | 3.6408 | 4.5228 | 5.2267 | 5.7078 | 6.0222 | 31.9502
| Summer System Peak (MW) | 0.17169 | 0.25377 | 0.37418 | 0.53018 | 0.69514 | 0.78757 | 0.74875 | 0.57226 | 0.34938 | 0.18197 | 4.6649 | Summer System Peak (MW) | 0.17169 | 0.42545 | 0.79964 | 1.3298 | 2.025 | 2.8125 | 3.5613 | 4.1335 | 4.4829 | 4.6649 | 24.4067
| Winter System Peak (MW) | 0.074448 | 0.10643 | 0.15199 | 0.20911 | 0.26666 | 0.29995 | 0.28419 | 0.21739 | 0.13434 | 0.072347 | 1.8169 | Winter System Peak (MW) | 0.074448 | 0.18088 | 0.33287 | 0.54197 | 0.80864 | 1.1086 | 1.3928 | 1.6102 | 1.7445 | 1.8169 | 9.6117
| Total | [11 empty] | Total
| Annual Energy (GWh) | 0.30765 | 0.39292 | 0.5158 | 0.67151 | 0.83142 | 0.92271 | 0.88235 | 0.70424 | 0.48144 | 0.31478 | 6.0248 | Annual Energy (GWh) | 0.30765 | 0.70058 | 1.2161 | 1.8873 | 2.7184 | 3.6408 | 4.5228 | 5.2267 | 5.7078 | 6.0222 | 31.9502
| Summer System Peak (MW) | 0.17169 | 0.25377 | 0.37418 | 0.53018 | 0.69514 | 0.78757 | 0.74875 | 0.57226 | 0.34938 | 0.18197 | 4.6649 | Summer System Peak (MW) | 0.17169 | 0.42545 | 0.79964 | 1.3298 | 2.025 | 2.8125 | 3.5613 | 4.1335 | 4.4829 | 4.6649 | 24.4067
| Winter System Peak (MW) | 0.074448 | 0.10643 | 0.15199 | 0.20911 | 0.26666 | 0.29995 | 0.28419 | 0.21739 | 0.13434 | 0.072347 | 1.8169 | Winter System Peak (MW) | 0.074448 | 0.18088 | 0.33287 | 0.54197 | 0.80864 | 1.1086 | 1.3928 | 1.6102 | 1.7445 | 1.8169 | 9.6117
DR
| Proposed Numeric Conservation Goals -- Savings at the Generator | [11 empty] | Proposed Numeric Conservation Goals -- Savings at the Generator
|  | 2020 | 2021 | 2022 | 2023 | 2024 | 2025 | 2026 | 2027 | 2028 | 2029 | Total |  | 2020 | 2021 | 2022 | 2023 | 2024 | 2025 | 2026 | 2027 | 2028 | 2029 | Total
| Residential | [11 empty] | Residential
| Annual Energy (GWh) | 0 | 0 | 0 | 0 | 0 | 0 | 0 | 0 | 0 | 0 | 0 | Annual Energy (GWh) | 0 | 0 | 0 | 0 | 0 | 0 | 0 | 0 | 0 | 0 | 0
| Summer System Peak (MW) | 0 | 0 | 0 | 0 | 0 | 0 | 0 | 0 | 0 | 0 | 0 | Summer System Peak (MW) | 0 | 0 | 0 | 0 | 0 | 0 | 0 | 0 | 0 | 0 | 0
| Winter System Peak (MW) | 0 | 0 | 0 | 0 | 0 | 0 | 0 | 0 | 0 | 0 | 0 | Winter System Peak (MW) | 0 | 0 | 0 | 0 | 0 | 0 | 0 | 0 | 0 | 0 | 0
| Commercial/Industrial | [11 empty] | Commercial/Industrial
| Annual Energy (GWh) | 0 | 0 | 0 | 0 | 0 | 0 | 0 | 0 | 0 | 0 | 0 | Annual Energy (GWh) | 0 | 0 | 0 | 0 | 0 | 0 | 0 | 0 | 0 | 0 | 0
| Summer System Peak (MW) | 0.91047 | 1.0049 | 1.1102 | 1.2278 | 1.3592 | 1.5061 | 1.6706 | 1.8549 | 2.0618 | 2.294 | 15 | Summer System Peak (MW) | 0.91047 | 1.9154 | 3.0256 | 4.2534 | 5.6126 | 7.1187 | 8.7893 | 10.6442 | 12.7059 | 15 | 69.9755
| Winter System Peak (MW) | 0.71212 | 0.77603 | 0.84665 | 0.92479 | 1.0113 | 1.1073 | 1.2139 | 1.3324 | 1.4643 | 1.6113 | 11 | Winter System Peak (MW) | 0.71212 | 1.4881 | 2.3348 | 3.2596 | 4.2709 | 5.3782 | 6.5921 | 7.9244 | 9.3887 | 11 | 52.349
| Total | [11 empty] | Total
| Annual Energy (GWh) | 0 | 0 | 0 | 0 | 0 | 0 | 0 | 0 | 0 | 0 | 0 | Annual Energy (GWh) | 0 | 0 | 0 | 0 | 0 | 0 | 0 | 0 | 0 | 0 | 0
| Summer System Peak (MW) | 0.91047 | 1.0049 | 1.1102 | 1.2278 | 1.3592 | 1.5061 | 1.6706 | 1.8549 | 2.0618 | 2.294 | 15 | Summer System Peak (MW) | 0.91047 | 1.9154 | 3.0256 | 4.2534 | 5.6126 | 7.1187 | 8.7893 | 10.6442 | 12.7059 | 15 | 69.9755
| Winter System Peak (MW) | 0.71212 | 0.77603 | 0.84665 | 0.92479 | 1.0113 | 1.1073 | 1.2139 | 1.3324 | 1.4643 | 1.6113 | 11 | Winter System Peak (MW) | 0.71212 | 1.4881 | 2.3348 | 3.2596 | 4.2709 | 5.3782 | 6.5921 | 7.9244 | 9.3887 | 11 | 52.349

## Gulf_Ach_COM_RIM
| Scenario | Segment | EndUse | EquipType | CE Test | Vintage | Measure Code | Name | Description | Type | Measure Life | Competition Group | Applicability | Adoption Curve | Energy Savings % | 2020 | 2021 | 2022 | 2023 | 2024 | 2025 | 2026 | 2027 | 2028 | 2029 | Cumulative2020 | Cumulative2021 | Cumulative2022 | Cumulative2023 | Cumulative2024 | Cumulative2025 | Cumulative2026 | Cumulative2027 | Cumulative2028 | Cumulative2029 | CumulativeSD2020 | CumulativeSD2021 | CumulativeSD2022 | CumulativeSD2023 | CumulativeSD2024 | CumulativeSD2025 | CumulativeSD2026 | CumulativeSD2027 | CumulativeSD2028 | CumulativeSD2029 | CumulativeWD2020 | CumulativeWD2021 | CumulativeWD2022 | CumulativeWD2023 | CumulativeWD2024 | CumulativeWD2025 | CumulativeWD2026 | CumulativeWD2027 | CumulativeWD2028 | CumulativeWD2029
Assembly_New_Duct Sealing Repair_RIM | Ach | Assembly | Space Cooling | Residential-type central air conditioners | RIM | New | NN3519 | Duct Sealing Repair | Duct Sealing Repair | NonEquip | 15 |  | 0% | Prescriptive_all | 12% | 0 | 0 | 0 | 0 | 0 | 0 | 0 | 0 | 0 | 0 | 0 | 0 | 0 | 0 | 0 | 0 | 0 | 0 | 0 | 0 | 0 | 0 | 0 | 0 | 0 | 0 | 0 | 0 | 0 | 0 | 0 | 0 | 0 | 0 | 0 | 0 | 0 | 0 | 0 | 0
Assembly_Existing_Duct Sealing Repair_RIM | Ach | Assembly | Space Cooling | Residential-type central air conditioners | RIM | Existing | NE3506 | Duct Sealing Repair | Duct Sealing Repair | NonEquip | 15 |  | 0% | Prescriptive_all_existing | 12% | 0 | 0 | 0 | 0 | 0 | 0 | 0 | 0 | 0 | 0 | 0 | 0 | 0 | 0 | 0 | 0 | 0 | 0 | 0 | 0 | 0 | 0 | 0 | 0 | 0 | 0 | 0 | 0 | 0 | 0 | 0 | 0 | 0 | 0 | 0 | 0 | 0 | 0 | 0 | 0
Assembly_New_Duct Sealing Repair_RIM | Ach | Assembly | Space Heating | Residential/split system heat pump | RIM | New | NN3545 | Duct Sealing Repair | Duct Sealing Repair | NonEquip | 15 |  | 0% | Prescriptive_all | 12% | 0 | 0 | 0 | 0 | 0 | 0 | 0 | 0 | 0 | 0 | 0 | 0 | 0 | 0 | 0 | 0 | 0 | 0 | 0 | 0 | 0 | 0 | 0 | 0 | 0 | 0 | 0 | 0 | 0 | 0 | 0 | 0 | 0 | 0 | 0 | 0 | 0 | 0 | 0 | 0
Assembly_Existing_Duct Sealing Repair_RIM | Ach | Assembly | Space Heating | Residential/split system heat pump | RIM | Existing | NE3532 | Duct Sealing Repair | Duct Sealing Repair | NonEquip | 15 |  | 0% | Prescriptive_all_existing | 12% | 0 | 0 | 0 | 0 | 0 | 0 | 0 | 0 | 0 | 0 | 0 | 0 | 0 | 0 | 0 | 0 | 0 | 0 | 0 | 0 | 0 | 0 | 0 | 0 | 0 | 0 | 0 | 0 | 0 | 0 | 0 | 0 | 0 | 0 | 0 | 0 | 0 | 0 | 0 | 0
Assembly_New_Duct Sealing Repair_RIM | Ach | Assembly | Space Heating | Packaged central unit | RIM | New | NN3545 | Duct Sealing Repair | Duct Sealing Repair | NonEquip | 15 |  | 0% | Prescriptive_all | 12% | 0 | 0 | 0 | 0 | 0 | 0 | 0 | 0 | 0 | 0 | 0 | 0 | 0 | 0 | 0 | 0 | 0 | 0 | 0 | 0 | 0 | 0 | 0 | 0 | 0 | 0 | 0 | 0 | 0 | 0 | 0 | 0 | 0 | 0 | 0 | 0 | 0 | 0 | 0 | 0
Assembly_Existing_Duct Sealing Repair_RIM | Ach | Assembly | Space Heating | Packaged central unit | RIM | Existing | NE3532 | Duct Sealing Repair | Duct Sealing Repair | NonEquip | 15 |  | 0% | Prescriptive_all_existing | 12% | 0 | 0 | 0 | 0 | 0 | 0 | 0 | 0 | 0 | 0 | 0 | 0 | 0 | 0 | 0 | 0 | 0 | 0 | 0 | 0 | 0 | 0 | 0 | 0 | 0 | 0 | 0 | 0 | 0 | 0 | 0 | 0 | 0 | 0 | 0 | 0 | 0 | 0 | 0 | 0
Assembly_New_Duct Sealing Repair_RIM | Ach | Assembly | Space Cooling | Packaged air conditioning units (RTUs) | RIM | New | NN3519 | Duct Sealing Repair | Duct Sealing Repair | NonEquip | 15 |  | 0% | Prescriptive_all | 12% | 0 | 0 | 0 | 0 | 0 | 0 | 0 | 0 | 0 | 0 | 0 | 0 | 0 | 0 | 0 | 0 | 0 | 0 | 0 | 0 | 0 | 0 | 0 | 0 | 0 | 0 | 0 | 0 | 0 | 0 | 0 | 0 | 0 | 0 | 0 | 0 | 0 | 0 | 0 | 0
Assembly_Existing_Duct Sealing Repair_RIM | Ach | Assembly | Space Cooling | Packaged air conditioning units (RTUs) | RIM | Existing | NE3506 | Duct Sealing Repair | Duct Sealing Repair | NonEquip | 15 |  | 0% | Prescriptive_all_existing | 12% | 0 | 0 | 0 | 0 | 0 | 0 | 0 | 0 | 0 | 0 | 0 | 0 | 0 | 0 | 0 | 0 | 0 | 0 | 0 | 0 | 0 | 0 | 0 | 0 | 0 | 0 | 0 | 0 | 0 | 0 | 0 | 0 | 0 | 0 | 0 | 0 | 0 | 0 | 0 | 0
Assembly_New_Duct Sealing Repair_RIM | Ach | Assembly | Space Heating | Individual room heating | RIM | New | NN3545 | Duct Sealing Repair | Duct Sealing Repair | NonEquip | 15 |  | 0% | Prescriptive_all | 12% | 0 | 0 | 0 | 0 | 0 | 0 | 0 | 0 | 0 | 0 | 0 | 0 | 0 | 0 | 0 | 0 | 0 | 0 | 0 | 0 | 0 | 0 | 0 | 0 | 0 | 0 | 0 | 0 | 0 | 0 | 0 | 0 | 0 | 0 | 0 | 0 | 0 | 0 | 0 | 0
Assembly_Existing_Duct Sealing Repair_RIM | Ach | Assembly | Space Heating | Individual room heating | RIM | Existing | NE3532 | Duct Sealing Repair | Duct Sealing Repair | NonEquip | 15 |  | 0% | Prescriptive_all_existing | 12% | 0 | 0 | 0 | 0 | 0 | 0 | 0 | 0 | 0 | 0 | 0 | 0 | 0 | 0 | 0 | 0 | 0 | 0 | 0 | 0 | 0 | 0 | 0 | 0 | 0 | 0 | 0 | 0 | 0 | 0 | 0 | 0 | 0 | 0 | 0 | 0 | 0 | 0 | 0 | 0
Assembly_New_Duct Sealing Repair_RIM | Ach | Assembly | Space Cooling | Individual room air conditioners | RIM | New | NN3519 | Duct Sealing Repair | Duct Sealing Repair | NonEquip | 15 |  | 0% | Prescriptive_all | 12% | 0 | 0 | 0 | 0 | 0 | 0 | 0 | 0 | 0 | 0 | 0 | 0 | 0 | 0 | 0 | 0 | 0 | 0 | 0 | 0 | 0 | 0 | 0 | 0 | 0 | 0 | 0 | 0 | 0 | 0 | 0 | 0 | 0 | 0 | 0 | 0 | 0 | 0 | 0 | 0
Assembly_Existing_Duct Sealing Repair_RIM | Ach | Assembly | Space Cooling | Individual room air conditioners | RIM | Existing | NE3506 | Duct Sealing Repair | Duct Sealing Repair | NonEquip | 15 |  | 0% | Prescriptive_all_existing | 12% | 0 | 0 | 0 | 0 | 0 | 0 | 0 | 0 | 0 | 0 | 0 | 0 | 0 | 0 | 0 | 0 | 0 | 0 | 0 | 0 | 0 | 0 | 0 | 0 | 0 | 0 | 0 | 0 | 0 | 0 | 0 | 0 | 0 | 0 | 0 | 0 | 0 | 0 | 0 | 0
Assembly_New_Duct Sealing Repair_RIM | Ach | Assembly | Space Heating | Forced air furnace | RIM | New | NN3545 | Duct Sealing Repair | Duct Sealing Repair | NonEquip | 15 |  | 0% | Prescriptive_all | 12% | 0 | 0 | 0 | 0 | 0 | 0 | 0 | 0 | 0 | 0 | 0 | 0 | 0 | 0 | 0 | 0 | 0 | 0 | 0 | 0 | 0 | 0 | 0 | 0 | 0 | 0 | 0 | 0 | 0 | 0 | 0 | 0 | 0 | 0 | 0 | 0 | 0 | 0 | 0 | 0
Assembly_Existing_Duct Sealing Repair_RIM | Ach | Assembly | Space Heating | Forced air furnace | RIM | Existing | NE3532 | Duct Sealing Repair | Duct Sealing Repair | NonEquip | 15 |  | 0% | Prescriptive_all_existing | 12% | 0 | 0 | 0 | 0 | 0 | 0 | 0 | 0 | 0 | 0 | 0 | 0 | 0 | 0 | 0 | 0 | 0 | 0 | 0 | 0 | 0 | 0 | 0 | 0 | 0 | 0 | 0 | 0 | 0 | 0 | 0 | 0 | 0 | 0 | 0 | 0 | 0 | 0 | 0 | 0
Assembly_New_Duct Sealing Repair_RIM | Ach | Assembly | Space Cooling | District chilled water piped | RIM | New | NN3519 | Duct Sealing Repair | Duct Sealing Repair | NonEquip | 15 |  | 0% | Prescriptive_all | 12% | 0 | 0 | 0 | 0 | 0 | 0 | 0 | 0 | 0 | 0 | 0 | 0 | 0 | 0 | 0 | 0 | 0 | 0 | 0 | 0 | 0 | 0 | 0 | 0 | 0 | 0 | 0 | 0 | 0 | 0 | 0 | 0 | 0 | 0 | 0 | 0 | 0 | 0 | 0 | 0
Assembly_Existing_Duct Sealing Repair_RIM | Ach | Assembly | Space Cooling | District chilled water piped | RIM | Existing | NE3506 | Duct Sealing Repair | Duct Sealing Repair | NonEquip | 15 |  | 0% | Prescriptive_all_existing | 12% | 0 | 0 | 0 | 0 | 0 | 0 | 0 | 0 | 0 | 0 | 0 | 0 | 0 | 0 | 0 | 0 | 0 | 0 | 0 | 0 | 0 | 0 | 0 | 0 | 0 | 0 | 0 | 0 | 0 | 0 | 0 | 0 | 0 | 0 | 0 | 0 | 0 | 0 | 0 | 0
Assembly_New_Duct Sealing Repair_RIM | Ach | Assembly | Space Cooling | Central chillers inside | RIM | New | NN3519 | Duct Sealing Repair | Duct Sealing Repair | NonEquip | 15 |  | 0% | Prescriptive_all | 12% | 0 | 0 | 0 | 0 | 0 | 0 | 0 | 0 | 0 | 0 | 0 | 0 | 0 | 0 | 0 | 0 | 0 | 0 | 0 | 0 | 0 | 0 | 0 | 0 | 0 | 0 | 0 | 0 | 0 | 0 | 0 | 0 | 0 | 0 | 0 | 0 | 0 | 0 | 0 | 0
Assembly_Existing_Duct Sealing Repair_RIM | Ach | Assembly | Space Cooling | Central chillers inside | RIM | Existing | NE3506 | Duct Sealing Repair | Duct Sealing Repair | NonEquip | 15 |  | 0% | Prescriptive_all_existing | 12% | 0 | 0 | 0 | 0 | 0 | 0 | 0 | 0 | 0 | 0 | 0 | 0 | 0 | 0 | 0 | 0 | 0 | 0 | 0 | 0 | 0 | 0 | 0 | 0 | 0 | 0 | 0 | 0 | 0 | 0 | 0 | 0 | 0 | 0 | 0 | 0 | 0 | 0 | 0 | 0
Assembly_New_Duct Sealing Repair_RIM | Ach | Assembly | Space Heating | Boilers | RIM | New | NN3545 | Duct Sealing Repair | Duct Sealing Repair | NonEquip | 15 |  | 0% | Prescriptive_all | 12% | 0 | 0 | 0 | 0 | 0 | 0 | 0 | 0 | 0 | 0 | 0 | 0 | 0 | 0 | 0 | 0 | 0 | 0 | 0 | 0 | 0 | 0 | 0 | 0 | 0 | 0 | 0 | 0 | 0 | 0 | 0 | 0 | 0 | 0 | 0 | 0 | 0 | 0 | 0 | 0
Assembly_Existing_Duct Sealing Repair_RIM | Ach | Assembly | Space Heating | Boilers | RIM | Existing | NE3532 | Duct Sealing Repair | Duct Sealing Repair | NonEquip | 15 |  | 0% | Prescriptive_all_existing | 12% | 0 | 0 | 0 | 0 | 0 | 0 | 0 | 0 | 0 | 0 | 0 | 0 | 0 | 0 | 0 | 0 | 0 | 0 | 0 | 0 | 0 | 0 | 0 | 0 | 0 | 0 | 0 | 0 | 0 | 0 | 0 | 0 | 0 | 0 | 0 | 0 | 0 | 0 | 0 | 0
College and University_New_Duct Sealing Repair_RIM | Ach | College and University | Space Cooling | Residential-type central air conditioners | RIM | New | NN3520 | Duct Sealing Repair | Duct Sealing Repair | NonEquip | 15 |  | 0% | Prescriptive_all | 12% | 0 | 0 | 0 | 0 | 0 | 0 | 0 | 0 | 0 | 0 | 0 | 0 | 0 | 0 | 0 | 0 | 0 | 0 | 0 | 0 | 0 | 0 | 0 | 0 | 0 | 0 | 0 | 0 | 0 | 0 | 0 | 0 | 0 | 0 | 0 | 0 | 0 | 0 | 0 | 0
College and University_Existing_Duct Sealing Repair_RIM | Ach | College and University | Space Cooling | Residential-type central air conditioners | RIM | Existing | NE3507 | Duct Sealing Repair | Duct Sealing Repair | NonEquip | 15 |  | 0% | Prescriptive_all_existing | 12% | 0 | 0 | 0 | 0 | 0 | 0 | 0 | 0 | 0 | 0 | 0 | 0 | 0 | 0 | 0 | 0 | 0 | 0 | 0 | 0 | 0 | 0 | 0 | 0 | 0 | 0 | 0 | 0 | 0 | 0 | 0 | 0 | 0 | 0 | 0 | 0 | 0 | 0 | 0 | 0
College and University_New_Duct Sealing Repair_RIM | Ach | College and University | Space Heating | Residential/split system heat pump | RIM | New | NN3546 | Duct Sealing Repair | Duct Sealing Repair | NonEquip | 15 |  | 0% | Prescriptive_all | 12% | 0 | 0 | 0 | 0 | 0 | 0 | 0 | 0 | 0 | 0 | 0 | 0 | 0 | 0 | 0 | 0 | 0 | 0 | 0 | 0 | 0 | 0 | 0 | 0 | 0 | 0 | 0 | 0 | 0 | 0 | 0 | 0 | 0 | 0 | 0 | 0 | 0 | 0 | 0 | 0
College and University_Existing_Duct Sealing Repair_RIM | Ach | College and University | Space Heating | Residential/split system heat pump | RIM | Existing | NE3533 | Duct Sealing Repair | Duct Sealing Repair | NonEquip | 15 |  | 0% | Prescriptive_all_existing | 12% | 0 | 0 | 0 | 0 | 0 | 0 | 0 | 0 | 0 | 0 | 0 | 0 | 0 | 0 | 0 | 0 | 0 | 0 | 0 | 0 | 0 | 0 | 0 | 0 | 0 | 0 | 0 | 0 | 0 | 0 | 0 | 0 | 0 | 0 | 0 | 0 | 0 | 0 | 0 | 0
College and University_New_Duct Sealing Repair_RIM | Ach | College and University | Space Heating | Packaged central unit | RIM | New | NN3546 | Duct Sealing Repair | Duct Sealing Repair | NonEquip | 15 |  | 0% | Prescriptive_all | 12% | 0 | 0 | 0 | 0 | 0 | 0 | 0 | 0 | 0 | 0 | 0 | 0 | 0 | 0 | 0 | 0 | 0 | 0 | 0 | 0 | 0 | 0 | 0 | 0 | 0 | 0 | 0 | 0 | 0 | 0 | 0 | 0 | 0 | 0 | 0 | 0 | 0 | 0 | 0 | 0
College and University_Existing_Duct Sealing Repair_RIM | Ach | College and University | Space Heating | Packaged central unit | RIM | Existing | NE3533 | Duct Sealing Repair | Duct Sealing Repair | NonEquip | 15 |  | 0% | Prescriptive_all_existing | 12% | 0 | 0 | 0 | 0 | 0 | 0 | 0 | 0 | 0 | 0 | 0 | 0 | 0 | 0 | 0 | 0 | 0 | 0 | 0 | 0 | 0 | 0 | 0 | 0 | 0 | 0 | 0 | 0 | 0 | 0 | 0 | 0 | 0 | 0 | 0 | 0 | 0 | 0 | 0 | 0
College and University_New_Duct Sealing Repair_RIM | Ach | College and University | Space Cooling | Packaged air conditioning units (RTUs) | RIM | New | NN3520 | Duct Sealing Repair | Duct Sealing Repair | NonEquip | 15 |  | 0% | Prescriptive_all | 12% | 0 | 0 | 0 | 0 | 0 | 0 | 0 | 0 | 0 | 0 | 0 | 0 | 0 | 0 | 0 | 0 | 0 | 0 | 0 | 0 | 0 | 0 | 0 | 0 | 0 | 0 | 0 | 0 | 0 | 0 | 0 | 0 | 0 | 0 | 0 | 0 | 0 | 0 | 0 | 0
College and University_Existing_Duct Sealing Repair_RIM | Ach | College and University | Space Cooling | Packaged air conditioning units (RTUs) | RIM | Existing | NE3507 | Duct Sealing Repair | Duct Sealing Repair | NonEquip | 15 |  | 0% | Prescriptive_all_existing | 12% | 0 | 0 | 0 | 0 | 0 | 0 | 0 | 0 | 0 | 0 | 0 | 0 | 0 | 0 | 0 | 0 | 0 | 0 | 0 | 0 | 0 | 0 | 0 | 0 | 0 | 0 | 0 | 0 | 0 | 0 | 0 | 0 | 0 | 0 | 0 | 0 | 0 | 0 | 0 | 0
College and University_New_Duct Sealing Repair_RIM | Ach | College and University | Space Heating | Individual room heating | RIM | New | NN3546 | Duct Sealing Repair | Duct Sealing Repair | NonEquip | 15 |  | 0% | Prescriptive_all | 12% | 0 | 0 | 0 | 0 | 0 | 0 | 0 | 0 | 0 | 0 | 0 | 0 | 0 | 0 | 0 | 0 | 0 | 0 | 0 | 0 | 0 | 0 | 0 | 0 | 0 | 0 | 0 | 0 | 0 | 0 | 0 | 0 | 0 | 0 | 0 | 0 | 0 | 0 | 0 | 0
College and University_Existing_Duct Sealing Repair_RIM | Ach | College and University | Space Heating | Individual room heating | RIM | Existing | NE3533 | Duct Sealing Repair | Duct Sealing Repair | NonEquip | 15 |  | 0% | Prescriptive_all_existing | 12% | 0 | 0 | 0 | 0 | 0 | 0 | 0 | 0 | 0 | 0 | 0 | 0 | 0 | 0 | 0 | 0 | 0 | 0 | 0 | 0 | 0 | 0 | 0 | 0 | 0 | 0 | 0 | 0 | 0 | 0 | 0 | 0 | 0 | 0 | 0 | 0 | 0 | 0 | 0 | 0
College and University_New_Duct Sealing Repair_RIM | Ach | College and University | Space Cooling | Individual room air conditioners | RIM | New | NN3520 | Duct Sealing Repair | Duct Sealing Repair | NonEquip | 15 |  | 0% | Prescriptive_all | 12% | 0 | 0 | 0 | 0 | 0 | 0 | 0 | 0 | 0 | 0 | 0 | 0 | 0 | 0 | 0 | 0 | 0 | 0 | 0 | 0 | 0 | 0 | 0 | 0 | 0 | 0 | 0 | 0 | 0 | 0 | 0 | 0 | 0 | 0 | 0 | 0 | 0 | 0 | 0 | 0
College and University_Existing_Duct Sealing Repair_RIM | Ach | College and University | Space Cooling | Individual room air conditioners | RIM | Existing | NE3507 | Duct Sealing Repair | Duct Sealing Repair | NonEquip | 15 |  | 0% | Prescriptive_all_existing | 12% | 0 | 0 | 0 | 0 | 0 | 0 | 0 | 0 | 0 | 0 | 0 | 0 | 0 | 0 | 0 | 0 | 0 | 0 | 0 | 0 | 0 | 0 | 0 | 0 | 0 | 0 | 0 | 0 | 0 | 0 | 0 | 0 | 0 | 0 | 0 | 0 | 0 | 0 | 0 | 0
College and University_New_Duct Sealing Repair_RIM | Ach | College and University | Space Heating | Forced air furnace | RIM | New | NN3546 | Duct Sealing Repair | Duct Sealing Repair | NonEquip | 15 |  | 0% | Prescriptive_all | 12% | 0 | 0 | 0 | 0 | 0 | 0 | 0 | 0 | 0 | 0 | 0 | 0 | 0 | 0 | 0 | 0 | 0 | 0 | 0 | 0 | 0 | 0 | 0 | 0 | 0 | 0 | 0 | 0 | 0 | 0 | 0 | 0 | 0 | 0 | 0 | 0 | 0 | 0 | 0 | 0
College and University_Existing_Duct Sealing Repair_RIM | Ach | College and University | Space Heating | Forced air furnace | RIM | Existing | NE3533 | Duct Sealing Repair | Duct Sealing Repair | NonEquip | 15 |  | 0% | Prescriptive_all_existing | 12% | 0 | 0 | 0 | 0 | 0 | 0 | 0 | 0 | 0 | 0 | 0 | 0 | 0 | 0 | 0 | 0 | 0 | 0 | 0 | 0 | 0 | 0 | 0 | 0 | 0 | 0 | 0 | 0 | 0 | 0 | 0 | 0 | 0 | 0 | 0 | 0 | 0 | 0 | 0 | 0
College and University_New_Duct Sealing Repair_RIM | Ach | College and University | Space Cooling | District chilled water piped | RIM | New | NN3520 | Duct Sealing Repair | Duct Sealing Repair | NonEquip | 15 |  | 0% | Prescriptive_all | 12% | 0 | 0 | 0 | 0 | 0 | 0 | 0 | 0 | 0 | 0 | 0 | 0 | 0 | 0 | 0 | 0 | 0 | 0 | 0 | 0 | 0 | 0 | 0 | 0 | 0 | 0 | 0 | 0 | 0 | 0 | 0 | 0 | 0 | 0 | 0 | 0 | 0 | 0 | 0 | 0
College and University_Existing_Duct Sealing Repair_RIM | Ach | College and University | Space Cooling | District chilled water piped | RIM | Existing | NE3507 | Duct Sealing Repair | Duct Sealing Repair | NonEquip | 15 |  | 0% | Prescriptive_all_existing | 12% | 0 | 0 | 0 | 0 | 0 | 0 | 0 | 0 | 0 | 0 | 0 | 0 | 0 | 0 | 0 | 0 | 0 | 0 | 0 | 0 | 0 | 0 | 0 | 0 | 0 | 0 | 0 | 0 | 0 | 0 | 0 | 0 | 0 | 0 | 0 | 0 | 0 | 0 | 0 | 0
College and University_New_Duct Sealing Repair_RIM | Ach | College and University | Space Cooling | Central chillers inside | RIM | New | NN3520 | Duct Sealing Repair | Duct Sealing Repair | NonEquip | 15 |  | 0% | Prescriptive_all | 12% | 0 | 0 | 0 | 0 | 0 | 0 | 0 | 0 | 0 | 0 | 0 | 0 | 0 | 0 | 0 | 0 | 0 | 0 | 0 | 0 | 0 | 0 | 0 | 0 | 0 | 0 | 0 | 0 | 0 | 0 | 0 | 0 | 0 | 0 | 0 | 0 | 0 | 0 | 0 | 0
College and University_Existing_Duct Sealing Repair_RIM | Ach | College and University | Space Cooling | Central chillers inside | RIM | Existing | NE3507 | Duct Sealing Repair | Duct Sealing Repair | NonEquip | 15 |  | 0% | Prescriptive_all_existing | 12% | 0 | 0 | 0 | 0 | 0 | 0 | 0 | 0 | 0 | 0 | 0 | 0 | 0 | 0 | 0 | 0 | 0 | 0 | 0 | 0 | 0 | 0 | 0 | 0 | 0 | 0 | 0 | 0 | 0 | 0 | 0 | 0 | 0 | 0 | 0 | 0 | 0 | 0 | 0 | 0
College and University_New_Duct Sealing Repair_RIM | Ach | College and University | Space Heating | Boilers | RIM | New | NN3546 | Duct Sealing Repair | Duct Sealing Repair | NonEquip | 15 |  | 0% | Prescriptive_all | 12% | 0 | 0 | 0 | 0 | 0 | 0 | 0 | 0 | 0 | 0 | 0 | 0 | 0 | 0 | 0 | 0 | 0 | 0 | 0 | 0 | 0 | 0 | 0 | 0 | 0 | 0 | 0 | 0 | 0 | 0 | 0 | 0 | 0 | 0 | 0 | 0 | 0 | 0 | 0 | 0
College and University_Existing_Duct Sealing Repair_RIM | Ach | College and University | Space Heating | Boilers | RIM | Existing | NE3533 | Duct Sealing Repair | Duct Sealing Repair | NonEquip | 15 |  | 0% | Prescriptive_all_existing | 12% | 0 | 0 | 0 | 0 | 0 | 0 | 0 | 0 | 0 | 0 | 0 | 0 | 0 | 0 | 0 | 0 | 0 | 0 | 0 | 0 | 0 | 0 | 0 | 0 | 0 | 0 | 0 | 0 | 0 | 0 | 0 | 0 | 0 | 0 | 0 | 0 | 0 | 0 | 0 | 0
Grocery_New_ENERGY STAR certified buildings program_RIM | Ach | Grocery | Refrigeration | Walk-in cooler | RIM | New | NN5107 | ENERGY STAR certified buildings program | ENERGY STAR certified buildings program | NonEquip | 20 |  | 0% | Custom_improvement | 11% | 0 | 0 | 0 | 0 | 0 | 0 | 0 | 0 | 0 | 0 | 0 | 0 | 0 | 0 | 0 | 0 | 0 | 0 | 0 | 0 | 0 | 0 | 0 | 0 | 0 | 0 | 0 | 0 | 0 | 0 | 0 | 0 | 0 | 0 | 0 | 0 | 0 | 0 | 0 | 0
Grocery_Existing_ENERGY STAR certified buildings program_RIM | Ach | Grocery | Refrigeration | Walk-in cooler | RIM | Existing | NE5094 | ENERGY STAR certified buildings program | ENERGY STAR certified buildings program | NonEquip | 20 |  | 0% | Custom_improvement_existing | 11% | 0 | 0 | 0 | 0 | 0 | 0 | 0 | 0 | 0 | 0 | 0 | 0 | 0 | 0 | 0 | 0 | 0 | 0 | 0 | 0 | 0 | 0 | 0 | 0 | 0 | 0 | 0 | 0 | 0 | 0 | 0 | 0 | 0 | 0 | 0 | 0 | 0 | 0 | 0 | 0
Grocery_New_ENERGY STAR certified buildings program_RIM | Ach | Grocery | Refrigeration | Vending and ice makers | RIM | New | NN5107 | ENERGY STAR certified buildings program | ENERGY STAR certified buildings program | NonEquip | 20 |  | 0% | Custom_improvement | 11% | 0 | 0 | 0 | 0 | 0 | 0 | 0 | 0 | 0 | 0 | 0 | 0 | 0 | 0 | 0 | 0 | 0 | 0 | 0 | 0 | 0 | 0 | 0 | 0 | 0 | 0 | 0 | 0 | 0 | 0 | 0 | 0 | 0 | 0 | 0 | 0 | 0 | 0 | 0 | 0
Grocery_Existing_ENERGY STAR certified buildings program_RIM | Ach | Grocery | Refrigeration | Vending and ice makers | RIM | Existing | NE5094 | ENERGY STAR certified buildings program | ENERGY STAR certified buildings program | NonEquip | 20 |  | 0% | Custom_improvement_existing | 11% | 0 | 0 | 0 | 0 | 0 | 0 | 0 | 0 | 0 | 0 | 0 | 0 | 0 | 0 | 0 | 0 | 0 | 0 | 0 | 0 | 0 | 0 | 0 | 0 | 0 | 0 | 0 | 0 | 0 | 0 | 0 | 0 | 0 | 0 | 0 | 0 | 0 | 0 | 0 | 0
Grocery_New_ENERGY STAR certified buildings program_RIM | Ach | Grocery | Exterior Lighting | Street lighting | RIM | New | NN5029 | ENERGY STAR certified buildings program | ENERGY STAR certified buildings program | NonEquip | 20 |  | 0% | Custom_improvement | 11% | 0 | 0 | 0 | 0 | 0 | 0 | 0 | 0 | 0 | 0 | 0 | 0 | 0 | 0 | 0 | 0 | 0 | 0 | 0 | 0 | 0 | 0 | 0 | 0 | 0 | 0 | 0 | 0 | 0 | 0 | 0 | 0 | 0 | 0 | 0 | 0 | 0 | 0 | 0 | 0
Grocery_Existing_ENERGY STAR certified buildings program_RIM | Ach | Grocery | Exterior Lighting | Street lighting | RIM | Existing | NE5016 | ENERGY STAR certified buildings program | ENERGY STAR certified buildings program | NonEquip | 20 |  | 0% | Custom_improvement_existing | 11% | 0 | 0 | 0 | 0 | 0 | 0 | 0 | 0 | 0 | 0 | 0 | 0 | 0 | 0 | 0 | 0 | 0 | 0 | 0 | 0 | 0 | 0 | 0 | 0 | 0 | 0 | 0 | 0 | 0 | 0 | 0 | 0 | 0 | 0 | 0 | 0 | 0 | 0 | 0 | 0
Grocery_New_ENERGY STAR certified buildings program_RIM | Ach | Grocery | Cooking | Steamer | RIM | New | NN5081 | ENERGY STAR certified buildings program | ENERGY STAR certified buildings program | NonEquip | 20 |  | 0% | Custom_improvement | 11% | 0 | 0 | 0 | 0 | 0 | 0 | 0 | 0 | 0 | 0 | 0 | 0 | 0 | 0 | 0 | 0 | 0 | 0 | 0 | 0 | 0 | 0 | 0 | 0 | 0 | 0 | 0 | 0 | 0 | 0 | 0 | 0 | 0 | 0 | 0 | 0 | 0 | 0 | 0 | 0
Grocery_Existing_ENERGY STAR certified buildings program_RIM | Ach | Grocery | Cooking | Steamer | RIM | Existing | NE5068 | ENERGY STAR certified buildings program | ENERGY STAR certified buildings program | NonEquip | 20 |  | 0% | Custom_improvement_existing | 11% | 0 | 0 | 0 | 0 | 0 | 0 | 0 | 0 | 0 | 0 | 0 | 0 | 0 | 0 | 0 | 0 | 0 | 0 | 0 | 0 | 0 | 0 | 0 | 0 | 0 | 0 | 0 | 0 | 0 | 0 | 0 | 0 | 0 | 0 | 0 | 0 | 0 | 0 | 0 | 0
Grocery_New_ENERGY STAR certified buildings program_RIM | Ach | Grocery | Exterior Lighting | Spot lighting/Security/Flood | RIM | New | NN5029 | ENERGY STAR certified buildings program | ENERGY STAR certified buildings program | NonEquip | 20 |  | 0% | Custom_improvement | 11% | 0 | 0 | 0 | 0 | 0 | 0 | 0 | 0 | 0 | 0 | 0 | 0 | 0 | 0 | 0 | 0 | 0 | 0 | 0 | 0 | 0 | 0 | 0 | 0 | 0 | 0 | 0 | 0 | 0 | 0 | 0 | 0 | 0 | 0 | 0 | 0 | 0 | 0 | 0 | 0
Grocery_Existing_ENERGY STAR certified buildings program_RIM | Ach | Grocery | Exterior Lighting | Spot lighting/Security/Flood | RIM | Existing | NE5016 | ENERGY STAR certified buildings program | ENERGY STAR certified buildings program | NonEquip | 20 |  | 0% | Custom_improvement_existing | 11% | 0 | 0 | 0 | 0 | 0 | 0 | 0 | 0 | 0 | 0 | 0 | 0 | 0 | 0 | 0 | 0 | 0 | 0 | 0 | 0 | 0 | 0 | 0 | 0 | 0 | 0 | 0 | 0 | 0 | 0 | 0 | 0 | 0 | 0 | 0 | 0 | 0 | 0 | 0 | 0
Grocery_New_ENERGY STAR certified buildings program_RIM | Ach | Grocery | Interior Lighting | Spot lighting | RIM | New | NN5003 | ENERGY STAR certified buildings program | ENERGY STAR certified buildings program | NonEquip | 20 |  | 0% | Custom_improvement | 11% | 0 | 0 | 0 | 0 | 0 | 0 | 0 | 0 | 0 | 0 | 0 | 0 | 0 | 0 | 0 | 0 | 0 | 0 | 0 | 0 | 0 | 0 | 0 | 0 | 0 | 0 | 0 | 0 | 0 | 0 | 0 | 0 | 0 | 0 | 0 | 0 | 0 | 0 | 0 | 0
Grocery_Existing_ENERGY STAR certified buildings program_RIM | Ach | Grocery | Interior Lighting | Spot lighting | RIM | Existing | NE4990 | ENERGY STAR certified buildings program | ENERGY STAR certified buildings program | NonEquip | 20 |  | 0% | Custom_improvement_existing | 11% | 0 | 0 | 0 | 0 | 0 | 0 | 0 | 0 | 0 | 0 | 0 | 0 | 0 | 0 | 0 | 0 | 0 | 0 | 0 | 0 | 0 | 0 | 0 | 0 | 0 | 0 | 0 | 0 | 0 | 0 | 0 | 0 | 0 | 0 | 0 | 0 | 0 | 0 | 0 | 0
Grocery_New_ENERGY STAR certified buildings program_RIM | Ach | Grocery | Office Equipment | Servers | RIM | New | NN5055 | ENERGY STAR certified buildings program | ENERGY STAR certified buildings program | NonEquip | 20 |  | 0% | Custom_improvement | 11% | 0 | 0 | 0 | 0 | 0 | 0 | 0 | 0 | 0 | 0 | 0 | 0 | 0 | 0 | 0 | 0 | 0 | 0 | 0 | 0 | 0 | 0 | 0 | 0 | 0 | 0 | 0 | 0 | 0 | 0 | 0 | 0 | 0 | 0 | 0 | 0 | 0 | 0 | 0 | 0
Grocery_Existing_ENERGY STAR certified buildings program_RIM | Ach | Grocery | Office Equipment | Servers | RIM | Existing | NE5042 | ENERGY STAR certified buildings program | ENERGY STAR certified buildings program | NonEquip | 20 |  | 0% | Custom_improvement_existing | 11% | 0 | 0 | 0 | 0 | 0 | 0 | 0 | 0 | 0 | 0 | 0 | 0 | 0 | 0 | 0 | 0 | 0 | 0 | 0 | 0 | 0 | 0 | 0 | 0 | 0 | 0 | 0 | 0 | 0 | 0 | 0 | 0 | 0 | 0 | 0 | 0 | 0 | 0 | 0 | 0
Grocery_New_ENERGY STAR certified buildings program_RIM | Ach | Grocery | Space Cooling | Residential-type central air conditioners | RIM | New | NN5159 | ENERGY STAR certified buildings program | ENERGY STAR certified buildings program | NonEquip | 20 |  | 0% | Custom_improvement | 11% | 0 | 0 | 0 | 0 | 0 | 0 | 0 | 0 | 0 | 0 | 0 | 0 | 0 | 0 | 0 | 0 | 0 | 0 | 0 | 0 | 0 | 0 | 0 | 0 | 0 | 0 | 0 | 0 | 0 | 0 | 0 | 0 | 0 | 0 | 0 | 0 | 0 | 0 | 0 | 0
Grocery_New_Energy Recovery Ventilation System (ERV)_RIM | Ach | Grocery | Space Cooling | Residential-type central air conditioners | RIM | New | NN3599 | Energy Recovery Ventilation System (ERV) | Energy Recovery Ventilation System (ERV) | NonEquip | 15 | Packaged air conditioning units (RTUs) | 0% | Prescriptive_all | 9.935% | 0 | 0 | 0 | 0 | 0 | 0 | 0 | 0 | 0 | 0 | 0 | 0 | 0 | 0 | 0 | 0 | 0 | 0 | 0 | 0 | 0 | 0 | 0 | 0 | 0 | 0 | 0 | 0 | 0 | 0 | 0 | 0 | 0 | 0 | 0 | 0 | 0 | 0 | 0 | 0
Grocery_Existing_ENERGY STAR certified buildings program_RIM | Ach | Grocery | Space Cooling | Residential-type central air conditioners | RIM | Existing | NE5146 | ENERGY STAR certified buildings program | ENERGY STAR certified buildings program | NonEquip | 20 |  | 0% | Custom_improvement_existing | 11% | 0 | 0 | 0 | 0 | 0 | 0 | 0 | 0 | 0 | 0 | 0 | 0 | 0 | 0 | 0 | 0 | 0 | 0 | 0 | 0 | 0 | 0 | 0 | 0 | 0 | 0 | 0 | 0 | 0 | 0 | 0 | 0 | 0 | 0 | 0 | 0 | 0 | 0 | 0 | 0
Grocery_Existing_Energy Recovery Ventilation System (ERV)_RIM | Ach | Grocery | Space Cooling | Residential-type central air conditioners | RIM | Existing | NE3586 | Energy Recovery Ventilation System (ERV) | Energy Recovery Ventilation System (ERV) | NonEquip | 15 | Packaged air conditioning units (RTUs) | 0% | Prescriptive_all_existing | 9.935% | 0 | 0 | 0 | 0 | 0 | 0 | 0 | 0 | 0 | 0 | 0 | 0 | 0 | 0 | 0 | 0 | 0 | 0 | 0 | 0 | 0 | 0 | 0 | 0 | 0 | 0 | 0 | 0 | 0 | 0 | 0 | 0 | 0 | 0 | 0 | 0 | 0 | 0 | 0 | 0
Grocery_New_ENERGY STAR certified buildings program_RIM | Ach | Grocery | Space Heating | Residential/split system heat pump | RIM | New | NN5133 | ENERGY STAR certified buildings program | ENERGY STAR certified buildings program | NonEquip | 20 |  | 0% | Custom_improvement | 11% | 0 | 0 | 0 | 0 | 0 | 0 | 0 | 0 | 0 | 0 | 0 | 0 | 0 | 0 | 0 | 0 | 0 | 0 | 0 | 0 | 0 | 0 | 0 | 0 | 0 | 0 | 0 | 0 | 0 | 0 | 0 | 0 | 0 | 0 | 0 | 0 | 0 | 0 | 0 | 0
Grocery_Existing_ENERGY STAR certified buildings program_RIM | Ach | Grocery | Space Heating | Residential/split system heat pump | RIM | Existing | NE5120 | ENERGY STAR certified buildings program | ENERGY STAR certified buildings program | NonEquip | 20 |  | 0% | Custom_improvement_existing | 11% | 0 | 0 | 0 | 0 | 0 | 0 | 0 | 0 | 0 | 0 | 0 | 0 | 0 | 0 | 0 | 0 | 0 | 0 | 0 | 0 | 0 | 0 | 0 | 0 | 0 | 0 | 0 | 0 | 0 | 0 | 0 | 0 | 0 | 0 | 0 | 0 | 0 | 0 | 0 | 0
Grocery_New_ENERGY STAR certified buildings program_RIM | Ach | Grocery | Refrigeration | Residential style | RIM | New | NN5107 | ENERGY STAR certified buildings program | ENERGY STAR certified buildings program | NonEquip | 20 |  | 0% | Custom_improvement | 11% | 0 | 0 | 0 | 0 | 0 | 0 | 0 | 0 | 0 | 0 | 0 | 0 | 0 | 0 | 0 | 0 | 0 | 0 | 0 | 0 | 0 | 0 | 0 | 0 | 0 | 0 | 0 | 0 | 0 | 0 | 0 | 0 | 0 | 0 | 0 | 0 | 0 | 0 | 0 | 0
Grocery_Existing_ENERGY STAR certified buildings program_RIM | Ach | Grocery | Refrigeration | Residential style | RIM | Existing | NE5094 | ENERGY STAR certified buildings program | ENERGY STAR certified buildings program | NonEquip | 20 |  | 0% | Custom_improvement_existing | 11% | 0 | 0 | 0 | 0 | 0 | 0 | 0 | 0 | 0 | 0 | 0 | 0 | 0 | 0 | 0 | 0 | 0 | 0 | 0 | 0 | 0 | 0 | 0 | 0 | 0 | 0 | 0 | 0 | 0 | 0 | 0 | 0 | 0 | 0 | 0 | 0 | 0 | 0 | 0 | 0
Grocery_New_ENERGY STAR certified buildings program_RIM | Ach | Grocery | Cooking | Range | RIM | New | NN5081 | ENERGY STAR certified buildings program | ENERGY STAR certified buildings program | NonEquip | 20 |  | 0% | Custom_improvement | 11% | 0 | 0 | 0 | 0 | 0 | 0 | 0 | 0 | 0 | 0 | 0 | 0 | 0 | 0 | 0 | 0 | 0 | 0 | 0 | 0 | 0 | 0 | 0 | 0 | 0 | 0 | 0 | 0 | 0 | 0 | 0 | 0 | 0 | 0 | 0 | 0 | 0 | 0 | 0 | 0
Grocery_Existing_ENERGY STAR certified buildings program_RIM | Ach | Grocery | Cooking | Range | RIM | Existing | NE5068 | ENERGY STAR certified buildings program | ENERGY STAR certified buildings program | NonEquip | 20 |  | 0% | Custom_improvement_existing | 11% | 0 | 0 | 0 | 0 | 0 | 0 | 0 | 0 | 0 | 0 | 0 | 0 | 0 | 0 | 0 | 0 | 0 | 0 | 0 | 0 | 0 | 0 | 0 | 0 | 0 | 0 | 0 | 0 | 0 | 0 | 0 | 0 | 0 | 0 | 0 | 0 | 0 | 0 | 0 | 0
Grocery_New_ENERGY STAR certified buildings program_RIM | Ach | Grocery | Miscellaneous | Pool pump | RIM | New | NN5237 | ENERGY STAR certified buildings program | ENERGY STAR certified buildings program | NonEquip | 20 |  | 0% | Custom_improvement | 11% | 0 | 0 | 0 | 0 | 0 | 0 | 0 | 0 | 0 | 0 | 0 | 0 | 0 | 0 | 0 | 0 | 0 | 0 | 0 | 0 | 0 | 0 | 0 | 0 | 0 | 0 | 0 | 0 | 0 | 0 | 0 | 0 | 0 | 0 | 0 | 0 | 0 | 0 | 0 | 0
Grocery_Existing_ENERGY STAR certified buildings program_RIM | Ach | Grocery | Miscellaneous | Pool pump | RIM | Existing | NE5224 | ENERGY STAR certified buildings program | ENERGY STAR certified buildings program | NonEquip | 20 |  | 0% | Custom_improvement_existing | 11% | 0 | 0 | 0 | 0 | 0 | 0 | 0 | 0 | 0 | 0 | 0 | 0 | 0 | 0 | 0 | 0 | 0 | 0 | 0 | 0 | 0 | 0 | 0 | 0 | 0 | 0 | 0 | 0 | 0 | 0 | 0 | 0 | 0 | 0 | 0 | 0 | 0 | 0 | 0 | 0
Grocery_New_ENERGY STAR certified buildings program_RIM | Ach | Grocery | Space Heating | Packaged central unit | RIM | New | NN5133 | ENERGY STAR certified buildings program | ENERGY STAR certified buildings program | NonEquip | 20 |  | 0% | Custom_improvement | 11% | 0 | 0 | 0 | 0 | 0 | 0 | 0 | 0 | 0 | 0 | 0 | 0 | 0 | 0 | 0 | 0 | 0 | 0 | 0 | 0 | 0 | 0 | 0 | 0 | 0 | 0 | 0 | 0 | 0 | 0 | 0 | 0 | 0 | 0 | 0 | 0 | 0 | 0 | 0 | 0
Grocery_Existing_ENERGY STAR certified buildings program_RIM | Ach | Grocery | Space Heating | Packaged central unit | RIM | Existing | NE5120 | ENERGY STAR certified buildings program | ENERGY STAR certified buildings program | NonEquip | 20 |  | 0% | Custom_improvement_existing | 11% | 0 | 0 | 0 | 0 | 0 | 0 | 0 | 0 | 0 | 0 | 0 | 0 | 0 | 0 | 0 | 0 | 0 | 0 | 0 | 0 | 0 | 0 | 0 | 0 | 0 | 0 | 0 | 0 | 0 | 0 | 0 | 0 | 0 | 0 | 0 | 0 | 0 | 0 | 0 | 0
Grocery_New_ENERGY STAR certified buildings program_RIM | Ach | Grocery | Space Cooling | Packaged air conditioning units (RTUs) | RIM | New | NN5159 | ENERGY STAR certified buildings program | ENERGY STAR certified buildings program | NonEquip | 20 |  | 0% | Custom_improvement | 11% | 0 | 0 | 0 | 0 | 0 | 0 | 0 | 0 | 0 | 0 | 0 | 0 | 0 | 0 | 0 | 0 | 0 | 0 | 0 | 0 | 0 | 0 | 0 | 0 | 0 | 0 | 0 | 0 | 0 | 0 | 0 | 0 | 0 | 0 | 0 | 0 | 0 | 0 | 0 | 0
Grocery_New_Energy Recovery Ventilation System (ERV)_RIM | Ach | Grocery | Space Cooling | Packaged air conditioning units (RTUs) | RIM | New | NN3599 | Energy Recovery Ventilation System (ERV) | Energy Recovery Ventilation System (ERV) | NonEquip | 15 | Packaged air conditioning units (RTUs) | 48.99% | Prescriptive_all | 9.935% | 2771.9395 | 4416.8004 | 7394.1943 | 11597.6943 | 16524.4688 | 18613.201 | 17447.321 | 12993.8715 | 7573.4791 | 3586.169 | 2771.9395 | 7188.7399 | 14582.9342 | 26180.6285 | 42705.0972 | 61318.2982 | 78765.6192 | 91759.4906 | 99332.9697 | 102919.1387 | 4.0644 | 10.5406 | 21.3825 | 38.3879 | 62.6173 | 89.9093 | 115.4918 | 134.5443 | 145.6491 | 150.9074 | 0.78767 | 2.0427 | 4.1439 | 7.4395 | 12.135 | 17.4241 | 22.3819 | 26.0743 | 28.2263 | 29.2454
Grocery_Existing_ENERGY STAR certified buildings program_RIM | Ach | Grocery | Space Cooling | Packaged air conditioning units (RTUs) | RIM | Existing | NE5146 | ENERGY STAR certified buildings program | ENERGY STAR certified buildings program | NonEquip | 20 |  | 0% | Custom_improvement_existing | 11% | 0 | 0 | 0 | 0 | 0 | 0 | 0 | 0 | 0 | 0 | 0 | 0 | 0 | 0 | 0 | 0 | 0 | 0 | 0 | 0 | 0 | 0 | 0 | 0 | 0 | 0 | 0 | 0 | 0 | 0 | 0 | 0 | 0 | 0 | 0 | 0 | 0 | 0 | 0 | 0
Grocery_Existing_Energy Recovery Ventilation System (ERV)_RIM | Ach | Grocery | Space Cooling | Packaged air conditioning units (RTUs) | RIM | Existing | NE3586 | Energy Recovery Ventilation System (ERV) | Energy Recovery Ventilation System (ERV) | NonEquip | 15 | Packaged air conditioning units (RTUs) | 48.99% | Prescriptive_all_existing | 9.935% | 20605.3464 | 31928.7015 | 47908.3637 | 68149.0136 | 88902.3261 | 101748.5568 | 97114.2478 | 73687.4652 | 43810.4939 | 21144.2037 | 20605.3464 | 52534.0479 | 100442.4116 | 168591.4253 | 257493.7514 | 359242.3082 | 456356.556 | 530044.0212 | 573854.5151 | 594998.7189 | 30.213 | 77.0292 | 147.2758 | 247.2008 | 377.5557 | 526.7467 | 669.1426 | 777.1884 | 841.4265 | 872.4296 | 5.8552 | 14.928 | 28.5416 | 47.9067 | 73.1691 | 102.0819 | 129.6777 | 150.6167 | 163.0658 | 169.0741
Grocery_New_ENERGY STAR certified buildings program_RIM | Ach | Grocery | Interior Lighting | Overhead (fluorescent/LED/CFL U-shape) | RIM | New | NN5003 | ENERGY STAR certified buildings program | ENERGY STAR certified buildings program | NonEquip | 20 |  | 0% | Custom_improvement | 11% | 0 | 0 | 0 | 0 | 0 | 0 | 0 | 0 | 0 | 0 | 0 | 0 | 0 | 0 | 0 | 0 | 0 | 0 | 0 | 0 | 0 | 0 | 0 | 0 | 0 | 0 | 0 | 0 | 0 | 0 | 0 | 0 | 0 | 0 | 0 | 0 | 0 | 0 | 0 | 0
Grocery_Existing_ENERGY STAR certified buildings program_RIM | Ach | Grocery | Interior Lighting | Overhead (fluorescent/LED/CFL U-shape) | RIM | Existing | NE4990 | ENERGY STAR certified buildings program | ENERGY STAR certified buildings program | NonEquip | 20 |  | 0% | Custom_improvement_existing | 11% | 0 | 0 | 0 | 0 | 0 | 0 | 0 | 0 | 0 | 0 | 0 | 0 | 0 | 0 | 0 | 0 | 0 | 0 | 0 | 0 | 0 | 0 | 0 | 0 | 0 | 0 | 0 | 0 | 0 | 0 | 0 | 0 | 0 | 0 | 0 | 0 | 0 | 0 | 0 | 0
Grocery_New_ENERGY STAR certified buildings program_RIM | Ach | Grocery | Cooking | Oven | RIM | New | NN5081 | ENERGY STAR certified buildings program | ENERGY STAR certified buildings program | NonEquip | 20 |  | 0% | Custom_improvement | 11% | 0 | 0 | 0 | 0 | 0 | 0 | 0 | 0 | 0 | 0 | 0 | 0 | 0 | 0 | 0 | 0 | 0 | 0 | 0 | 0 | 0 | 0 | 0 | 0 | 0 | 0 | 0 | 0 | 0 | 0 | 0 | 0 | 0 | 0 | 0 | 0 | 0 | 0 | 0 | 0
Grocery_Existing_ENERGY STAR certified buildings program_RIM | Ach | Grocery | Cooking | Oven | RIM | Existing | NE5068 | ENERGY STAR certified buildings program | ENERGY STAR certified buildings program | NonEquip | 20 |  | 0% | Custom_improvement_existing | 11% | 0 | 0 | 0 | 0 | 0 | 0 | 0 | 0 | 0 | 0 | 0 | 0 | 0 | 0 | 0 | 0 | 0 | 0 | 0 | 0 | 0 | 0 | 0 | 0 | 0 | 0 | 0 | 0 | 0 | 0 | 0 | 0 | 0 | 0 | 0 | 0 | 0 | 0 | 0 | 0
Grocery_New_ENERGY STAR certified buildings program_RIM | Ach | Grocery | Miscellaneous | Others | RIM | New | NN5237 | ENERGY STAR certified buildings program | ENERGY STAR certified buildings program | NonEquip | 20 |  | 0% | Custom_improvement | 11% | 0 | 0 | 0 | 0 | 0 | 0 | 0 | 0 | 0 | 0 | 0 | 0 | 0 | 0 | 0 | 0 | 0 | 0 | 0 | 0 | 0 | 0 | 0 | 0 | 0 | 0 | 0 | 0 | 0 | 0 | 0 | 0 | 0 | 0 | 0 | 0 | 0 | 0 | 0 | 0
Grocery_Existing_ENERGY STAR certified buildings program_RIM | Ach | Grocery | Miscellaneous | Others | RIM | Existing | NE5224 | ENERGY STAR certified buildings program | ENERGY STAR certified buildings program | NonEquip | 20 |  | 0% | Custom_improvement_existing | 11% | 0 | 0 | 0 | 0 | 0 | 0 | 0 | 0 | 0 | 0 | 0 | 0 | 0 | 0 | 0 | 0 | 0 | 0 | 0 | 0 | 0 | 0 | 0 | 0 | 0 | 0 | 0 | 0 | 0 | 0 | 0 | 0 | 0 | 0 | 0 | 0 | 0 | 0 | 0 | 0
Grocery_New_ENERGY STAR certified buildings program_RIM | Ach | Grocery | Office Equipment | Other office | RIM | New | NN5055 | ENERGY STAR certified buildings program | ENERGY STAR certified buildings program | NonEquip | 20 |  | 0% | Custom_improvement | 11% | 0 | 0 | 0 | 0 | 0 | 0 | 0 | 0 | 0 | 0 | 0 | 0 | 0 | 0 | 0 | 0 | 0 | 0 | 0 | 0 | 0 | 0 | 0 | 0 | 0 | 0 | 0 | 0 | 0 | 0 | 0 | 0 | 0 | 0 | 0 | 0 | 0 | 0 | 0 | 0
Grocery_Existing_ENERGY STAR certified buildings program_RIM | Ach | Grocery | Office Equipment | Other office | RIM | Existing | NE5042 | ENERGY STAR certified buildings program | ENERGY STAR certified buildings program | NonEquip | 20 |  | 0% | Custom_improvement_existing | 11% | 0 | 0 | 0 | 0 | 0 | 0 | 0 | 0 | 0 | 0 | 0 | 0 | 0 | 0 | 0 | 0 | 0 | 0 | 0 | 0 | 0 | 0 | 0 | 0 | 0 | 0 | 0 | 0 | 0 | 0 | 0 | 0 | 0 | 0 | 0 | 0 | 0 | 0 | 0 | 0
Grocery_New_ENERGY STAR certified buildings program_RIM | Ach | Grocery | Ventilation and Circulation | Motor/Fan | RIM | New | NN5185 | ENERGY STAR certified buildings program | ENERGY STAR certified buildings program | NonEquip | 20 |  | 0% | Custom_improvement | 11% | 0 | 0 | 0 | 0 | 0 | 0 | 0 | 0 | 0 | 0 | 0 | 0 | 0 | 0 | 0 | 0 | 0 | 0 | 0 | 0 | 0 | 0 | 0 | 0 | 0 | 0 | 0 | 0 | 0 | 0 | 0 | 0 | 0 | 0 | 0 | 0 | 0 | 0 | 0 | 0
Grocery_Existing_ENERGY STAR certified buildings program_RIM | Ach | Grocery | Ventilation and Circulation | Motor/Fan | RIM | Existing | NE5172 | ENERGY STAR certified buildings program | ENERGY STAR certified buildings program | NonEquip | 20 |  | 0% | Custom_improvement_existing | 11% | 0 | 0 | 0 | 0 | 0 | 0 | 0 | 0 | 0 | 0 | 0 | 0 | 0 | 0 | 0 | 0 | 0 | 0 | 0 | 0 | 0 | 0 | 0 | 0 | 0 | 0 | 0 | 0 | 0 | 0 | 0 | 0 | 0 | 0 | 0 | 0 | 0 | 0 | 0 | 0
Grocery_New_ENERGY STAR certified buildings program_RIM | Ach | Grocery | Miscellaneous | Medical equipment | RIM | New | NN5237 | ENERGY STAR certified buildings program | ENERGY STAR certified buildings program | NonEquip | 20 |  | 0% | Custom_improvement | 11% | 0 | 0 | 0 | 0 | 0 | 0 | 0 | 0 | 0 | 0 | 0 | 0 | 0 | 0 | 0 | 0 | 0 | 0 | 0 | 0 | 0 | 0 | 0 | 0 | 0 | 0 | 0 | 0 | 0 | 0 | 0 | 0 | 0 | 0 | 0 | 0 | 0 | 0 | 0 | 0
Grocery_Existing_ENERGY STAR certified buildings program_RIM | Ach | Grocery | Miscellaneous | Medical equipment | RIM | Existing | NE5224 | ENERGY STAR certified buildings program | ENERGY STAR certified buildings program | NonEquip | 20 |  | 0% | Custom_improvement_existing | 11% | 0 | 0 | 0 | 0 | 0 | 0 | 0 | 0 | 0 | 0 | 0 | 0 | 0 | 0 | 0 | 0 | 0 | 0 | 0 | 0 | 0 | 0 | 0 | 0 | 0 | 0 | 0 | 0 | 0 | 0 | 0 | 0 | 0 | 0 | 0 | 0 | 0 | 0 | 0 | 0
Grocery_New_ENERGY STAR certified buildings program_RIM | Ach | Grocery | Refrigeration | Large cold storage | RIM | New | NN5107 | ENERGY STAR certified buildings program | ENERGY STAR certified buildings program | NonEquip | 20 |  | 0% | Custom_improvement | 11% | 0 | 0 | 0 | 0 | 0 | 0 | 0 | 0 | 0 | 0 | 0 | 0 | 0 | 0 | 0 | 0 | 0 | 0 | 0 | 0 | 0 | 0 | 0 | 0 | 0 | 0 | 0 | 0 | 0 | 0 | 0 | 0 | 0 | 0 | 0 | 0 | 0 | 0 | 0 | 0
Grocery_Existing_ENERGY STAR certified buildings program_RIM | Ach | Grocery | Refrigeration | Large cold storage | RIM | Existing | NE5094 | ENERGY STAR certified buildings program | ENERGY STAR certified buildings program | NonEquip | 20 |  | 0% | Custom_improvement_existing | 11% | 0 | 0 | 0 | 0 | 0 | 0 | 0 | 0 | 0 | 0 | 0 | 0 | 0 | 0 | 0 | 0 | 0 | 0 | 0 | 0 | 0 | 0 | 0 | 0 | 0 | 0 | 0 | 0 | 0 | 0 | 0 | 0 | 0 | 0 | 0 | 0 | 0 | 0 | 0 | 0
Grocery_New_ENERGY STAR certified buildings program_RIM | Ach | Grocery | Miscellaneous | Laboratory equipment | RIM | New | NN5237 | ENERGY STAR certified buildings program | ENERGY STAR certified buildings program | NonEquip | 20 |  | 0% | Custom_improvement | 11% | 0 | 0 | 0 | 0 | 0 | 0 | 0 | 0 | 0 | 0 | 0 | 0 | 0 | 0 | 0 | 0 | 0 | 0 | 0 | 0 | 0 | 0 | 0 | 0 | 0 | 0 | 0 | 0 | 0 | 0 | 0 | 0 | 0 | 0 | 0 | 0 | 0 | 0 | 0 | 0
Grocery_Existing_ENERGY STAR certified buildings program_RIM | Ach | Grocery | Miscellaneous | Laboratory equipment | RIM | Existing | NE5224 | ENERGY STAR certified buildings program | ENERGY STAR certified buildings program | NonEquip | 20 |  | 0% | Custom_improvement_existing | 11% | 0 | 0 | 0 | 0 | 0 | 0 | 0 | 0 | 0 | 0 | 0 | 0 | 0 | 0 | 0 | 0 | 0 | 0 | 0 | 0 | 0 | 0 | 0 | 0 | 0 | 0 | 0 | 0 | 0 | 0 | 0 | 0 | 0 | 0 | 0 | 0 | 0 | 0 | 0 | 0
Grocery_New_ENERGY STAR certified buildings program_RIM | Ach | Grocery | Ventilation and Circulation | Individual room ventilation | RIM | New | NN5185 | ENERGY STAR certified buildings program | ENERGY STAR certified buildings program | NonEquip | 20 |  | 0% | Custom_improvement | 11% | 0 | 0 | 0 | 0 | 0 | 0 | 0 | 0 | 0 | 0 | 0 | 0 | 0 | 0 | 0 | 0 | 0 | 0 | 0 | 0 | 0 | 0 | 0 | 0 | 0 | 0 | 0 | 0 | 0 | 0 | 0 | 0 | 0 | 0 | 0 | 0 | 0 | 0 | 0 | 0
Grocery_Existing_ENERGY STAR certified buildings program_RIM | Ach | Grocery | Ventilation and Circulation | Individual room ventilation | RIM | Existing | NE5172 | ENERGY STAR certified buildings program | ENERGY STAR certified buildings program | NonEquip | 20 |  | 0% | Custom_improvement_existing | 11% | 0 | 0 | 0 | 0 | 0 | 0 | 0 | 0 | 0 | 0 | 0 | 0 | 0 | 0 | 0 | 0 | 0 | 0 | 0 | 0 | 0 | 0 | 0 | 0 | 0 | 0 | 0 | 0 | 0 | 0 | 0 | 0 | 0 | 0 | 0 | 0 | 0 | 0 | 0 | 0
Grocery_New_ENERGY STAR certified buildings program_RIM | Ach | Grocery | Space Heating | Individual room heating | RIM | New | NN5133 | ENERGY STAR certified buildings program | ENERGY STAR certified buildings program | NonEquip | 20 |  | 0% | Custom_improvement | 11% | 0 | 0 | 0 | 0 | 0 | 0 | 0 | 0 | 0 | 0 | 0 | 0 | 0 | 0 | 0 | 0 | 0 | 0 | 0 | 0 | 0 | 0 | 0 | 0 | 0 | 0 | 0 | 0 | 0 | 0 | 0 | 0 | 0 | 0 | 0 | 0 | 0 | 0 | 0 | 0
Grocery_Existing_ENERGY STAR certified buildings program_RIM | Ach | Grocery | Space Heating | Individual room heating | RIM | Existing | NE5120 | ENERGY STAR certified buildings program | ENERGY STAR certified buildings program | NonEquip | 20 |  | 0% | Custom_improvement_existing | 11% | 0 | 0 | 0 | 0 | 0 | 0 | 0 | 0 | 0 | 0 | 0 | 0 | 0 | 0 | 0 | 0 | 0 | 0 | 0 | 0 | 0 | 0 | 0 | 0 | 0 | 0 | 0 | 0 | 0 | 0 | 0 | 0 | 0 | 0 | 0 | 0 | 0 | 0 | 0 | 0
Grocery_New_ENERGY STAR certified buildings program_RIM | Ach | Grocery | Space Cooling | Individual room air conditioners | RIM | New | NN5159 | ENERGY STAR certified buildings program | ENERGY STAR certified buildings program | NonEquip | 20 |  | 0% | Custom_improvement | 11% | 0 | 0 | 0 | 0 | 0 | 0 | 0 | 0 | 0 | 0 | 0 | 0 | 0 | 0 | 0 | 0 | 0 | 0 | 0 | 0 | 0 | 0 | 0 | 0 | 0 | 0 | 0 | 0 | 0 | 0 | 0 | 0 | 0 | 0 | 0 | 0 | 0 | 0 | 0 | 0
Grocery_New_Energy Recovery Ventilation System (ERV)_RIM | Ach | Grocery | Space Cooling | Individual room air conditioners | RIM | New | NN3599 | Energy Recovery Ventilation System (ERV) | Energy Recovery Ventilation System (ERV) | NonEquip | 15 | Packaged air conditioning units (RTUs) | 0% | Prescriptive_all | 9.935% | 0 | 0 | 0 | 0 | 0 | 0 | 0 | 0 | 0 | 0 | 0 | 0 | 0 | 0 | 0 | 0 | 0 | 0 | 0 | 0 | 0 | 0 | 0 | 0 | 0 | 0 | 0 | 0 | 0 | 0 | 0 | 0 | 0 | 0 | 0 | 0 | 0 | 0 | 0 | 0
Grocery_Existing_ENERGY STAR certified buildings program_RIM | Ach | Grocery | Space Cooling | Individual room air conditioners | RIM | Existing | NE5146 | ENERGY STAR certified buildings program | ENERGY STAR certified buildings program | NonEquip | 20 |  | 0% | Custom_improvement_existing | 11% | 0 | 0 | 0 | 0 | 0 | 0 | 0 | 0 | 0 | 0 | 0 | 0 | 0 | 0 | 0 | 0 | 0 | 0 | 0 | 0 | 0 | 0 | 0 | 0 | 0 | 0 | 0 | 0 | 0 | 0 | 0 | 0 | 0 | 0 | 0 | 0 | 0 | 0 | 0 | 0
Grocery_Existing_Energy Recovery Ventilation System (ERV)_RIM | Ach | Grocery | Space Cooling | Individual room air conditioners | RIM | Existing | NE3586 | Energy Recovery Ventilation System (ERV) | Energy Recovery Ventilation System (ERV) | NonEquip | 15 | Packaged air conditioning units (RTUs) | 0% | Prescriptive_all_existing | 9.935% | 0 | 0 | 0 | 0 | 0 | 0 | 0 | 0 | 0 | 0 | 0 | 0 | 0 | 0 | 0 | 0 | 0 | 0 | 0 | 0 | 0 | 0 | 0 | 0 | 0 | 0 | 0 | 0 | 0 | 0 | 0 | 0 | 0 | 0 | 0 | 0 | 0 | 0 | 0 | 0
Grocery_New_ENERGY STAR certified buildings program_RIM | Ach | Grocery | Interior Lighting | High bay | RIM | New | NN5003 | ENERGY STAR certified buildings program | ENERGY STAR certified buildings program | NonEquip | 20 |  | 0% | Custom_improvement | 11% | 0 | 0 | 0 | 0 | 0 | 0 | 0 | 0 | 0 | 0 | 0 | 0 | 0 | 0 | 0 | 0 | 0 | 0 | 0 | 0 | 0 | 0 | 0 | 0 | 0 | 0 | 0 | 0 | 0 | 0 | 0 | 0 | 0 | 0 | 0 | 0 | 0 | 0 | 0 | 0
Grocery_Existing_ENERGY STAR certified buildings program_RIM | Ach | Grocery | Interior Lighting | High bay | RIM | Existing | NE4990 | ENERGY STAR certified buildings program | ENERGY STAR certified buildings program | NonEquip | 20 |  | 0% | Custom_improvement_existing | 11% | 0 | 0 | 0 | 0 | 0 | 0 | 0 | 0 | 0 | 0 | 0 | 0 | 0 | 0 | 0 | 0 | 0 | 0 | 0 | 0 | 0 | 0 | 0 | 0 | 0 | 0 | 0 | 0 | 0 | 0 | 0 | 0 | 0 | 0 | 0 | 0 | 0 | 0 | 0 | 0
Grocery_New_ENERGY STAR certified buildings program_RIM | Ach | Grocery | Cooking | Fryer | RIM | New | NN5081 | ENERGY STAR certified buildings program | ENERGY STAR certified buildings program | NonEquip | 20 |  | 0% | Custom_improvement | 11% | 0 | 0 | 0 | 0 | 0 | 0 | 0 | 0 | 0 | 0 | 0 | 0 | 0 | 0 | 0 | 0 | 0 | 0 | 0 | 0 | 0 | 0 | 0 | 0 | 0 | 0 | 0 | 0 | 0 | 0 | 0 | 0 | 0 | 0 | 0 | 0 | 0 | 0 | 0 | 0
Grocery_Existing_ENERGY STAR certified buildings program_RIM | Ach | Grocery | Cooking | Fryer | RIM | Existing | NE5068 | ENERGY STAR certified buildings program | ENERGY STAR certified buildings program | NonEquip | 20 |  | 0% | Custom_improvement_existing | 11% | 0 | 0 | 0 | 0 | 0 | 0 | 0 | 0 | 0 | 0 | 0 | 0 | 0 | 0 | 0 | 0 | 0 | 0 | 0 | 0 | 0 | 0 | 0 | 0 | 0 | 0 | 0 | 0 | 0 | 0 | 0 | 0 | 0 | 0 | 0 | 0 | 0 | 0 | 0 | 0
Grocery_New_ENERGY STAR certified buildings program_RIM | Ach | Grocery | Space Heating | Forced air furnace | RIM | New | NN5133 | ENERGY STAR certified buildings program | ENERGY STAR certified buildings program | NonEquip | 20 |  | 0% | Custom_improvement | 11% | 0 | 0 | 0 | 0 | 0 | 0 | 0 | 0 | 0 | 0 | 0 | 0 | 0 | 0 | 0 | 0 | 0 | 0 | 0 | 0 | 0 | 0 | 0 | 0 | 0 | 0 | 0 | 0 | 0 | 0 | 0 | 0 | 0 | 0 | 0 | 0 | 0 | 0 | 0 | 0
Grocery_Existing_ENERGY STAR certified buildings program_RIM | Ach | Grocery | Space Heating | Forced air furnace | RIM | Existing | NE5120 | ENERGY STAR certified buildings program | ENERGY STAR certified buildings program | NonEquip | 20 |  | 0% | Custom_improvement_existing | 11% | 0 | 0 | 0 | 0 | 0 | 0 | 0 | 0 | 0 | 0 | 0 | 0 | 0 | 0 | 0 | 0 | 0 | 0 | 0 | 0 | 0 | 0 | 0 | 0 | 0 | 0 | 0 | 0 | 0 | 0 | 0 | 0 | 0 | 0 | 0 | 0 | 0 | 0 | 0 | 0
Grocery_New_ENERGY STAR certified buildings program_RIM | Ach | Grocery | Exterior Lighting | Exterior parking/lot lighting | RIM | New | NN5029 | ENERGY STAR certified buildings program | ENERGY STAR certified buildings program | NonEquip | 20 |  | 0% | Custom_improvement | 11% | 0 | 0 | 0 | 0 | 0 | 0 | 0 | 0 | 0 | 0 | 0 | 0 | 0 | 0 | 0 | 0 | 0 | 0 | 0 | 0 | 0 | 0 | 0 | 0 | 0 | 0 | 0 | 0 | 0 | 0 | 0 | 0 | 0 | 0 | 0 | 0 | 0 | 0 | 0 | 0
Grocery_Existing_ENERGY STAR certified buildings program_RIM | Ach | Grocery | Exterior Lighting | Exterior parking/lot lighting | RIM | Existing | NE5016 | ENERGY STAR certified buildings program | ENERGY STAR certified buildings program | NonEquip | 20 |  | 0% | Custom_improvement_existing | 11% | 0 | 0 | 0 | 0 | 0 | 0 | 0 | 0 | 0 | 0 | 0 | 0 | 0 | 0 | 0 | 0 | 0 | 0 | 0 | 0 | 0 | 0 | 0 | 0 | 0 | 0 | 0 | 0 | 0 | 0 | 0 | 0 | 0 | 0 | 0 | 0 | 0 | 0 | 0 | 0
Grocery_New_ENERGY STAR certified buildings program_RIM | Ach | Grocery | Exterior Lighting | Exterior marquis | RIM | New | NN5029 | ENERGY STAR certified buildings program | ENERGY STAR certified buildings program | NonEquip | 20 |  | 0% | Custom_improvement | 11% | 0 | 0 | 0 | 0 | 0 | 0 | 0 | 0 | 0 | 0 | 0 | 0 | 0 | 0 | 0 | 0 | 0 | 0 | 0 | 0 | 0 | 0 | 0 | 0 | 0 | 0 | 0 | 0 | 0 | 0 | 0 | 0 | 0 | 0 | 0 | 0 | 0 | 0 | 0 | 0
Grocery_Existing_ENERGY STAR certified buildings program_RIM | Ach | Grocery | Exterior Lighting | Exterior marquis | RIM | Existing | NE5016 | ENERGY STAR certified buildings program | ENERGY STAR certified buildings program | NonEquip | 20 |  | 0% | Custom_improvement_existing | 11% | 0 | 0 | 0 | 0 | 0 | 0 | 0 | 0 | 0 | 0 | 0 | 0 | 0 | 0 | 0 | 0 | 0 | 0 | 0 | 0 | 0 | 0 | 0 | 0 | 0 | 0 | 0 | 0 | 0 | 0 | 0 | 0 | 0 | 0 | 0 | 0 | 0 | 0 | 0 | 0
Grocery_New_ENERGY STAR certified buildings program_RIM | Ach | Grocery | Miscellaneous | Elevators/Escalators | RIM | New | NN5237 | ENERGY STAR certified buildings program | ENERGY STAR certified buildings program | NonEquip | 20 |  | 0% | Custom_improvement | 11% | 0 | 0 | 0 | 0 | 0 | 0 | 0 | 0 | 0 | 0 | 0 | 0 | 0 | 0 | 0 | 0 | 0 | 0 | 0 | 0 | 0 | 0 | 0 | 0 | 0 | 0 | 0 | 0 | 0 | 0 | 0 | 0 | 0 | 0 | 0 | 0 | 0 | 0 | 0 | 0
Grocery_Existing_ENERGY STAR certified buildings program_RIM | Ach | Grocery | Miscellaneous | Elevators/Escalators | RIM | Existing | NE5224 | ENERGY STAR certified buildings program | ENERGY STAR certified buildings program | NonEquip | 20 |  | 0% | Custom_improvement_existing | 11% | 0 | 0 | 0 | 0 | 0 | 0 | 0 | 0 | 0 | 0 | 0 | 0 | 0 | 0 | 0 | 0 | 0 | 0 | 0 | 0 | 0 | 0 | 0 | 0 | 0 | 0 | 0 | 0 | 0 | 0 | 0 | 0 | 0 | 0 | 0 | 0 | 0 | 0 | 0 | 0
Grocery_New_ENERGY STAR certified buildings program_RIM | Ach | Grocery | Office Equipment | Document production | RIM | New | NN5055 | ENERGY STAR certified buildings program | ENERGY STAR certified buildings program | NonEquip | 20 |  | 0% | Custom_improvement | 11% | 0 | 0 | 0 | 0 | 0 | 0 | 0 | 0 | 0 | 0 | 0 | 0 | 0 | 0 | 0 | 0 | 0 | 0 | 0 | 0 | 0 | 0 | 0 | 0 | 0 | 0 | 0 | 0 | 0 | 0 | 0 | 0 | 0 | 0 | 0 | 0 | 0 | 0 | 0 | 0
Grocery_Existing_ENERGY STAR certified buildings program_RIM | Ach | Grocery | Office Equipment | Document production | RIM | Existing | NE5042 | ENERGY STAR certified buildings program | ENERGY STAR certified buildings program | NonEquip | 20 |  | 0% | Custom_improvement_existing | 11% | 0 | 0 | 0 | 0 | 0 | 0 | 0 | 0 | 0 | 0 | 0 | 0 | 0 | 0 | 0 | 0 | 0 | 0 | 0 | 0 | 0 | 0 | 0 | 0 | 0 | 0 | 0 | 0 | 0 | 0 | 0 | 0 | 0 | 0 | 0 | 0 | 0 | 0 | 0 | 0
Grocery_New_ENERGY STAR certified buildings program_RIM | Ach | Grocery | Space Cooling | District chilled water piped | RIM | New | NN5159 | ENERGY STAR certified buildings program | ENERGY STAR certified buildings program | NonEquip | 20 |  | 0% | Custom_improvement | 11% | 0 | 0 | 0 | 0 | 0 | 0 | 0 | 0 | 0 | 0 | 0 | 0 | 0 | 0 | 0 | 0 | 0 | 0 | 0 | 0 | 0 | 0 | 0 | 0 | 0 | 0 | 0 | 0 | 0 | 0 | 0 | 0 | 0 | 0 | 0 | 0 | 0 | 0 | 0 | 0
Grocery_New_Energy Recovery Ventilation System (ERV)_RIM | Ach | Grocery | Space Cooling | District chilled water piped | RIM | New | NN3599 | Energy Recovery Ventilation System (ERV) | Energy Recovery Ventilation System (ERV) | NonEquip | 15 | Packaged air conditioning units (RTUs) | 0% | Prescriptive_all | 9.935% | 0 | 0 | 0 | 0 | 0 | 0 | 0 | 0 | 0 | 0 | 0 | 0 | 0 | 0 | 0 | 0 | 0 | 0 | 0 | 0 | 0 | 0 | 0 | 0 | 0 | 0 | 0 | 0 | 0 | 0 | 0 | 0 | 0 | 0 | 0 | 0 | 0 | 0 | 0 | 0
Grocery_Existing_ENERGY STAR certified buildings program_RIM | Ach | Grocery | Space Cooling | District chilled water piped | RIM | Existing | NE5146 | ENERGY STAR certified buildings program | ENERGY STAR certified buildings program | NonEquip | 20 |  | 0% | Custom_improvement_existing | 11% | 0 | 0 | 0 | 0 | 0 | 0 | 0 | 0 | 0 | 0 | 0 | 0 | 0 | 0 | 0 | 0 | 0 | 0 | 0 | 0 | 0 | 0 | 0 | 0 | 0 | 0 | 0 | 0 | 0 | 0 | 0 | 0 | 0 | 0 | 0 | 0 | 0 | 0 | 0 | 0
Grocery_Existing_Energy Recovery Ventilation System (ERV)_RIM | Ach | Grocery | Space Cooling | District chilled water piped | RIM | Existing | NE3586 | Energy Recovery Ventilation System (ERV) | Energy Recovery Ventilation System (ERV) | NonEquip | 15 | Packaged air conditioning units (RTUs) | 0% | Prescriptive_all_existing | 9.935% | 0 | 0 | 0 | 0 | 0 | 0 | 0 | 0 | 0 | 0 | 0 | 0 | 0 | 0 | 0 | 0 | 0 | 0 | 0 | 0 | 0 | 0 | 0 | 0 | 0 | 0 | 0 | 0 | 0 | 0 | 0 | 0 | 0 | 0 | 0 | 0 | 0 | 0 | 0 | 0
Grocery_New_ENERGY STAR certified buildings program_RIM | Ach | Grocery | Refrigeration | Display cases | RIM | New | NN5107 | ENERGY STAR certified buildings program | ENERGY STAR certified buildings program | NonEquip | 20 |  | 0% | Custom_improvement | 11% | 0 | 0 | 0 | 0 | 0 | 0 | 0 | 0 | 0 | 0 | 0 | 0 | 0 | 0 | 0 | 0 | 0 | 0 | 0 | 0 | 0 | 0 | 0 | 0 | 0 | 0 | 0 | 0 | 0 | 0 | 0 | 0 | 0 | 0 | 0 | 0 | 0 | 0 | 0 | 0
Grocery_Existing_ENERGY STAR certified buildings program_RIM | Ach | Grocery | Refrigeration | Display cases | RIM | Existing | NE5094 | ENERGY STAR certified buildings program | ENERGY STAR certified buildings program | NonEquip | 20 |  | 0% | Custom_improvement_existing | 11% | 0 | 0 | 0 | 0 | 0 | 0 | 0 | 0 | 0 | 0 | 0 | 0 | 0 | 0 | 0 | 0 | 0 | 0 | 0 | 0 | 0 | 0 | 0 | 0 | 0 | 0 | 0 | 0 | 0 | 0 | 0 | 0 | 0 | 0 | 0 | 0 | 0 | 0 | 0 | 0
Grocery_New_ENERGY STAR certified buildings program_RIM | Ach | Grocery | Cooking | Cooking Other | RIM | New | NN5081 | ENERGY STAR certified buildings program | ENERGY STAR certified buildings program | NonEquip | 20 |  | 0% | Custom_improvement | 11% | 0 | 0 | 0 | 0 | 0 | 0 | 0 | 0 | 0 | 0 | 0 | 0 | 0 | 0 | 0 | 0 | 0 | 0 | 0 | 0 | 0 | 0 | 0 | 0 | 0 | 0 | 0 | 0 | 0 | 0 | 0 | 0 | 0 | 0 | 0 | 0 | 0 | 0 | 0 | 0
Grocery_Existing_ENERGY STAR certified buildings program_RIM | Ach | Grocery | Cooking | Cooking Other | RIM | Existing | NE5068 | ENERGY STAR certified buildings program | ENERGY STAR certified buildings program | NonEquip | 20 |  | 0% | Custom_improvement_existing | 11% | 0 | 0 | 0 | 0 | 0 | 0 | 0 | 0 | 0 | 0 | 0 | 0 | 0 | 0 | 0 | 0 | 0 | 0 | 0 | 0 | 0 | 0 | 0 | 0 | 0 | 0 | 0 | 0 | 0 | 0 | 0 | 0 | 0 | 0 | 0 | 0 | 0 | 0 | 0 | 0
Grocery_New_ENERGY STAR certified buildings program_RIM | Ach | Grocery | Office Equipment | Computers | RIM | New | NN5055 | ENERGY STAR certified buildings program | ENERGY STAR certified buildings program | NonEquip | 20 |  | 0% | Custom_improvement | 11% | 0 | 0 | 0 | 0 | 0 | 0 | 0 | 0 | 0 | 0 | 0 | 0 | 0 | 0 | 0 | 0 | 0 | 0 | 0 | 0 | 0 | 0 | 0 | 0 | 0 | 0 | 0 | 0 | 0 | 0 | 0 | 0 | 0 | 0 | 0 | 0 | 0 | 0 | 0 | 0
Grocery_Existing_ENERGY STAR certified buildings program_RIM | Ach | Grocery | Office Equipment | Computers | RIM | Existing | NE5042 | ENERGY STAR certified buildings program | ENERGY STAR certified buildings program | NonEquip | 20 |  | 0% | Custom_improvement_existing | 11% | 0 | 0 | 0 | 0 | 0 | 0 | 0 | 0 | 0 | 0 | 0 | 0 | 0 | 0 | 0 | 0 | 0 | 0 | 0 | 0 | 0 | 0 | 0 | 0 | 0 | 0 | 0 | 0 | 0 | 0 | 0 | 0 | 0 | 0 | 0 | 0 | 0 | 0 | 0 | 0
Grocery_New_ENERGY STAR certified buildings program_RIM | Ach | Grocery | Domestic Hot Water | Centralized water heaters | RIM | New | NN5211 | ENERGY STAR certified buildings program | ENERGY STAR certified buildings program | NonEquip | 20 |  | 0% | Custom_improvement | 11% | 0 | 0 | 0 | 0 | 0 | 0 | 0 | 0 | 0 | 0 | 0 | 0 | 0 | 0 | 0 | 0 | 0 | 0 | 0 | 0 | 0 | 0 | 0 | 0 | 0 | 0 | 0 | 0 | 0 | 0 | 0 | 0 | 0 | 0 | 0 | 0 | 0 | 0 | 0 | 0
Grocery_Existing_ENERGY STAR certified buildings program_RIM | Ach | Grocery | Domestic Hot Water | Centralized water heaters | RIM | Existing | NE5198 | ENERGY STAR certified buildings program | ENERGY STAR certified buildings program | NonEquip | 20 |  | 0% | Custom_improvement_existing | 11% | 0 | 0 | 0 | 0 | 0 | 0 | 0 | 0 | 0 | 0 | 0 | 0 | 0 | 0 | 0 | 0 | 0 | 0 | 0 | 0 | 0 | 0 | 0 | 0 | 0 | 0 | 0 | 0 | 0 | 0 | 0 | 0 | 0 | 0 | 0 | 0 | 0 | 0 | 0 | 0
Grocery_New_ENERGY STAR certified buildings program_RIM | Ach | Grocery | Space Cooling | Central chillers inside | RIM | New | NN5159 | ENERGY STAR certified buildings program | ENERGY STAR certified buildings program | NonEquip | 20 |  | 0% | Custom_improvement | 11% | 0 | 0 | 0 | 0 | 0 | 0 | 0 | 0 | 0 | 0 | 0 | 0 | 0 | 0 | 0 | 0 | 0 | 0 | 0 | 0 | 0 | 0 | 0 | 0 | 0 | 0 | 0 | 0 | 0 | 0 | 0 | 0 | 0 | 0 | 0 | 0 | 0 | 0 | 0 | 0
Grocery_New_Energy Recovery Ventilation System (ERV)_RIM | Ach | Grocery | Space Cooling | Central chillers inside | RIM | New | NN3599 | Energy Recovery Ventilation System (ERV) | Energy Recovery Ventilation System (ERV) | NonEquip | 15 | Packaged air conditioning units (RTUs) | 0% | Prescriptive_all | 9.935% | 0 | 0 | 0 | 0 | 0 | 0 | 0 | 0 | 0 | 0 | 0 | 0 | 0 | 0 | 0 | 0 | 0 | 0 | 0 | 0 | 0 | 0 | 0 | 0 | 0 | 0 | 0 | 0 | 0 | 0 | 0 | 0 | 0 | 0 | 0 | 0 | 0 | 0 | 0 | 0
Grocery_Existing_ENERGY STAR certified buildings program_RIM | Ach | Grocery | Space Cooling | Central chillers inside | RIM | Existing | NE5146 | ENERGY STAR certified buildings program | ENERGY STAR certified buildings program | NonEquip | 20 |  | 0% | Custom_improvement_existing | 11% | 0 | 0 | 0 | 0 | 0 | 0 | 0 | 0 | 0 | 0 | 0 | 0 | 0 | 0 | 0 | 0 | 0 | 0 | 0 | 0 | 0 | 0 | 0 | 0 | 0 | 0 | 0 | 0 | 0 | 0 | 0 | 0 | 0 | 0 | 0 | 0 | 0 | 0 | 0 | 0
Grocery_Existing_Energy Recovery Ventilation System (ERV)_RIM | Ach | Grocery | Space Cooling | Central chillers inside | RIM | Existing | NE3586 | Energy Recovery Ventilation System (ERV) | Energy Recovery Ventilation System (ERV) | NonEquip | 15 | Packaged air conditioning units (RTUs) | 0% | Prescriptive_all_existing | 9.935% | 0 | 0 | 0 | 0 | 0 | 0 | 0 | 0 | 0 | 0 | 0 | 0 | 0 | 0 | 0 | 0 | 0 | 0 | 0 | 0 | 0 | 0 | 0 | 0 | 0 | 0 | 0 | 0 | 0 | 0 | 0 | 0 | 0 | 0 | 0 | 0 | 0 | 0 | 0 | 0
Grocery_New_ENERGY STAR certified buildings program_RIM | Ach | Grocery | Ventilation and Circulation | Central air-handling unit | RIM | New | NN5185 | ENERGY STAR certified buildings program | ENERGY STAR certified buildings program | NonEquip | 20 |  | 0% | Custom_improvement | 11% | 0 | 0 | 0 | 0 | 0 | 0 | 0 | 0 | 0 | 0 | 0 | 0 | 0 | 0 | 0 | 0 | 0 | 0 | 0 | 0 | 0 | 0 | 0 | 0 | 0 | 0 | 0 | 0 | 0 | 0 | 0 | 0 | 0 | 0 | 0 | 0 | 0 | 0 | 0 | 0
Grocery_Existing_ENERGY STAR certified buildings program_RIM | Ach | Grocery | Ventilation and Circulation | Central air-handling unit | RIM | Existing | NE5172 | ENERGY STAR certified buildings program | ENERGY STAR certified buildings program | NonEquip | 20 |  | 0% | Custom_improvement_existing | 11% | 0 | 0 | 0 | 0 | 0 | 0 | 0 | 0 | 0 | 0 | 0 | 0 | 0 | 0 | 0 | 0 | 0 | 0 | 0 | 0 | 0 | 0 | 0 | 0 | 0 | 0 | 0 | 0 | 0 | 0 | 0 | 0 | 0 | 0 | 0 | 0 | 0 | 0 | 0 | 0
Grocery_New_ENERGY STAR certified buildings program_RIM | Ach | Grocery | Interior Lighting | case lighting | RIM | New | NN5003 | ENERGY STAR certified buildings program | ENERGY STAR certified buildings program | NonEquip | 20 |  | 0% | Custom_improvement | 11% | 0 | 0 | 0 | 0 | 0 | 0 | 0 | 0 | 0 | 0 | 0 | 0 | 0 | 0 | 0 | 0 | 0 | 0 | 0 | 0 | 0 | 0 | 0 | 0 | 0 | 0 | 0 | 0 | 0 | 0 | 0 | 0 | 0 | 0 | 0 | 0 | 0 | 0 | 0 | 0
Grocery_Existing_ENERGY STAR certified buildings program_RIM | Ach | Grocery | Interior Lighting | case lighting | RIM | Existing | NE4990 | ENERGY STAR certified buildings program | ENERGY STAR certified buildings program | NonEquip | 20 |  | 0% | Custom_improvement_existing | 11% | 0 | 0 | 0 | 0 | 0 | 0 | 0 | 0 | 0 | 0 | 0 | 0 | 0 | 0 | 0 | 0 | 0 | 0 | 0 | 0 | 0 | 0 | 0 | 0 | 0 | 0 | 0 | 0 | 0 | 0 | 0 | 0 | 0 | 0 | 0 | 0 | 0 | 0 | 0 | 0
Grocery_New_ENERGY STAR certified buildings program_RIM | Ach | Grocery | Space Heating | Boilers | RIM | New | NN5133 | ENERGY STAR certified buildings program | ENERGY STAR certified buildings program | NonEquip | 20 |  | 0% | Custom_improvement | 11% | 0 | 0 | 0 | 0 | 0 | 0 | 0 | 0 | 0 | 0 | 0 | 0 | 0 | 0 | 0 | 0 | 0 | 0 | 0 | 0 | 0 | 0 | 0 | 0 | 0 | 0 | 0 | 0 | 0 | 0 | 0 | 0 | 0 | 0 | 0 | 0 | 0 | 0 | 0 | 0
Grocery_Existing_ENERGY STAR certified buildings program_RIM | Ach | Grocery | Space Heating | Boilers | RIM | Existing | NE5120 | ENERGY STAR certified buildings program | ENERGY STAR certified buildings program | NonEquip | 20 |  | 0% | Custom_improvement_existing | 11% | 0 | 0 | 0 | 0 | 0 | 0 | 0 | 0 | 0 | 0 | 0 | 0 | 0 | 0 | 0 | 0 | 0 | 0 | 0 | 0 | 0 | 0 | 0 | 0 | 0 | 0 | 0 | 0 | 0 | 0 | 0 | 0 | 0 | 0 | 0 | 0 | 0 | 0 | 0 | 0
Grocery_New_ENERGY STAR certified buildings program_RIM | Ach | Grocery | Domestic Hot Water | "Point-of-Use" water heaters | RIM | New | NN5211 | ENERGY STAR certified buildings program | ENERGY STAR certified buildings program | NonEquip | 20 |  | 0% | Custom_improvement | 11% | 0 | 0 | 0 | 0 | 0 | 0 | 0 | 0 | 0 | 0 | 0 | 0 | 0 | 0 | 0 | 0 | 0 | 0 | 0 | 0 | 0 | 0 | 0 | 0 | 0 | 0 | 0 | 0 | 0 | 0 | 0 | 0 | 0 | 0 | 0 | 0 | 0 | 0 | 0 | 0
Grocery_Existing_ENERGY STAR certified buildings program_RIM | Ach | Grocery | Domestic Hot Water | "Point-of-Use" water heaters | RIM | Existing | NE5198 | ENERGY STAR certified buildings program | ENERGY STAR certified buildings program | NonEquip | 20 |  | 0% | Custom_improvement_existing | 11% | 0 | 0 | 0 | 0 | 0 | 0 | 0 | 0 | 0 | 0 | 0 | 0 | 0 | 0 | 0 | 0 | 0 | 0 | 0 | 0 | 0 | 0 | 0 | 0 | 0 | 0 | 0 | 0 | 0 | 0 | 0 | 0 | 0 | 0 | 0 | 0 | 0 | 0 | 0 | 0
Lodging/Hospitality_New_ENERGY STAR certified buildings program_RIM | Ach | Lodging/Hospitality | Refrigeration | Walk-in cooler | RIM | New | NN5111 | ENERGY STAR certified buildings program | ENERGY STAR certified buildings program | NonEquip | 20 |  | 0% | Custom_improvement | 11% | 0 | 0 | 0 | 0 | 0 | 0 | 0 | 0 | 0 | 0 | 0 | 0 | 0 | 0 | 0 | 0 | 0 | 0 | 0 | 0 | 0 | 0 | 0 | 0 | 0 | 0 | 0 | 0 | 0 | 0 | 0 | 0 | 0 | 0 | 0 | 0 | 0 | 0 | 0 | 0
Lodging/Hospitality_Existing_ENERGY STAR certified buildings program_RIM | Ach | Lodging/Hospitality | Refrigeration | Walk-in cooler | RIM | Existing | NE5098 | ENERGY STAR certified buildings program | ENERGY STAR certified buildings program | NonEquip | 20 |  | 0% | Custom_improvement_existing | 11% | 0 | 0 | 0 | 0 | 0 | 0 | 0 | 0 | 0 | 0 | 0 | 0 | 0 | 0 | 0 | 0 | 0 | 0 | 0 | 0 | 0 | 0 | 0 | 0 | 0 | 0 | 0 | 0 | 0 | 0 | 0 | 0 | 0 | 0 | 0 | 0 | 0 | 0 | 0 | 0
Lodging/Hospitality_New_ENERGY STAR certified buildings program_RIM | Ach | Lodging/Hospitality | Refrigeration | Vending and ice makers | RIM | New | NN5111 | ENERGY STAR certified buildings program | ENERGY STAR certified buildings program | NonEquip | 20 |  | 0% | Custom_improvement | 11% | 0 | 0 | 0 | 0 | 0 | 0 | 0 | 0 | 0 | 0 | 0 | 0 | 0 | 0 | 0 | 0 | 0 | 0 | 0 | 0 | 0 | 0 | 0 | 0 | 0 | 0 | 0 | 0 | 0 | 0 | 0 | 0 | 0 | 0 | 0 | 0 | 0 | 0 | 0 | 0
Lodging/Hospitality_Existing_ENERGY STAR certified buildings program_RIM | Ach | Lodging/Hospitality | Refrigeration | Vending and ice makers | RIM | Existing | NE5098 | ENERGY STAR certified buildings program | ENERGY STAR certified buildings program | NonEquip | 20 |  | 0% | Custom_improvement_existing | 11% | 0 | 0 | 0 | 0 | 0 | 0 | 0 | 0 | 0 | 0 | 0 | 0 | 0 | 0 | 0 | 0 | 0 | 0 | 0 | 0 | 0 | 0 | 0 | 0 | 0 | 0 | 0 | 0 | 0 | 0 | 0 | 0 | 0 | 0 | 0 | 0 | 0 | 0 | 0 | 0
Lodging/Hospitality_New_ENERGY STAR certified buildings program_RIM | Ach | Lodging/Hospitality | Exterior Lighting | Street lighting | RIM | New | NN5033 | ENERGY STAR certified buildings program | ENERGY STAR certified buildings program | NonEquip | 20 |  | 0% | Custom_improvement | 11% | 0 | 0 | 0 | 0 | 0 | 0 | 0 | 0 | 0 | 0 | 0 | 0 | 0 | 0 | 0 | 0 | 0 | 0 | 0 | 0 | 0 | 0 | 0 | 0 | 0 | 0 | 0 | 0 | 0 | 0 | 0 | 0 | 0 | 0 | 0 | 0 | 0 | 0 | 0 | 0
Lodging/Hospitality_Existing_ENERGY STAR certified buildings program_RIM | Ach | Lodging/Hospitality | Exterior Lighting | Street lighting | RIM | Existing | NE5020 | ENERGY STAR certified buildings program | ENERGY STAR certified buildings program | NonEquip | 20 |  | 0% | Custom_improvement_existing | 11% | 0 | 0 | 0 | 0 | 0 | 0 | 0 | 0 | 0 | 0 | 0 | 0 | 0 | 0 | 0 | 0 | 0 | 0 | 0 | 0 | 0 | 0 | 0 | 0 | 0 | 0 | 0 | 0 | 0 | 0 | 0 | 0 | 0 | 0 | 0 | 0 | 0 | 0 | 0 | 0
Lodging/Hospitality_New_ENERGY STAR certified buildings program_RIM | Ach | Lodging/Hospitality | Cooking | Steamer | RIM | New | NN5085 | ENERGY STAR certified buildings program | ENERGY STAR certified buildings program | NonEquip | 20 |  | 0% | Custom_improvement | 11% | 0 | 0 | 0 | 0 | 0 | 0 | 0 | 0 | 0 | 0 | 0 | 0 | 0 | 0 | 0 | 0 | 0 | 0 | 0 | 0 | 0 | 0 | 0 | 0 | 0 | 0 | 0 | 0 | 0 | 0 | 0 | 0 | 0 | 0 | 0 | 0 | 0 | 0 | 0 | 0
Lodging/Hospitality_Existing_ENERGY STAR certified buildings program_RIM | Ach | Lodging/Hospitality | Cooking | Steamer | RIM | Existing | NE5072 | ENERGY STAR certified buildings program | ENERGY STAR certified buildings program | NonEquip | 20 |  | 0% | Custom_improvement_existing | 11% | 0 | 0 | 0 | 0 | 0 | 0 | 0 | 0 | 0 | 0 | 0 | 0 | 0 | 0 | 0 | 0 | 0 | 0 | 0 | 0 | 0 | 0 | 0 | 0 | 0 | 0 | 0 | 0 | 0 | 0 | 0 | 0 | 0 | 0 | 0 | 0 | 0 | 0 | 0 | 0
Lodging/Hospitality_New_ENERGY STAR certified buildings program_RIM | Ach | Lodging/Hospitality | Exterior Lighting | Spot lighting/Security/Flood | RIM | New | NN5033 | ENERGY STAR certified buildings program | ENERGY STAR certified buildings program | NonEquip | 20 |  | 0% | Custom_improvement | 11% | 0 | 0 | 0 | 0 | 0 | 0 | 0 | 0 | 0 | 0 | 0 | 0 | 0 | 0 | 0 | 0 | 0 | 0 | 0 | 0 | 0 | 0 | 0 | 0 | 0 | 0 | 0 | 0 | 0 | 0 | 0 | 0 | 0 | 0 | 0 | 0 | 0 | 0 | 0 | 0
Lodging/Hospitality_Existing_ENERGY STAR certified buildings program_RIM | Ach | Lodging/Hospitality | Exterior Lighting | Spot lighting/Security/Flood | RIM | Existing | NE5020 | ENERGY STAR certified buildings program | ENERGY STAR certified buildings program | NonEquip | 20 |  | 0% | Custom_improvement_existing | 11% | 0 | 0 | 0 | 0 | 0 | 0 | 0 | 0 | 0 | 0 | 0 | 0 | 0 | 0 | 0 | 0 | 0 | 0 | 0 | 0 | 0 | 0 | 0 | 0 | 0 | 0 | 0 | 0 | 0 | 0 | 0 | 0 | 0 | 0 | 0 | 0 | 0 | 0 | 0 | 0
Lodging/Hospitality_New_ENERGY STAR certified buildings program_RIM | Ach | Lodging/Hospitality | Interior Lighting | Spot lighting | RIM | New | NN5007 | ENERGY STAR certified buildings program | ENERGY STAR certified buildings program | NonEquip | 20 |  | 0% | Custom_improvement | 11% | 0 | 0 | 0 | 0 | 0 | 0 | 0 | 0 | 0 | 0 | 0 | 0 | 0 | 0 | 0 | 0 | 0 | 0 | 0 | 0 | 0 | 0 | 0 | 0 | 0 | 0 | 0 | 0 | 0 | 0 | 0 | 0 | 0 | 0 | 0 | 0 | 0 | 0 | 0 | 0
Lodging/Hospitality_Existing_ENERGY STAR certified buildings program_RIM | Ach | Lodging/Hospitality | Interior Lighting | Spot lighting | RIM | Existing | NE4994 | ENERGY STAR certified buildings program | ENERGY STAR certified buildings program | NonEquip | 20 |  | 0% | Custom_improvement_existing | 11% | 0 | 0 | 0 | 0 | 0 | 0 | 0 | 0 | 0 | 0 | 0 | 0 | 0 | 0 | 0 | 0 | 0 | 0 | 0 | 0 | 0 | 0 | 0 | 0 | 0 | 0 | 0 | 0 | 0 | 0 | 0 | 0 | 0 | 0 | 0 | 0 | 0 | 0 | 0 | 0
Lodging/Hospitality_New_ENERGY STAR certified buildings program_RIM | Ach | Lodging/Hospitality | Office Equipment | Servers | RIM | New | NN5059 | ENERGY STAR certified buildings program | ENERGY STAR certified buildings program | NonEquip | 20 |  | 0% | Custom_improvement | 11% | 0 | 0 | 0 | 0 | 0 | 0 | 0 | 0 | 0 | 0 | 0 | 0 | 0 | 0 | 0 | 0 | 0 | 0 | 0 | 0 | 0 | 0 | 0 | 0 | 0 | 0 | 0 | 0 | 0 | 0 | 0 | 0 | 0 | 0 | 0 | 0 | 0 | 0 | 0 | 0
Lodging/Hospitality_Existing_ENERGY STAR certified buildings program_RIM | Ach | Lodging/Hospitality | Office Equipment | Servers | RIM | Existing | NE5046 | ENERGY STAR certified buildings program | ENERGY STAR certified buildings program | NonEquip | 20 |  | 0% | Custom_improvement_existing | 11% | 0 | 0 | 0 | 0 | 0 | 0 | 0 | 0 | 0 | 0 | 0 | 0 | 0 | 0 | 0 | 0 | 0 | 0 | 0 | 0 | 0 | 0 | 0 | 0 | 0 | 0 | 0 | 0 | 0 | 0 | 0 | 0 | 0 | 0 | 0 | 0 | 0 | 0 | 0 | 0
Lodging/Hospitality_New_ENERGY STAR certified buildings program_RIM | Ach | Lodging/Hospitality | Space Cooling | Residential-type central air conditioners | RIM | New | NN5163 | ENERGY STAR certified buildings program | ENERGY STAR certified buildings program | NonEquip | 20 |  | 0% | Custom_improvement | 11% | 0 | 0 | 0 | 0 | 0 | 0 | 0 | 0 | 0 | 0 | 0 | 0 | 0 | 0 | 0 | 0 | 0 | 0 | 0 | 0 | 0 | 0 | 0 | 0 | 0 | 0 | 0 | 0 | 0 | 0 | 0 | 0 | 0 | 0 | 0 | 0 | 0 | 0 | 0 | 0
Lodging/Hospitality_New_Smart Thermostat_RIM | Ach | Lodging/Hospitality | Space Cooling | Residential-type central air conditioners | RIM | New | NN4149 | Smart Thermostat | Smart Thermostat | NonEquip | 11 |  | 45.33% | Prescriptive_all | 10% | 0 | 0 | 0 | 0 | 0 | 0 | 0 | 0 | 0 | 0 | 0 | 0 | 0 | 0 | 0 | 0 | 0 | 0 | 0 | 0 | 0 | 0 | 0 | 0 | 0 | 0 | 0 | 0 | 0 | 0 | 0 | 0 | 0 | 0 | 0 | 0 | 0 | 0 | 0 | 0
Lodging/Hospitality_New_Programmable Thermostat_RIM | Ach | Lodging/Hospitality | Space Cooling | Residential-type central air conditioners | RIM | New | NN4045 | Programmable Thermostat | Programmable Thermostat | NonEquip | 11 |  | 0% | Prescriptive_all | 3.6% | 0 | 0 | 0 | 0 | 0 | 0 | 0 | 0 | 0 | 0 | 0 | 0 | 0 | 0 | 0 | 0 | 0 | 0 | 0 | 0 | 0 | 0 | 0 | 0 | 0 | 0 | 0 | 0 | 0 | 0 | 0 | 0 | 0 | 0 | 0 | 0 | 0 | 0 | 0 | 0
Lodging/Hospitality_Existing_ENERGY STAR certified buildings program_RIM | Ach | Lodging/Hospitality | Space Cooling | Residential-type central air conditioners | RIM | Existing | NE5150 | ENERGY STAR certified buildings program | ENERGY STAR certified buildings program | NonEquip | 20 |  | 0% | Custom_improvement_existing | 11% | 0 | 0 | 0 | 0 | 0 | 0 | 0 | 0 | 0 | 0 | 0 | 0 | 0 | 0 | 0 | 0 | 0 | 0 | 0 | 0 | 0 | 0 | 0 | 0 | 0 | 0 | 0 | 0 | 0 | 0 | 0 | 0 | 0 | 0 | 0 | 0 | 0 | 0 | 0 | 0
Lodging/Hospitality_Existing_Smart Thermostat_RIM | Ach | Lodging/Hospitality | Space Cooling | Residential-type central air conditioners | RIM | Existing | NE4136 | Smart Thermostat | Smart Thermostat | NonEquip | 11 |  | 45.33% | Prescriptive_all_existing | 10% | 0 | 0 | 0 | 0 | 0 | 0 | 0 | 0 | 0 | 0 | 0 | 0 | 0 | 0 | 0 | 0 | 0 | 0 | 0 | 0 | 0 | 0 | 0 | 0 | 0 | 0 | 0 | 0 | 0 | 0 | 0 | 0 | 0 | 0 | 0 | 0 | 0 | 0 | 0 | 0
Lodging/Hospitality_Existing_Programmable Thermostat_RIM | Ach | Lodging/Hospitality | Space Cooling | Residential-type central air conditioners | RIM | Existing | NE4032 | Programmable Thermostat | Programmable Thermostat | NonEquip | 11 |  | 0% | Prescriptive_all_existing | 3.6% | 0 | 0 | 0 | 0 | 0 | 0 | 0 | 0 | 0 | 0 | 0 | 0 | 0 | 0 | 0 | 0 | 0 | 0 | 0 | 0 | 0 | 0 | 0 | 0 | 0 | 0 | 0 | 0 | 0 | 0 | 0 | 0 | 0 | 0 | 0 | 0 | 0 | 0 | 0 | 0
Lodging/Hospitality_New_ENERGY STAR certified buildings program_RIM | Ach | Lodging/Hospitality | Space Heating | Residential/split system heat pump | RIM | New | NN5137 | ENERGY STAR certified buildings program | ENERGY STAR certified buildings program | NonEquip | 20 |  | 0% | Custom_improvement | 11% | 0 | 0 | 0 | 0 | 0 | 0 | 0 | 0 | 0 | 0 | 0 | 0 | 0 | 0 | 0 | 0 | 0 | 0 | 0 | 0 | 0 | 0 | 0 | 0 | 0 | 0 | 0 | 0 | 0 | 0 | 0 | 0 | 0 | 0 | 0 | 0 | 0 | 0 | 0 | 0
Lodging/Hospitality_New_Smart Thermostat_RIM | Ach | Lodging/Hospitality | Space Heating | Residential/split system heat pump | RIM | New | NN4175 | Smart Thermostat | Smart Thermostat | NonEquip | 11 |  | 45.33% | Prescriptive_all | 10% | 782.9988 | 967.1999 | 1255.3467 | 1498.3986 | 1573.6476 | 1645.7565 | 1440.1875 | 1000.6815 | 547.9176 | 245.2635 | 782.9988 | 1750.1987 | 3005.5454 | 4503.944 | 6077.5917 | 7723.3482 | 9163.5357 | 10164.2172 | 10712.1348 | 10957.3983 | 0 | 0 | 0 | 0 | 0 | 0 | 0 | 0 | 0 | 0 | 2.3394 | 5.2292 | 8.9798 | 13.4567 | 18.1584 | 23.0755 | 27.3784 | 30.3682 | 32.0053 | 32.7381
Lodging/Hospitality_New_Programmable Thermostat_RIM | Ach | Lodging/Hospitality | Space Heating | Residential/split system heat pump | RIM | New | NN4071 | Programmable Thermostat | Programmable Thermostat | NonEquip | 11 |  | 0% | Prescriptive_all | 3.6% | 0 | 0 | 0 | 0 | 0 | 0 | 0 | 0 | 0 | 0 | 0 | 0 | 0 | 0 | 0 | 0 | 0 | 0 | 0 | 0 | 0 | 0 | 0 | 0 | 0 | 0 | 0 | 0 | 0 | 0 | 0 | 0 | 0 | 0 | 0 | 0 | 0 | 0 | 0 | 0
Lodging/Hospitality_Existing_ENERGY STAR certified buildings program_RIM | Ach | Lodging/Hospitality | Space Heating | Residential/split system heat pump | RIM | Existing | NE5124 | ENERGY STAR certified buildings program | ENERGY STAR certified buildings program | NonEquip | 20 |  | 0% | Custom_improvement_existing | 11% | 0 | 0 | 0 | 0 | 0 | 0 | 0 | 0 | 0 | 0 | 0 | 0 | 0 | 0 | 0 | 0 | 0 | 0 | 0 | 0 | 0 | 0 | 0 | 0 | 0 | 0 | 0 | 0 | 0 | 0 | 0 | 0 | 0 | 0 | 0 | 0 | 0 | 0 | 0 | 0
Lodging/Hospitality_Existing_Smart Thermostat_RIM | Ach | Lodging/Hospitality | Space Heating | Residential/split system heat pump | RIM | Existing | NE4162 | Smart Thermostat | Smart Thermostat | NonEquip | 11 |  | 45.33% | Prescriptive_all_existing | 10% | 3063.6082 | 4809.8244 | 7230.8114 | 10259.4525 | 13290.0143 | 15093.3854 | 14287.3323 | 10746.3743 | 6331.3007 | 3027.169 | 3063.6082 | 7873.4326 | 15104.244 | 25363.6964 | 38653.7107 | 53747.0961 | 68034.4284 | 78780.8027 | 85112.1033 | 88139.2723 | 0 | 0 | 0 | 0 | 0 | 0 | 0 | 0 | 0 | 0 | 9.1533 | 23.5239 | 45.1278 | 75.7806 | 115.4879 | 160.5833 | 203.2704 | 235.378 | 254.2943 | 263.3388
Lodging/Hospitality_Existing_Programmable Thermostat_RIM | Ach | Lodging/Hospitality | Space Heating | Residential/split system heat pump | RIM | Existing | NE4058 | Programmable Thermostat | Programmable Thermostat | NonEquip | 11 |  | 0% | Prescriptive_all_existing | 3.6% | 0 | 0 | 0 | 0 | 0 | 0 | 0 | 0 | 0 | 0 | 0 | 0 | 0 | 0 | 0 | 0 | 0 | 0 | 0 | 0 | 0 | 0 | 0 | 0 | 0 | 0 | 0 | 0 | 0 | 0 | 0 | 0 | 0 | 0 | 0 | 0 | 0 | 0 | 0 | 0
Lodging/Hospitality_New_ENERGY STAR certified buildings program_RIM | Ach | Lodging/Hospitality | Refrigeration | Residential style | RIM | New | NN5111 | ENERGY STAR certified buildings program | ENERGY STAR certified buildings program | NonEquip | 20 |  | 0% | Custom_improvement | 11% | 0 | 0 | 0 | 0 | 0 | 0 | 0 | 0 | 0 | 0 | 0 | 0 | 0 | 0 | 0 | 0 | 0 | 0 | 0 | 0 | 0 | 0 | 0 | 0 | 0 | 0 | 0 | 0 | 0 | 0 | 0 | 0 | 0 | 0 | 0 | 0 | 0 | 0 | 0 | 0
Lodging/Hospitality_Existing_ENERGY STAR certified buildings program_RIM | Ach | Lodging/Hospitality | Refrigeration | Residential style | RIM | Existing | NE5098 | ENERGY STAR certified buildings program | ENERGY STAR certified buildings program | NonEquip | 20 |  | 0% | Custom_improvement_existing | 11% | 0 | 0 | 0 | 0 | 0 | 0 | 0 | 0 | 0 | 0 | 0 | 0 | 0 | 0 | 0 | 0 | 0 | 0 | 0 | 0 | 0 | 0 | 0 | 0 | 0 | 0 | 0 | 0 | 0 | 0 | 0 | 0 | 0 | 0 | 0 | 0 | 0 | 0 | 0 | 0
Lodging/Hospitality_New_ENERGY STAR certified buildings program_RIM | Ach | Lodging/Hospitality | Cooking | Range | RIM | New | NN5085 | ENERGY STAR certified buildings program | ENERGY STAR certified buildings program | NonEquip | 20 |  | 0% | Custom_improvement | 11% | 0 | 0 | 0 | 0 | 0 | 0 | 0 | 0 | 0 | 0 | 0 | 0 | 0 | 0 | 0 | 0 | 0 | 0 | 0 | 0 | 0 | 0 | 0 | 0 | 0 | 0 | 0 | 0 | 0 | 0 | 0 | 0 | 0 | 0 | 0 | 0 | 0 | 0 | 0 | 0
Lodging/Hospitality_Existing_ENERGY STAR certified buildings program_RIM | Ach | Lodging/Hospitality | Cooking | Range | RIM | Existing | NE5072 | ENERGY STAR certified buildings program | ENERGY STAR certified buildings program | NonEquip | 20 |  | 0% | Custom_improvement_existing | 11% | 0 | 0 | 0 | 0 | 0 | 0 | 0 | 0 | 0 | 0 | 0 | 0 | 0 | 0 | 0 | 0 | 0 | 0 | 0 | 0 | 0 | 0 | 0 | 0 | 0 | 0 | 0 | 0 | 0 | 0 | 0 | 0 | 0 | 0 | 0 | 0 | 0 | 0 | 0 | 0
Lodging/Hospitality_New_ENERGY STAR certified buildings program_RIM | Ach | Lodging/Hospitality | Miscellaneous | Pool pump | RIM | New | NN5241 | ENERGY STAR certified buildings program | ENERGY STAR certified buildings program | NonEquip | 20 |  | 0% | Custom_improvement | 11% | 0 | 0 | 0 | 0 | 0 | 0 | 0 | 0 | 0 | 0 | 0 | 0 | 0 | 0 | 0 | 0 | 0 | 0 | 0 | 0 | 0 | 0 | 0 | 0 | 0 | 0 | 0 | 0 | 0 | 0 | 0 | 0 | 0 | 0 | 0 | 0 | 0 | 0 | 0 | 0
Lodging/Hospitality_Existing_ENERGY STAR certified buildings program_RIM | Ach | Lodging/Hospitality | Miscellaneous | Pool pump | RIM | Existing | NE5228 | ENERGY STAR certified buildings program | ENERGY STAR certified buildings program | NonEquip | 20 |  | 0% | Custom_improvement_existing | 11% | 0 | 0 | 0 | 0 | 0 | 0 | 0 | 0 | 0 | 0 | 0 | 0 | 0 | 0 | 0 | 0 | 0 | 0 | 0 | 0 | 0 | 0 | 0 | 0 | 0 | 0 | 0 | 0 | 0 | 0 | 0 | 0 | 0 | 0 | 0 | 0 | 0 | 0 | 0 | 0
Lodging/Hospitality_New_ENERGY STAR certified buildings program_RIM | Ach | Lodging/Hospitality | Space Heating | Packaged central unit | RIM | New | NN5137 | ENERGY STAR certified buildings program | ENERGY STAR certified buildings program | NonEquip | 20 |  | 0% | Custom_improvement | 11% | 0 | 0 | 0 | 0 | 0 | 0 | 0 | 0 | 0 | 0 | 0 | 0 | 0 | 0 | 0 | 0 | 0 | 0 | 0 | 0 | 0 | 0 | 0 | 0 | 0 | 0 | 0 | 0 | 0 | 0 | 0 | 0 | 0 | 0 | 0 | 0 | 0 | 0 | 0 | 0
Lodging/Hospitality_New_Smart Thermostat_RIM | Ach | Lodging/Hospitality | Space Heating | Packaged central unit | RIM | New | NN4175 | Smart Thermostat | Smart Thermostat | NonEquip | 11 |  | 45.33% | Prescriptive_all | 10% | 1281.8565 | 1583.4144 | 2055.1428 | 2453.0461 | 2576.2371 | 2694.2874 | 2357.7479 | 1638.2275 | 897.0024 | 401.5237 | 1281.8565 | 2865.271 | 4920.4138 | 7373.4599 | 9949.697 | 12643.9844 | 15001.7324 | 16639.9599 | 17536.9623 | 17938.486 | 0 | 0 | 0 | 0 | 0 | 0 | 0 | 0 | 0 | 0 | 3.8299 | 8.5607 | 14.701 | 22.0301 | 29.7273 | 37.7772 | 44.8215 | 49.7162 | 52.3962 | 53.5959
Lodging/Hospitality_New_Programmable Thermostat_RIM | Ach | Lodging/Hospitality | Space Heating | Packaged central unit | RIM | New | NN4071 | Programmable Thermostat | Programmable Thermostat | NonEquip | 11 |  | 0% | Prescriptive_all | 3.6% | 0 | 0 | 0 | 0 | 0 | 0 | 0 | 0 | 0 | 0 | 0 | 0 | 0 | 0 | 0 | 0 | 0 | 0 | 0 | 0 | 0 | 0 | 0 | 0 | 0 | 0 | 0 | 0 | 0 | 0 | 0 | 0 | 0 | 0 | 0 | 0 | 0 | 0 | 0 | 0
Lodging/Hospitality_Existing_ENERGY STAR certified buildings program_RIM | Ach | Lodging/Hospitality | Space Heating | Packaged central unit | RIM | Existing | NE5124 | ENERGY STAR certified buildings program | ENERGY STAR certified buildings program | NonEquip | 20 |  | 0% | Custom_improvement_existing | 11% | 0 | 0 | 0 | 0 | 0 | 0 | 0 | 0 | 0 | 0 | 0 | 0 | 0 | 0 | 0 | 0 | 0 | 0 | 0 | 0 | 0 | 0 | 0 | 0 | 0 | 0 | 0 | 0 | 0 | 0 | 0 | 0 | 0 | 0 | 0 | 0 | 0 | 0 | 0 | 0
Lodging/Hospitality_Existing_Smart Thermostat_RIM | Ach | Lodging/Hospitality | Space Heating | Packaged central unit | RIM | Existing | NE4162 | Smart Thermostat | Smart Thermostat | NonEquip | 11 |  | 45.33% | Prescriptive_all_existing | 10% | 4950.5924 | 7874.2202 | 11837.6467 | 16795.8707 | 21757.2392 | 24709.5593 | 23389.9603 | 17593.0162 | 10365.047 | 4955.8141 | 4950.5924 | 12824.8126 | 24662.4593 | 41458.33 | 63215.5692 | 87925.1285 | 111315.0888 | 128908.105 | 139273.1521 | 144228.9661 | 0 | 0 | 0 | 0 | 0 | 0 | 0 | 0 | 0 | 0 | 14.7912 | 38.3174 | 73.6855 | 123.8674 | 188.8728 | 262.699 | 332.5825 | 385.1462 | 416.1144 | 430.9212
Lodging/Hospitality_Existing_Programmable Thermostat_RIM | Ach | Lodging/Hospitality | Space Heating | Packaged central unit | RIM | Existing | NE4058 | Programmable Thermostat | Programmable Thermostat | NonEquip | 11 |  | 0% | Prescriptive_all_existing | 3.6% | 0 | 0 | 0 | 0 | 0 | 0 | 0 | 0 | 0 | 0 | 0 | 0 | 0 | 0 | 0 | 0 | 0 | 0 | 0 | 0 | 0 | 0 | 0 | 0 | 0 | 0 | 0 | 0 | 0 | 0 | 0 | 0 | 0 | 0 | 0 | 0 | 0 | 0 | 0 | 0
Lodging/Hospitality_New_ENERGY STAR certified buildings program_RIM | Ach | Lodging/Hospitality | Space Cooling | Packaged air conditioning units (RTUs) | RIM | New | NN5163 | ENERGY STAR certified buildings program | ENERGY STAR certified buildings program | NonEquip | 20 |  | 0% | Custom_improvement | 11% | 0 | 0 | 0 | 0 | 0 | 0 | 0 | 0 | 0 | 0 | 0 | 0 | 0 | 0 | 0 | 0 | 0 | 0 | 0 | 0 | 0 | 0 | 0 | 0 | 0 | 0 | 0 | 0 | 0 | 0 | 0 | 0 | 0 | 0 | 0 | 0 | 0 | 0 | 0 | 0
Lodging/Hospitality_New_Smart Thermostat_RIM | Ach | Lodging/Hospitality | Space Cooling | Packaged air conditioning units (RTUs) | RIM | New | NN4149 | Smart Thermostat | Smart Thermostat | NonEquip | 11 |  | 45.33% | Prescriptive_all | 10% | 3163.9711 | 3903.5445 | 5060.3201 | 6032.7195 | 6327.9742 | 6609.8899 | 5777.2228 | 4009.2894 | 2192.5942 | 980.2736 | 3163.9711 | 7067.5157 | 12127.8357 | 18160.5552 | 24488.5294 | 31098.4193 | 36875.6422 | 40884.9315 | 43077.5257 | 44057.7993 | -0.10135 | -0.22638 | -0.38848 | -0.58171 | -0.78441 | -0.99614 | -1.1812 | -1.3096 | -1.3798 | -1.4112 | 0 | 0 | 0 | 0 | 0 | 0 | 0 | 0 | 0 | 0
Lodging/Hospitality_New_Programmable Thermostat_RIM | Ach | Lodging/Hospitality | Space Cooling | Packaged air conditioning units (RTUs) | RIM | New | NN4045 | Programmable Thermostat | Programmable Thermostat | NonEquip | 11 |  | 0% | Prescriptive_all | 3.6% | 0 | 0 | 0 | 0 | 0 | 0 | 0 | 0 | 0 | 0 | 0 | 0 | 0 | 0 | 0 | 0 | 0 | 0 | 0 | 0 | 0 | 0 | 0 | 0 | 0 | 0 | 0 | 0 | 0 | 0 | 0 | 0 | 0 | 0 | 0 | 0 | 0 | 0 | 0 | 0
Lodging/Hospitality_Existing_ENERGY STAR certified buildings program_RIM | Ach | Lodging/Hospitality | Space Cooling | Packaged air conditioning units (RTUs) | RIM | Existing | NE5150 | ENERGY STAR certified buildings program | ENERGY STAR certified buildings program | NonEquip | 20 |  | 0% | Custom_improvement_existing | 11% | 0 | 0 | 0 | 0 | 0 | 0 | 0 | 0 | 0 | 0 | 0 | 0 | 0 | 0 | 0 | 0 | 0 | 0 | 0 | 0 | 0 | 0 | 0 | 0 | 0 | 0 | 0 | 0 | 0 | 0 | 0 | 0 | 0 | 0 | 0 | 0 | 0 | 0 | 0 | 0
Lodging/Hospitality_Existing_Smart Thermostat_RIM | Ach | Lodging/Hospitality | Space Cooling | Packaged air conditioning units (RTUs) | RIM | Existing | NE4136 | Smart Thermostat | Smart Thermostat | NonEquip | 11 |  | 45.33% | Prescriptive_all_existing | 10% | 12324.5239 | 19435.7207 | 29218.5369 | 41456.7845 | 53702.7935 | 60989.9239 | 57732.7941 | 43424.3567 | 25583.7598 | 12232.2993 | 12324.5239 | 31760.2446 | 60978.7816 | 102435.5661 | 156138.3596 | 217128.2835 | 274861.0776 | 318285.4343 | 343869.1942 | 356101.4934 | -0.39478 | -1.0173 | -1.9533 | -3.2812 | -5.0014 | -6.955 | -8.8043 | -10.1952 | -11.0147 | -11.4066 | 0 | 0 | 0 | 0 | 0 | 0 | 0 | 0 | 0 | 0
Lodging/Hospitality_Existing_Programmable Thermostat_RIM | Ach | Lodging/Hospitality | Space Cooling | Packaged air conditioning units (RTUs) | RIM | Existing | NE4032 | Programmable Thermostat | Programmable Thermostat | NonEquip | 11 |  | 0% | Prescriptive_all_existing | 3.6% | 0 | 0 | 0 | 0 | 0 | 0 | 0 | 0 | 0 | 0 | 0 | 0 | 0 | 0 | 0 | 0 | 0 | 0 | 0 | 0 | 0 | 0 | 0 | 0 | 0 | 0 | 0 | 0 | 0 | 0 | 0 | 0 | 0 | 0 | 0 | 0 | 0 | 0 | 0 | 0
Lodging/Hospitality_New_ENERGY STAR certified buildings program_RIM | Ach | Lodging/Hospitality | Interior Lighting | Overhead (fluorescent/LED/CFL U-shape) | RIM | New | NN5007 | ENERGY STAR certified buildings program | ENERGY STAR certified buildings program | NonEquip | 20 |  | 0% | Custom_improvement | 11% | 0 | 0 | 0 | 0 | 0 | 0 | 0 | 0 | 0 | 0 | 0 | 0 | 0 | 0 | 0 | 0 | 0 | 0 | 0 | 0 | 0 | 0 | 0 | 0 | 0 | 0 | 0 | 0 | 0 | 0 | 0 | 0 | 0 | 0 | 0 | 0 | 0 | 0 | 0 | 0
Lodging/Hospitality_Existing_ENERGY STAR certified buildings program_RIM | Ach | Lodging/Hospitality | Interior Lighting | Overhead (fluorescent/LED/CFL U-shape) | RIM | Existing | NE4994 | ENERGY STAR certified buildings program | ENERGY STAR certified buildings program | NonEquip | 20 |  | 0% | Custom_improvement_existing | 11% | 0 | 0 | 0 | 0 | 0 | 0 | 0 | 0 | 0 | 0 | 0 | 0 | 0 | 0 | 0 | 0 | 0 | 0 | 0 | 0 | 0 | 0 | 0 | 0 | 0 | 0 | 0 | 0 | 0 | 0 | 0 | 0 | 0 | 0 | 0 | 0 | 0 | 0 | 0 | 0
Lodging/Hospitality_New_ENERGY STAR certified buildings program_RIM | Ach | Lodging/Hospitality | Cooking | Oven | RIM | New | NN5085 | ENERGY STAR certified buildings program | ENERGY STAR certified buildings program | NonEquip | 20 |  | 0% | Custom_improvement | 11% | 0 | 0 | 0 | 0 | 0 | 0 | 0 | 0 | 0 | 0 | 0 | 0 | 0 | 0 | 0 | 0 | 0 | 0 | 0 | 0 | 0 | 0 | 0 | 0 | 0 | 0 | 0 | 0 | 0 | 0 | 0 | 0 | 0 | 0 | 0 | 0 | 0 | 0 | 0 | 0
Lodging/Hospitality_Existing_ENERGY STAR certified buildings program_RIM | Ach | Lodging/Hospitality | Cooking | Oven | RIM | Existing | NE5072 | ENERGY STAR certified buildings program | ENERGY STAR certified buildings program | NonEquip | 20 |  | 0% | Custom_improvement_existing | 11% | 0 | 0 | 0 | 0 | 0 | 0 | 0 | 0 | 0 | 0 | 0 | 0 | 0 | 0 | 0 | 0 | 0 | 0 | 0 | 0 | 0 | 0 | 0 | 0 | 0 | 0 | 0 | 0 | 0 | 0 | 0 | 0 | 0 | 0 | 0 | 0 | 0 | 0 | 0 | 0
Lodging/Hospitality_New_ENERGY STAR certified buildings program_RIM | Ach | Lodging/Hospitality | Miscellaneous | Others | RIM | New | NN5241 | ENERGY STAR certified buildings program | ENERGY STAR certified buildings program | NonEquip | 20 |  | 0% | Custom_improvement | 11% | 0 | 0 | 0 | 0 | 0 | 0 | 0 | 0 | 0 | 0 | 0 | 0 | 0 | 0 | 0 | 0 | 0 | 0 | 0 | 0 | 0 | 0 | 0 | 0 | 0 | 0 | 0 | 0 | 0 | 0 | 0 | 0 | 0 | 0 | 0 | 0 | 0 | 0 | 0 | 0
Lodging/Hospitality_Existing_ENERGY STAR certified buildings program_RIM | Ach | Lodging/Hospitality | Miscellaneous | Others | RIM | Existing | NE5228 | ENERGY STAR certified buildings program | ENERGY STAR certified buildings program | NonEquip | 20 |  | 0% | Custom_improvement_existing | 11% | 0 | 0 | 0 | 0 | 0 | 0 | 0 | 0 | 0 | 0 | 0 | 0 | 0 | 0 | 0 | 0 | 0 | 0 | 0 | 0 | 0 | 0 | 0 | 0 | 0 | 0 | 0 | 0 | 0 | 0 | 0 | 0 | 0 | 0 | 0 | 0 | 0 | 0 | 0 | 0
Lodging/Hospitality_New_ENERGY STAR certified buildings program_RIM | Ach | Lodging/Hospitality | Office Equipment | Other office | RIM | New | NN5059 | ENERGY STAR certified buildings program | ENERGY STAR certified buildings program | NonEquip | 20 |  | 0% | Custom_improvement | 11% | 0 | 0 | 0 | 0 | 0 | 0 | 0 | 0 | 0 | 0 | 0 | 0 | 0 | 0 | 0 | 0 | 0 | 0 | 0 | 0 | 0 | 0 | 0 | 0 | 0 | 0 | 0 | 0 | 0 | 0 | 0 | 0 | 0 | 0 | 0 | 0 | 0 | 0 | 0 | 0
Lodging/Hospitality_Existing_ENERGY STAR certified buildings program_RIM | Ach | Lodging/Hospitality | Office Equipment | Other office | RIM | Existing | NE5046 | ENERGY STAR certified buildings program | ENERGY STAR certified buildings program | NonEquip | 20 |  | 0% | Custom_improvement_existing | 11% | 0 | 0 | 0 | 0 | 0 | 0 | 0 | 0 | 0 | 0 | 0 | 0 | 0 | 0 | 0 | 0 | 0 | 0 | 0 | 0 | 0 | 0 | 0 | 0 | 0 | 0 | 0 | 0 | 0 | 0 | 0 | 0 | 0 | 0 | 0 | 0 | 0 | 0 | 0 | 0
Lodging/Hospitality_New_ENERGY STAR certified buildings program_RIM | Ach | Lodging/Hospitality | Ventilation and Circulation | Motor/Fan | RIM | New | NN5189 | ENERGY STAR certified buildings program | ENERGY STAR certified buildings program | NonEquip | 20 |  | 0% | Custom_improvement | 11% | 0 | 0 | 0 | 0 | 0 | 0 | 0 | 0 | 0 | 0 | 0 | 0 | 0 | 0 | 0 | 0 | 0 | 0 | 0 | 0 | 0 | 0 | 0 | 0 | 0 | 0 | 0 | 0 | 0 | 0 | 0 | 0 | 0 | 0 | 0 | 0 | 0 | 0 | 0 | 0
Lodging/Hospitality_Existing_ENERGY STAR certified buildings program_RIM | Ach | Lodging/Hospitality | Ventilation and Circulation | Motor/Fan | RIM | Existing | NE5176 | ENERGY STAR certified buildings program | ENERGY STAR certified buildings program | NonEquip | 20 |  | 0% | Custom_improvement_existing | 11% | 0 | 0 | 0 | 0 | 0 | 0 | 0 | 0 | 0 | 0 | 0 | 0 | 0 | 0 | 0 | 0 | 0 | 0 | 0 | 0 | 0 | 0 | 0 | 0 | 0 | 0 | 0 | 0 | 0 | 0 | 0 | 0 | 0 | 0 | 0 | 0 | 0 | 0 | 0 | 0
Lodging/Hospitality_New_ENERGY STAR certified buildings program_RIM | Ach | Lodging/Hospitality | Miscellaneous | Medical equipment | RIM | New | NN5241 | ENERGY STAR certified buildings program | ENERGY STAR certified buildings program | NonEquip | 20 |  | 0% | Custom_improvement | 11% | 0 | 0 | 0 | 0 | 0 | 0 | 0 | 0 | 0 | 0 | 0 | 0 | 0 | 0 | 0 | 0 | 0 | 0 | 0 | 0 | 0 | 0 | 0 | 0 | 0 | 0 | 0 | 0 | 0 | 0 | 0 | 0 | 0 | 0 | 0 | 0 | 0 | 0 | 0 | 0
Lodging/Hospitality_Existing_ENERGY STAR certified buildings program_RIM | Ach | Lodging/Hospitality | Miscellaneous | Medical equipment | RIM | Existing | NE5228 | ENERGY STAR certified buildings program | ENERGY STAR certified buildings program | NonEquip | 20 |  | 0% | Custom_improvement_existing | 11% | 0 | 0 | 0 | 0 | 0 | 0 | 0 | 0 | 0 | 0 | 0 | 0 | 0 | 0 | 0 | 0 | 0 | 0 | 0 | 0 | 0 | 0 | 0 | 0 | 0 | 0 | 0 | 0 | 0 | 0 | 0 | 0 | 0 | 0 | 0 | 0 | 0 | 0 | 0 | 0
Lodging/Hospitality_New_ENERGY STAR certified buildings program_RIM | Ach | Lodging/Hospitality | Refrigeration | Large cold storage | RIM | New | NN5111 | ENERGY STAR certified buildings program | ENERGY STAR certified buildings program | NonEquip | 20 |  | 0% | Custom_improvement | 11% | 0 | 0 | 0 | 0 | 0 | 0 | 0 | 0 | 0 | 0 | 0 | 0 | 0 | 0 | 0 | 0 | 0 | 0 | 0 | 0 | 0 | 0 | 0 | 0 | 0 | 0 | 0 | 0 | 0 | 0 | 0 | 0 | 0 | 0 | 0 | 0 | 0 | 0 | 0 | 0
Lodging/Hospitality_Existing_ENERGY STAR certified buildings program_RIM | Ach | Lodging/Hospitality | Refrigeration | Large cold storage | RIM | Existing | NE5098 | ENERGY STAR certified buildings program | ENERGY STAR certified buildings program | NonEquip | 20 |  | 0% | Custom_improvement_existing | 11% | 0 | 0 | 0 | 0 | 0 | 0 | 0 | 0 | 0 | 0 | 0 | 0 | 0 | 0 | 0 | 0 | 0 | 0 | 0 | 0 | 0 | 0 | 0 | 0 | 0 | 0 | 0 | 0 | 0 | 0 | 0 | 0 | 0 | 0 | 0 | 0 | 0 | 0 | 0 | 0
Lodging/Hospitality_New_ENERGY STAR certified buildings program_RIM | Ach | Lodging/Hospitality | Miscellaneous | Laboratory equipment | RIM | New | NN5241 | ENERGY STAR certified buildings program | ENERGY STAR certified buildings program | NonEquip | 20 |  | 0% | Custom_improvement | 11% | 0 | 0 | 0 | 0 | 0 | 0 | 0 | 0 | 0 | 0 | 0 | 0 | 0 | 0 | 0 | 0 | 0 | 0 | 0 | 0 | 0 | 0 | 0 | 0 | 0 | 0 | 0 | 0 | 0 | 0 | 0 | 0 | 0 | 0 | 0 | 0 | 0 | 0 | 0 | 0
Lodging/Hospitality_Existing_ENERGY STAR certified buildings program_RIM | Ach | Lodging/Hospitality | Miscellaneous | Laboratory equipment | RIM | Existing | NE5228 | ENERGY STAR certified buildings program | ENERGY STAR certified buildings program | NonEquip | 20 |  | 0% | Custom_improvement_existing | 11% | 0 | 0 | 0 | 0 | 0 | 0 | 0 | 0 | 0 | 0 | 0 | 0 | 0 | 0 | 0 | 0 | 0 | 0 | 0 | 0 | 0 | 0 | 0 | 0 | 0 | 0 | 0 | 0 | 0 | 0 | 0 | 0 | 0 | 0 | 0 | 0 | 0 | 0 | 0 | 0
Lodging/Hospitality_New_ENERGY STAR certified buildings program_RIM | Ach | Lodging/Hospitality | Ventilation and Circulation | Individual room ventilation | RIM | New | NN5189 | ENERGY STAR certified buildings program | ENERGY STAR certified buildings program | NonEquip | 20 |  | 0% | Custom_improvement | 11% | 0 | 0 | 0 | 0 | 0 | 0 | 0 | 0 | 0 | 0 | 0 | 0 | 0 | 0 | 0 | 0 | 0 | 0 | 0 | 0 | 0 | 0 | 0 | 0 | 0 | 0 | 0 | 0 | 0 | 0 | 0 | 0 | 0 | 0 | 0 | 0 | 0 | 0 | 0 | 0
Lodging/Hospitality_Existing_ENERGY STAR certified buildings program_RIM | Ach | Lodging/Hospitality | Ventilation and Circulation | Individual room ventilation | RIM | Existing | NE5176 | ENERGY STAR certified buildings program | ENERGY STAR certified buildings program | NonEquip | 20 |  | 0% | Custom_improvement_existing | 11% | 0 | 0 | 0 | 0 | 0 | 0 | 0 | 0 | 0 | 0 | 0 | 0 | 0 | 0 | 0 | 0 | 0 | 0 | 0 | 0 | 0 | 0 | 0 | 0 | 0 | 0 | 0 | 0 | 0 | 0 | 0 | 0 | 0 | 0 | 0 | 0 | 0 | 0 | 0 | 0
Lodging/Hospitality_New_ENERGY STAR certified buildings program_RIM | Ach | Lodging/Hospitality | Space Heating | Individual room heating | RIM | New | NN5137 | ENERGY STAR certified buildings program | ENERGY STAR certified buildings program | NonEquip | 20 |  | 0% | Custom_improvement | 11% | 0 | 0 | 0 | 0 | 0 | 0 | 0 | 0 | 0 | 0 | 0 | 0 | 0 | 0 | 0 | 0 | 0 | 0 | 0 | 0 | 0 | 0 | 0 | 0 | 0 | 0 | 0 | 0 | 0 | 0 | 0 | 0 | 0 | 0 | 0 | 0 | 0 | 0 | 0 | 0
Lodging/Hospitality_New_Smart Thermostat_RIM | Ach | Lodging/Hospitality | Space Heating | Individual room heating | RIM | New | NN4175 | Smart Thermostat | Smart Thermostat | NonEquip | 11 |  | 45.33% | Prescriptive_all | 10% | 54.9558 | 67.8842 | 88.1082 | 105.1671 | 110.4486 | 115.5096 | 101.0815 | 70.2342 | 38.4563 | 17.2141 | 54.9558 | 122.84 | 210.9482 | 316.1153 | 426.5639 | 542.0735 | 643.155 | 713.3892 | 751.8455 | 769.0596 | 0 | 0 | 0 | 0 | 0 | 0 | 0 | 0 | 0 | 0 | 0.16419 | 0.36702 | 0.63026 | 0.94448 | 1.2745 | 1.6196 | 1.9216 | 2.1314 | 2.2463 | 2.2978
Lodging/Hospitality_New_Programmable Thermostat_RIM | Ach | Lodging/Hospitality | Space Heating | Individual room heating | RIM | New | NN4071 | Programmable Thermostat | Programmable Thermostat | NonEquip | 11 |  | 0% | Prescriptive_all | 3.6% | 0 | 0 | 0 | 0 | 0 | 0 | 0 | 0 | 0 | 0 | 0 | 0 | 0 | 0 | 0 | 0 | 0 | 0 | 0 | 0 | 0 | 0 | 0 | 0 | 0 | 0 | 0 | 0 | 0 | 0 | 0 | 0 | 0 | 0 | 0 | 0 | 0 | 0 | 0 | 0
Lodging/Hospitality_Existing_ENERGY STAR certified buildings program_RIM | Ach | Lodging/Hospitality | Space Heating | Individual room heating | RIM | Existing | NE5124 | ENERGY STAR certified buildings program | ENERGY STAR certified buildings program | NonEquip | 20 |  | 0% | Custom_improvement_existing | 11% | 0 | 0 | 0 | 0 | 0 | 0 | 0 | 0 | 0 | 0 | 0 | 0 | 0 | 0 | 0 | 0 | 0 | 0 | 0 | 0 | 0 | 0 | 0 | 0 | 0 | 0 | 0 | 0 | 0 | 0 | 0 | 0 | 0 | 0 | 0 | 0 | 0 | 0 | 0 | 0
Lodging/Hospitality_Existing_Smart Thermostat_RIM | Ach | Lodging/Hospitality | Space Heating | Individual room heating | RIM | Existing | NE4162 | Smart Thermostat | Smart Thermostat | NonEquip | 11 |  | 45.33% | Prescriptive_all_existing | 10% | 212.242 | 337.5839 | 507.5042 | 720.0734 | 932.7774 | 1059.3494 | 1002.7755 | 754.2486 | 444.3708 | 212.4659 | 212.242 | 549.826 | 1057.3301 | 1777.4035 | 2710.1809 | 3769.5303 | 4772.3058 | 5526.5544 | 5970.9252 | 6183.3911 | 0 | 0 | 0 | 0 | 0 | 0 | 0 | 0 | 0 | 0 | 0.63413 | 1.6427 | 3.159 | 5.3105 | 8.0974 | 11.2624 | 14.2585 | 16.512 | 17.8397 | 18.4745
Lodging/Hospitality_Existing_Programmable Thermostat_RIM | Ach | Lodging/Hospitality | Space Heating | Individual room heating | RIM | Existing | NE4058 | Programmable Thermostat | Programmable Thermostat | NonEquip | 11 |  | 0% | Prescriptive_all_existing | 3.6% | 0 | 0 | 0 | 0 | 0 | 0 | 0 | 0 | 0 | 0 | 0 | 0 | 0 | 0 | 0 | 0 | 0 | 0 | 0 | 0 | 0 | 0 | 0 | 0 | 0 | 0 | 0 | 0 | 0 | 0 | 0 | 0 | 0 | 0 | 0 | 0 | 0 | 0 | 0 | 0
Lodging/Hospitality_New_ENERGY STAR certified buildings program_RIM | Ach | Lodging/Hospitality | Space Cooling | Individual room air conditioners | RIM | New | NN5163 | ENERGY STAR certified buildings program | ENERGY STAR certified buildings program | NonEquip | 20 |  | 0% | Custom_improvement | 11% | 0 | 0 | 0 | 0 | 0 | 0 | 0 | 0 | 0 | 0 | 0 | 0 | 0 | 0 | 0 | 0 | 0 | 0 | 0 | 0 | 0 | 0 | 0 | 0 | 0 | 0 | 0 | 0 | 0 | 0 | 0 | 0 | 0 | 0 | 0 | 0 | 0 | 0 | 0 | 0
Lodging/Hospitality_New_Smart Thermostat_RIM | Ach | Lodging/Hospitality | Space Cooling | Individual room air conditioners | RIM | New | NN4149 | Smart Thermostat | Smart Thermostat | NonEquip | 11 |  | 45.33% | Prescriptive_all | 10% | 4736.2428 | 5843.3323 | 7574.9442 | 9030.5579 | 9472.5334 | 9894.5415 | 8648.0973 | 6001.6249 | 3282.1597 | 1467.4008 | 4736.2428 | 10579.5751 | 18154.5193 | 27185.0772 | 36657.6106 | 46552.1521 | 55200.2494 | 61201.8743 | 64484.034 | 65951.4348 | -0.15171 | -0.33888 | -0.58152 | -0.87079 | -1.1742 | -1.4911 | -1.7682 | -1.9604 | -2.0655 | -2.1125 | 0 | 0 | 0 | 0 | 0 | 0 | 0 | 0 | 0 | 0
Lodging/Hospitality_New_Programmable Thermostat_RIM | Ach | Lodging/Hospitality | Space Cooling | Individual room air conditioners | RIM | New | NN4045 | Programmable Thermostat | Programmable Thermostat | NonEquip | 11 |  | 0% | Prescriptive_all | 3.6% | 0 | 0 | 0 | 0 | 0 | 0 | 0 | 0 | 0 | 0 | 0 | 0 | 0 | 0 | 0 | 0 | 0 | 0 | 0 | 0 | 0 | 0 | 0 | 0 | 0 | 0 | 0 | 0 | 0 | 0 | 0 | 0 | 0 | 0 | 0 | 0 | 0 | 0 | 0 | 0
Lodging/Hospitality_Existing_ENERGY STAR certified buildings program_RIM | Ach | Lodging/Hospitality | Space Cooling | Individual room air conditioners | RIM | Existing | NE5150 | ENERGY STAR certified buildings program | ENERGY STAR certified buildings program | NonEquip | 20 |  | 0% | Custom_improvement_existing | 11% | 0 | 0 | 0 | 0 | 0 | 0 | 0 | 0 | 0 | 0 | 0 | 0 | 0 | 0 | 0 | 0 | 0 | 0 | 0 | 0 | 0 | 0 | 0 | 0 | 0 | 0 | 0 | 0 | 0 | 0 | 0 | 0 | 0 | 0 | 0 | 0 | 0 | 0 | 0 | 0
Lodging/Hospitality_Existing_Smart Thermostat_RIM | Ach | Lodging/Hospitality | Space Cooling | Individual room air conditioners | RIM | Existing | NE4136 | Smart Thermostat | Smart Thermostat | NonEquip | 11 |  | 45.33% | Prescriptive_all_existing | 10% | 18119.5023 | 29093.9104 | 43738.1001 | 62057.8982 | 80389.3146 | 91297.6376 | 86421.9427 | 65003.2157 | 38297.0937 | 18310.894 | 18119.5023 | 47213.4126 | 90951.5127 | 153009.4109 | 233398.7255 | 324696.3631 | 411118.3058 | 476121.5215 | 514418.6151 | 532729.5091 | -0.5804 | -1.5123 | -2.9133 | -4.9012 | -7.4762 | -10.4006 | -13.1688 | -15.251 | -16.4777 | -17.0643 | 0 | 0 | 0 | 0 | 0 | 0 | 0 | 0 | 0 | 0
Lodging/Hospitality_Existing_Programmable Thermostat_RIM | Ach | Lodging/Hospitality | Space Cooling | Individual room air conditioners | RIM | Existing | NE4032 | Programmable Thermostat | Programmable Thermostat | NonEquip | 11 |  | 0% | Prescriptive_all_existing | 3.6% | 0 | 0 | 0 | 0 | 0 | 0 | 0 | 0 | 0 | 0 | 0 | 0 | 0 | 0 | 0 | 0 | 0 | 0 | 0 | 0 | 0 | 0 | 0 | 0 | 0 | 0 | 0 | 0 | 0 | 0 | 0 | 0 | 0 | 0 | 0 | 0 | 0 | 0 | 0 | 0
Lodging/Hospitality_New_ENERGY STAR certified buildings program_RIM | Ach | Lodging/Hospitality | Interior Lighting | High bay | RIM | New | NN5007 | ENERGY STAR certified buildings program | ENERGY STAR certified buildings program | NonEquip | 20 |  | 0% | Custom_improvement | 11% | 0 | 0 | 0 | 0 | 0 | 0 | 0 | 0 | 0 | 0 | 0 | 0 | 0 | 0 | 0 | 0 | 0 | 0 | 0 | 0 | 0 | 0 | 0 | 0 | 0 | 0 | 0 | 0 | 0 | 0 | 0 | 0 | 0 | 0 | 0 | 0 | 0 | 0 | 0 | 0
Lodging/Hospitality_Existing_ENERGY STAR certified buildings program_RIM | Ach | Lodging/Hospitality | Interior Lighting | High bay | RIM | Existing | NE4994 | ENERGY STAR certified buildings program | ENERGY STAR certified buildings program | NonEquip | 20 |  | 0% | Custom_improvement_existing | 11% | 0 | 0 | 0 | 0 | 0 | 0 | 0 | 0 | 0 | 0 | 0 | 0 | 0 | 0 | 0 | 0 | 0 | 0 | 0 | 0 | 0 | 0 | 0 | 0 | 0 | 0 | 0 | 0 | 0 | 0 | 0 | 0 | 0 | 0 | 0 | 0 | 0 | 0 | 0 | 0
Lodging/Hospitality_New_ENERGY STAR certified buildings program_RIM | Ach | Lodging/Hospitality | Cooking | Fryer | RIM | New | NN5085 | ENERGY STAR certified buildings program | ENERGY STAR certified buildings program | NonEquip | 20 |  | 0% | Custom_improvement | 11% | 0 | 0 | 0 | 0 | 0 | 0 | 0 | 0 | 0 | 0 | 0 | 0 | 0 | 0 | 0 | 0 | 0 | 0 | 0 | 0 | 0 | 0 | 0 | 0 | 0 | 0 | 0 | 0 | 0 | 0 | 0 | 0 | 0 | 0 | 0 | 0 | 0 | 0 | 0 | 0
Lodging/Hospitality_Existing_ENERGY STAR certified buildings program_RIM | Ach | Lodging/Hospitality | Cooking | Fryer | RIM | Existing | NE5072 | ENERGY STAR certified buildings program | ENERGY STAR certified buildings program | NonEquip | 20 |  | 0% | Custom_improvement_existing | 11% | 0 | 0 | 0 | 0 | 0 | 0 | 0 | 0 | 0 | 0 | 0 | 0 | 0 | 0 | 0 | 0 | 0 | 0 | 0 | 0 | 0 | 0 | 0 | 0 | 0 | 0 | 0 | 0 | 0 | 0 | 0 | 0 | 0 | 0 | 0 | 0 | 0 | 0 | 0 | 0
Lodging/Hospitality_New_ENERGY STAR certified buildings program_RIM | Ach | Lodging/Hospitality | Space Heating | Forced air furnace | RIM | New | NN5137 | ENERGY STAR certified buildings program | ENERGY STAR certified buildings program | NonEquip | 20 |  | 0% | Custom_improvement | 11% | 0 | 0 | 0 | 0 | 0 | 0 | 0 | 0 | 0 | 0 | 0 | 0 | 0 | 0 | 0 | 0 | 0 | 0 | 0 | 0 | 0 | 0 | 0 | 0 | 0 | 0 | 0 | 0 | 0 | 0 | 0 | 0 | 0 | 0 | 0 | 0 | 0 | 0 | 0 | 0
Lodging/Hospitality_New_Smart Thermostat_RIM | Ach | Lodging/Hospitality | Space Heating | Forced air furnace | RIM | New | NN4175 | Smart Thermostat | Smart Thermostat | NonEquip | 11 |  | 45.33% | Prescriptive_all | 10% | 10.0104 | 12.3653 | 16.0492 | 19.1565 | 20.1186 | 21.0405 | 18.4123 | 12.7934 | 7.005 | 3.1356 | 10.0104 | 22.3757 | 38.4249 | 57.5815 | 77.7001 | 98.7405 | 117.1529 | 129.9463 | 136.9512 | 140.0868 | 0 | 0 | 0 | 0 | 0 | 0 | 0 | 0 | 0 | 0 | 0.029909 | 0.066853 | 0.1148 | 0.17204 | 0.23215 | 0.29501 | 0.35002 | 0.38825 | 0.40918 | 0.41855
Lodging/Hospitality_New_Programmable Thermostat_RIM | Ach | Lodging/Hospitality | Space Heating | Forced air furnace | RIM | New | NN4071 | Programmable Thermostat | Programmable Thermostat | NonEquip | 11 |  | 0% | Prescriptive_all | 3.6% | 0 | 0 | 0 | 0 | 0 | 0 | 0 | 0 | 0 | 0 | 0 | 0 | 0 | 0 | 0 | 0 | 0 | 0 | 0 | 0 | 0 | 0 | 0 | 0 | 0 | 0 | 0 | 0 | 0 | 0 | 0 | 0 | 0 | 0 | 0 | 0 | 0 | 0 | 0 | 0
Lodging/Hospitality_Existing_ENERGY STAR certified buildings program_RIM | Ach | Lodging/Hospitality | Space Heating | Forced air furnace | RIM | Existing | NE5124 | ENERGY STAR certified buildings program | ENERGY STAR certified buildings program | NonEquip | 20 |  | 0% | Custom_improvement_existing | 11% | 0 | 0 | 0 | 0 | 0 | 0 | 0 | 0 | 0 | 0 | 0 | 0 | 0 | 0 | 0 | 0 | 0 | 0 | 0 | 0 | 0 | 0 | 0 | 0 | 0 | 0 | 0 | 0 | 0 | 0 | 0 | 0 | 0 | 0 | 0 | 0 | 0 | 0 | 0 | 0
Lodging/Hospitality_Existing_Smart Thermostat_RIM | Ach | Lodging/Hospitality | Space Heating | Forced air furnace | RIM | Existing | NE4162 | Smart Thermostat | Smart Thermostat | NonEquip | 11 |  | 45.33% | Prescriptive_all_existing | 10% | 38.6606 | 61.4921 | 92.4436 | 131.1638 | 169.9086 | 192.9641 | 182.659 | 137.3889 | 80.9436 | 38.7014 | 38.6606 | 100.1527 | 192.5963 | 323.7601 | 493.6686 | 686.6327 | 869.2917 | 1006.6806 | 1087.6243 | 1126.3257 | 0 | 0 | 0 | 0 | 0 | 0 | 0 | 0 | 0 | 0 | 0.11551 | 0.29923 | 0.57543 | 0.96732 | 1.475 | 2.0515 | 2.5972 | 3.0077 | 3.2496 | 3.3652
Lodging/Hospitality_Existing_Programmable Thermostat_RIM | Ach | Lodging/Hospitality | Space Heating | Forced air furnace | RIM | Existing | NE4058 | Programmable Thermostat | Programmable Thermostat | NonEquip | 11 |  | 0% | Prescriptive_all_existing | 3.6% | 0 | 0 | 0 | 0 | 0 | 0 | 0 | 0 | 0 | 0 | 0 | 0 | 0 | 0 | 0 | 0 | 0 | 0 | 0 | 0 | 0 | 0 | 0 | 0 | 0 | 0 | 0 | 0 | 0 | 0 | 0 | 0 | 0 | 0 | 0 | 0 | 0 | 0 | 0 | 0
Lodging/Hospitality_New_ENERGY STAR certified buildings program_RIM | Ach | Lodging/Hospitality | Exterior Lighting | Exterior parking/lot lighting | RIM | New | NN5033 | ENERGY STAR certified buildings program | ENERGY STAR certified buildings program | NonEquip | 20 |  | 0% | Custom_improvement | 11% | 0 | 0 | 0 | 0 | 0 | 0 | 0 | 0 | 0 | 0 | 0 | 0 | 0 | 0 | 0 | 0 | 0 | 0 | 0 | 0 | 0 | 0 | 0 | 0 | 0 | 0 | 0 | 0 | 0 | 0 | 0 | 0 | 0 | 0 | 0 | 0 | 0 | 0 | 0 | 0
Lodging/Hospitality_Existing_ENERGY STAR certified buildings program_RIM | Ach | Lodging/Hospitality | Exterior Lighting | Exterior parking/lot lighting | RIM | Existing | NE5020 | ENERGY STAR certified buildings program | ENERGY STAR certified buildings program | NonEquip | 20 |  | 0% | Custom_improvement_existing | 11% | 0 | 0 | 0 | 0 | 0 | 0 | 0 | 0 | 0 | 0 | 0 | 0 | 0 | 0 | 0 | 0 | 0 | 0 | 0 | 0 | 0 | 0 | 0 | 0 | 0 | 0 | 0 | 0 | 0 | 0 | 0 | 0 | 0 | 0 | 0 | 0 | 0 | 0 | 0 | 0
Lodging/Hospitality_New_ENERGY STAR certified buildings program_RIM | Ach | Lodging/Hospitality | Exterior Lighting | Exterior marquis | RIM | New | NN5033 | ENERGY STAR certified buildings program | ENERGY STAR certified buildings program | NonEquip | 20 |  | 0% | Custom_improvement | 11% | 0 | 0 | 0 | 0 | 0 | 0 | 0 | 0 | 0 | 0 | 0 | 0 | 0 | 0 | 0 | 0 | 0 | 0 | 0 | 0 | 0 | 0 | 0 | 0 | 0 | 0 | 0 | 0 | 0 | 0 | 0 | 0 | 0 | 0 | 0 | 0 | 0 | 0 | 0 | 0
Lodging/Hospitality_Existing_ENERGY STAR certified buildings program_RIM | Ach | Lodging/Hospitality | Exterior Lighting | Exterior marquis | RIM | Existing | NE5020 | ENERGY STAR certified buildings program | ENERGY STAR certified buildings program | NonEquip | 20 |  | 0% | Custom_improvement_existing | 11% | 0 | 0 | 0 | 0 | 0 | 0 | 0 | 0 | 0 | 0 | 0 | 0 | 0 | 0 | 0 | 0 | 0 | 0 | 0 | 0 | 0 | 0 | 0 | 0 | 0 | 0 | 0 | 0 | 0 | 0 | 0 | 0 | 0 | 0 | 0 | 0 | 0 | 0 | 0 | 0
Lodging/Hospitality_New_ENERGY STAR certified buildings program_RIM | Ach | Lodging/Hospitality | Miscellaneous | Elevators/Escalators | RIM | New | NN5241 | ENERGY STAR certified buildings program | ENERGY STAR certified buildings program | NonEquip | 20 |  | 0% | Custom_improvement | 11% | 0 | 0 | 0 | 0 | 0 | 0 | 0 | 0 | 0 | 0 | 0 | 0 | 0 | 0 | 0 | 0 | 0 | 0 | 0 | 0 | 0 | 0 | 0 | 0 | 0 | 0 | 0 | 0 | 0 | 0 | 0 | 0 | 0 | 0 | 0 | 0 | 0 | 0 | 0 | 0
Lodging/Hospitality_Existing_ENERGY STAR certified buildings program_RIM | Ach | Lodging/Hospitality | Miscellaneous | Elevators/Escalators | RIM | Existing | NE5228 | ENERGY STAR certified buildings program | ENERGY STAR certified buildings program | NonEquip | 20 |  | 0% | Custom_improvement_existing | 11% | 0 | 0 | 0 | 0 | 0 | 0 | 0 | 0 | 0 | 0 | 0 | 0 | 0 | 0 | 0 | 0 | 0 | 0 | 0 | 0 | 0 | 0 | 0 | 0 | 0 | 0 | 0 | 0 | 0 | 0 | 0 | 0 | 0 | 0 | 0 | 0 | 0 | 0 | 0 | 0
Lodging/Hospitality_New_ENERGY STAR certified buildings program_RIM | Ach | Lodging/Hospitality | Office Equipment | Document production | RIM | New | NN5059 | ENERGY STAR certified buildings program | ENERGY STAR certified buildings program | NonEquip | 20 |  | 0% | Custom_improvement | 11% | 0 | 0 | 0 | 0 | 0 | 0 | 0 | 0 | 0 | 0 | 0 | 0 | 0 | 0 | 0 | 0 | 0 | 0 | 0 | 0 | 0 | 0 | 0 | 0 | 0 | 0 | 0 | 0 | 0 | 0 | 0 | 0 | 0 | 0 | 0 | 0 | 0 | 0 | 0 | 0
Lodging/Hospitality_Existing_ENERGY STAR certified buildings program_RIM | Ach | Lodging/Hospitality | Office Equipment | Document production | RIM | Existing | NE5046 | ENERGY STAR certified buildings program | ENERGY STAR certified buildings program | NonEquip | 20 |  | 0% | Custom_improvement_existing | 11% | 0 | 0 | 0 | 0 | 0 | 0 | 0 | 0 | 0 | 0 | 0 | 0 | 0 | 0 | 0 | 0 | 0 | 0 | 0 | 0 | 0 | 0 | 0 | 0 | 0 | 0 | 0 | 0 | 0 | 0 | 0 | 0 | 0 | 0 | 0 | 0 | 0 | 0 | 0 | 0
Lodging/Hospitality_New_ENERGY STAR certified buildings program_RIM | Ach | Lodging/Hospitality | Space Cooling | District chilled water piped | RIM | New | NN5163 | ENERGY STAR certified buildings program | ENERGY STAR certified buildings program | NonEquip | 20 |  | 0% | Custom_improvement | 11% | 0 | 0 | 0 | 0 | 0 | 0 | 0 | 0 | 0 | 0 | 0 | 0 | 0 | 0 | 0 | 0 | 0 | 0 | 0 | 0 | 0 | 0 | 0 | 0 | 0 | 0 | 0 | 0 | 0 | 0 | 0 | 0 | 0 | 0 | 0 | 0 | 0 | 0 | 0 | 0
Lodging/Hospitality_New_Smart Thermostat_RIM | Ach | Lodging/Hospitality | Space Cooling | District chilled water piped | RIM | New | NN4149 | Smart Thermostat | Smart Thermostat | NonEquip | 11 |  | 45.33% | Prescriptive_all | 10% | 0 | 0 | 0 | 0 | 0 | 0 | 0 | 0 | 0 | 0 | 0 | 0 | 0 | 0 | 0 | 0 | 0 | 0 | 0 | 0 | 0 | 0 | 0 | 0 | 0 | 0 | 0 | 0 | 0 | 0 | 0 | 0 | 0 | 0 | 0 | 0 | 0 | 0 | 0 | 0
Lodging/Hospitality_New_Programmable Thermostat_RIM | Ach | Lodging/Hospitality | Space Cooling | District chilled water piped | RIM | New | NN4045 | Programmable Thermostat | Programmable Thermostat | NonEquip | 11 |  | 0% | Prescriptive_all | 3.6% | 0 | 0 | 0 | 0 | 0 | 0 | 0 | 0 | 0 | 0 | 0 | 0 | 0 | 0 | 0 | 0 | 0 | 0 | 0 | 0 | 0 | 0 | 0 | 0 | 0 | 0 | 0 | 0 | 0 | 0 | 0 | 0 | 0 | 0 | 0 | 0 | 0 | 0 | 0 | 0
Lodging/Hospitality_Existing_ENERGY STAR certified buildings program_RIM | Ach | Lodging/Hospitality | Space Cooling | District chilled water piped | RIM | Existing | NE5150 | ENERGY STAR certified buildings program | ENERGY STAR certified buildings program | NonEquip | 20 |  | 0% | Custom_improvement_existing | 11% | 0 | 0 | 0 | 0 | 0 | 0 | 0 | 0 | 0 | 0 | 0 | 0 | 0 | 0 | 0 | 0 | 0 | 0 | 0 | 0 | 0 | 0 | 0 | 0 | 0 | 0 | 0 | 0 | 0 | 0 | 0 | 0 | 0 | 0 | 0 | 0 | 0 | 0 | 0 | 0
Lodging/Hospitality_Existing_Smart Thermostat_RIM | Ach | Lodging/Hospitality | Space Cooling | District chilled water piped | RIM | Existing | NE4136 | Smart Thermostat | Smart Thermostat | NonEquip | 11 |  | 45.33% | Prescriptive_all_existing | 10% | 0 | 0 | 0 | 0 | 0 | 0 | 0 | 0 | 0 | 0 | 0 | 0 | 0 | 0 | 0 | 0 | 0 | 0 | 0 | 0 | 0 | 0 | 0 | 0 | 0 | 0 | 0 | 0 | 0 | 0 | 0 | 0 | 0 | 0 | 0 | 0 | 0 | 0 | 0 | 0
Lodging/Hospitality_Existing_Programmable Thermostat_RIM | Ach | Lodging/Hospitality | Space Cooling | District chilled water piped | RIM | Existing | NE4032 | Programmable Thermostat | Programmable Thermostat | NonEquip | 11 |  | 0% | Prescriptive_all_existing | 3.6% | 0 | 0 | 0 | 0 | 0 | 0 | 0 | 0 | 0 | 0 | 0 | 0 | 0 | 0 | 0 | 0 | 0 | 0 | 0 | 0 | 0 | 0 | 0 | 0 | 0 | 0 | 0 | 0 | 0 | 0 | 0 | 0 | 0 | 0 | 0 | 0 | 0 | 0 | 0 | 0
Lodging/Hospitality_New_ENERGY STAR certified buildings program_RIM | Ach | Lodging/Hospitality | Refrigeration | Display cases | RIM | New | NN5111 | ENERGY STAR certified buildings program | ENERGY STAR certified buildings program | NonEquip | 20 |  | 0% | Custom_improvement | 11% | 0 | 0 | 0 | 0 | 0 | 0 | 0 | 0 | 0 | 0 | 0 | 0 | 0 | 0 | 0 | 0 | 0 | 0 | 0 | 0 | 0 | 0 | 0 | 0 | 0 | 0 | 0 | 0 | 0 | 0 | 0 | 0 | 0 | 0 | 0 | 0 | 0 | 0 | 0 | 0
Lodging/Hospitality_Existing_ENERGY STAR certified buildings program_RIM | Ach | Lodging/Hospitality | Refrigeration | Display cases | RIM | Existing | NE5098 | ENERGY STAR certified buildings program | ENERGY STAR certified buildings program | NonEquip | 20 |  | 0% | Custom_improvement_existing | 11% | 0 | 0 | 0 | 0 | 0 | 0 | 0 | 0 | 0 | 0 | 0 | 0 | 0 | 0 | 0 | 0 | 0 | 0 | 0 | 0 | 0 | 0 | 0 | 0 | 0 | 0 | 0 | 0 | 0 | 0 | 0 | 0 | 0 | 0 | 0 | 0 | 0 | 0 | 0 | 0
Lodging/Hospitality_New_ENERGY STAR certified buildings program_RIM | Ach | Lodging/Hospitality | Cooking | Cooking Other | RIM | New | NN5085 | ENERGY STAR certified buildings program | ENERGY STAR certified buildings program | NonEquip | 20 |  | 0% | Custom_improvement | 11% | 0 | 0 | 0 | 0 | 0 | 0 | 0 | 0 | 0 | 0 | 0 | 0 | 0 | 0 | 0 | 0 | 0 | 0 | 0 | 0 | 0 | 0 | 0 | 0 | 0 | 0 | 0 | 0 | 0 | 0 | 0 | 0 | 0 | 0 | 0 | 0 | 0 | 0 | 0 | 0
Lodging/Hospitality_Existing_ENERGY STAR certified buildings program_RIM | Ach | Lodging/Hospitality | Cooking | Cooking Other | RIM | Existing | NE5072 | ENERGY STAR certified buildings program | ENERGY STAR certified buildings program | NonEquip | 20 |  | 0% | Custom_improvement_existing | 11% | 0 | 0 | 0 | 0 | 0 | 0 | 0 | 0 | 0 | 0 | 0 | 0 | 0 | 0 | 0 | 0 | 0 | 0 | 0 | 0 | 0 | 0 | 0 | 0 | 0 | 0 | 0 | 0 | 0 | 0 | 0 | 0 | 0 | 0 | 0 | 0 | 0 | 0 | 0 | 0
Lodging/Hospitality_New_ENERGY STAR certified buildings program_RIM | Ach | Lodging/Hospitality | Office Equipment | Computers | RIM | New | NN5059 | ENERGY STAR certified buildings program | ENERGY STAR certified buildings program | NonEquip | 20 |  | 0% | Custom_improvement | 11% | 0 | 0 | 0 | 0 | 0 | 0 | 0 | 0 | 0 | 0 | 0 | 0 | 0 | 0 | 0 | 0 | 0 | 0 | 0 | 0 | 0 | 0 | 0 | 0 | 0 | 0 | 0 | 0 | 0 | 0 | 0 | 0 | 0 | 0 | 0 | 0 | 0 | 0 | 0 | 0
Lodging/Hospitality_Existing_ENERGY STAR certified buildings program_RIM | Ach | Lodging/Hospitality | Office Equipment | Computers | RIM | Existing | NE5046 | ENERGY STAR certified buildings program | ENERGY STAR certified buildings program | NonEquip | 20 |  | 0% | Custom_improvement_existing | 11% | 0 | 0 | 0 | 0 | 0 | 0 | 0 | 0 | 0 | 0 | 0 | 0 | 0 | 0 | 0 | 0 | 0 | 0 | 0 | 0 | 0 | 0 | 0 | 0 | 0 | 0 | 0 | 0 | 0 | 0 | 0 | 0 | 0 | 0 | 0 | 0 | 0 | 0 | 0 | 0
Lodging/Hospitality_New_ENERGY STAR certified buildings program_RIM | Ach | Lodging/Hospitality | Domestic Hot Water | Centralized water heaters | RIM | New | NN5215 | ENERGY STAR certified buildings program | ENERGY STAR certified buildings program | NonEquip | 20 |  | 0% | Custom_improvement | 11% | 0 | 0 | 0 | 0 | 0 | 0 | 0 | 0 | 0 | 0 | 0 | 0 | 0 | 0 | 0 | 0 | 0 | 0 | 0 | 0 | 0 | 0 | 0 | 0 | 0 | 0 | 0 | 0 | 0 | 0 | 0 | 0 | 0 | 0 | 0 | 0 | 0 | 0 | 0 | 0
Lodging/Hospitality_Existing_ENERGY STAR certified buildings program_RIM | Ach | Lodging/Hospitality | Domestic Hot Water | Centralized water heaters | RIM | Existing | NE5202 | ENERGY STAR certified buildings program | ENERGY STAR certified buildings program | NonEquip | 20 |  | 0% | Custom_improvement_existing | 11% | 0 | 0 | 0 | 0 | 0 | 0 | 0 | 0 | 0 | 0 | 0 | 0 | 0 | 0 | 0 | 0 | 0 | 0 | 0 | 0 | 0 | 0 | 0 | 0 | 0 | 0 | 0 | 0 | 0 | 0 | 0 | 0 | 0 | 0 | 0 | 0 | 0 | 0 | 0 | 0
Lodging/Hospitality_New_ENERGY STAR certified buildings program_RIM | Ach | Lodging/Hospitality | Space Cooling | Central chillers inside | RIM | New | NN5163 | ENERGY STAR certified buildings program | ENERGY STAR certified buildings program | NonEquip | 20 |  | 0% | Custom_improvement | 11% | 0 | 0 | 0 | 0 | 0 | 0 | 0 | 0 | 0 | 0 | 0 | 0 | 0 | 0 | 0 | 0 | 0 | 0 | 0 | 0 | 0 | 0 | 0 | 0 | 0 | 0 | 0 | 0 | 0 | 0 | 0 | 0 | 0 | 0 | 0 | 0 | 0 | 0 | 0 | 0
Lodging/Hospitality_New_Smart Thermostat_RIM | Ach | Lodging/Hospitality | Space Cooling | Central chillers inside | RIM | New | NN4149 | Smart Thermostat | Smart Thermostat | NonEquip | 11 |  | 45.33% | Prescriptive_all | 10% | 1308.7077 | 1614.6161 | 2093.0911 | 2495.303 | 2617.4287 | 2734.0369 | 2389.6224 | 1658.3552 | 906.9188 | 405.4688 | 1308.7077 | 2923.3239 | 5016.415 | 7511.718 | 10129.1467 | 12863.1836 | 15252.806 | 16911.1612 | 17818.08 | 18223.5488 | -0.04192 | -0.093639 | -0.16068 | -0.24061 | -0.32445 | -0.41203 | -0.48857 | -0.54169 | -0.57074 | -0.58373 | 0 | 0 | 0 | 0 | 0 | 0 | 0 | 0 | 0 | 0
Lodging/Hospitality_New_Programmable Thermostat_RIM | Ach | Lodging/Hospitality | Space Cooling | Central chillers inside | RIM | New | NN4045 | Programmable Thermostat | Programmable Thermostat | NonEquip | 11 |  | 0% | Prescriptive_all | 3.6% | 0 | 0 | 0 | 0 | 0 | 0 | 0 | 0 | 0 | 0 | 0 | 0 | 0 | 0 | 0 | 0 | 0 | 0 | 0 | 0 | 0 | 0 | 0 | 0 | 0 | 0 | 0 | 0 | 0 | 0 | 0 | 0 | 0 | 0 | 0 | 0 | 0 | 0 | 0 | 0
Lodging/Hospitality_Existing_ENERGY STAR certified buildings program_RIM | Ach | Lodging/Hospitality | Space Cooling | Central chillers inside | RIM | Existing | NE5150 | ENERGY STAR certified buildings program | ENERGY STAR certified buildings program | NonEquip | 20 |  | 0% | Custom_improvement_existing | 11% | 0 | 0 | 0 | 0 | 0 | 0 | 0 | 0 | 0 | 0 | 0 | 0 | 0 | 0 | 0 | 0 | 0 | 0 | 0 | 0 | 0 | 0 | 0 | 0 | 0 | 0 | 0 | 0 | 0 | 0 | 0 | 0 | 0 | 0 | 0 | 0 | 0 | 0 | 0 | 0
Lodging/Hospitality_Existing_Smart Thermostat_RIM | Ach | Lodging/Hospitality | Space Cooling | Central chillers inside | RIM | Existing | NE4136 | Smart Thermostat | Smart Thermostat | NonEquip | 11 |  | 45.33% | Prescriptive_all_existing | 10% | 5188.8024 | 8039.1624 | 12085.6112 | 17147.6957 | 22212.9905 | 25227.1532 | 23879.9124 | 17961.5391 | 10582.1648 | 5059.6241 | 5188.8024 | 13227.9648 | 25313.576 | 42461.2717 | 64674.2623 | 89901.4155 | 113781.3279 | 131742.8669 | 142325.0318 | 147384.6559 | -0.16621 | -0.42372 | -0.81084 | -1.3601 | -2.0716 | -2.8797 | -3.6446 | -4.22 | -4.5589 | -4.721 | 0 | 0 | 0 | 0 | 0 | 0 | 0 | 0 | 0 | 0
Lodging/Hospitality_Existing_Programmable Thermostat_RIM | Ach | Lodging/Hospitality | Space Cooling | Central chillers inside | RIM | Existing | NE4032 | Programmable Thermostat | Programmable Thermostat | NonEquip | 11 |  | 0% | Prescriptive_all_existing | 3.6% | 0 | 0 | 0 | 0 | 0 | 0 | 0 | 0 | 0 | 0 | 0 | 0 | 0 | 0 | 0 | 0 | 0 | 0 | 0 | 0 | 0 | 0 | 0 | 0 | 0 | 0 | 0 | 0 | 0 | 0 | 0 | 0 | 0 | 0 | 0 | 0 | 0 | 0 | 0 | 0
Lodging/Hospitality_New_ENERGY STAR certified buildings program_RIM | Ach | Lodging/Hospitality | Ventilation and Circulation | Central air-handling unit | RIM | New | NN5189 | ENERGY STAR certified buildings program | ENERGY STAR certified buildings program | NonEquip | 20 |  | 0% | Custom_improvement | 11% | 0 | 0 | 0 | 0 | 0 | 0 | 0 | 0 | 0 | 0 | 0 | 0 | 0 | 0 | 0 | 0 | 0 | 0 | 0 | 0 | 0 | 0 | 0 | 0 | 0 | 0 | 0 | 0 | 0 | 0 | 0 | 0 | 0 | 0 | 0 | 0 | 0 | 0 | 0 | 0
Lodging/Hospitality_Existing_ENERGY STAR certified buildings program_RIM | Ach | Lodging/Hospitality | Ventilation and Circulation | Central air-handling unit | RIM | Existing | NE5176 | ENERGY STAR certified buildings program | ENERGY STAR certified buildings program | NonEquip | 20 |  | 0% | Custom_improvement_existing | 11% | 0 | 0 | 0 | 0 | 0 | 0 | 0 | 0 | 0 | 0 | 0 | 0 | 0 | 0 | 0 | 0 | 0 | 0 | 0 | 0 | 0 | 0 | 0 | 0 | 0 | 0 | 0 | 0 | 0 | 0 | 0 | 0 | 0 | 0 | 0 | 0 | 0 | 0 | 0 | 0
Lodging/Hospitality_New_ENERGY STAR certified buildings program_RIM | Ach | Lodging/Hospitality | Interior Lighting | case lighting | RIM | New | NN5007 | ENERGY STAR certified buildings program | ENERGY STAR certified buildings program | NonEquip | 20 |  | 0% | Custom_improvement | 11% | 0 | 0 | 0 | 0 | 0 | 0 | 0 | 0 | 0 | 0 | 0 | 0 | 0 | 0 | 0 | 0 | 0 | 0 | 0 | 0 | 0 | 0 | 0 | 0 | 0 | 0 | 0 | 0 | 0 | 0 | 0 | 0 | 0 | 0 | 0 | 0 | 0 | 0 | 0 | 0
Lodging/Hospitality_Existing_ENERGY STAR certified buildings program_RIM | Ach | Lodging/Hospitality | Interior Lighting | case lighting | RIM | Existing | NE4994 | ENERGY STAR certified buildings program | ENERGY STAR certified buildings program | NonEquip | 20 |  | 0% | Custom_improvement_existing | 11% | 0 | 0 | 0 | 0 | 0 | 0 | 0 | 0 | 0 | 0 | 0 | 0 | 0 | 0 | 0 | 0 | 0 | 0 | 0 | 0 | 0 | 0 | 0 | 0 | 0 | 0 | 0 | 0 | 0 | 0 | 0 | 0 | 0 | 0 | 0 | 0 | 0 | 0 | 0 | 0
Lodging/Hospitality_New_ENERGY STAR certified buildings program_RIM | Ach | Lodging/Hospitality | Space Heating | Boilers | RIM | New | NN5137 | ENERGY STAR certified buildings program | ENERGY STAR certified buildings program | NonEquip | 20 |  | 0% | Custom_improvement | 11% | 0 | 0 | 0 | 0 | 0 | 0 | 0 | 0 | 0 | 0 | 0 | 0 | 0 | 0 | 0 | 0 | 0 | 0 | 0 | 0 | 0 | 0 | 0 | 0 | 0 | 0 | 0 | 0 | 0 | 0 | 0 | 0 | 0 | 0 | 0 | 0 | 0 | 0 | 0 | 0
Lodging/Hospitality_New_Smart Thermostat_RIM | Ach | Lodging/Hospitality | Space Heating | Boilers | RIM | New | NN4175 | Smart Thermostat | Smart Thermostat | NonEquip | 11 |  | 45.33% | Prescriptive_all | 10% | 0 | 0 | 0 | 0 | 0 | 0 | 0 | 0 | 0 | 0 | 0 | 0 | 0 | 0 | 0 | 0 | 0 | 0 | 0 | 0 | 0 | 0 | 0 | 0 | 0 | 0 | 0 | 0 | 0 | 0 | 0 | 0 | 0 | 0 | 0 | 0 | 0 | 0 | 0 | 0
Lodging/Hospitality_New_Programmable Thermostat_RIM | Ach | Lodging/Hospitality | Space Heating | Boilers | RIM | New | NN4071 | Programmable Thermostat | Programmable Thermostat | NonEquip | 11 |  | 0% | Prescriptive_all | 3.6% | 0 | 0 | 0 | 0 | 0 | 0 | 0 | 0 | 0 | 0 | 0 | 0 | 0 | 0 | 0 | 0 | 0 | 0 | 0 | 0 | 0 | 0 | 0 | 0 | 0 | 0 | 0 | 0 | 0 | 0 | 0 | 0 | 0 | 0 | 0 | 0 | 0 | 0 | 0 | 0
Lodging/Hospitality_Existing_ENERGY STAR certified buildings program_RIM | Ach | Lodging/Hospitality | Space Heating | Boilers | RIM | Existing | NE5124 | ENERGY STAR certified buildings program | ENERGY STAR certified buildings program | NonEquip | 20 |  | 0% | Custom_improvement_existing | 11% | 0 | 0 | 0 | 0 | 0 | 0 | 0 | 0 | 0 | 0 | 0 | 0 | 0 | 0 | 0 | 0 | 0 | 0 | 0 | 0 | 0 | 0 | 0 | 0 | 0 | 0 | 0 | 0 | 0 | 0 | 0 | 0 | 0 | 0 | 0 | 0 | 0 | 0 | 0 | 0
Lodging/Hospitality_Existing_Smart Thermostat_RIM | Ach | Lodging/Hospitality | Space Heating | Boilers | RIM | Existing | NE4162 | Smart Thermostat | Smart Thermostat | NonEquip | 11 |  | 45.33% | Prescriptive_all_existing | 10% | 0 | 0 | 0 | 0 | 0 | 0 | 0 | 0 | 0 | 0 | 0 | 0 | 0 | 0 | 0 | 0 | 0 | 0 | 0 | 0 | 0 | 0 | 0 | 0 | 0 | 0 | 0 | 0 | 0 | 0 | 0 | 0 | 0 | 0 | 0 | 0 | 0 | 0 | 0 | 0
Lodging/Hospitality_Existing_Programmable Thermostat_RIM | Ach | Lodging/Hospitality | Space Heating | Boilers | RIM | Existing | NE4058 | Programmable Thermostat | Programmable Thermostat | NonEquip | 11 |  | 0% | Prescriptive_all_existing | 3.6% | 0 | 0 | 0 | 0 | 0 | 0 | 0 | 0 | 0 | 0 | 0 | 0 | 0 | 0 | 0 | 0 | 0 | 0 | 0 | 0 | 0 | 0 | 0 | 0 | 0 | 0 | 0 | 0 | 0 | 0 | 0 | 0 | 0 | 0 | 0 | 0 | 0 | 0 | 0 | 0
Lodging/Hospitality_New_ENERGY STAR certified buildings program_RIM | Ach | Lodging/Hospitality | Domestic Hot Water | "Point-of-Use" water heaters | RIM | New | NN5215 | ENERGY STAR certified buildings program | ENERGY STAR certified buildings program | NonEquip | 20 |  | 0% | Custom_improvement | 11% | 0 | 0 | 0 | 0 | 0 | 0 | 0 | 0 | 0 | 0 | 0 | 0 | 0 | 0 | 0 | 0 | 0 | 0 | 0 | 0 | 0 | 0 | 0 | 0 | 0 | 0 | 0 | 0 | 0 | 0 | 0 | 0 | 0 | 0 | 0 | 0 | 0 | 0 | 0 | 0
Lodging/Hospitality_Existing_ENERGY STAR certified buildings program_RIM | Ach | Lodging/Hospitality | Domestic Hot Water | "Point-of-Use" water heaters | RIM | Existing | NE5202 | ENERGY STAR certified buildings program | ENERGY STAR certified buildings program | NonEquip | 20 |  | 0% | Custom_improvement_existing | 11% | 0 | 0 | 0 | 0 | 0 | 0 | 0 | 0 | 0 | 0 | 0 | 0 | 0 | 0 | 0 | 0 | 0 | 0 | 0 | 0 | 0 | 0 | 0 | 0 | 0 | 0 | 0 | 0 | 0 | 0 | 0 | 0 | 0 | 0 | 0 | 0 | 0 | 0 | 0 | 0
Restaurants_New_ENERGY STAR certified buildings program_RIM | Ach | Restaurants | Refrigeration | Walk-in cooler | RIM | New | NN5114 | ENERGY STAR certified buildings program | ENERGY STAR certified buildings program | NonEquip | 20 |  | 0% | Custom_improvement | 11% | 0 | 0 | 0 | 0 | 0 | 0 | 0 | 0 | 0 | 0 | 0 | 0 | 0 | 0 | 0 | 0 | 0 | 0 | 0 | 0 | 0 | 0 | 0 | 0 | 0 | 0 | 0 | 0 | 0 | 0 | 0 | 0 | 0 | 0 | 0 | 0 | 0 | 0 | 0 | 0
Restaurants_Existing_ENERGY STAR certified buildings program_RIM | Ach | Restaurants | Refrigeration | Walk-in cooler | RIM | Existing | NE5101 | ENERGY STAR certified buildings program | ENERGY STAR certified buildings program | NonEquip | 20 |  | 0% | Custom_improvement_existing | 11% | 0 | 0 | 0 | 0 | 0 | 0 | 0 | 0 | 0 | 0 | 0 | 0 | 0 | 0 | 0 | 0 | 0 | 0 | 0 | 0 | 0 | 0 | 0 | 0 | 0 | 0 | 0 | 0 | 0 | 0 | 0 | 0 | 0 | 0 | 0 | 0 | 0 | 0 | 0 | 0
Restaurants_New_ENERGY STAR certified buildings program_RIM | Ach | Restaurants | Refrigeration | Vending and ice makers | RIM | New | NN5114 | ENERGY STAR certified buildings program | ENERGY STAR certified buildings program | NonEquip | 20 |  | 0% | Custom_improvement | 11% | 0 | 0 | 0 | 0 | 0 | 0 | 0 | 0 | 0 | 0 | 0 | 0 | 0 | 0 | 0 | 0 | 0 | 0 | 0 | 0 | 0 | 0 | 0 | 0 | 0 | 0 | 0 | 0 | 0 | 0 | 0 | 0 | 0 | 0 | 0 | 0 | 0 | 0 | 0 | 0
Restaurants_Existing_ENERGY STAR certified buildings program_RIM | Ach | Restaurants | Refrigeration | Vending and ice makers | RIM | Existing | NE5101 | ENERGY STAR certified buildings program | ENERGY STAR certified buildings program | NonEquip | 20 |  | 0% | Custom_improvement_existing | 11% | 0 | 0 | 0 | 0 | 0 | 0 | 0 | 0 | 0 | 0 | 0 | 0 | 0 | 0 | 0 | 0 | 0 | 0 | 0 | 0 | 0 | 0 | 0 | 0 | 0 | 0 | 0 | 0 | 0 | 0 | 0 | 0 | 0 | 0 | 0 | 0 | 0 | 0 | 0 | 0
Restaurants_New_ENERGY STAR certified buildings program_RIM | Ach | Restaurants | Exterior Lighting | Street lighting | RIM | New | NN5036 | ENERGY STAR certified buildings program | ENERGY STAR certified buildings program | NonEquip | 20 |  | 0% | Custom_improvement | 11% | 0 | 0 | 0 | 0 | 0 | 0 | 0 | 0 | 0 | 0 | 0 | 0 | 0 | 0 | 0 | 0 | 0 | 0 | 0 | 0 | 0 | 0 | 0 | 0 | 0 | 0 | 0 | 0 | 0 | 0 | 0 | 0 | 0 | 0 | 0 | 0 | 0 | 0 | 0 | 0
Restaurants_Existing_ENERGY STAR certified buildings program_RIM | Ach | Restaurants | Exterior Lighting | Street lighting | RIM | Existing | NE5023 | ENERGY STAR certified buildings program | ENERGY STAR certified buildings program | NonEquip | 20 |  | 0% | Custom_improvement_existing | 11% | 0 | 0 | 0 | 0 | 0 | 0 | 0 | 0 | 0 | 0 | 0 | 0 | 0 | 0 | 0 | 0 | 0 | 0 | 0 | 0 | 0 | 0 | 0 | 0 | 0 | 0 | 0 | 0 | 0 | 0 | 0 | 0 | 0 | 0 | 0 | 0 | 0 | 0 | 0 | 0
Restaurants_New_ENERGY STAR certified buildings program_RIM | Ach | Restaurants | Cooking | Steamer | RIM | New | NN5088 | ENERGY STAR certified buildings program | ENERGY STAR certified buildings program | NonEquip | 20 |  | 0% | Custom_improvement | 11% | 0 | 0 | 0 | 0 | 0 | 0 | 0 | 0 | 0 | 0 | 0 | 0 | 0 | 0 | 0 | 0 | 0 | 0 | 0 | 0 | 0 | 0 | 0 | 0 | 0 | 0 | 0 | 0 | 0 | 0 | 0 | 0 | 0 | 0 | 0 | 0 | 0 | 0 | 0 | 0
Restaurants_Existing_ENERGY STAR certified buildings program_RIM | Ach | Restaurants | Cooking | Steamer | RIM | Existing | NE5075 | ENERGY STAR certified buildings program | ENERGY STAR certified buildings program | NonEquip | 20 |  | 0% | Custom_improvement_existing | 11% | 0 | 0 | 0 | 0 | 0 | 0 | 0 | 0 | 0 | 0 | 0 | 0 | 0 | 0 | 0 | 0 | 0 | 0 | 0 | 0 | 0 | 0 | 0 | 0 | 0 | 0 | 0 | 0 | 0 | 0 | 0 | 0 | 0 | 0 | 0 | 0 | 0 | 0 | 0 | 0
Restaurants_New_ENERGY STAR certified buildings program_RIM | Ach | Restaurants | Exterior Lighting | Spot lighting/Security/Flood | RIM | New | NN5036 | ENERGY STAR certified buildings program | ENERGY STAR certified buildings program | NonEquip | 20 |  | 0% | Custom_improvement | 11% | 0 | 0 | 0 | 0 | 0 | 0 | 0 | 0 | 0 | 0 | 0 | 0 | 0 | 0 | 0 | 0 | 0 | 0 | 0 | 0 | 0 | 0 | 0 | 0 | 0 | 0 | 0 | 0 | 0 | 0 | 0 | 0 | 0 | 0 | 0 | 0 | 0 | 0 | 0 | 0
Restaurants_Existing_ENERGY STAR certified buildings program_RIM | Ach | Restaurants | Exterior Lighting | Spot lighting/Security/Flood | RIM | Existing | NE5023 | ENERGY STAR certified buildings program | ENERGY STAR certified buildings program | NonEquip | 20 |  | 0% | Custom_improvement_existing | 11% | 0 | 0 | 0 | 0 | 0 | 0 | 0 | 0 | 0 | 0 | 0 | 0 | 0 | 0 | 0 | 0 | 0 | 0 | 0 | 0 | 0 | 0 | 0 | 0 | 0 | 0 | 0 | 0 | 0 | 0 | 0 | 0 | 0 | 0 | 0 | 0 | 0 | 0 | 0 | 0
Restaurants_New_ENERGY STAR certified buildings program_RIM | Ach | Restaurants | Interior Lighting | Spot lighting | RIM | New | NN5010 | ENERGY STAR certified buildings program | ENERGY STAR certified buildings program | NonEquip | 20 |  | 0% | Custom_improvement | 11% | 0 | 0 | 0 | 0 | 0 | 0 | 0 | 0 | 0 | 0 | 0 | 0 | 0 | 0 | 0 | 0 | 0 | 0 | 0 | 0 | 0 | 0 | 0 | 0 | 0 | 0 | 0 | 0 | 0 | 0 | 0 | 0 | 0 | 0 | 0 | 0 | 0 | 0 | 0 | 0
Restaurants_Existing_ENERGY STAR certified buildings program_RIM | Ach | Restaurants | Interior Lighting | Spot lighting | RIM | Existing | NE4997 | ENERGY STAR certified buildings program | ENERGY STAR certified buildings program | NonEquip | 20 |  | 0% | Custom_improvement_existing | 11% | 0 | 0 | 0 | 0 | 0 | 0 | 0 | 0 | 0 | 0 | 0 | 0 | 0 | 0 | 0 | 0 | 0 | 0 | 0 | 0 | 0 | 0 | 0 | 0 | 0 | 0 | 0 | 0 | 0 | 0 | 0 | 0 | 0 | 0 | 0 | 0 | 0 | 0 | 0 | 0
Restaurants_New_ENERGY STAR certified buildings program_RIM | Ach | Restaurants | Office Equipment | Servers | RIM | New | NN5062 | ENERGY STAR certified buildings program | ENERGY STAR certified buildings program | NonEquip | 20 |  | 0% | Custom_improvement | 11% | 0 | 0 | 0 | 0 | 0 | 0 | 0 | 0 | 0 | 0 | 0 | 0 | 0 | 0 | 0 | 0 | 0 | 0 | 0 | 0 | 0 | 0 | 0 | 0 | 0 | 0 | 0 | 0 | 0 | 0 | 0 | 0 | 0 | 0 | 0 | 0 | 0 | 0 | 0 | 0
Restaurants_Existing_ENERGY STAR certified buildings program_RIM | Ach | Restaurants | Office Equipment | Servers | RIM | Existing | NE5049 | ENERGY STAR certified buildings program | ENERGY STAR certified buildings program | NonEquip | 20 |  | 0% | Custom_improvement_existing | 11% | 0 | 0 | 0 | 0 | 0 | 0 | 0 | 0 | 0 | 0 | 0 | 0 | 0 | 0 | 0 | 0 | 0 | 0 | 0 | 0 | 0 | 0 | 0 | 0 | 0 | 0 | 0 | 0 | 0 | 0 | 0 | 0 | 0 | 0 | 0 | 0 | 0 | 0 | 0 | 0
Restaurants_New_ENERGY STAR certified buildings program_RIM | Ach | Restaurants | Space Cooling | Residential-type central air conditioners | RIM | New | NN5166 | ENERGY STAR certified buildings program | ENERGY STAR certified buildings program | NonEquip | 20 |  | 0% | Custom_improvement | 11% | 0 | 0 | 0 | 0 | 0 | 0 | 0 | 0 | 0 | 0 | 0 | 0 | 0 | 0 | 0 | 0 | 0 | 0 | 0 | 0 | 0 | 0 | 0 | 0 | 0 | 0 | 0 | 0 | 0 | 0 | 0 | 0 | 0 | 0 | 0 | 0 | 0 | 0 | 0 | 0
Restaurants_New_Energy Recovery Ventilation System (ERV)_RIM | Ach | Restaurants | Space Cooling | Residential-type central air conditioners | RIM | New | NN3606 | Energy Recovery Ventilation System (ERV) | Energy Recovery Ventilation System (ERV) | NonEquip | 15 | Packaged air conditioning units (RTUs) | 0% | Prescriptive_all | 10.9% | 0 | 0 | 0 | 0 | 0 | 0 | 0 | 0 | 0 | 0 | 0 | 0 | 0 | 0 | 0 | 0 | 0 | 0 | 0 | 0 | 0 | 0 | 0 | 0 | 0 | 0 | 0 | 0 | 0 | 0 | 0 | 0 | 0 | 0 | 0 | 0 | 0 | 0 | 0 | 0
Restaurants_Existing_ENERGY STAR certified buildings program_RIM | Ach | Restaurants | Space Cooling | Residential-type central air conditioners | RIM | Existing | NE5153 | ENERGY STAR certified buildings program | ENERGY STAR certified buildings program | NonEquip | 20 |  | 0% | Custom_improvement_existing | 11% | 0 | 0 | 0 | 0 | 0 | 0 | 0 | 0 | 0 | 0 | 0 | 0 | 0 | 0 | 0 | 0 | 0 | 0 | 0 | 0 | 0 | 0 | 0 | 0 | 0 | 0 | 0 | 0 | 0 | 0 | 0 | 0 | 0 | 0 | 0 | 0 | 0 | 0 | 0 | 0
Restaurants_Existing_Energy Recovery Ventilation System (ERV)_RIM | Ach | Restaurants | Space Cooling | Residential-type central air conditioners | RIM | Existing | NE3593 | Energy Recovery Ventilation System (ERV) | Energy Recovery Ventilation System (ERV) | NonEquip | 15 | Packaged air conditioning units (RTUs) | 0% | Prescriptive_all_existing | 10.9% | 0 | 0 | 0 | 0 | 0 | 0 | 0 | 0 | 0 | 0 | 0 | 0 | 0 | 0 | 0 | 0 | 0 | 0 | 0 | 0 | 0 | 0 | 0 | 0 | 0 | 0 | 0 | 0 | 0 | 0 | 0 | 0 | 0 | 0 | 0 | 0 | 0 | 0 | 0 | 0
Restaurants_New_ENERGY STAR certified buildings program_RIM | Ach | Restaurants | Space Heating | Residential/split system heat pump | RIM | New | NN5140 | ENERGY STAR certified buildings program | ENERGY STAR certified buildings program | NonEquip | 20 |  | 0% | Custom_improvement | 11% | 0 | 0 | 0 | 0 | 0 | 0 | 0 | 0 | 0 | 0 | 0 | 0 | 0 | 0 | 0 | 0 | 0 | 0 | 0 | 0 | 0 | 0 | 0 | 0 | 0 | 0 | 0 | 0 | 0 | 0 | 0 | 0 | 0 | 0 | 0 | 0 | 0 | 0 | 0 | 0
Restaurants_Existing_ENERGY STAR certified buildings program_RIM | Ach | Restaurants | Space Heating | Residential/split system heat pump | RIM | Existing | NE5127 | ENERGY STAR certified buildings program | ENERGY STAR certified buildings program | NonEquip | 20 |  | 0% | Custom_improvement_existing | 11% | 0 | 0 | 0 | 0 | 0 | 0 | 0 | 0 | 0 | 0 | 0 | 0 | 0 | 0 | 0 | 0 | 0 | 0 | 0 | 0 | 0 | 0 | 0 | 0 | 0 | 0 | 0 | 0 | 0 | 0 | 0 | 0 | 0 | 0 | 0 | 0 | 0 | 0 | 0 | 0
Restaurants_New_ENERGY STAR certified buildings program_RIM | Ach | Restaurants | Refrigeration | Residential style | RIM | New | NN5114 | ENERGY STAR certified buildings program | ENERGY STAR certified buildings program | NonEquip | 20 |  | 0% | Custom_improvement | 11% | 0 | 0 | 0 | 0 | 0 | 0 | 0 | 0 | 0 | 0 | 0 | 0 | 0 | 0 | 0 | 0 | 0 | 0 | 0 | 0 | 0 | 0 | 0 | 0 | 0 | 0 | 0 | 0 | 0 | 0 | 0 | 0 | 0 | 0 | 0 | 0 | 0 | 0 | 0 | 0
Restaurants_Existing_ENERGY STAR certified buildings program_RIM | Ach | Restaurants | Refrigeration | Residential style | RIM | Existing | NE5101 | ENERGY STAR certified buildings program | ENERGY STAR certified buildings program | NonEquip | 20 |  | 0% | Custom_improvement_existing | 11% | 0 | 0 | 0 | 0 | 0 | 0 | 0 | 0 | 0 | 0 | 0 | 0 | 0 | 0 | 0 | 0 | 0 | 0 | 0 | 0 | 0 | 0 | 0 | 0 | 0 | 0 | 0 | 0 | 0 | 0 | 0 | 0 | 0 | 0 | 0 | 0 | 0 | 0 | 0 | 0
Restaurants_New_ENERGY STAR certified buildings program_RIM | Ach | Restaurants | Cooking | Range | RIM | New | NN5088 | ENERGY STAR certified buildings program | ENERGY STAR certified buildings program | NonEquip | 20 |  | 0% | Custom_improvement | 11% | 0 | 0 | 0 | 0 | 0 | 0 | 0 | 0 | 0 | 0 | 0 | 0 | 0 | 0 | 0 | 0 | 0 | 0 | 0 | 0 | 0 | 0 | 0 | 0 | 0 | 0 | 0 | 0 | 0 | 0 | 0 | 0 | 0 | 0 | 0 | 0 | 0 | 0 | 0 | 0
Restaurants_Existing_ENERGY STAR certified buildings program_RIM | Ach | Restaurants | Cooking | Range | RIM | Existing | NE5075 | ENERGY STAR certified buildings program | ENERGY STAR certified buildings program | NonEquip | 20 |  | 0% | Custom_improvement_existing | 11% | 0 | 0 | 0 | 0 | 0 | 0 | 0 | 0 | 0 | 0 | 0 | 0 | 0 | 0 | 0 | 0 | 0 | 0 | 0 | 0 | 0 | 0 | 0 | 0 | 0 | 0 | 0 | 0 | 0 | 0 | 0 | 0 | 0 | 0 | 0 | 0 | 0 | 0 | 0 | 0
Restaurants_New_ENERGY STAR certified buildings program_RIM | Ach | Restaurants | Miscellaneous | Pool pump | RIM | New | NN5244 | ENERGY STAR certified buildings program | ENERGY STAR certified buildings program | NonEquip | 20 |  | 0% | Custom_improvement | 11% | 0 | 0 | 0 | 0 | 0 | 0 | 0 | 0 | 0 | 0 | 0 | 0 | 0 | 0 | 0 | 0 | 0 | 0 | 0 | 0 | 0 | 0 | 0 | 0 | 0 | 0 | 0 | 0 | 0 | 0 | 0 | 0 | 0 | 0 | 0 | 0 | 0 | 0 | 0 | 0
Restaurants_Existing_ENERGY STAR certified buildings program_RIM | Ach | Restaurants | Miscellaneous | Pool pump | RIM | Existing | NE5231 | ENERGY STAR certified buildings program | ENERGY STAR certified buildings program | NonEquip | 20 |  | 0% | Custom_improvement_existing | 11% | 0 | 0 | 0 | 0 | 0 | 0 | 0 | 0 | 0 | 0 | 0 | 0 | 0 | 0 | 0 | 0 | 0 | 0 | 0 | 0 | 0 | 0 | 0 | 0 | 0 | 0 | 0 | 0 | 0 | 0 | 0 | 0 | 0 | 0 | 0 | 0 | 0 | 0 | 0 | 0
Restaurants_New_ENERGY STAR certified buildings program_RIM | Ach | Restaurants | Space Heating | Packaged central unit | RIM | New | NN5140 | ENERGY STAR certified buildings program | ENERGY STAR certified buildings program | NonEquip | 20 |  | 0% | Custom_improvement | 11% | 0 | 0 | 0 | 0 | 0 | 0 | 0 | 0 | 0 | 0 | 0 | 0 | 0 | 0 | 0 | 0 | 0 | 0 | 0 | 0 | 0 | 0 | 0 | 0 | 0 | 0 | 0 | 0 | 0 | 0 | 0 | 0 | 0 | 0 | 0 | 0 | 0 | 0 | 0 | 0
Restaurants_Existing_ENERGY STAR certified buildings program_RIM | Ach | Restaurants | Space Heating | Packaged central unit | RIM | Existing | NE5127 | ENERGY STAR certified buildings program | ENERGY STAR certified buildings program | NonEquip | 20 |  | 0% | Custom_improvement_existing | 11% | 0 | 0 | 0 | 0 | 0 | 0 | 0 | 0 | 0 | 0 | 0 | 0 | 0 | 0 | 0 | 0 | 0 | 0 | 0 | 0 | 0 | 0 | 0 | 0 | 0 | 0 | 0 | 0 | 0 | 0 | 0 | 0 | 0 | 0 | 0 | 0 | 0 | 0 | 0 | 0
Restaurants_New_ENERGY STAR certified buildings program_RIM | Ach | Restaurants | Space Cooling | Packaged air conditioning units (RTUs) | RIM | New | NN5166 | ENERGY STAR certified buildings program | ENERGY STAR certified buildings program | NonEquip | 20 |  | 0% | Custom_improvement | 11% | 0 | 0 | 0 | 0 | 0 | 0 | 0 | 0 | 0 | 0 | 0 | 0 | 0 | 0 | 0 | 0 | 0 | 0 | 0 | 0 | 0 | 0 | 0 | 0 | 0 | 0 | 0 | 0 | 0 | 0 | 0 | 0 | 0 | 0 | 0 | 0 | 0 | 0 | 0 | 0
Restaurants_New_Energy Recovery Ventilation System (ERV)_RIM | Ach | Restaurants | Space Cooling | Packaged air conditioning units (RTUs) | RIM | New | NN3606 | Energy Recovery Ventilation System (ERV) | Energy Recovery Ventilation System (ERV) | NonEquip | 15 | Packaged air conditioning units (RTUs) | 48.99% | Prescriptive_all | 10.9% | 9215.7402 | 15003.909 | 25543.9009 | 40620.3467 | 58547.7126 | 63996.6907 | 58368.7345 | 42951.7229 | 24615.721 | 11697.8603 | 9215.7402 | 24219.6492 | 49763.5501 | 90383.8968 | 148931.6094 | 212928.3002 | 271297.0347 | 314248.7577 | 338864.4786 | 350562.3389 | 13.5128 | 35.5126 | 72.9669 | 132.5273 | 218.3742 | 312.2107 | 397.7951 | 460.774 | 496.8673 | 514.0196 | 2.6187 | 6.8822 | 14.1408 | 25.6834 | 42.3202 | 60.5054 | 77.0914 | 89.2965 | 96.2913 | 99.6154
Restaurants_Existing_ENERGY STAR certified buildings program_RIM | Ach | Restaurants | Space Cooling | Packaged air conditioning units (RTUs) | RIM | Existing | NE5153 | ENERGY STAR certified buildings program | ENERGY STAR certified buildings program | NonEquip | 20 |  | 0% | Custom_improvement_existing | 11% | 0 | 0 | 0 | 0 | 0 | 0 | 0 | 0 | 0 | 0 | 0 | 0 | 0 | 0 | 0 | 0 | 0 | 0 | 0 | 0 | 0 | 0 | 0 | 0 | 0 | 0 | 0 | 0 | 0 | 0 | 0 | 0 | 0 | 0 | 0 | 0 | 0 | 0 | 0 | 0
Restaurants_Existing_Energy Recovery Ventilation System (ERV)_RIM | Ach | Restaurants | Space Cooling | Packaged air conditioning units (RTUs) | RIM | Existing | NE3593 | Energy Recovery Ventilation System (ERV) | Energy Recovery Ventilation System (ERV) | NonEquip | 15 | Packaged air conditioning units (RTUs) | 48.99% | Prescriptive_all_existing | 10.9% | 68505.6508 | 106184.0319 | 159423.1852 | 226982.676 | 296462.0985 | 339497.9361 | 324052.5363 | 245841.7878 | 146098.2501 | 70484.9449 | 68505.6508 | 174689.6827 | 334112.8679 | 561095.5439 | 857557.6424 | 1197055.5785 | 1521108.1153 | 1766949.9022 | 1913048.1528 | 1983533.0973 | 100.4479 | 256.1425 | 489.9002 | 822.7184 | 1257.4123 | 1755.2084 | 2230.3574 | 2590.8282 | 2805.0479 | 2908.398 | 19.4665 | 49.6396 | 94.9411 | 159.4402 | 243.6825 | 340.1539 | 432.2363 | 502.0944 | 543.6095 | 563.6384
Restaurants_New_ENERGY STAR certified buildings program_RIM | Ach | Restaurants | Interior Lighting | Overhead (fluorescent/LED/CFL U-shape) | RIM | New | NN5010 | ENERGY STAR certified buildings program | ENERGY STAR certified buildings program | NonEquip | 20 |  | 0% | Custom_improvement | 11% | 0 | 0 | 0 | 0 | 0 | 0 | 0 | 0 | 0 | 0 | 0 | 0 | 0 | 0 | 0 | 0 | 0 | 0 | 0 | 0 | 0 | 0 | 0 | 0 | 0 | 0 | 0 | 0 | 0 | 0 | 0 | 0 | 0 | 0 | 0 | 0 | 0 | 0 | 0 | 0
Restaurants_Existing_ENERGY STAR certified buildings program_RIM | Ach | Restaurants | Interior Lighting | Overhead (fluorescent/LED/CFL U-shape) | RIM | Existing | NE4997 | ENERGY STAR certified buildings program | ENERGY STAR certified buildings program | NonEquip | 20 |  | 0% | Custom_improvement_existing | 11% | 0 | 0 | 0 | 0 | 0 | 0 | 0 | 0 | 0 | 0 | 0 | 0 | 0 | 0 | 0 | 0 | 0 | 0 | 0 | 0 | 0 | 0 | 0 | 0 | 0 | 0 | 0 | 0 | 0 | 0 | 0 | 0 | 0 | 0 | 0 | 0 | 0 | 0 | 0 | 0
Restaurants_New_ENERGY STAR certified buildings program_RIM | Ach | Restaurants | Cooking | Oven | RIM | New | NN5088 | ENERGY STAR certified buildings program | ENERGY STAR certified buildings program | NonEquip | 20 |  | 0% | Custom_improvement | 11% | 0 | 0 | 0 | 0 | 0 | 0 | 0 | 0 | 0 | 0 | 0 | 0 | 0 | 0 | 0 | 0 | 0 | 0 | 0 | 0 | 0 | 0 | 0 | 0 | 0 | 0 | 0 | 0 | 0 | 0 | 0 | 0 | 0 | 0 | 0 | 0 | 0 | 0 | 0 | 0
Restaurants_Existing_ENERGY STAR certified buildings program_RIM | Ach | Restaurants | Cooking | Oven | RIM | Existing | NE5075 | ENERGY STAR certified buildings program | ENERGY STAR certified buildings program | NonEquip | 20 |  | 0% | Custom_improvement_existing | 11% | 0 | 0 | 0 | 0 | 0 | 0 | 0 | 0 | 0 | 0 | 0 | 0 | 0 | 0 | 0 | 0 | 0 | 0 | 0 | 0 | 0 | 0 | 0 | 0 | 0 | 0 | 0 | 0 | 0 | 0 | 0 | 0 | 0 | 0 | 0 | 0 | 0 | 0 | 0 | 0
Restaurants_New_ENERGY STAR certified buildings program_RIM | Ach | Restaurants | Miscellaneous | Others | RIM | New | NN5244 | ENERGY STAR certified buildings program | ENERGY STAR certified buildings program | NonEquip | 20 |  | 0% | Custom_improvement | 11% | 0 | 0 | 0 | 0 | 0 | 0 | 0 | 0 | 0 | 0 | 0 | 0 | 0 | 0 | 0 | 0 | 0 | 0 | 0 | 0 | 0 | 0 | 0 | 0 | 0 | 0 | 0 | 0 | 0 | 0 | 0 | 0 | 0 | 0 | 0 | 0 | 0 | 0 | 0 | 0
Restaurants_Existing_ENERGY STAR certified buildings program_RIM | Ach | Restaurants | Miscellaneous | Others | RIM | Existing | NE5231 | ENERGY STAR certified buildings program | ENERGY STAR certified buildings program | NonEquip | 20 |  | 0% | Custom_improvement_existing | 11% | 0 | 0 | 0 | 0 | 0 | 0 | 0 | 0 | 0 | 0 | 0 | 0 | 0 | 0 | 0 | 0 | 0 | 0 | 0 | 0 | 0 | 0 | 0 | 0 | 0 | 0 | 0 | 0 | 0 | 0 | 0 | 0 | 0 | 0 | 0 | 0 | 0 | 0 | 0 | 0
Restaurants_New_ENERGY STAR certified buildings program_RIM | Ach | Restaurants | Office Equipment | Other office | RIM | New | NN5062 | ENERGY STAR certified buildings program | ENERGY STAR certified buildings program | NonEquip | 20 |  | 0% | Custom_improvement | 11% | 0 | 0 | 0 | 0 | 0 | 0 | 0 | 0 | 0 | 0 | 0 | 0 | 0 | 0 | 0 | 0 | 0 | 0 | 0 | 0 | 0 | 0 | 0 | 0 | 0 | 0 | 0 | 0 | 0 | 0 | 0 | 0 | 0 | 0 | 0 | 0 | 0 | 0 | 0 | 0
Restaurants_Existing_ENERGY STAR certified buildings program_RIM | Ach | Restaurants | Office Equipment | Other office | RIM | Existing | NE5049 | ENERGY STAR certified buildings program | ENERGY STAR certified buildings program | NonEquip | 20 |  | 0% | Custom_improvement_existing | 11% | 0 | 0 | 0 | 0 | 0 | 0 | 0 | 0 | 0 | 0 | 0 | 0 | 0 | 0 | 0 | 0 | 0 | 0 | 0 | 0 | 0 | 0 | 0 | 0 | 0 | 0 | 0 | 0 | 0 | 0 | 0 | 0 | 0 | 0 | 0 | 0 | 0 | 0 | 0 | 0
Restaurants_New_ENERGY STAR certified buildings program_RIM | Ach | Restaurants | Ventilation and Circulation | Motor/Fan | RIM | New | NN5192 | ENERGY STAR certified buildings program | ENERGY STAR certified buildings program | NonEquip | 20 |  | 0% | Custom_improvement | 11% | 0 | 0 | 0 | 0 | 0 | 0 | 0 | 0 | 0 | 0 | 0 | 0 | 0 | 0 | 0 | 0 | 0 | 0 | 0 | 0 | 0 | 0 | 0 | 0 | 0 | 0 | 0 | 0 | 0 | 0 | 0 | 0 | 0 | 0 | 0 | 0 | 0 | 0 | 0 | 0
Restaurants_Existing_ENERGY STAR certified buildings program_RIM | Ach | Restaurants | Ventilation and Circulation | Motor/Fan | RIM | Existing | NE5179 | ENERGY STAR certified buildings program | ENERGY STAR certified buildings program | NonEquip | 20 |  | 0% | Custom_improvement_existing | 11% | 0 | 0 | 0 | 0 | 0 | 0 | 0 | 0 | 0 | 0 | 0 | 0 | 0 | 0 | 0 | 0 | 0 | 0 | 0 | 0 | 0 | 0 | 0 | 0 | 0 | 0 | 0 | 0 | 0 | 0 | 0 | 0 | 0 | 0 | 0 | 0 | 0 | 0 | 0 | 0
Restaurants_New_ENERGY STAR certified buildings program_RIM | Ach | Restaurants | Miscellaneous | Medical equipment | RIM | New | NN5244 | ENERGY STAR certified buildings program | ENERGY STAR certified buildings program | NonEquip | 20 |  | 0% | Custom_improvement | 11% | 0 | 0 | 0 | 0 | 0 | 0 | 0 | 0 | 0 | 0 | 0 | 0 | 0 | 0 | 0 | 0 | 0 | 0 | 0 | 0 | 0 | 0 | 0 | 0 | 0 | 0 | 0 | 0 | 0 | 0 | 0 | 0 | 0 | 0 | 0 | 0 | 0 | 0 | 0 | 0
Restaurants_Existing_ENERGY STAR certified buildings program_RIM | Ach | Restaurants | Miscellaneous | Medical equipment | RIM | Existing | NE5231 | ENERGY STAR certified buildings program | ENERGY STAR certified buildings program | NonEquip | 20 |  | 0% | Custom_improvement_existing | 11% | 0 | 0 | 0 | 0 | 0 | 0 | 0 | 0 | 0 | 0 | 0 | 0 | 0 | 0 | 0 | 0 | 0 | 0 | 0 | 0 | 0 | 0 | 0 | 0 | 0 | 0 | 0 | 0 | 0 | 0 | 0 | 0 | 0 | 0 | 0 | 0 | 0 | 0 | 0 | 0
Restaurants_New_ENERGY STAR certified buildings program_RIM | Ach | Restaurants | Refrigeration | Large cold storage | RIM | New | NN5114 | ENERGY STAR certified buildings program | ENERGY STAR certified buildings program | NonEquip | 20 |  | 0% | Custom_improvement | 11% | 0 | 0 | 0 | 0 | 0 | 0 | 0 | 0 | 0 | 0 | 0 | 0 | 0 | 0 | 0 | 0 | 0 | 0 | 0 | 0 | 0 | 0 | 0 | 0 | 0 | 0 | 0 | 0 | 0 | 0 | 0 | 0 | 0 | 0 | 0 | 0 | 0 | 0 | 0 | 0
Restaurants_Existing_ENERGY STAR certified buildings program_RIM | Ach | Restaurants | Refrigeration | Large cold storage | RIM | Existing | NE5101 | ENERGY STAR certified buildings program | ENERGY STAR certified buildings program | NonEquip | 20 |  | 0% | Custom_improvement_existing | 11% | 0 | 0 | 0 | 0 | 0 | 0 | 0 | 0 | 0 | 0 | 0 | 0 | 0 | 0 | 0 | 0 | 0 | 0 | 0 | 0 | 0 | 0 | 0 | 0 | 0 | 0 | 0 | 0 | 0 | 0 | 0 | 0 | 0 | 0 | 0 | 0 | 0 | 0 | 0 | 0
Restaurants_New_ENERGY STAR certified buildings program_RIM | Ach | Restaurants | Miscellaneous | Laboratory equipment | RIM | New | NN5244 | ENERGY STAR certified buildings program | ENERGY STAR certified buildings program | NonEquip | 20 |  | 0% | Custom_improvement | 11% | 0 | 0 | 0 | 0 | 0 | 0 | 0 | 0 | 0 | 0 | 0 | 0 | 0 | 0 | 0 | 0 | 0 | 0 | 0 | 0 | 0 | 0 | 0 | 0 | 0 | 0 | 0 | 0 | 0 | 0 | 0 | 0 | 0 | 0 | 0 | 0 | 0 | 0 | 0 | 0
Restaurants_Existing_ENERGY STAR certified buildings program_RIM | Ach | Restaurants | Miscellaneous | Laboratory equipment | RIM | Existing | NE5231 | ENERGY STAR certified buildings program | ENERGY STAR certified buildings program | NonEquip | 20 |  | 0% | Custom_improvement_existing | 11% | 0 | 0 | 0 | 0 | 0 | 0 | 0 | 0 | 0 | 0 | 0 | 0 | 0 | 0 | 0 | 0 | 0 | 0 | 0 | 0 | 0 | 0 | 0 | 0 | 0 | 0 | 0 | 0 | 0 | 0 | 0 | 0 | 0 | 0 | 0 | 0 | 0 | 0 | 0 | 0
Restaurants_New_ENERGY STAR certified buildings program_RIM | Ach | Restaurants | Ventilation and Circulation | Individual room ventilation | RIM | New | NN5192 | ENERGY STAR certified buildings program | ENERGY STAR certified buildings program | NonEquip | 20 |  | 0% | Custom_improvement | 11% | 0 | 0 | 0 | 0 | 0 | 0 | 0 | 0 | 0 | 0 | 0 | 0 | 0 | 0 | 0 | 0 | 0 | 0 | 0 | 0 | 0 | 0 | 0 | 0 | 0 | 0 | 0 | 0 | 0 | 0 | 0 | 0 | 0 | 0 | 0 | 0 | 0 | 0 | 0 | 0
Restaurants_Existing_ENERGY STAR certified buildings program_RIM | Ach | Restaurants | Ventilation and Circulation | Individual room ventilation | RIM | Existing | NE5179 | ENERGY STAR certified buildings program | ENERGY STAR certified buildings program | NonEquip | 20 |  | 0% | Custom_improvement_existing | 11% | 0 | 0 | 0 | 0 | 0 | 0 | 0 | 0 | 0 | 0 | 0 | 0 | 0 | 0 | 0 | 0 | 0 | 0 | 0 | 0 | 0 | 0 | 0 | 0 | 0 | 0 | 0 | 0 | 0 | 0 | 0 | 0 | 0 | 0 | 0 | 0 | 0 | 0 | 0 | 0
Restaurants_New_ENERGY STAR certified buildings program_RIM | Ach | Restaurants | Space Heating | Individual room heating | RIM | New | NN5140 | ENERGY STAR certified buildings program | ENERGY STAR certified buildings program | NonEquip | 20 |  | 0% | Custom_improvement | 11% | 0 | 0 | 0 | 0 | 0 | 0 | 0 | 0 | 0 | 0 | 0 | 0 | 0 | 0 | 0 | 0 | 0 | 0 | 0 | 0 | 0 | 0 | 0 | 0 | 0 | 0 | 0 | 0 | 0 | 0 | 0 | 0 | 0 | 0 | 0 | 0 | 0 | 0 | 0 | 0
Restaurants_Existing_ENERGY STAR certified buildings program_RIM | Ach | Restaurants | Space Heating | Individual room heating | RIM | Existing | NE5127 | ENERGY STAR certified buildings program | ENERGY STAR certified buildings program | NonEquip | 20 |  | 0% | Custom_improvement_existing | 11% | 0 | 0 | 0 | 0 | 0 | 0 | 0 | 0 | 0 | 0 | 0 | 0 | 0 | 0 | 0 | 0 | 0 | 0 | 0 | 0 | 0 | 0 | 0 | 0 | 0 | 0 | 0 | 0 | 0 | 0 | 0 | 0 | 0 | 0 | 0 | 0 | 0 | 0 | 0 | 0
Restaurants_New_ENERGY STAR certified buildings program_RIM | Ach | Restaurants | Space Cooling | Individual room air conditioners | RIM | New | NN5166 | ENERGY STAR certified buildings program | ENERGY STAR certified buildings program | NonEquip | 20 |  | 0% | Custom_improvement | 11% | 0 | 0 | 0 | 0 | 0 | 0 | 0 | 0 | 0 | 0 | 0 | 0 | 0 | 0 | 0 | 0 | 0 | 0 | 0 | 0 | 0 | 0 | 0 | 0 | 0 | 0 | 0 | 0 | 0 | 0 | 0 | 0 | 0 | 0 | 0 | 0 | 0 | 0 | 0 | 0
Restaurants_New_Energy Recovery Ventilation System (ERV)_RIM | Ach | Restaurants | Space Cooling | Individual room air conditioners | RIM | New | NN3606 | Energy Recovery Ventilation System (ERV) | Energy Recovery Ventilation System (ERV) | NonEquip | 15 | Packaged air conditioning units (RTUs) | 0% | Prescriptive_all | 10.9% | 0 | 0 | 0 | 0 | 0 | 0 | 0 | 0 | 0 | 0 | 0 | 0 | 0 | 0 | 0 | 0 | 0 | 0 | 0 | 0 | 0 | 0 | 0 | 0 | 0 | 0 | 0 | 0 | 0 | 0 | 0 | 0 | 0 | 0 | 0 | 0 | 0 | 0 | 0 | 0
Restaurants_Existing_ENERGY STAR certified buildings program_RIM | Ach | Restaurants | Space Cooling | Individual room air conditioners | RIM | Existing | NE5153 | ENERGY STAR certified buildings program | ENERGY STAR certified buildings program | NonEquip | 20 |  | 0% | Custom_improvement_existing | 11% | 0 | 0 | 0 | 0 | 0 | 0 | 0 | 0 | 0 | 0 | 0 | 0 | 0 | 0 | 0 | 0 | 0 | 0 | 0 | 0 | 0 | 0 | 0 | 0 | 0 | 0 | 0 | 0 | 0 | 0 | 0 | 0 | 0 | 0 | 0 | 0 | 0 | 0 | 0 | 0
Restaurants_Existing_Energy Recovery Ventilation System (ERV)_RIM | Ach | Restaurants | Space Cooling | Individual room air conditioners | RIM | Existing | NE3593 | Energy Recovery Ventilation System (ERV) | Energy Recovery Ventilation System (ERV) | NonEquip | 15 | Packaged air conditioning units (RTUs) | 0% | Prescriptive_all_existing | 10.9% | 0 | 0 | 0 | 0 | 0 | 0 | 0 | 0 | 0 | 0 | 0 | 0 | 0 | 0 | 0 | 0 | 0 | 0 | 0 | 0 | 0 | 0 | 0 | 0 | 0 | 0 | 0 | 0 | 0 | 0 | 0 | 0 | 0 | 0 | 0 | 0 | 0 | 0 | 0 | 0
Restaurants_New_ENERGY STAR certified buildings program_RIM | Ach | Restaurants | Interior Lighting | High bay | RIM | New | NN5010 | ENERGY STAR certified buildings program | ENERGY STAR certified buildings program | NonEquip | 20 |  | 0% | Custom_improvement | 11% | 0 | 0 | 0 | 0 | 0 | 0 | 0 | 0 | 0 | 0 | 0 | 0 | 0 | 0 | 0 | 0 | 0 | 0 | 0 | 0 | 0 | 0 | 0 | 0 | 0 | 0 | 0 | 0 | 0 | 0 | 0 | 0 | 0 | 0 | 0 | 0 | 0 | 0 | 0 | 0
Restaurants_Existing_ENERGY STAR certified buildings program_RIM | Ach | Restaurants | Interior Lighting | High bay | RIM | Existing | NE4997 | ENERGY STAR certified buildings program | ENERGY STAR certified buildings program | NonEquip | 20 |  | 0% | Custom_improvement_existing | 11% | 0 | 0 | 0 | 0 | 0 | 0 | 0 | 0 | 0 | 0 | 0 | 0 | 0 | 0 | 0 | 0 | 0 | 0 | 0 | 0 | 0 | 0 | 0 | 0 | 0 | 0 | 0 | 0 | 0 | 0 | 0 | 0 | 0 | 0 | 0 | 0 | 0 | 0 | 0 | 0
Restaurants_New_ENERGY STAR certified buildings program_RIM | Ach | Restaurants | Cooking | Fryer | RIM | New | NN5088 | ENERGY STAR certified buildings program | ENERGY STAR certified buildings program | NonEquip | 20 |  | 0% | Custom_improvement | 11% | 0 | 0 | 0 | 0 | 0 | 0 | 0 | 0 | 0 | 0 | 0 | 0 | 0 | 0 | 0 | 0 | 0 | 0 | 0 | 0 | 0 | 0 | 0 | 0 | 0 | 0 | 0 | 0 | 0 | 0 | 0 | 0 | 0 | 0 | 0 | 0 | 0 | 0 | 0 | 0
Restaurants_Existing_ENERGY STAR certified buildings program_RIM | Ach | Restaurants | Cooking | Fryer | RIM | Existing | NE5075 | ENERGY STAR certified buildings program | ENERGY STAR certified buildings program | NonEquip | 20 |  | 0% | Custom_improvement_existing | 11% | 0 | 0 | 0 | 0 | 0 | 0 | 0 | 0 | 0 | 0 | 0 | 0 | 0 | 0 | 0 | 0 | 0 | 0 | 0 | 0 | 0 | 0 | 0 | 0 | 0 | 0 | 0 | 0 | 0 | 0 | 0 | 0 | 0 | 0 | 0 | 0 | 0 | 0 | 0 | 0
Restaurants_New_ENERGY STAR certified buildings program_RIM | Ach | Restaurants | Space Heating | Forced air furnace | RIM | New | NN5140 | ENERGY STAR certified buildings program | ENERGY STAR certified buildings program | NonEquip | 20 |  | 0% | Custom_improvement | 11% | 0 | 0 | 0 | 0 | 0 | 0 | 0 | 0 | 0 | 0 | 0 | 0 | 0 | 0 | 0 | 0 | 0 | 0 | 0 | 0 | 0 | 0 | 0 | 0 | 0 | 0 | 0 | 0 | 0 | 0 | 0 | 0 | 0 | 0 | 0 | 0 | 0 | 0 | 0 | 0
Restaurants_Existing_ENERGY STAR certified buildings program_RIM | Ach | Restaurants | Space Heating | Forced air furnace | RIM | Existing | NE5127 | ENERGY STAR certified buildings program | ENERGY STAR certified buildings program | NonEquip | 20 |  | 0% | Custom_improvement_existing | 11% | 0 | 0 | 0 | 0 | 0 | 0 | 0 | 0 | 0 | 0 | 0 | 0 | 0 | 0 | 0 | 0 | 0 | 0 | 0 | 0 | 0 | 0 | 0 | 0 | 0 | 0 | 0 | 0 | 0 | 0 | 0 | 0 | 0 | 0 | 0 | 0 | 0 | 0 | 0 | 0
Restaurants_New_ENERGY STAR certified buildings program_RIM | Ach | Restaurants | Exterior Lighting | Exterior parking/lot lighting | RIM | New | NN5036 | ENERGY STAR certified buildings program | ENERGY STAR certified buildings program | NonEquip | 20 |  | 0% | Custom_improvement | 11% | 0 | 0 | 0 | 0 | 0 | 0 | 0 | 0 | 0 | 0 | 0 | 0 | 0 | 0 | 0 | 0 | 0 | 0 | 0 | 0 | 0 | 0 | 0 | 0 | 0 | 0 | 0 | 0 | 0 | 0 | 0 | 0 | 0 | 0 | 0 | 0 | 0 | 0 | 0 | 0
Restaurants_Existing_ENERGY STAR certified buildings program_RIM | Ach | Restaurants | Exterior Lighting | Exterior parking/lot lighting | RIM | Existing | NE5023 | ENERGY STAR certified buildings program | ENERGY STAR certified buildings program | NonEquip | 20 |  | 0% | Custom_improvement_existing | 11% | 0 | 0 | 0 | 0 | 0 | 0 | 0 | 0 | 0 | 0 | 0 | 0 | 0 | 0 | 0 | 0 | 0 | 0 | 0 | 0 | 0 | 0 | 0 | 0 | 0 | 0 | 0 | 0 | 0 | 0 | 0 | 0 | 0 | 0 | 0 | 0 | 0 | 0 | 0 | 0
Restaurants_New_ENERGY STAR certified buildings program_RIM | Ach | Restaurants | Exterior Lighting | Exterior marquis | RIM | New | NN5036 | ENERGY STAR certified buildings program | ENERGY STAR certified buildings program | NonEquip | 20 |  | 0% | Custom_improvement | 11% | 0 | 0 | 0 | 0 | 0 | 0 | 0 | 0 | 0 | 0 | 0 | 0 | 0 | 0 | 0 | 0 | 0 | 0 | 0 | 0 | 0 | 0 | 0 | 0 | 0 | 0 | 0 | 0 | 0 | 0 | 0 | 0 | 0 | 0 | 0 | 0 | 0 | 0 | 0 | 0
Restaurants_Existing_ENERGY STAR certified buildings program_RIM | Ach | Restaurants | Exterior Lighting | Exterior marquis | RIM | Existing | NE5023 | ENERGY STAR certified buildings program | ENERGY STAR certified buildings program | NonEquip | 20 |  | 0% | Custom_improvement_existing | 11% | 0 | 0 | 0 | 0 | 0 | 0 | 0 | 0 | 0 | 0 | 0 | 0 | 0 | 0 | 0 | 0 | 0 | 0 | 0 | 0 | 0 | 0 | 0 | 0 | 0 | 0 | 0 | 0 | 0 | 0 | 0 | 0 | 0 | 0 | 0 | 0 | 0 | 0 | 0 | 0
Restaurants_New_ENERGY STAR certified buildings program_RIM | Ach | Restaurants | Miscellaneous | Elevators/Escalators | RIM | New | NN5244 | ENERGY STAR certified buildings program | ENERGY STAR certified buildings program | NonEquip | 20 |  | 0% | Custom_improvement | 11% | 0 | 0 | 0 | 0 | 0 | 0 | 0 | 0 | 0 | 0 | 0 | 0 | 0 | 0 | 0 | 0 | 0 | 0 | 0 | 0 | 0 | 0 | 0 | 0 | 0 | 0 | 0 | 0 | 0 | 0 | 0 | 0 | 0 | 0 | 0 | 0 | 0 | 0 | 0 | 0
Restaurants_Existing_ENERGY STAR certified buildings program_RIM | Ach | Restaurants | Miscellaneous | Elevators/Escalators | RIM | Existing | NE5231 | ENERGY STAR certified buildings program | ENERGY STAR certified buildings program | NonEquip | 20 |  | 0% | Custom_improvement_existing | 11% | 0 | 0 | 0 | 0 | 0 | 0 | 0 | 0 | 0 | 0 | 0 | 0 | 0 | 0 | 0 | 0 | 0 | 0 | 0 | 0 | 0 | 0 | 0 | 0 | 0 | 0 | 0 | 0 | 0 | 0 | 0 | 0 | 0 | 0 | 0 | 0 | 0 | 0 | 0 | 0
Restaurants_New_ENERGY STAR certified buildings program_RIM | Ach | Restaurants | Office Equipment | Document production | RIM | New | NN5062 | ENERGY STAR certified buildings program | ENERGY STAR certified buildings program | NonEquip | 20 |  | 0% | Custom_improvement | 11% | 0 | 0 | 0 | 0 | 0 | 0 | 0 | 0 | 0 | 0 | 0 | 0 | 0 | 0 | 0 | 0 | 0 | 0 | 0 | 0 | 0 | 0 | 0 | 0 | 0 | 0 | 0 | 0 | 0 | 0 | 0 | 0 | 0 | 0 | 0 | 0 | 0 | 0 | 0 | 0
Restaurants_Existing_ENERGY STAR certified buildings program_RIM | Ach | Restaurants | Office Equipment | Document production | RIM | Existing | NE5049 | ENERGY STAR certified buildings program | ENERGY STAR certified buildings program | NonEquip | 20 |  | 0% | Custom_improvement_existing | 11% | 0 | 0 | 0 | 0 | 0 | 0 | 0 | 0 | 0 | 0 | 0 | 0 | 0 | 0 | 0 | 0 | 0 | 0 | 0 | 0 | 0 | 0 | 0 | 0 | 0 | 0 | 0 | 0 | 0 | 0 | 0 | 0 | 0 | 0 | 0 | 0 | 0 | 0 | 0 | 0
Restaurants_New_ENERGY STAR certified buildings program_RIM | Ach | Restaurants | Space Cooling | District chilled water piped | RIM | New | NN5166 | ENERGY STAR certified buildings program | ENERGY STAR certified buildings program | NonEquip | 20 |  | 0% | Custom_improvement | 11% | 0 | 0 | 0 | 0 | 0 | 0 | 0 | 0 | 0 | 0 | 0 | 0 | 0 | 0 | 0 | 0 | 0 | 0 | 0 | 0 | 0 | 0 | 0 | 0 | 0 | 0 | 0 | 0 | 0 | 0 | 0 | 0 | 0 | 0 | 0 | 0 | 0 | 0 | 0 | 0
Restaurants_New_Energy Recovery Ventilation System (ERV)_RIM | Ach | Restaurants | Space Cooling | District chilled water piped | RIM | New | NN3606 | Energy Recovery Ventilation System (ERV) | Energy Recovery Ventilation System (ERV) | NonEquip | 15 | Packaged air conditioning units (RTUs) | 0% | Prescriptive_all | 10.9% | 0 | 0 | 0 | 0 | 0 | 0 | 0 | 0 | 0 | 0 | 0 | 0 | 0 | 0 | 0 | 0 | 0 | 0 | 0 | 0 | 0 | 0 | 0 | 0 | 0 | 0 | 0 | 0 | 0 | 0 | 0 | 0 | 0 | 0 | 0 | 0 | 0 | 0 | 0 | 0
Restaurants_Existing_ENERGY STAR certified buildings program_RIM | Ach | Restaurants | Space Cooling | District chilled water piped | RIM | Existing | NE5153 | ENERGY STAR certified buildings program | ENERGY STAR certified buildings program | NonEquip | 20 |  | 0% | Custom_improvement_existing | 11% | 0 | 0 | 0 | 0 | 0 | 0 | 0 | 0 | 0 | 0 | 0 | 0 | 0 | 0 | 0 | 0 | 0 | 0 | 0 | 0 | 0 | 0 | 0 | 0 | 0 | 0 | 0 | 0 | 0 | 0 | 0 | 0 | 0 | 0 | 0 | 0 | 0 | 0 | 0 | 0
Restaurants_Existing_Energy Recovery Ventilation System (ERV)_RIM | Ach | Restaurants | Space Cooling | District chilled water piped | RIM | Existing | NE3593 | Energy Recovery Ventilation System (ERV) | Energy Recovery Ventilation System (ERV) | NonEquip | 15 | Packaged air conditioning units (RTUs) | 0% | Prescriptive_all_existing | 10.9% | 0 | 0 | 0 | 0 | 0 | 0 | 0 | 0 | 0 | 0 | 0 | 0 | 0 | 0 | 0 | 0 | 0 | 0 | 0 | 0 | 0 | 0 | 0 | 0 | 0 | 0 | 0 | 0 | 0 | 0 | 0 | 0 | 0 | 0 | 0 | 0 | 0 | 0 | 0 | 0
Restaurants_New_ENERGY STAR certified buildings program_RIM | Ach | Restaurants | Refrigeration | Display cases | RIM | New | NN5114 | ENERGY STAR certified buildings program | ENERGY STAR certified buildings program | NonEquip | 20 |  | 0% | Custom_improvement | 11% | 0 | 0 | 0 | 0 | 0 | 0 | 0 | 0 | 0 | 0 | 0 | 0 | 0 | 0 | 0 | 0 | 0 | 0 | 0 | 0 | 0 | 0 | 0 | 0 | 0 | 0 | 0 | 0 | 0 | 0 | 0 | 0 | 0 | 0 | 0 | 0 | 0 | 0 | 0 | 0
Restaurants_Existing_ENERGY STAR certified buildings program_RIM | Ach | Restaurants | Refrigeration | Display cases | RIM | Existing | NE5101 | ENERGY STAR certified buildings program | ENERGY STAR certified buildings program | NonEquip | 20 |  | 0% | Custom_improvement_existing | 11% | 0 | 0 | 0 | 0 | 0 | 0 | 0 | 0 | 0 | 0 | 0 | 0 | 0 | 0 | 0 | 0 | 0 | 0 | 0 | 0 | 0 | 0 | 0 | 0 | 0 | 0 | 0 | 0 | 0 | 0 | 0 | 0 | 0 | 0 | 0 | 0 | 0 | 0 | 0 | 0
Restaurants_New_ENERGY STAR certified buildings program_RIM | Ach | Restaurants | Cooking | Cooking Other | RIM | New | NN5088 | ENERGY STAR certified buildings program | ENERGY STAR certified buildings program | NonEquip | 20 |  | 0% | Custom_improvement | 11% | 0 | 0 | 0 | 0 | 0 | 0 | 0 | 0 | 0 | 0 | 0 | 0 | 0 | 0 | 0 | 0 | 0 | 0 | 0 | 0 | 0 | 0 | 0 | 0 | 0 | 0 | 0 | 0 | 0 | 0 | 0 | 0 | 0 | 0 | 0 | 0 | 0 | 0 | 0 | 0
Restaurants_Existing_ENERGY STAR certified buildings program_RIM | Ach | Restaurants | Cooking | Cooking Other | RIM | Existing | NE5075 | ENERGY STAR certified buildings program | ENERGY STAR certified buildings program | NonEquip | 20 |  | 0% | Custom_improvement_existing | 11% | 0 | 0 | 0 | 0 | 0 | 0 | 0 | 0 | 0 | 0 | 0 | 0 | 0 | 0 | 0 | 0 | 0 | 0 | 0 | 0 | 0 | 0 | 0 | 0 | 0 | 0 | 0 | 0 | 0 | 0 | 0 | 0 | 0 | 0 | 0 | 0 | 0 | 0 | 0 | 0
Restaurants_New_ENERGY STAR certified buildings program_RIM | Ach | Restaurants | Office Equipment | Computers | RIM | New | NN5062 | ENERGY STAR certified buildings program | ENERGY STAR certified buildings program | NonEquip | 20 |  | 0% | Custom_improvement | 11% | 0 | 0 | 0 | 0 | 0 | 0 | 0 | 0 | 0 | 0 | 0 | 0 | 0 | 0 | 0 | 0 | 0 | 0 | 0 | 0 | 0 | 0 | 0 | 0 | 0 | 0 | 0 | 0 | 0 | 0 | 0 | 0 | 0 | 0 | 0 | 0 | 0 | 0 | 0 | 0
Restaurants_Existing_ENERGY STAR certified buildings program_RIM | Ach | Restaurants | Office Equipment | Computers | RIM | Existing | NE5049 | ENERGY STAR certified buildings program | ENERGY STAR certified buildings program | NonEquip | 20 |  | 0% | Custom_improvement_existing | 11% | 0 | 0 | 0 | 0 | 0 | 0 | 0 | 0 | 0 | 0 | 0 | 0 | 0 | 0 | 0 | 0 | 0 | 0 | 0 | 0 | 0 | 0 | 0 | 0 | 0 | 0 | 0 | 0 | 0 | 0 | 0 | 0 | 0 | 0 | 0 | 0 | 0 | 0 | 0 | 0
Restaurants_New_ENERGY STAR certified buildings program_RIM | Ach | Restaurants | Domestic Hot Water | Centralized water heaters | RIM | New | NN5218 | ENERGY STAR certified buildings program | ENERGY STAR certified buildings program | NonEquip | 20 |  | 0% | Custom_improvement | 11% | 0 | 0 | 0 | 0 | 0 | 0 | 0 | 0 | 0 | 0 | 0 | 0 | 0 | 0 | 0 | 0 | 0 | 0 | 0 | 0 | 0 | 0 | 0 | 0 | 0 | 0 | 0 | 0 | 0 | 0 | 0 | 0 | 0 | 0 | 0 | 0 | 0 | 0 | 0 | 0
Restaurants_Existing_ENERGY STAR certified buildings program_RIM | Ach | Restaurants | Domestic Hot Water | Centralized water heaters | RIM | Existing | NE5205 | ENERGY STAR certified buildings program | ENERGY STAR certified buildings program | NonEquip | 20 |  | 0% | Custom_improvement_existing | 11% | 0 | 0 | 0 | 0 | 0 | 0 | 0 | 0 | 0 | 0 | 0 | 0 | 0 | 0 | 0 | 0 | 0 | 0 | 0 | 0 | 0 | 0 | 0 | 0 | 0 | 0 | 0 | 0 | 0 | 0 | 0 | 0 | 0 | 0 | 0 | 0 | 0 | 0 | 0 | 0
Restaurants_New_ENERGY STAR certified buildings program_RIM | Ach | Restaurants | Space Cooling | Central chillers inside | RIM | New | NN5166 | ENERGY STAR certified buildings program | ENERGY STAR certified buildings program | NonEquip | 20 |  | 0% | Custom_improvement | 11% | 0 | 0 | 0 | 0 | 0 | 0 | 0 | 0 | 0 | 0 | 0 | 0 | 0 | 0 | 0 | 0 | 0 | 0 | 0 | 0 | 0 | 0 | 0 | 0 | 0 | 0 | 0 | 0 | 0 | 0 | 0 | 0 | 0 | 0 | 0 | 0 | 0 | 0 | 0 | 0
Restaurants_New_Energy Recovery Ventilation System (ERV)_RIM | Ach | Restaurants | Space Cooling | Central chillers inside | RIM | New | NN3606 | Energy Recovery Ventilation System (ERV) | Energy Recovery Ventilation System (ERV) | NonEquip | 15 | Packaged air conditioning units (RTUs) | 0% | Prescriptive_all | 10.9% | 0 | 0 | 0 | 0 | 0 | 0 | 0 | 0 | 0 | 0 | 0 | 0 | 0 | 0 | 0 | 0 | 0 | 0 | 0 | 0 | 0 | 0 | 0 | 0 | 0 | 0 | 0 | 0 | 0 | 0 | 0 | 0 | 0 | 0 | 0 | 0 | 0 | 0 | 0 | 0
Restaurants_Existing_ENERGY STAR certified buildings program_RIM | Ach | Restaurants | Space Cooling | Central chillers inside | RIM | Existing | NE5153 | ENERGY STAR certified buildings program | ENERGY STAR certified buildings program | NonEquip | 20 |  | 0% | Custom_improvement_existing | 11% | 0 | 0 | 0 | 0 | 0 | 0 | 0 | 0 | 0 | 0 | 0 | 0 | 0 | 0 | 0 | 0 | 0 | 0 | 0 | 0 | 0 | 0 | 0 | 0 | 0 | 0 | 0 | 0 | 0 | 0 | 0 | 0 | 0 | 0 | 0 | 0 | 0 | 0 | 0 | 0
Restaurants_Existing_Energy Recovery Ventilation System (ERV)_RIM | Ach | Restaurants | Space Cooling | Central chillers inside | RIM | Existing | NE3593 | Energy Recovery Ventilation System (ERV) | Energy Recovery Ventilation System (ERV) | NonEquip | 15 | Packaged air conditioning units (RTUs) | 0% | Prescriptive_all_existing | 10.9% | 0 | 0 | 0 | 0 | 0 | 0 | 0 | 0 | 0 | 0 | 0 | 0 | 0 | 0 | 0 | 0 | 0 | 0 | 0 | 0 | 0 | 0 | 0 | 0 | 0 | 0 | 0 | 0 | 0 | 0 | 0 | 0 | 0 | 0 | 0 | 0 | 0 | 0 | 0 | 0
Restaurants_New_ENERGY STAR certified buildings program_RIM | Ach | Restaurants | Ventilation and Circulation | Central air-handling unit | RIM | New | NN5192 | ENERGY STAR certified buildings program | ENERGY STAR certified buildings program | NonEquip | 20 |  | 0% | Custom_improvement | 11% | 0 | 0 | 0 | 0 | 0 | 0 | 0 | 0 | 0 | 0 | 0 | 0 | 0 | 0 | 0 | 0 | 0 | 0 | 0 | 0 | 0 | 0 | 0 | 0 | 0 | 0 | 0 | 0 | 0 | 0 | 0 | 0 | 0 | 0 | 0 | 0 | 0 | 0 | 0 | 0
Restaurants_Existing_ENERGY STAR certified buildings program_RIM | Ach | Restaurants | Ventilation and Circulation | Central air-handling unit | RIM | Existing | NE5179 | ENERGY STAR certified buildings program | ENERGY STAR certified buildings program | NonEquip | 20 |  | 0% | Custom_improvement_existing | 11% | 0 | 0 | 0 | 0 | 0 | 0 | 0 | 0 | 0 | 0 | 0 | 0 | 0 | 0 | 0 | 0 | 0 | 0 | 0 | 0 | 0 | 0 | 0 | 0 | 0 | 0 | 0 | 0 | 0 | 0 | 0 | 0 | 0 | 0 | 0 | 0 | 0 | 0 | 0 | 0
Restaurants_New_ENERGY STAR certified buildings program_RIM | Ach | Restaurants | Interior Lighting | case lighting | RIM | New | NN5010 | ENERGY STAR certified buildings program | ENERGY STAR certified buildings program | NonEquip | 20 |  | 0% | Custom_improvement | 11% | 0 | 0 | 0 | 0 | 0 | 0 | 0 | 0 | 0 | 0 | 0 | 0 | 0 | 0 | 0 | 0 | 0 | 0 | 0 | 0 | 0 | 0 | 0 | 0 | 0 | 0 | 0 | 0 | 0 | 0 | 0 | 0 | 0 | 0 | 0 | 0 | 0 | 0 | 0 | 0
Restaurants_Existing_ENERGY STAR certified buildings program_RIM | Ach | Restaurants | Interior Lighting | case lighting | RIM | Existing | NE4997 | ENERGY STAR certified buildings program | ENERGY STAR certified buildings program | NonEquip | 20 |  | 0% | Custom_improvement_existing | 11% | 0 | 0 | 0 | 0 | 0 | 0 | 0 | 0 | 0 | 0 | 0 | 0 | 0 | 0 | 0 | 0 | 0 | 0 | 0 | 0 | 0 | 0 | 0 | 0 | 0 | 0 | 0 | 0 | 0 | 0 | 0 | 0 | 0 | 0 | 0 | 0 | 0 | 0 | 0 | 0
Restaurants_New_ENERGY STAR certified buildings program_RIM | Ach | Restaurants | Space Heating | Boilers | RIM | New | NN5140 | ENERGY STAR certified buildings program | ENERGY STAR certified buildings program | NonEquip | 20 |  | 0% | Custom_improvement | 11% | 0 | 0 | 0 | 0 | 0 | 0 | 0 | 0 | 0 | 0 | 0 | 0 | 0 | 0 | 0 | 0 | 0 | 0 | 0 | 0 | 0 | 0 | 0 | 0 | 0 | 0 | 0 | 0 | 0 | 0 | 0 | 0 | 0 | 0 | 0 | 0 | 0 | 0 | 0 | 0
Restaurants_Existing_ENERGY STAR certified buildings program_RIM | Ach | Restaurants | Space Heating | Boilers | RIM | Existing | NE5127 | ENERGY STAR certified buildings program | ENERGY STAR certified buildings program | NonEquip | 20 |  | 0% | Custom_improvement_existing | 11% | 0 | 0 | 0 | 0 | 0 | 0 | 0 | 0 | 0 | 0 | 0 | 0 | 0 | 0 | 0 | 0 | 0 | 0 | 0 | 0 | 0 | 0 | 0 | 0 | 0 | 0 | 0 | 0 | 0 | 0 | 0 | 0 | 0 | 0 | 0 | 0 | 0 | 0 | 0 | 0
Restaurants_New_ENERGY STAR certified buildings program_RIM | Ach | Restaurants | Domestic Hot Water | "Point-of-Use" water heaters | RIM | New | NN5218 | ENERGY STAR certified buildings program | ENERGY STAR certified buildings program | NonEquip | 20 |  | 0% | Custom_improvement | 11% | 0 | 0 | 0 | 0 | 0 | 0 | 0 | 0 | 0 | 0 | 0 | 0 | 0 | 0 | 0 | 0 | 0 | 0 | 0 | 0 | 0 | 0 | 0 | 0 | 0 | 0 | 0 | 0 | 0 | 0 | 0 | 0 | 0 | 0 | 0 | 0 | 0 | 0 | 0 | 0
Restaurants_Existing_ENERGY STAR certified buildings program_RIM | Ach | Restaurants | Domestic Hot Water | "Point-of-Use" water heaters | RIM | Existing | NE5205 | ENERGY STAR certified buildings program | ENERGY STAR certified buildings program | NonEquip | 20 |  | 0% | Custom_improvement_existing | 11% | 0 | 0 | 0 | 0 | 0 | 0 | 0 | 0 | 0 | 0 | 0 | 0 | 0 | 0 | 0 | 0 | 0 | 0 | 0 | 0 | 0 | 0 | 0 | 0 | 0 | 0 | 0 | 0 | 0 | 0 | 0 | 0 | 0 | 0 | 0 | 0 | 0 | 0 | 0 | 0
Retail_New_ENERGY STAR certified buildings program_RIM | Ach | Retail | Refrigeration | Walk-in cooler | RIM | New | NN5115 | ENERGY STAR certified buildings program | ENERGY STAR certified buildings program | NonEquip | 20 |  | 0% | Custom_improvement | 11% | 0 | 0 | 0 | 0 | 0 | 0 | 0 | 0 | 0 | 0 | 0 | 0 | 0 | 0 | 0 | 0 | 0 | 0 | 0 | 0 | 0 | 0 | 0 | 0 | 0 | 0 | 0 | 0 | 0 | 0 | 0 | 0 | 0 | 0 | 0 | 0 | 0 | 0 | 0 | 0
Retail_Existing_ENERGY STAR certified buildings program_RIM | Ach | Retail | Refrigeration | Walk-in cooler | RIM | Existing | NE5102 | ENERGY STAR certified buildings program | ENERGY STAR certified buildings program | NonEquip | 20 |  | 0% | Custom_improvement_existing | 11% | 0 | 0 | 0 | 0 | 0 | 0 | 0 | 0 | 0 | 0 | 0 | 0 | 0 | 0 | 0 | 0 | 0 | 0 | 0 | 0 | 0 | 0 | 0 | 0 | 0 | 0 | 0 | 0 | 0 | 0 | 0 | 0 | 0 | 0 | 0 | 0 | 0 | 0 | 0 | 0
Retail_New_ENERGY STAR certified buildings program_RIM | Ach | Retail | Refrigeration | Vending and ice makers | RIM | New | NN5115 | ENERGY STAR certified buildings program | ENERGY STAR certified buildings program | NonEquip | 20 |  | 0% | Custom_improvement | 11% | 0 | 0 | 0 | 0 | 0 | 0 | 0 | 0 | 0 | 0 | 0 | 0 | 0 | 0 | 0 | 0 | 0 | 0 | 0 | 0 | 0 | 0 | 0 | 0 | 0 | 0 | 0 | 0 | 0 | 0 | 0 | 0 | 0 | 0 | 0 | 0 | 0 | 0 | 0 | 0
Retail_Existing_ENERGY STAR certified buildings program_RIM | Ach | Retail | Refrigeration | Vending and ice makers | RIM | Existing | NE5102 | ENERGY STAR certified buildings program | ENERGY STAR certified buildings program | NonEquip | 20 |  | 0% | Custom_improvement_existing | 11% | 0 | 0 | 0 | 0 | 0 | 0 | 0 | 0 | 0 | 0 | 0 | 0 | 0 | 0 | 0 | 0 | 0 | 0 | 0 | 0 | 0 | 0 | 0 | 0 | 0 | 0 | 0 | 0 | 0 | 0 | 0 | 0 | 0 | 0 | 0 | 0 | 0 | 0 | 0 | 0
Retail_New_ENERGY STAR certified buildings program_RIM | Ach | Retail | Exterior Lighting | Street lighting | RIM | New | NN5037 | ENERGY STAR certified buildings program | ENERGY STAR certified buildings program | NonEquip | 20 |  | 0% | Custom_improvement | 11% | 0 | 0 | 0 | 0 | 0 | 0 | 0 | 0 | 0 | 0 | 0 | 0 | 0 | 0 | 0 | 0 | 0 | 0 | 0 | 0 | 0 | 0 | 0 | 0 | 0 | 0 | 0 | 0 | 0 | 0 | 0 | 0 | 0 | 0 | 0 | 0 | 0 | 0 | 0 | 0
Retail_Existing_ENERGY STAR certified buildings program_RIM | Ach | Retail | Exterior Lighting | Street lighting | RIM | Existing | NE5024 | ENERGY STAR certified buildings program | ENERGY STAR certified buildings program | NonEquip | 20 |  | 0% | Custom_improvement_existing | 11% | 0 | 0 | 0 | 0 | 0 | 0 | 0 | 0 | 0 | 0 | 0 | 0 | 0 | 0 | 0 | 0 | 0 | 0 | 0 | 0 | 0 | 0 | 0 | 0 | 0 | 0 | 0 | 0 | 0 | 0 | 0 | 0 | 0 | 0 | 0 | 0 | 0 | 0 | 0 | 0
Retail_New_ENERGY STAR certified buildings program_RIM | Ach | Retail | Cooking | Steamer | RIM | New | NN5089 | ENERGY STAR certified buildings program | ENERGY STAR certified buildings program | NonEquip | 20 |  | 0% | Custom_improvement | 11% | 0 | 0 | 0 | 0 | 0 | 0 | 0 | 0 | 0 | 0 | 0 | 0 | 0 | 0 | 0 | 0 | 0 | 0 | 0 | 0 | 0 | 0 | 0 | 0 | 0 | 0 | 0 | 0 | 0 | 0 | 0 | 0 | 0 | 0 | 0 | 0 | 0 | 0 | 0 | 0
Retail_Existing_ENERGY STAR certified buildings program_RIM | Ach | Retail | Cooking | Steamer | RIM | Existing | NE5076 | ENERGY STAR certified buildings program | ENERGY STAR certified buildings program | NonEquip | 20 |  | 0% | Custom_improvement_existing | 11% | 0 | 0 | 0 | 0 | 0 | 0 | 0 | 0 | 0 | 0 | 0 | 0 | 0 | 0 | 0 | 0 | 0 | 0 | 0 | 0 | 0 | 0 | 0 | 0 | 0 | 0 | 0 | 0 | 0 | 0 | 0 | 0 | 0 | 0 | 0 | 0 | 0 | 0 | 0 | 0
Retail_New_ENERGY STAR certified buildings program_RIM | Ach | Retail | Exterior Lighting | Spot lighting/Security/Flood | RIM | New | NN5037 | ENERGY STAR certified buildings program | ENERGY STAR certified buildings program | NonEquip | 20 |  | 0% | Custom_improvement | 11% | 0 | 0 | 0 | 0 | 0 | 0 | 0 | 0 | 0 | 0 | 0 | 0 | 0 | 0 | 0 | 0 | 0 | 0 | 0 | 0 | 0 | 0 | 0 | 0 | 0 | 0 | 0 | 0 | 0 | 0 | 0 | 0 | 0 | 0 | 0 | 0 | 0 | 0 | 0 | 0
Retail_Existing_ENERGY STAR certified buildings program_RIM | Ach | Retail | Exterior Lighting | Spot lighting/Security/Flood | RIM | Existing | NE5024 | ENERGY STAR certified buildings program | ENERGY STAR certified buildings program | NonEquip | 20 |  | 0% | Custom_improvement_existing | 11% | 0 | 0 | 0 | 0 | 0 | 0 | 0 | 0 | 0 | 0 | 0 | 0 | 0 | 0 | 0 | 0 | 0 | 0 | 0 | 0 | 0 | 0 | 0 | 0 | 0 | 0 | 0 | 0 | 0 | 0 | 0 | 0 | 0 | 0 | 0 | 0 | 0 | 0 | 0 | 0
Retail_New_ENERGY STAR certified buildings program_RIM | Ach | Retail | Interior Lighting | Spot lighting | RIM | New | NN5011 | ENERGY STAR certified buildings program | ENERGY STAR certified buildings program | NonEquip | 20 |  | 0% | Custom_improvement | 11% | 0 | 0 | 0 | 0 | 0 | 0 | 0 | 0 | 0 | 0 | 0 | 0 | 0 | 0 | 0 | 0 | 0 | 0 | 0 | 0 | 0 | 0 | 0 | 0 | 0 | 0 | 0 | 0 | 0 | 0 | 0 | 0 | 0 | 0 | 0 | 0 | 0 | 0 | 0 | 0
Retail_Existing_ENERGY STAR certified buildings program_RIM | Ach | Retail | Interior Lighting | Spot lighting | RIM | Existing | NE4998 | ENERGY STAR certified buildings program | ENERGY STAR certified buildings program | NonEquip | 20 |  | 0% | Custom_improvement_existing | 11% | 0 | 0 | 0 | 0 | 0 | 0 | 0 | 0 | 0 | 0 | 0 | 0 | 0 | 0 | 0 | 0 | 0 | 0 | 0 | 0 | 0 | 0 | 0 | 0 | 0 | 0 | 0 | 0 | 0 | 0 | 0 | 0 | 0 | 0 | 0 | 0 | 0 | 0 | 0 | 0
Retail_New_ENERGY STAR certified buildings program_RIM | Ach | Retail | Office Equipment | Servers | RIM | New | NN5063 | ENERGY STAR certified buildings program | ENERGY STAR certified buildings program | NonEquip | 20 |  | 0% | Custom_improvement | 11% | 0 | 0 | 0 | 0 | 0 | 0 | 0 | 0 | 0 | 0 | 0 | 0 | 0 | 0 | 0 | 0 | 0 | 0 | 0 | 0 | 0 | 0 | 0 | 0 | 0 | 0 | 0 | 0 | 0 | 0 | 0 | 0 | 0 | 0 | 0 | 0 | 0 | 0 | 0 | 0
Retail_Existing_ENERGY STAR certified buildings program_RIM | Ach | Retail | Office Equipment | Servers | RIM | Existing | NE5050 | ENERGY STAR certified buildings program | ENERGY STAR certified buildings program | NonEquip | 20 |  | 0% | Custom_improvement_existing | 11% | 0 | 0 | 0 | 0 | 0 | 0 | 0 | 0 | 0 | 0 | 0 | 0 | 0 | 0 | 0 | 0 | 0 | 0 | 0 | 0 | 0 | 0 | 0 | 0 | 0 | 0 | 0 | 0 | 0 | 0 | 0 | 0 | 0 | 0 | 0 | 0 | 0 | 0 | 0 | 0
Retail_New_ENERGY STAR certified buildings program_RIM | Ach | Retail | Space Cooling | Residential-type central air conditioners | RIM | New | NN5167 | ENERGY STAR certified buildings program | ENERGY STAR certified buildings program | NonEquip | 20 |  | 0% | Custom_improvement | 11% | 0 | 0 | 0 | 0 | 0 | 0 | 0 | 0 | 0 | 0 | 0 | 0 | 0 | 0 | 0 | 0 | 0 | 0 | 0 | 0 | 0 | 0 | 0 | 0 | 0 | 0 | 0 | 0 | 0 | 0 | 0 | 0 | 0 | 0 | 0 | 0 | 0 | 0 | 0 | 0
Retail_New_Duct Sealing Repair_RIM | Ach | Retail | Space Cooling | Residential-type central air conditioners | RIM | New | NN3529 | Duct Sealing Repair | Duct Sealing Repair | NonEquip | 15 |  | 0% | Prescriptive_all | 12% | 0 | 0 | 0 | 0 | 0 | 0 | 0 | 0 | 0 | 0 | 0 | 0 | 0 | 0 | 0 | 0 | 0 | 0 | 0 | 0 | 0 | 0 | 0 | 0 | 0 | 0 | 0 | 0 | 0 | 0 | 0 | 0 | 0 | 0 | 0 | 0 | 0 | 0 | 0 | 0
Retail_Existing_ENERGY STAR certified buildings program_RIM | Ach | Retail | Space Cooling | Residential-type central air conditioners | RIM | Existing | NE5154 | ENERGY STAR certified buildings program | ENERGY STAR certified buildings program | NonEquip | 20 |  | 0% | Custom_improvement_existing | 11% | 0 | 0 | 0 | 0 | 0 | 0 | 0 | 0 | 0 | 0 | 0 | 0 | 0 | 0 | 0 | 0 | 0 | 0 | 0 | 0 | 0 | 0 | 0 | 0 | 0 | 0 | 0 | 0 | 0 | 0 | 0 | 0 | 0 | 0 | 0 | 0 | 0 | 0 | 0 | 0
Retail_Existing_Duct Sealing Repair_RIM | Ach | Retail | Space Cooling | Residential-type central air conditioners | RIM | Existing | NE3516 | Duct Sealing Repair | Duct Sealing Repair | NonEquip | 15 |  | 30.55% | Prescriptive_all_existing | 12% | 10.9791 | 10.9882 | 11.0865 | 11.2175 | 11.3575 | 11.484 | 11.6064 | 11.711 | 11.8093 | 11.8901 | 10.9791 | 21.9673 | 33.0538 | 44.2713 | 55.6288 | 67.1128 | 78.7192 | 90.4302 | 102.2394 | 114.1296 | 0.0021631 | 0.004328 | 0.0065123 | 0.0087224 | 0.01096 | 0.013223 | 0.015509 | 0.017817 | 0.020143 | 0.022486 | 0 | 0 | 0 | 0 | 0 | 0 | 0 | 0 | 0 | 0
Retail_New_ENERGY STAR certified buildings program_RIM | Ach | Retail | Space Heating | Residential/split system heat pump | RIM | New | NN5141 | ENERGY STAR certified buildings program | ENERGY STAR certified buildings program | NonEquip | 20 |  | 0% | Custom_improvement | 11% | 0 | 0 | 0 | 0 | 0 | 0 | 0 | 0 | 0 | 0 | 0 | 0 | 0 | 0 | 0 | 0 | 0 | 0 | 0 | 0 | 0 | 0 | 0 | 0 | 0 | 0 | 0 | 0 | 0 | 0 | 0 | 0 | 0 | 0 | 0 | 0 | 0 | 0 | 0 | 0
Retail_New_Duct Sealing Repair_RIM | Ach | Retail | Space Heating | Residential/split system heat pump | RIM | New | NN3555 | Duct Sealing Repair | Duct Sealing Repair | NonEquip | 15 |  | 0% | Prescriptive_all | 12% | 0 | 0 | 0 | 0 | 0 | 0 | 0 | 0 | 0 | 0 | 0 | 0 | 0 | 0 | 0 | 0 | 0 | 0 | 0 | 0 | 0 | 0 | 0 | 0 | 0 | 0 | 0 | 0 | 0 | 0 | 0 | 0 | 0 | 0 | 0 | 0 | 0 | 0 | 0 | 0
Retail_Existing_ENERGY STAR certified buildings program_RIM | Ach | Retail | Space Heating | Residential/split system heat pump | RIM | Existing | NE5128 | ENERGY STAR certified buildings program | ENERGY STAR certified buildings program | NonEquip | 20 |  | 0% | Custom_improvement_existing | 11% | 0 | 0 | 0 | 0 | 0 | 0 | 0 | 0 | 0 | 0 | 0 | 0 | 0 | 0 | 0 | 0 | 0 | 0 | 0 | 0 | 0 | 0 | 0 | 0 | 0 | 0 | 0 | 0 | 0 | 0 | 0 | 0 | 0 | 0 | 0 | 0 | 0 | 0 | 0 | 0
Retail_Existing_Duct Sealing Repair_RIM | Ach | Retail | Space Heating | Residential/split system heat pump | RIM | Existing | NE3542 | Duct Sealing Repair | Duct Sealing Repair | NonEquip | 15 |  | 30.55% | Prescriptive_all_existing | 12% | 3337.8251 | 3333.4315 | 3363.2431 | 3402.9912 | 3445.4572 | 3483.8146 | 3520.956 | 3552.6897 | 3582.5101 | 3607.0373 | 3337.8251 | 6671.2566 | 10034.4998 | 13437.491 | 16882.9482 | 20366.7629 | 23887.7189 | 27440.4086 | 31022.9187 | 34629.956 | 0 | 0 | 0 | 0 | 0 | 0 | 0 | 0 | 0 | 0 | 2.3291 | 4.6552 | 7.002 | 9.3766 | 11.7808 | 14.2118 | 16.6687 | 19.1477 | 21.6476 | 24.1646
Retail_New_ENERGY STAR certified buildings program_RIM | Ach | Retail | Refrigeration | Residential style | RIM | New | NN5115 | ENERGY STAR certified buildings program | ENERGY STAR certified buildings program | NonEquip | 20 |  | 0% | Custom_improvement | 11% | 0 | 0 | 0 | 0 | 0 | 0 | 0 | 0 | 0 | 0 | 0 | 0 | 0 | 0 | 0 | 0 | 0 | 0 | 0 | 0 | 0 | 0 | 0 | 0 | 0 | 0 | 0 | 0 | 0 | 0 | 0 | 0 | 0 | 0 | 0 | 0 | 0 | 0 | 0 | 0
Retail_Existing_ENERGY STAR certified buildings program_RIM | Ach | Retail | Refrigeration | Residential style | RIM | Existing | NE5102 | ENERGY STAR certified buildings program | ENERGY STAR certified buildings program | NonEquip | 20 |  | 0% | Custom_improvement_existing | 11% | 0 | 0 | 0 | 0 | 0 | 0 | 0 | 0 | 0 | 0 | 0 | 0 | 0 | 0 | 0 | 0 | 0 | 0 | 0 | 0 | 0 | 0 | 0 | 0 | 0 | 0 | 0 | 0 | 0 | 0 | 0 | 0 | 0 | 0 | 0 | 0 | 0 | 0 | 0 | 0
Retail_New_ENERGY STAR certified buildings program_RIM | Ach | Retail | Cooking | Range | RIM | New | NN5089 | ENERGY STAR certified buildings program | ENERGY STAR certified buildings program | NonEquip | 20 |  | 0% | Custom_improvement | 11% | 0 | 0 | 0 | 0 | 0 | 0 | 0 | 0 | 0 | 0 | 0 | 0 | 0 | 0 | 0 | 0 | 0 | 0 | 0 | 0 | 0 | 0 | 0 | 0 | 0 | 0 | 0 | 0 | 0 | 0 | 0 | 0 | 0 | 0 | 0 | 0 | 0 | 0 | 0 | 0
Retail_Existing_ENERGY STAR certified buildings program_RIM | Ach | Retail | Cooking | Range | RIM | Existing | NE5076 | ENERGY STAR certified buildings program | ENERGY STAR certified buildings program | NonEquip | 20 |  | 0% | Custom_improvement_existing | 11% | 0 | 0 | 0 | 0 | 0 | 0 | 0 | 0 | 0 | 0 | 0 | 0 | 0 | 0 | 0 | 0 | 0 | 0 | 0 | 0 | 0 | 0 | 0 | 0 | 0 | 0 | 0 | 0 | 0 | 0 | 0 | 0 | 0 | 0 | 0 | 0 | 0 | 0 | 0 | 0
Retail_New_ENERGY STAR certified buildings program_RIM | Ach | Retail | Miscellaneous | Pool pump | RIM | New | NN5245 | ENERGY STAR certified buildings program | ENERGY STAR certified buildings program | NonEquip | 20 |  | 0% | Custom_improvement | 11% | 0 | 0 | 0 | 0 | 0 | 0 | 0 | 0 | 0 | 0 | 0 | 0 | 0 | 0 | 0 | 0 | 0 | 0 | 0 | 0 | 0 | 0 | 0 | 0 | 0 | 0 | 0 | 0 | 0 | 0 | 0 | 0 | 0 | 0 | 0 | 0 | 0 | 0 | 0 | 0
Retail_Existing_ENERGY STAR certified buildings program_RIM | Ach | Retail | Miscellaneous | Pool pump | RIM | Existing | NE5232 | ENERGY STAR certified buildings program | ENERGY STAR certified buildings program | NonEquip | 20 |  | 0% | Custom_improvement_existing | 11% | 0 | 0 | 0 | 0 | 0 | 0 | 0 | 0 | 0 | 0 | 0 | 0 | 0 | 0 | 0 | 0 | 0 | 0 | 0 | 0 | 0 | 0 | 0 | 0 | 0 | 0 | 0 | 0 | 0 | 0 | 0 | 0 | 0 | 0 | 0 | 0 | 0 | 0 | 0 | 0
Retail_New_ENERGY STAR certified buildings program_RIM | Ach | Retail | Space Heating | Packaged central unit | RIM | New | NN5141 | ENERGY STAR certified buildings program | ENERGY STAR certified buildings program | NonEquip | 20 |  | 0% | Custom_improvement | 11% | 0 | 0 | 0 | 0 | 0 | 0 | 0 | 0 | 0 | 0 | 0 | 0 | 0 | 0 | 0 | 0 | 0 | 0 | 0 | 0 | 0 | 0 | 0 | 0 | 0 | 0 | 0 | 0 | 0 | 0 | 0 | 0 | 0 | 0 | 0 | 0 | 0 | 0 | 0 | 0
Retail_New_Duct Sealing Repair_RIM | Ach | Retail | Space Heating | Packaged central unit | RIM | New | NN3555 | Duct Sealing Repair | Duct Sealing Repair | NonEquip | 15 |  | 0% | Prescriptive_all | 12% | 0 | 0 | 0 | 0 | 0 | 0 | 0 | 0 | 0 | 0 | 0 | 0 | 0 | 0 | 0 | 0 | 0 | 0 | 0 | 0 | 0 | 0 | 0 | 0 | 0 | 0 | 0 | 0 | 0 | 0 | 0 | 0 | 0 | 0 | 0 | 0 | 0 | 0 | 0 | 0
Retail_Existing_ENERGY STAR certified buildings program_RIM | Ach | Retail | Space Heating | Packaged central unit | RIM | Existing | NE5128 | ENERGY STAR certified buildings program | ENERGY STAR certified buildings program | NonEquip | 20 |  | 0% | Custom_improvement_existing | 11% | 0 | 0 | 0 | 0 | 0 | 0 | 0 | 0 | 0 | 0 | 0 | 0 | 0 | 0 | 0 | 0 | 0 | 0 | 0 | 0 | 0 | 0 | 0 | 0 | 0 | 0 | 0 | 0 | 0 | 0 | 0 | 0 | 0 | 0 | 0 | 0 | 0 | 0 | 0 | 0
Retail_Existing_Duct Sealing Repair_RIM | Ach | Retail | Space Heating | Packaged central unit | RIM | Existing | NE3542 | Duct Sealing Repair | Duct Sealing Repair | NonEquip | 15 |  | 30.55% | Prescriptive_all_existing | 12% | 8750.5137 | 8853.5185 | 8932.6974 | 9038.2675 | 9151.0562 | 9252.9326 | 9351.5792 | 9435.8632 | 9515.0656 | 9580.2091 | 8750.5137 | 17604.0321 | 26536.7295 | 35574.997 | 44726.0531 | 53978.9857 | 63330.5649 | 72766.4281 | 82281.4936 | 91861.7028 | 0 | 0 | 0 | 0 | 0 | 0 | 0 | 0 | 0 | 0 | 6.1061 | 12.284 | 18.5172 | 24.824 | 31.2096 | 37.6662 | 44.1917 | 50.776 | 57.4155 | 64.1005
Retail_New_ENERGY STAR certified buildings program_RIM | Ach | Retail | Space Cooling | Packaged air conditioning units (RTUs) | RIM | New | NN5167 | ENERGY STAR certified buildings program | ENERGY STAR certified buildings program | NonEquip | 20 |  | 0% | Custom_improvement | 11% | 0 | 0 | 0 | 0 | 0 | 0 | 0 | 0 | 0 | 0 | 0 | 0 | 0 | 0 | 0 | 0 | 0 | 0 | 0 | 0 | 0 | 0 | 0 | 0 | 0 | 0 | 0 | 0 | 0 | 0 | 0 | 0 | 0 | 0 | 0 | 0 | 0 | 0 | 0 | 0
Retail_New_Duct Sealing Repair_RIM | Ach | Retail | Space Cooling | Packaged air conditioning units (RTUs) | RIM | New | NN3529 | Duct Sealing Repair | Duct Sealing Repair | NonEquip | 15 |  | 0% | Prescriptive_all | 12% | 0 | 0 | 0 | 0 | 0 | 0 | 0 | 0 | 0 | 0 | 0 | 0 | 0 | 0 | 0 | 0 | 0 | 0 | 0 | 0 | 0 | 0 | 0 | 0 | 0 | 0 | 0 | 0 | 0 | 0 | 0 | 0 | 0 | 0 | 0 | 0 | 0 | 0 | 0 | 0
Retail_Existing_ENERGY STAR certified buildings program_RIM | Ach | Retail | Space Cooling | Packaged air conditioning units (RTUs) | RIM | Existing | NE5154 | ENERGY STAR certified buildings program | ENERGY STAR certified buildings program | NonEquip | 20 |  | 0% | Custom_improvement_existing | 11% | 0 | 0 | 0 | 0 | 0 | 0 | 0 | 0 | 0 | 0 | 0 | 0 | 0 | 0 | 0 | 0 | 0 | 0 | 0 | 0 | 0 | 0 | 0 | 0 | 0 | 0 | 0 | 0 | 0 | 0 | 0 | 0 | 0 | 0 | 0 | 0 | 0 | 0 | 0 | 0
Retail_Existing_Duct Sealing Repair_RIM | Ach | Retail | Space Cooling | Packaged air conditioning units (RTUs) | RIM | Existing | NE3516 | Duct Sealing Repair | Duct Sealing Repair | NonEquip | 15 |  | 30.55% | Prescriptive_all_existing | 12% | 85763.5044 | 86032.9824 | 86802.3939 | 87828.2584 | 88924.2689 | 89914.2401 | 90872.8267 | 91691.8459 | 92461.4859 | 93094.5103 | 85763.5044 | 171796.4868 | 258598.8807 | 346427.1391 | 435351.4081 | 525265.6482 | 616138.4749 | 707830.3208 | 800291.8066 | 893386.3171 | 16.8972 | 33.8476 | 50.9495 | 68.2535 | 85.7735 | 103.4885 | 121.3924 | 139.4576 | 157.6745 | 176.0161 | 0 | 0 | 0 | 0 | 0 | 0 | 0 | 0 | 0 | 0
Retail_New_ENERGY STAR certified buildings program_RIM | Ach | Retail | Interior Lighting | Overhead (fluorescent/LED/CFL U-shape) | RIM | New | NN5011 | ENERGY STAR certified buildings program | ENERGY STAR certified buildings program | NonEquip | 20 |  | 0% | Custom_improvement | 11% | 0 | 0 | 0 | 0 | 0 | 0 | 0 | 0 | 0 | 0 | 0 | 0 | 0 | 0 | 0 | 0 | 0 | 0 | 0 | 0 | 0 | 0 | 0 | 0 | 0 | 0 | 0 | 0 | 0 | 0 | 0 | 0 | 0 | 0 | 0 | 0 | 0 | 0 | 0 | 0
Retail_Existing_ENERGY STAR certified buildings program_RIM | Ach | Retail | Interior Lighting | Overhead (fluorescent/LED/CFL U-shape) | RIM | Existing | NE4998 | ENERGY STAR certified buildings program | ENERGY STAR certified buildings program | NonEquip | 20 |  | 0% | Custom_improvement_existing | 11% | 0 | 0 | 0 | 0 | 0 | 0 | 0 | 0 | 0 | 0 | 0 | 0 | 0 | 0 | 0 | 0 | 0 | 0 | 0 | 0 | 0 | 0 | 0 | 0 | 0 | 0 | 0 | 0 | 0 | 0 | 0 | 0 | 0 | 0 | 0 | 0 | 0 | 0 | 0 | 0
Retail_New_ENERGY STAR certified buildings program_RIM | Ach | Retail | Cooking | Oven | RIM | New | NN5089 | ENERGY STAR certified buildings program | ENERGY STAR certified buildings program | NonEquip | 20 |  | 0% | Custom_improvement | 11% | 0 | 0 | 0 | 0 | 0 | 0 | 0 | 0 | 0 | 0 | 0 | 0 | 0 | 0 | 0 | 0 | 0 | 0 | 0 | 0 | 0 | 0 | 0 | 0 | 0 | 0 | 0 | 0 | 0 | 0 | 0 | 0 | 0 | 0 | 0 | 0 | 0 | 0 | 0 | 0
Retail_Existing_ENERGY STAR certified buildings program_RIM | Ach | Retail | Cooking | Oven | RIM | Existing | NE5076 | ENERGY STAR certified buildings program | ENERGY STAR certified buildings program | NonEquip | 20 |  | 0% | Custom_improvement_existing | 11% | 0 | 0 | 0 | 0 | 0 | 0 | 0 | 0 | 0 | 0 | 0 | 0 | 0 | 0 | 0 | 0 | 0 | 0 | 0 | 0 | 0 | 0 | 0 | 0 | 0 | 0 | 0 | 0 | 0 | 0 | 0 | 0 | 0 | 0 | 0 | 0 | 0 | 0 | 0 | 0
Retail_New_ENERGY STAR certified buildings program_RIM | Ach | Retail | Miscellaneous | Others | RIM | New | NN5245 | ENERGY STAR certified buildings program | ENERGY STAR certified buildings program | NonEquip | 20 |  | 0% | Custom_improvement | 11% | 0 | 0 | 0 | 0 | 0 | 0 | 0 | 0 | 0 | 0 | 0 | 0 | 0 | 0 | 0 | 0 | 0 | 0 | 0 | 0 | 0 | 0 | 0 | 0 | 0 | 0 | 0 | 0 | 0 | 0 | 0 | 0 | 0 | 0 | 0 | 0 | 0 | 0 | 0 | 0
Retail_Existing_ENERGY STAR certified buildings program_RIM | Ach | Retail | Miscellaneous | Others | RIM | Existing | NE5232 | ENERGY STAR certified buildings program | ENERGY STAR certified buildings program | NonEquip | 20 |  | 0% | Custom_improvement_existing | 11% | 0 | 0 | 0 | 0 | 0 | 0 | 0 | 0 | 0 | 0 | 0 | 0 | 0 | 0 | 0 | 0 | 0 | 0 | 0 | 0 | 0 | 0 | 0 | 0 | 0 | 0 | 0 | 0 | 0 | 0 | 0 | 0 | 0 | 0 | 0 | 0 | 0 | 0 | 0 | 0
Retail_New_ENERGY STAR certified buildings program_RIM | Ach | Retail | Office Equipment | Other office | RIM | New | NN5063 | ENERGY STAR certified buildings program | ENERGY STAR certified buildings program | NonEquip | 20 |  | 0% | Custom_improvement | 11% | 0 | 0 | 0 | 0 | 0 | 0 | 0 | 0 | 0 | 0 | 0 | 0 | 0 | 0 | 0 | 0 | 0 | 0 | 0 | 0 | 0 | 0 | 0 | 0 | 0 | 0 | 0 | 0 | 0 | 0 | 0 | 0 | 0 | 0 | 0 | 0 | 0 | 0 | 0 | 0
Retail_Existing_ENERGY STAR certified buildings program_RIM | Ach | Retail | Office Equipment | Other office | RIM | Existing | NE5050 | ENERGY STAR certified buildings program | ENERGY STAR certified buildings program | NonEquip | 20 |  | 0% | Custom_improvement_existing | 11% | 0 | 0 | 0 | 0 | 0 | 0 | 0 | 0 | 0 | 0 | 0 | 0 | 0 | 0 | 0 | 0 | 0 | 0 | 0 | 0 | 0 | 0 | 0 | 0 | 0 | 0 | 0 | 0 | 0 | 0 | 0 | 0 | 0 | 0 | 0 | 0 | 0 | 0 | 0 | 0
Retail_New_ENERGY STAR certified buildings program_RIM | Ach | Retail | Ventilation and Circulation | Motor/Fan | RIM | New | NN5193 | ENERGY STAR certified buildings program | ENERGY STAR certified buildings program | NonEquip | 20 |  | 0% | Custom_improvement | 11% | 0 | 0 | 0 | 0 | 0 | 0 | 0 | 0 | 0 | 0 | 0 | 0 | 0 | 0 | 0 | 0 | 0 | 0 | 0 | 0 | 0 | 0 | 0 | 0 | 0 | 0 | 0 | 0 | 0 | 0 | 0 | 0 | 0 | 0 | 0 | 0 | 0 | 0 | 0 | 0
Retail_Existing_ENERGY STAR certified buildings program_RIM | Ach | Retail | Ventilation and Circulation | Motor/Fan | RIM | Existing | NE5180 | ENERGY STAR certified buildings program | ENERGY STAR certified buildings program | NonEquip | 20 |  | 0% | Custom_improvement_existing | 11% | 0 | 0 | 0 | 0 | 0 | 0 | 0 | 0 | 0 | 0 | 0 | 0 | 0 | 0 | 0 | 0 | 0 | 0 | 0 | 0 | 0 | 0 | 0 | 0 | 0 | 0 | 0 | 0 | 0 | 0 | 0 | 0 | 0 | 0 | 0 | 0 | 0 | 0 | 0 | 0
Retail_New_ENERGY STAR certified buildings program_RIM | Ach | Retail | Miscellaneous | Medical equipment | RIM | New | NN5245 | ENERGY STAR certified buildings program | ENERGY STAR certified buildings program | NonEquip | 20 |  | 0% | Custom_improvement | 11% | 0 | 0 | 0 | 0 | 0 | 0 | 0 | 0 | 0 | 0 | 0 | 0 | 0 | 0 | 0 | 0 | 0 | 0 | 0 | 0 | 0 | 0 | 0 | 0 | 0 | 0 | 0 | 0 | 0 | 0 | 0 | 0 | 0 | 0 | 0 | 0 | 0 | 0 | 0 | 0
Retail_Existing_ENERGY STAR certified buildings program_RIM | Ach | Retail | Miscellaneous | Medical equipment | RIM | Existing | NE5232 | ENERGY STAR certified buildings program | ENERGY STAR certified buildings program | NonEquip | 20 |  | 0% | Custom_improvement_existing | 11% | 0 | 0 | 0 | 0 | 0 | 0 | 0 | 0 | 0 | 0 | 0 | 0 | 0 | 0 | 0 | 0 | 0 | 0 | 0 | 0 | 0 | 0 | 0 | 0 | 0 | 0 | 0 | 0 | 0 | 0 | 0 | 0 | 0 | 0 | 0 | 0 | 0 | 0 | 0 | 0
Retail_New_ENERGY STAR certified buildings program_RIM | Ach | Retail | Refrigeration | Large cold storage | RIM | New | NN5115 | ENERGY STAR certified buildings program | ENERGY STAR certified buildings program | NonEquip | 20 |  | 0% | Custom_improvement | 11% | 0 | 0 | 0 | 0 | 0 | 0 | 0 | 0 | 0 | 0 | 0 | 0 | 0 | 0 | 0 | 0 | 0 | 0 | 0 | 0 | 0 | 0 | 0 | 0 | 0 | 0 | 0 | 0 | 0 | 0 | 0 | 0 | 0 | 0 | 0 | 0 | 0 | 0 | 0 | 0
Retail_Existing_ENERGY STAR certified buildings program_RIM | Ach | Retail | Refrigeration | Large cold storage | RIM | Existing | NE5102 | ENERGY STAR certified buildings program | ENERGY STAR certified buildings program | NonEquip | 20 |  | 0% | Custom_improvement_existing | 11% | 0 | 0 | 0 | 0 | 0 | 0 | 0 | 0 | 0 | 0 | 0 | 0 | 0 | 0 | 0 | 0 | 0 | 0 | 0 | 0 | 0 | 0 | 0 | 0 | 0 | 0 | 0 | 0 | 0 | 0 | 0 | 0 | 0 | 0 | 0 | 0 | 0 | 0 | 0 | 0
Retail_New_ENERGY STAR certified buildings program_RIM | Ach | Retail | Miscellaneous | Laboratory equipment | RIM | New | NN5245 | ENERGY STAR certified buildings program | ENERGY STAR certified buildings program | NonEquip | 20 |  | 0% | Custom_improvement | 11% | 0 | 0 | 0 | 0 | 0 | 0 | 0 | 0 | 0 | 0 | 0 | 0 | 0 | 0 | 0 | 0 | 0 | 0 | 0 | 0 | 0 | 0 | 0 | 0 | 0 | 0 | 0 | 0 | 0 | 0 | 0 | 0 | 0 | 0 | 0 | 0 | 0 | 0 | 0 | 0
Retail_Existing_ENERGY STAR certified buildings program_RIM | Ach | Retail | Miscellaneous | Laboratory equipment | RIM | Existing | NE5232 | ENERGY STAR certified buildings program | ENERGY STAR certified buildings program | NonEquip | 20 |  | 0% | Custom_improvement_existing | 11% | 0 | 0 | 0 | 0 | 0 | 0 | 0 | 0 | 0 | 0 | 0 | 0 | 0 | 0 | 0 | 0 | 0 | 0 | 0 | 0 | 0 | 0 | 0 | 0 | 0 | 0 | 0 | 0 | 0 | 0 | 0 | 0 | 0 | 0 | 0 | 0 | 0 | 0 | 0 | 0
Retail_New_ENERGY STAR certified buildings program_RIM | Ach | Retail | Ventilation and Circulation | Individual room ventilation | RIM | New | NN5193 | ENERGY STAR certified buildings program | ENERGY STAR certified buildings program | NonEquip | 20 |  | 0% | Custom_improvement | 11% | 0 | 0 | 0 | 0 | 0 | 0 | 0 | 0 | 0 | 0 | 0 | 0 | 0 | 0 | 0 | 0 | 0 | 0 | 0 | 0 | 0 | 0 | 0 | 0 | 0 | 0 | 0 | 0 | 0 | 0 | 0 | 0 | 0 | 0 | 0 | 0 | 0 | 0 | 0 | 0
Retail_Existing_ENERGY STAR certified buildings program_RIM | Ach | Retail | Ventilation and Circulation | Individual room ventilation | RIM | Existing | NE5180 | ENERGY STAR certified buildings program | ENERGY STAR certified buildings program | NonEquip | 20 |  | 0% | Custom_improvement_existing | 11% | 0 | 0 | 0 | 0 | 0 | 0 | 0 | 0 | 0 | 0 | 0 | 0 | 0 | 0 | 0 | 0 | 0 | 0 | 0 | 0 | 0 | 0 | 0 | 0 | 0 | 0 | 0 | 0 | 0 | 0 | 0 | 0 | 0 | 0 | 0 | 0 | 0 | 0 | 0 | 0
Retail_New_ENERGY STAR certified buildings program_RIM | Ach | Retail | Space Heating | Individual room heating | RIM | New | NN5141 | ENERGY STAR certified buildings program | ENERGY STAR certified buildings program | NonEquip | 20 |  | 0% | Custom_improvement | 11% | 0 | 0 | 0 | 0 | 0 | 0 | 0 | 0 | 0 | 0 | 0 | 0 | 0 | 0 | 0 | 0 | 0 | 0 | 0 | 0 | 0 | 0 | 0 | 0 | 0 | 0 | 0 | 0 | 0 | 0 | 0 | 0 | 0 | 0 | 0 | 0 | 0 | 0 | 0 | 0
Retail_New_Duct Sealing Repair_RIM | Ach | Retail | Space Heating | Individual room heating | RIM | New | NN3555 | Duct Sealing Repair | Duct Sealing Repair | NonEquip | 15 |  | 0% | Prescriptive_all | 12% | 0 | 0 | 0 | 0 | 0 | 0 | 0 | 0 | 0 | 0 | 0 | 0 | 0 | 0 | 0 | 0 | 0 | 0 | 0 | 0 | 0 | 0 | 0 | 0 | 0 | 0 | 0 | 0 | 0 | 0 | 0 | 0 | 0 | 0 | 0 | 0 | 0 | 0 | 0 | 0
Retail_Existing_ENERGY STAR certified buildings program_RIM | Ach | Retail | Space Heating | Individual room heating | RIM | Existing | NE5128 | ENERGY STAR certified buildings program | ENERGY STAR certified buildings program | NonEquip | 20 |  | 0% | Custom_improvement_existing | 11% | 0 | 0 | 0 | 0 | 0 | 0 | 0 | 0 | 0 | 0 | 0 | 0 | 0 | 0 | 0 | 0 | 0 | 0 | 0 | 0 | 0 | 0 | 0 | 0 | 0 | 0 | 0 | 0 | 0 | 0 | 0 | 0 | 0 | 0 | 0 | 0 | 0 | 0 | 0 | 0
Retail_Existing_Duct Sealing Repair_RIM | Ach | Retail | Space Heating | Individual room heating | RIM | Existing | NE3542 | Duct Sealing Repair | Duct Sealing Repair | NonEquip | 15 |  | 30.55% | Prescriptive_all_existing | 12% | 6.0774 | 6.1489 | 6.2039 | 6.2772 | 6.3556 | 6.4263 | 6.4948 | 6.5534 | 6.6084 | 6.6536 | 6.0774 | 12.2263 | 18.4303 | 24.7075 | 31.0631 | 37.4894 | 43.9843 | 50.5376 | 57.146 | 63.7997 | 0 | 0 | 0 | 0 | 0 | 0 | 0 | 0 | 0 | 0 | 0.0042408 | 0.0085315 | 0.012861 | 0.017241 | 0.021676 | 0.02616 | 0.030692 | 0.035265 | 0.039876 | 0.044519
Retail_New_ENERGY STAR certified buildings program_RIM | Ach | Retail | Space Cooling | Individual room air conditioners | RIM | New | NN5167 | ENERGY STAR certified buildings program | ENERGY STAR certified buildings program | NonEquip | 20 |  | 0% | Custom_improvement | 11% | 0 | 0 | 0 | 0 | 0 | 0 | 0 | 0 | 0 | 0 | 0 | 0 | 0 | 0 | 0 | 0 | 0 | 0 | 0 | 0 | 0 | 0 | 0 | 0 | 0 | 0 | 0 | 0 | 0 | 0 | 0 | 0 | 0 | 0 | 0 | 0 | 0 | 0 | 0 | 0
Retail_New_Duct Sealing Repair_RIM | Ach | Retail | Space Cooling | Individual room air conditioners | RIM | New | NN3529 | Duct Sealing Repair | Duct Sealing Repair | NonEquip | 15 |  | 0% | Prescriptive_all | 12% | 0 | 0 | 0 | 0 | 0 | 0 | 0 | 0 | 0 | 0 | 0 | 0 | 0 | 0 | 0 | 0 | 0 | 0 | 0 | 0 | 0 | 0 | 0 | 0 | 0 | 0 | 0 | 0 | 0 | 0 | 0 | 0 | 0 | 0 | 0 | 0 | 0 | 0 | 0 | 0
Retail_Existing_ENERGY STAR certified buildings program_RIM | Ach | Retail | Space Cooling | Individual room air conditioners | RIM | Existing | NE5154 | ENERGY STAR certified buildings program | ENERGY STAR certified buildings program | NonEquip | 20 |  | 0% | Custom_improvement_existing | 11% | 0 | 0 | 0 | 0 | 0 | 0 | 0 | 0 | 0 | 0 | 0 | 0 | 0 | 0 | 0 | 0 | 0 | 0 | 0 | 0 | 0 | 0 | 0 | 0 | 0 | 0 | 0 | 0 | 0 | 0 | 0 | 0 | 0 | 0 | 0 | 0 | 0 | 0 | 0 | 0
Retail_Existing_Duct Sealing Repair_RIM | Ach | Retail | Space Cooling | Individual room air conditioners | RIM | Existing | NE3516 | Duct Sealing Repair | Duct Sealing Repair | NonEquip | 15 |  | 30.55% | Prescriptive_all_existing | 12% | 8391.4048 | 8570.8219 | 8647.4726 | 8749.6718 | 8858.8591 | 8957.4826 | 9052.9794 | 9134.5721 | 9211.2456 | 9274.3091 | 8391.4048 | 16962.2267 | 25609.6993 | 34359.3712 | 43218.2303 | 52175.7129 | 61228.6922 | 70363.2643 | 79574.5099 | 88848.8189 | 1.6533 | 3.3419 | 5.0457 | 6.7695 | 8.5149 | 10.2797 | 12.0634 | 13.8631 | 15.6779 | 17.5051 | 0 | 0 | 0 | 0 | 0 | 0 | 0 | 0 | 0 | 0
Retail_New_ENERGY STAR certified buildings program_RIM | Ach | Retail | Interior Lighting | High bay | RIM | New | NN5011 | ENERGY STAR certified buildings program | ENERGY STAR certified buildings program | NonEquip | 20 |  | 0% | Custom_improvement | 11% | 0 | 0 | 0 | 0 | 0 | 0 | 0 | 0 | 0 | 0 | 0 | 0 | 0 | 0 | 0 | 0 | 0 | 0 | 0 | 0 | 0 | 0 | 0 | 0 | 0 | 0 | 0 | 0 | 0 | 0 | 0 | 0 | 0 | 0 | 0 | 0 | 0 | 0 | 0 | 0
Retail_Existing_ENERGY STAR certified buildings program_RIM | Ach | Retail | Interior Lighting | High bay | RIM | Existing | NE4998 | ENERGY STAR certified buildings program | ENERGY STAR certified buildings program | NonEquip | 20 |  | 0% | Custom_improvement_existing | 11% | 0 | 0 | 0 | 0 | 0 | 0 | 0 | 0 | 0 | 0 | 0 | 0 | 0 | 0 | 0 | 0 | 0 | 0 | 0 | 0 | 0 | 0 | 0 | 0 | 0 | 0 | 0 | 0 | 0 | 0 | 0 | 0 | 0 | 0 | 0 | 0 | 0 | 0 | 0 | 0
Retail_New_ENERGY STAR certified buildings program_RIM | Ach | Retail | Cooking | Fryer | RIM | New | NN5089 | ENERGY STAR certified buildings program | ENERGY STAR certified buildings program | NonEquip | 20 |  | 0% | Custom_improvement | 11% | 0 | 0 | 0 | 0 | 0 | 0 | 0 | 0 | 0 | 0 | 0 | 0 | 0 | 0 | 0 | 0 | 0 | 0 | 0 | 0 | 0 | 0 | 0 | 0 | 0 | 0 | 0 | 0 | 0 | 0 | 0 | 0 | 0 | 0 | 0 | 0 | 0 | 0 | 0 | 0
Retail_Existing_ENERGY STAR certified buildings program_RIM | Ach | Retail | Cooking | Fryer | RIM | Existing | NE5076 | ENERGY STAR certified buildings program | ENERGY STAR certified buildings program | NonEquip | 20 |  | 0% | Custom_improvement_existing | 11% | 0 | 0 | 0 | 0 | 0 | 0 | 0 | 0 | 0 | 0 | 0 | 0 | 0 | 0 | 0 | 0 | 0 | 0 | 0 | 0 | 0 | 0 | 0 | 0 | 0 | 0 | 0 | 0 | 0 | 0 | 0 | 0 | 0 | 0 | 0 | 0 | 0 | 0 | 0 | 0
Retail_New_ENERGY STAR certified buildings program_RIM | Ach | Retail | Space Heating | Forced air furnace | RIM | New | NN5141 | ENERGY STAR certified buildings program | ENERGY STAR certified buildings program | NonEquip | 20 |  | 0% | Custom_improvement | 11% | 0 | 0 | 0 | 0 | 0 | 0 | 0 | 0 | 0 | 0 | 0 | 0 | 0 | 0 | 0 | 0 | 0 | 0 | 0 | 0 | 0 | 0 | 0 | 0 | 0 | 0 | 0 | 0 | 0 | 0 | 0 | 0 | 0 | 0 | 0 | 0 | 0 | 0 | 0 | 0
Retail_New_Duct Sealing Repair_RIM | Ach | Retail | Space Heating | Forced air furnace | RIM | New | NN3555 | Duct Sealing Repair | Duct Sealing Repair | NonEquip | 15 |  | 0% | Prescriptive_all | 12% | 0 | 0 | 0 | 0 | 0 | 0 | 0 | 0 | 0 | 0 | 0 | 0 | 0 | 0 | 0 | 0 | 0 | 0 | 0 | 0 | 0 | 0 | 0 | 0 | 0 | 0 | 0 | 0 | 0 | 0 | 0 | 0 | 0 | 0 | 0 | 0 | 0 | 0 | 0 | 0
Retail_Existing_ENERGY STAR certified buildings program_RIM | Ach | Retail | Space Heating | Forced air furnace | RIM | Existing | NE5128 | ENERGY STAR certified buildings program | ENERGY STAR certified buildings program | NonEquip | 20 |  | 0% | Custom_improvement_existing | 11% | 0 | 0 | 0 | 0 | 0 | 0 | 0 | 0 | 0 | 0 | 0 | 0 | 0 | 0 | 0 | 0 | 0 | 0 | 0 | 0 | 0 | 0 | 0 | 0 | 0 | 0 | 0 | 0 | 0 | 0 | 0 | 0 | 0 | 0 | 0 | 0 | 0 | 0 | 0 | 0
Retail_Existing_Duct Sealing Repair_RIM | Ach | Retail | Space Heating | Forced air furnace | RIM | Existing | NE3542 | Duct Sealing Repair | Duct Sealing Repair | NonEquip | 15 |  | 30.55% | Prescriptive_all_existing | 12% | 85.0835 | 86.0851 | 86.8549 | 87.8814 | 88.9781 | 89.9687 | 90.9278 | 91.7474 | 92.5175 | 93.1509 | 85.0835 | 171.1686 | 258.0235 | 345.905 | 434.8831 | 524.8518 | 615.7796 | 707.527 | 800.0444 | 893.1953 | 0 | 0 | 0 | 0 | 0 | 0 | 0 | 0 | 0 | 0 | 0.059371 | 0.11944 | 0.18005 | 0.24137 | 0.30346 | 0.36624 | 0.42969 | 0.49371 | 0.55827 | 0.62327
Retail_New_ENERGY STAR certified buildings program_RIM | Ach | Retail | Exterior Lighting | Exterior parking/lot lighting | RIM | New | NN5037 | ENERGY STAR certified buildings program | ENERGY STAR certified buildings program | NonEquip | 20 |  | 0% | Custom_improvement | 11% | 0 | 0 | 0 | 0 | 0 | 0 | 0 | 0 | 0 | 0 | 0 | 0 | 0 | 0 | 0 | 0 | 0 | 0 | 0 | 0 | 0 | 0 | 0 | 0 | 0 | 0 | 0 | 0 | 0 | 0 | 0 | 0 | 0 | 0 | 0 | 0 | 0 | 0 | 0 | 0
Retail_Existing_ENERGY STAR certified buildings program_RIM | Ach | Retail | Exterior Lighting | Exterior parking/lot lighting | RIM | Existing | NE5024 | ENERGY STAR certified buildings program | ENERGY STAR certified buildings program | NonEquip | 20 |  | 0% | Custom_improvement_existing | 11% | 0 | 0 | 0 | 0 | 0 | 0 | 0 | 0 | 0 | 0 | 0 | 0 | 0 | 0 | 0 | 0 | 0 | 0 | 0 | 0 | 0 | 0 | 0 | 0 | 0 | 0 | 0 | 0 | 0 | 0 | 0 | 0 | 0 | 0 | 0 | 0 | 0 | 0 | 0 | 0
Retail_New_ENERGY STAR certified buildings program_RIM | Ach | Retail | Exterior Lighting | Exterior marquis | RIM | New | NN5037 | ENERGY STAR certified buildings program | ENERGY STAR certified buildings program | NonEquip | 20 |  | 0% | Custom_improvement | 11% | 0 | 0 | 0 | 0 | 0 | 0 | 0 | 0 | 0 | 0 | 0 | 0 | 0 | 0 | 0 | 0 | 0 | 0 | 0 | 0 | 0 | 0 | 0 | 0 | 0 | 0 | 0 | 0 | 0 | 0 | 0 | 0 | 0 | 0 | 0 | 0 | 0 | 0 | 0 | 0
Retail_Existing_ENERGY STAR certified buildings program_RIM | Ach | Retail | Exterior Lighting | Exterior marquis | RIM | Existing | NE5024 | ENERGY STAR certified buildings program | ENERGY STAR certified buildings program | NonEquip | 20 |  | 0% | Custom_improvement_existing | 11% | 0 | 0 | 0 | 0 | 0 | 0 | 0 | 0 | 0 | 0 | 0 | 0 | 0 | 0 | 0 | 0 | 0 | 0 | 0 | 0 | 0 | 0 | 0 | 0 | 0 | 0 | 0 | 0 | 0 | 0 | 0 | 0 | 0 | 0 | 0 | 0 | 0 | 0 | 0 | 0
Retail_New_ENERGY STAR certified buildings program_RIM | Ach | Retail | Miscellaneous | Elevators/Escalators | RIM | New | NN5245 | ENERGY STAR certified buildings program | ENERGY STAR certified buildings program | NonEquip | 20 |  | 0% | Custom_improvement | 11% | 0 | 0 | 0 | 0 | 0 | 0 | 0 | 0 | 0 | 0 | 0 | 0 | 0 | 0 | 0 | 0 | 0 | 0 | 0 | 0 | 0 | 0 | 0 | 0 | 0 | 0 | 0 | 0 | 0 | 0 | 0 | 0 | 0 | 0 | 0 | 0 | 0 | 0 | 0 | 0
Retail_Existing_ENERGY STAR certified buildings program_RIM | Ach | Retail | Miscellaneous | Elevators/Escalators | RIM | Existing | NE5232 | ENERGY STAR certified buildings program | ENERGY STAR certified buildings program | NonEquip | 20 |  | 0% | Custom_improvement_existing | 11% | 0 | 0 | 0 | 0 | 0 | 0 | 0 | 0 | 0 | 0 | 0 | 0 | 0 | 0 | 0 | 0 | 0 | 0 | 0 | 0 | 0 | 0 | 0 | 0 | 0 | 0 | 0 | 0 | 0 | 0 | 0 | 0 | 0 | 0 | 0 | 0 | 0 | 0 | 0 | 0
Retail_New_ENERGY STAR certified buildings program_RIM | Ach | Retail | Office Equipment | Document production | RIM | New | NN5063 | ENERGY STAR certified buildings program | ENERGY STAR certified buildings program | NonEquip | 20 |  | 0% | Custom_improvement | 11% | 0 | 0 | 0 | 0 | 0 | 0 | 0 | 0 | 0 | 0 | 0 | 0 | 0 | 0 | 0 | 0 | 0 | 0 | 0 | 0 | 0 | 0 | 0 | 0 | 0 | 0 | 0 | 0 | 0 | 0 | 0 | 0 | 0 | 0 | 0 | 0 | 0 | 0 | 0 | 0
Retail_Existing_ENERGY STAR certified buildings program_RIM | Ach | Retail | Office Equipment | Document production | RIM | Existing | NE5050 | ENERGY STAR certified buildings program | ENERGY STAR certified buildings program | NonEquip | 20 |  | 0% | Custom_improvement_existing | 11% | 0 | 0 | 0 | 0 | 0 | 0 | 0 | 0 | 0 | 0 | 0 | 0 | 0 | 0 | 0 | 0 | 0 | 0 | 0 | 0 | 0 | 0 | 0 | 0 | 0 | 0 | 0 | 0 | 0 | 0 | 0 | 0 | 0 | 0 | 0 | 0 | 0 | 0 | 0 | 0
Retail_New_ENERGY STAR certified buildings program_RIM | Ach | Retail | Space Cooling | District chilled water piped | RIM | New | NN5167 | ENERGY STAR certified buildings program | ENERGY STAR certified buildings program | NonEquip | 20 |  | 0% | Custom_improvement | 11% | 0 | 0 | 0 | 0 | 0 | 0 | 0 | 0 | 0 | 0 | 0 | 0 | 0 | 0 | 0 | 0 | 0 | 0 | 0 | 0 | 0 | 0 | 0 | 0 | 0 | 0 | 0 | 0 | 0 | 0 | 0 | 0 | 0 | 0 | 0 | 0 | 0 | 0 | 0 | 0
Retail_New_Duct Sealing Repair_RIM | Ach | Retail | Space Cooling | District chilled water piped | RIM | New | NN3529 | Duct Sealing Repair | Duct Sealing Repair | NonEquip | 15 |  | 0% | Prescriptive_all | 12% | 0 | 0 | 0 | 0 | 0 | 0 | 0 | 0 | 0 | 0 | 0 | 0 | 0 | 0 | 0 | 0 | 0 | 0 | 0 | 0 | 0 | 0 | 0 | 0 | 0 | 0 | 0 | 0 | 0 | 0 | 0 | 0 | 0 | 0 | 0 | 0 | 0 | 0 | 0 | 0
Retail_Existing_ENERGY STAR certified buildings program_RIM | Ach | Retail | Space Cooling | District chilled water piped | RIM | Existing | NE5154 | ENERGY STAR certified buildings program | ENERGY STAR certified buildings program | NonEquip | 20 |  | 0% | Custom_improvement_existing | 11% | 0 | 0 | 0 | 0 | 0 | 0 | 0 | 0 | 0 | 0 | 0 | 0 | 0 | 0 | 0 | 0 | 0 | 0 | 0 | 0 | 0 | 0 | 0 | 0 | 0 | 0 | 0 | 0 | 0 | 0 | 0 | 0 | 0 | 0 | 0 | 0 | 0 | 0 | 0 | 0
Retail_Existing_Duct Sealing Repair_RIM | Ach | Retail | Space Cooling | District chilled water piped | RIM | Existing | NE3516 | Duct Sealing Repair | Duct Sealing Repair | NonEquip | 15 |  | 30.55% | Prescriptive_all_existing | 12% | 0 | 0 | 0 | 0 | 0 | 0 | 0 | 0 | 0 | 0 | 0 | 0 | 0 | 0 | 0 | 0 | 0 | 0 | 0 | 0 | 0 | 0 | 0 | 0 | 0 | 0 | 0 | 0 | 0 | 0 | 0 | 0 | 0 | 0 | 0 | 0 | 0 | 0 | 0 | 0
Retail_New_ENERGY STAR certified buildings program_RIM | Ach | Retail | Refrigeration | Display cases | RIM | New | NN5115 | ENERGY STAR certified buildings program | ENERGY STAR certified buildings program | NonEquip | 20 |  | 0% | Custom_improvement | 11% | 0 | 0 | 0 | 0 | 0 | 0 | 0 | 0 | 0 | 0 | 0 | 0 | 0 | 0 | 0 | 0 | 0 | 0 | 0 | 0 | 0 | 0 | 0 | 0 | 0 | 0 | 0 | 0 | 0 | 0 | 0 | 0 | 0 | 0 | 0 | 0 | 0 | 0 | 0 | 0
Retail_Existing_ENERGY STAR certified buildings program_RIM | Ach | Retail | Refrigeration | Display cases | RIM | Existing | NE5102 | ENERGY STAR certified buildings program | ENERGY STAR certified buildings program | NonEquip | 20 |  | 0% | Custom_improvement_existing | 11% | 0 | 0 | 0 | 0 | 0 | 0 | 0 | 0 | 0 | 0 | 0 | 0 | 0 | 0 | 0 | 0 | 0 | 0 | 0 | 0 | 0 | 0 | 0 | 0 | 0 | 0 | 0 | 0 | 0 | 0 | 0 | 0 | 0 | 0 | 0 | 0 | 0 | 0 | 0 | 0
Retail_New_ENERGY STAR certified buildings program_RIM | Ach | Retail | Cooking | Cooking Other | RIM | New | NN5089 | ENERGY STAR certified buildings program | ENERGY STAR certified buildings program | NonEquip | 20 |  | 0% | Custom_improvement | 11% | 0 | 0 | 0 | 0 | 0 | 0 | 0 | 0 | 0 | 0 | 0 | 0 | 0 | 0 | 0 | 0 | 0 | 0 | 0 | 0 | 0 | 0 | 0 | 0 | 0 | 0 | 0 | 0 | 0 | 0 | 0 | 0 | 0 | 0 | 0 | 0 | 0 | 0 | 0 | 0
Retail_Existing_ENERGY STAR certified buildings program_RIM | Ach | Retail | Cooking | Cooking Other | RIM | Existing | NE5076 | ENERGY STAR certified buildings program | ENERGY STAR certified buildings program | NonEquip | 20 |  | 0% | Custom_improvement_existing | 11% | 0 | 0 | 0 | 0 | 0 | 0 | 0 | 0 | 0 | 0 | 0 | 0 | 0 | 0 | 0 | 0 | 0 | 0 | 0 | 0 | 0 | 0 | 0 | 0 | 0 | 0 | 0 | 0 | 0 | 0 | 0 | 0 | 0 | 0 | 0 | 0 | 0 | 0 | 0 | 0
Retail_New_ENERGY STAR certified buildings program_RIM | Ach | Retail | Office Equipment | Computers | RIM | New | NN5063 | ENERGY STAR certified buildings program | ENERGY STAR certified buildings program | NonEquip | 20 |  | 0% | Custom_improvement | 11% | 0 | 0 | 0 | 0 | 0 | 0 | 0 | 0 | 0 | 0 | 0 | 0 | 0 | 0 | 0 | 0 | 0 | 0 | 0 | 0 | 0 | 0 | 0 | 0 | 0 | 0 | 0 | 0 | 0 | 0 | 0 | 0 | 0 | 0 | 0 | 0 | 0 | 0 | 0 | 0
Retail_Existing_ENERGY STAR certified buildings program_RIM | Ach | Retail | Office Equipment | Computers | RIM | Existing | NE5050 | ENERGY STAR certified buildings program | ENERGY STAR certified buildings program | NonEquip | 20 |  | 0% | Custom_improvement_existing | 11% | 0 | 0 | 0 | 0 | 0 | 0 | 0 | 0 | 0 | 0 | 0 | 0 | 0 | 0 | 0 | 0 | 0 | 0 | 0 | 0 | 0 | 0 | 0 | 0 | 0 | 0 | 0 | 0 | 0 | 0 | 0 | 0 | 0 | 0 | 0 | 0 | 0 | 0 | 0 | 0
Retail_New_ENERGY STAR certified buildings program_RIM | Ach | Retail | Domestic Hot Water | Centralized water heaters | RIM | New | NN5219 | ENERGY STAR certified buildings program | ENERGY STAR certified buildings program | NonEquip | 20 |  | 0% | Custom_improvement | 11% | 0 | 0 | 0 | 0 | 0 | 0 | 0 | 0 | 0 | 0 | 0 | 0 | 0 | 0 | 0 | 0 | 0 | 0 | 0 | 0 | 0 | 0 | 0 | 0 | 0 | 0 | 0 | 0 | 0 | 0 | 0 | 0 | 0 | 0 | 0 | 0 | 0 | 0 | 0 | 0
Retail_Existing_ENERGY STAR certified buildings program_RIM | Ach | Retail | Domestic Hot Water | Centralized water heaters | RIM | Existing | NE5206 | ENERGY STAR certified buildings program | ENERGY STAR certified buildings program | NonEquip | 20 |  | 0% | Custom_improvement_existing | 11% | 0 | 0 | 0 | 0 | 0 | 0 | 0 | 0 | 0 | 0 | 0 | 0 | 0 | 0 | 0 | 0 | 0 | 0 | 0 | 0 | 0 | 0 | 0 | 0 | 0 | 0 | 0 | 0 | 0 | 0 | 0 | 0 | 0 | 0 | 0 | 0 | 0 | 0 | 0 | 0
Retail_New_ENERGY STAR certified buildings program_RIM | Ach | Retail | Space Cooling | Central chillers inside | RIM | New | NN5167 | ENERGY STAR certified buildings program | ENERGY STAR certified buildings program | NonEquip | 20 |  | 0% | Custom_improvement | 11% | 0 | 0 | 0 | 0 | 0 | 0 | 0 | 0 | 0 | 0 | 0 | 0 | 0 | 0 | 0 | 0 | 0 | 0 | 0 | 0 | 0 | 0 | 0 | 0 | 0 | 0 | 0 | 0 | 0 | 0 | 0 | 0 | 0 | 0 | 0 | 0 | 0 | 0 | 0 | 0
Retail_New_Duct Sealing Repair_RIM | Ach | Retail | Space Cooling | Central chillers inside | RIM | New | NN3529 | Duct Sealing Repair | Duct Sealing Repair | NonEquip | 15 |  | 0% | Prescriptive_all | 12% | 0 | 0 | 0 | 0 | 0 | 0 | 0 | 0 | 0 | 0 | 0 | 0 | 0 | 0 | 0 | 0 | 0 | 0 | 0 | 0 | 0 | 0 | 0 | 0 | 0 | 0 | 0 | 0 | 0 | 0 | 0 | 0 | 0 | 0 | 0 | 0 | 0 | 0 | 0 | 0
Retail_Existing_ENERGY STAR certified buildings program_RIM | Ach | Retail | Space Cooling | Central chillers inside | RIM | Existing | NE5154 | ENERGY STAR certified buildings program | ENERGY STAR certified buildings program | NonEquip | 20 |  | 0% | Custom_improvement_existing | 11% | 0 | 0 | 0 | 0 | 0 | 0 | 0 | 0 | 0 | 0 | 0 | 0 | 0 | 0 | 0 | 0 | 0 | 0 | 0 | 0 | 0 | 0 | 0 | 0 | 0 | 0 | 0 | 0 | 0 | 0 | 0 | 0 | 0 | 0 | 0 | 0 | 0 | 0 | 0 | 0
Retail_Existing_Duct Sealing Repair_RIM | Ach | Retail | Space Cooling | Central chillers inside | RIM | Existing | NE3516 | Duct Sealing Repair | Duct Sealing Repair | NonEquip | 15 |  | 30.55% | Prescriptive_all_existing | 12% | 0 | 0 | 0 | 0 | 0 | 0 | 0 | 0 | 0 | 0 | 0 | 0 | 0 | 0 | 0 | 0 | 0 | 0 | 0 | 0 | 0 | 0 | 0 | 0 | 0 | 0 | 0 | 0 | 0 | 0 | 0 | 0 | 0 | 0 | 0 | 0 | 0 | 0 | 0 | 0
Retail_New_ENERGY STAR certified buildings program_RIM | Ach | Retail | Ventilation and Circulation | Central air-handling unit | RIM | New | NN5193 | ENERGY STAR certified buildings program | ENERGY STAR certified buildings program | NonEquip | 20 |  | 0% | Custom_improvement | 11% | 0 | 0 | 0 | 0 | 0 | 0 | 0 | 0 | 0 | 0 | 0 | 0 | 0 | 0 | 0 | 0 | 0 | 0 | 0 | 0 | 0 | 0 | 0 | 0 | 0 | 0 | 0 | 0 | 0 | 0 | 0 | 0 | 0 | 0 | 0 | 0 | 0 | 0 | 0 | 0
Retail_Existing_ENERGY STAR certified buildings program_RIM | Ach | Retail | Ventilation and Circulation | Central air-handling unit | RIM | Existing | NE5180 | ENERGY STAR certified buildings program | ENERGY STAR certified buildings program | NonEquip | 20 |  | 0% | Custom_improvement_existing | 11% | 0 | 0 | 0 | 0 | 0 | 0 | 0 | 0 | 0 | 0 | 0 | 0 | 0 | 0 | 0 | 0 | 0 | 0 | 0 | 0 | 0 | 0 | 0 | 0 | 0 | 0 | 0 | 0 | 0 | 0 | 0 | 0 | 0 | 0 | 0 | 0 | 0 | 0 | 0 | 0
Retail_New_ENERGY STAR certified buildings program_RIM | Ach | Retail | Interior Lighting | case lighting | RIM | New | NN5011 | ENERGY STAR certified buildings program | ENERGY STAR certified buildings program | NonEquip | 20 |  | 0% | Custom_improvement | 11% | 0 | 0 | 0 | 0 | 0 | 0 | 0 | 0 | 0 | 0 | 0 | 0 | 0 | 0 | 0 | 0 | 0 | 0 | 0 | 0 | 0 | 0 | 0 | 0 | 0 | 0 | 0 | 0 | 0 | 0 | 0 | 0 | 0 | 0 | 0 | 0 | 0 | 0 | 0 | 0
Retail_Existing_ENERGY STAR certified buildings program_RIM | Ach | Retail | Interior Lighting | case lighting | RIM | Existing | NE4998 | ENERGY STAR certified buildings program | ENERGY STAR certified buildings program | NonEquip | 20 |  | 0% | Custom_improvement_existing | 11% | 0 | 0 | 0 | 0 | 0 | 0 | 0 | 0 | 0 | 0 | 0 | 0 | 0 | 0 | 0 | 0 | 0 | 0 | 0 | 0 | 0 | 0 | 0 | 0 | 0 | 0 | 0 | 0 | 0 | 0 | 0 | 0 | 0 | 0 | 0 | 0 | 0 | 0 | 0 | 0
Retail_New_ENERGY STAR certified buildings program_RIM | Ach | Retail | Space Heating | Boilers | RIM | New | NN5141 | ENERGY STAR certified buildings program | ENERGY STAR certified buildings program | NonEquip | 20 |  | 0% | Custom_improvement | 11% | 0 | 0 | 0 | 0 | 0 | 0 | 0 | 0 | 0 | 0 | 0 | 0 | 0 | 0 | 0 | 0 | 0 | 0 | 0 | 0 | 0 | 0 | 0 | 0 | 0 | 0 | 0 | 0 | 0 | 0 | 0 | 0 | 0 | 0 | 0 | 0 | 0 | 0 | 0 | 0
Retail_New_Duct Sealing Repair_RIM | Ach | Retail | Space Heating | Boilers | RIM | New | NN3555 | Duct Sealing Repair | Duct Sealing Repair | NonEquip | 15 |  | 0% | Prescriptive_all | 12% | 0 | 0 | 0 | 0 | 0 | 0 | 0 | 0 | 0 | 0 | 0 | 0 | 0 | 0 | 0 | 0 | 0 | 0 | 0 | 0 | 0 | 0 | 0 | 0 | 0 | 0 | 0 | 0 | 0 | 0 | 0 | 0 | 0 | 0 | 0 | 0 | 0 | 0 | 0 | 0
Retail_Existing_ENERGY STAR certified buildings program_RIM | Ach | Retail | Space Heating | Boilers | RIM | Existing | NE5128 | ENERGY STAR certified buildings program | ENERGY STAR certified buildings program | NonEquip | 20 |  | 0% | Custom_improvement_existing | 11% | 0 | 0 | 0 | 0 | 0 | 0 | 0 | 0 | 0 | 0 | 0 | 0 | 0 | 0 | 0 | 0 | 0 | 0 | 0 | 0 | 0 | 0 | 0 | 0 | 0 | 0 | 0 | 0 | 0 | 0 | 0 | 0 | 0 | 0 | 0 | 0 | 0 | 0 | 0 | 0
Retail_Existing_Duct Sealing Repair_RIM | Ach | Retail | Space Heating | Boilers | RIM | Existing | NE3542 | Duct Sealing Repair | Duct Sealing Repair | NonEquip | 15 |  | 30.55% | Prescriptive_all_existing | 12% | 0 | 0 | 0 | 0 | 0 | 0 | 0 | 0 | 0 | 0 | 0 | 0 | 0 | 0 | 0 | 0 | 0 | 0 | 0 | 0 | 0 | 0 | 0 | 0 | 0 | 0 | 0 | 0 | 0 | 0 | 0 | 0 | 0 | 0 | 0 | 0 | 0 | 0 | 0 | 0
Retail_New_ENERGY STAR certified buildings program_RIM | Ach | Retail | Domestic Hot Water | "Point-of-Use" water heaters | RIM | New | NN5219 | ENERGY STAR certified buildings program | ENERGY STAR certified buildings program | NonEquip | 20 |  | 0% | Custom_improvement | 11% | 0 | 0 | 0 | 0 | 0 | 0 | 0 | 0 | 0 | 0 | 0 | 0 | 0 | 0 | 0 | 0 | 0 | 0 | 0 | 0 | 0 | 0 | 0 | 0 | 0 | 0 | 0 | 0 | 0 | 0 | 0 | 0 | 0 | 0 | 0 | 0 | 0 | 0 | 0 | 0
Retail_Existing_ENERGY STAR certified buildings program_RIM | Ach | Retail | Domestic Hot Water | "Point-of-Use" water heaters | RIM | Existing | NE5206 | ENERGY STAR certified buildings program | ENERGY STAR certified buildings program | NonEquip | 20 |  | 0% | Custom_improvement_existing | 11% | 0 | 0 | 0 | 0 | 0 | 0 | 0 | 0 | 0 | 0 | 0 | 0 | 0 | 0 | 0 | 0 | 0 | 0 | 0 | 0 | 0 | 0 | 0 | 0 | 0 | 0 | 0 | 0 | 0 | 0 | 0 | 0 | 0 | 0 | 0 | 0 | 0 | 0 | 0 | 0
Schools K-12_New_Duct Sealing Repair_RIM | Ach | Schools K-12 | Space Cooling | Residential-type central air conditioners | RIM | New | NN3530 | Duct Sealing Repair | Duct Sealing Repair | NonEquip | 15 |  | 0% | Prescriptive_all | 12% | 0 | 0 | 0 | 0 | 0 | 0 | 0 | 0 | 0 | 0 | 0 | 0 | 0 | 0 | 0 | 0 | 0 | 0 | 0 | 0 | 0 | 0 | 0 | 0 | 0 | 0 | 0 | 0 | 0 | 0 | 0 | 0 | 0 | 0 | 0 | 0 | 0 | 0 | 0 | 0
Schools K-12_Existing_Duct Sealing Repair_RIM | Ach | Schools K-12 | Space Cooling | Residential-type central air conditioners | RIM | Existing | NE3517 | Duct Sealing Repair | Duct Sealing Repair | NonEquip | 15 |  | 0% | Prescriptive_all_existing | 12% | 0 | 0 | 0 | 0 | 0 | 0 | 0 | 0 | 0 | 0 | 0 | 0 | 0 | 0 | 0 | 0 | 0 | 0 | 0 | 0 | 0 | 0 | 0 | 0 | 0 | 0 | 0 | 0 | 0 | 0 | 0 | 0 | 0 | 0 | 0 | 0 | 0 | 0 | 0 | 0
Schools K-12_New_Duct Sealing Repair_RIM | Ach | Schools K-12 | Space Heating | Residential/split system heat pump | RIM | New | NN3556 | Duct Sealing Repair | Duct Sealing Repair | NonEquip | 15 |  | 0% | Prescriptive_all | 12% | 0 | 0 | 0 | 0 | 0 | 0 | 0 | 0 | 0 | 0 | 0 | 0 | 0 | 0 | 0 | 0 | 0 | 0 | 0 | 0 | 0 | 0 | 0 | 0 | 0 | 0 | 0 | 0 | 0 | 0 | 0 | 0 | 0 | 0 | 0 | 0 | 0 | 0 | 0 | 0
Schools K-12_Existing_Duct Sealing Repair_RIM | Ach | Schools K-12 | Space Heating | Residential/split system heat pump | RIM | Existing | NE3543 | Duct Sealing Repair | Duct Sealing Repair | NonEquip | 15 |  | 0% | Prescriptive_all_existing | 12% | 0 | 0 | 0 | 0 | 0 | 0 | 0 | 0 | 0 | 0 | 0 | 0 | 0 | 0 | 0 | 0 | 0 | 0 | 0 | 0 | 0 | 0 | 0 | 0 | 0 | 0 | 0 | 0 | 0 | 0 | 0 | 0 | 0 | 0 | 0 | 0 | 0 | 0 | 0 | 0
Schools K-12_New_Duct Sealing Repair_RIM | Ach | Schools K-12 | Space Heating | Packaged central unit | RIM | New | NN3556 | Duct Sealing Repair | Duct Sealing Repair | NonEquip | 15 |  | 0% | Prescriptive_all | 12% | 0 | 0 | 0 | 0 | 0 | 0 | 0 | 0 | 0 | 0 | 0 | 0 | 0 | 0 | 0 | 0 | 0 | 0 | 0 | 0 | 0 | 0 | 0 | 0 | 0 | 0 | 0 | 0 | 0 | 0 | 0 | 0 | 0 | 0 | 0 | 0 | 0 | 0 | 0 | 0
Schools K-12_Existing_Duct Sealing Repair_RIM | Ach | Schools K-12 | Space Heating | Packaged central unit | RIM | Existing | NE3543 | Duct Sealing Repair | Duct Sealing Repair | NonEquip | 15 |  | 0% | Prescriptive_all_existing | 12% | 0 | 0 | 0 | 0 | 0 | 0 | 0 | 0 | 0 | 0 | 0 | 0 | 0 | 0 | 0 | 0 | 0 | 0 | 0 | 0 | 0 | 0 | 0 | 0 | 0 | 0 | 0 | 0 | 0 | 0 | 0 | 0 | 0 | 0 | 0 | 0 | 0 | 0 | 0 | 0
Schools K-12_New_Duct Sealing Repair_RIM | Ach | Schools K-12 | Space Cooling | Packaged air conditioning units (RTUs) | RIM | New | NN3530 | Duct Sealing Repair | Duct Sealing Repair | NonEquip | 15 |  | 0% | Prescriptive_all | 12% | 0 | 0 | 0 | 0 | 0 | 0 | 0 | 0 | 0 | 0 | 0 | 0 | 0 | 0 | 0 | 0 | 0 | 0 | 0 | 0 | 0 | 0 | 0 | 0 | 0 | 0 | 0 | 0 | 0 | 0 | 0 | 0 | 0 | 0 | 0 | 0 | 0 | 0 | 0 | 0
Schools K-12_Existing_Duct Sealing Repair_RIM | Ach | Schools K-12 | Space Cooling | Packaged air conditioning units (RTUs) | RIM | Existing | NE3517 | Duct Sealing Repair | Duct Sealing Repair | NonEquip | 15 |  | 0% | Prescriptive_all_existing | 12% | 0 | 0 | 0 | 0 | 0 | 0 | 0 | 0 | 0 | 0 | 0 | 0 | 0 | 0 | 0 | 0 | 0 | 0 | 0 | 0 | 0 | 0 | 0 | 0 | 0 | 0 | 0 | 0 | 0 | 0 | 0 | 0 | 0 | 0 | 0 | 0 | 0 | 0 | 0 | 0
Schools K-12_New_Duct Sealing Repair_RIM | Ach | Schools K-12 | Space Heating | Individual room heating | RIM | New | NN3556 | Duct Sealing Repair | Duct Sealing Repair | NonEquip | 15 |  | 0% | Prescriptive_all | 12% | 0 | 0 | 0 | 0 | 0 | 0 | 0 | 0 | 0 | 0 | 0 | 0 | 0 | 0 | 0 | 0 | 0 | 0 | 0 | 0 | 0 | 0 | 0 | 0 | 0 | 0 | 0 | 0 | 0 | 0 | 0 | 0 | 0 | 0 | 0 | 0 | 0 | 0 | 0 | 0
Schools K-12_Existing_Duct Sealing Repair_RIM | Ach | Schools K-12 | Space Heating | Individual room heating | RIM | Existing | NE3543 | Duct Sealing Repair | Duct Sealing Repair | NonEquip | 15 |  | 0% | Prescriptive_all_existing | 12% | 0 | 0 | 0 | 0 | 0 | 0 | 0 | 0 | 0 | 0 | 0 | 0 | 0 | 0 | 0 | 0 | 0 | 0 | 0 | 0 | 0 | 0 | 0 | 0 | 0 | 0 | 0 | 0 | 0 | 0 | 0 | 0 | 0 | 0 | 0 | 0 | 0 | 0 | 0 | 0
Schools K-12_New_Duct Sealing Repair_RIM | Ach | Schools K-12 | Space Cooling | Individual room air conditioners | RIM | New | NN3530 | Duct Sealing Repair | Duct Sealing Repair | NonEquip | 15 |  | 0% | Prescriptive_all | 12% | 0 | 0 | 0 | 0 | 0 | 0 | 0 | 0 | 0 | 0 | 0 | 0 | 0 | 0 | 0 | 0 | 0 | 0 | 0 | 0 | 0 | 0 | 0 | 0 | 0 | 0 | 0 | 0 | 0 | 0 | 0 | 0 | 0 | 0 | 0 | 0 | 0 | 0 | 0 | 0
Schools K-12_Existing_Duct Sealing Repair_RIM | Ach | Schools K-12 | Space Cooling | Individual room air conditioners | RIM | Existing | NE3517 | Duct Sealing Repair | Duct Sealing Repair | NonEquip | 15 |  | 0% | Prescriptive_all_existing | 12% | 0 | 0 | 0 | 0 | 0 | 0 | 0 | 0 | 0 | 0 | 0 | 0 | 0 | 0 | 0 | 0 | 0 | 0 | 0 | 0 | 0 | 0 | 0 | 0 | 0 | 0 | 0 | 0 | 0 | 0 | 0 | 0 | 0 | 0 | 0 | 0 | 0 | 0 | 0 | 0
Schools K-12_New_Duct Sealing Repair_RIM | Ach | Schools K-12 | Space Heating | Forced air furnace | RIM | New | NN3556 | Duct Sealing Repair | Duct Sealing Repair | NonEquip | 15 |  | 0% | Prescriptive_all | 12% | 0 | 0 | 0 | 0 | 0 | 0 | 0 | 0 | 0 | 0 | 0 | 0 | 0 | 0 | 0 | 0 | 0 | 0 | 0 | 0 | 0 | 0 | 0 | 0 | 0 | 0 | 0 | 0 | 0 | 0 | 0 | 0 | 0 | 0 | 0 | 0 | 0 | 0 | 0 | 0
Schools K-12_Existing_Duct Sealing Repair_RIM | Ach | Schools K-12 | Space Heating | Forced air furnace | RIM | Existing | NE3543 | Duct Sealing Repair | Duct Sealing Repair | NonEquip | 15 |  | 0% | Prescriptive_all_existing | 12% | 0 | 0 | 0 | 0 | 0 | 0 | 0 | 0 | 0 | 0 | 0 | 0 | 0 | 0 | 0 | 0 | 0 | 0 | 0 | 0 | 0 | 0 | 0 | 0 | 0 | 0 | 0 | 0 | 0 | 0 | 0 | 0 | 0 | 0 | 0 | 0 | 0 | 0 | 0 | 0
Schools K-12_New_Duct Sealing Repair_RIM | Ach | Schools K-12 | Space Cooling | District chilled water piped | RIM | New | NN3530 | Duct Sealing Repair | Duct Sealing Repair | NonEquip | 15 |  | 0% | Prescriptive_all | 12% | 0 | 0 | 0 | 0 | 0 | 0 | 0 | 0 | 0 | 0 | 0 | 0 | 0 | 0 | 0 | 0 | 0 | 0 | 0 | 0 | 0 | 0 | 0 | 0 | 0 | 0 | 0 | 0 | 0 | 0 | 0 | 0 | 0 | 0 | 0 | 0 | 0 | 0 | 0 | 0
Schools K-12_Existing_Duct Sealing Repair_RIM | Ach | Schools K-12 | Space Cooling | District chilled water piped | RIM | Existing | NE3517 | Duct Sealing Repair | Duct Sealing Repair | NonEquip | 15 |  | 0% | Prescriptive_all_existing | 12% | 0 | 0 | 0 | 0 | 0 | 0 | 0 | 0 | 0 | 0 | 0 | 0 | 0 | 0 | 0 | 0 | 0 | 0 | 0 | 0 | 0 | 0 | 0 | 0 | 0 | 0 | 0 | 0 | 0 | 0 | 0 | 0 | 0 | 0 | 0 | 0 | 0 | 0 | 0 | 0
Schools K-12_New_Duct Sealing Repair_RIM | Ach | Schools K-12 | Space Cooling | Central chillers inside | RIM | New | NN3530 | Duct Sealing Repair | Duct Sealing Repair | NonEquip | 15 |  | 0% | Prescriptive_all | 12% | 0 | 0 | 0 | 0 | 0 | 0 | 0 | 0 | 0 | 0 | 0 | 0 | 0 | 0 | 0 | 0 | 0 | 0 | 0 | 0 | 0 | 0 | 0 | 0 | 0 | 0 | 0 | 0 | 0 | 0 | 0 | 0 | 0 | 0 | 0 | 0 | 0 | 0 | 0 | 0
Schools K-12_Existing_Duct Sealing Repair_RIM | Ach | Schools K-12 | Space Cooling | Central chillers inside | RIM | Existing | NE3517 | Duct Sealing Repair | Duct Sealing Repair | NonEquip | 15 |  | 0% | Prescriptive_all_existing | 12% | 0 | 0 | 0 | 0 | 0 | 0 | 0 | 0 | 0 | 0 | 0 | 0 | 0 | 0 | 0 | 0 | 0 | 0 | 0 | 0 | 0 | 0 | 0 | 0 | 0 | 0 | 0 | 0 | 0 | 0 | 0 | 0 | 0 | 0 | 0 | 0 | 0 | 0 | 0 | 0
Schools K-12_New_Duct Sealing Repair_RIM | Ach | Schools K-12 | Space Heating | Boilers | RIM | New | NN3556 | Duct Sealing Repair | Duct Sealing Repair | NonEquip | 15 |  | 0% | Prescriptive_all | 12% | 0 | 0 | 0 | 0 | 0 | 0 | 0 | 0 | 0 | 0 | 0 | 0 | 0 | 0 | 0 | 0 | 0 | 0 | 0 | 0 | 0 | 0 | 0 | 0 | 0 | 0 | 0 | 0 | 0 | 0 | 0 | 0 | 0 | 0 | 0 | 0 | 0 | 0 | 0 | 0
Schools K-12_Existing_Duct Sealing Repair_RIM | Ach | Schools K-12 | Space Heating | Boilers | RIM | Existing | NE3543 | Duct Sealing Repair | Duct Sealing Repair | NonEquip | 15 |  | 0% | Prescriptive_all_existing | 12% | 0 | 0 | 0 | 0 | 0 | 0 | 0 | 0 | 0 | 0 | 0 | 0 | 0 | 0 | 0 | 0 | 0 | 0 | 0 | 0 | 0 | 0 | 0 | 0 | 0 | 0 | 0 | 0 | 0 | 0 | 0 | 0 | 0 | 0 | 0 | 0 | 0 | 0 | 0 | 0
Warehouse_New_Duct Sealing Repair_RIM | Ach | Warehouse | Space Cooling | Residential-type central air conditioners | RIM | New | NN3531 | Duct Sealing Repair | Duct Sealing Repair | NonEquip | 15 |  | 0% | Prescriptive_all | 12% | 0 | 0 | 0 | 0 | 0 | 0 | 0 | 0 | 0 | 0 | 0 | 0 | 0 | 0 | 0 | 0 | 0 | 0 | 0 | 0 | 0 | 0 | 0 | 0 | 0 | 0 | 0 | 0 | 0 | 0 | 0 | 0 | 0 | 0 | 0 | 0 | 0 | 0 | 0 | 0
Warehouse_Existing_Duct Sealing Repair_RIM | Ach | Warehouse | Space Cooling | Residential-type central air conditioners | RIM | Existing | NE3518 | Duct Sealing Repair | Duct Sealing Repair | NonEquip | 15 |  | 0% | Prescriptive_all_existing | 12% | 0 | 0 | 0 | 0 | 0 | 0 | 0 | 0 | 0 | 0 | 0 | 0 | 0 | 0 | 0 | 0 | 0 | 0 | 0 | 0 | 0 | 0 | 0 | 0 | 0 | 0 | 0 | 0 | 0 | 0 | 0 | 0 | 0 | 0 | 0 | 0 | 0 | 0 | 0 | 0
Warehouse_New_Duct Sealing Repair_RIM | Ach | Warehouse | Space Heating | Residential/split system heat pump | RIM | New | NN3557 | Duct Sealing Repair | Duct Sealing Repair | NonEquip | 15 |  | 0% | Prescriptive_all | 12% | 0 | 0 | 0 | 0 | 0 | 0 | 0 | 0 | 0 | 0 | 0 | 0 | 0 | 0 | 0 | 0 | 0 | 0 | 0 | 0 | 0 | 0 | 0 | 0 | 0 | 0 | 0 | 0 | 0 | 0 | 0 | 0 | 0 | 0 | 0 | 0 | 0 | 0 | 0 | 0
Warehouse_Existing_Duct Sealing Repair_RIM | Ach | Warehouse | Space Heating | Residential/split system heat pump | RIM | Existing | NE3544 | Duct Sealing Repair | Duct Sealing Repair | NonEquip | 15 |  | 0% | Prescriptive_all_existing | 12% | 0 | 0 | 0 | 0 | 0 | 0 | 0 | 0 | 0 | 0 | 0 | 0 | 0 | 0 | 0 | 0 | 0 | 0 | 0 | 0 | 0 | 0 | 0 | 0 | 0 | 0 | 0 | 0 | 0 | 0 | 0 | 0 | 0 | 0 | 0 | 0 | 0 | 0 | 0 | 0
Warehouse_New_Duct Sealing Repair_RIM | Ach | Warehouse | Space Heating | Packaged central unit | RIM | New | NN3557 | Duct Sealing Repair | Duct Sealing Repair | NonEquip | 15 |  | 0% | Prescriptive_all | 12% | 0 | 0 | 0 | 0 | 0 | 0 | 0 | 0 | 0 | 0 | 0 | 0 | 0 | 0 | 0 | 0 | 0 | 0 | 0 | 0 | 0 | 0 | 0 | 0 | 0 | 0 | 0 | 0 | 0 | 0 | 0 | 0 | 0 | 0 | 0 | 0 | 0 | 0 | 0 | 0
Warehouse_Existing_Duct Sealing Repair_RIM | Ach | Warehouse | Space Heating | Packaged central unit | RIM | Existing | NE3544 | Duct Sealing Repair | Duct Sealing Repair | NonEquip | 15 |  | 0% | Prescriptive_all_existing | 12% | 0 | 0 | 0 | 0 | 0 | 0 | 0 | 0 | 0 | 0 | 0 | 0 | 0 | 0 | 0 | 0 | 0 | 0 | 0 | 0 | 0 | 0 | 0 | 0 | 0 | 0 | 0 | 0 | 0 | 0 | 0 | 0 | 0 | 0 | 0 | 0 | 0 | 0 | 0 | 0
Warehouse_New_Duct Sealing Repair_RIM | Ach | Warehouse | Space Cooling | Packaged air conditioning units (RTUs) | RIM | New | NN3531 | Duct Sealing Repair | Duct Sealing Repair | NonEquip | 15 |  | 0% | Prescriptive_all | 12% | 0 | 0 | 0 | 0 | 0 | 0 | 0 | 0 | 0 | 0 | 0 | 0 | 0 | 0 | 0 | 0 | 0 | 0 | 0 | 0 | 0 | 0 | 0 | 0 | 0 | 0 | 0 | 0 | 0 | 0 | 0 | 0 | 0 | 0 | 0 | 0 | 0 | 0 | 0 | 0
Warehouse_Existing_Duct Sealing Repair_RIM | Ach | Warehouse | Space Cooling | Packaged air conditioning units (RTUs) | RIM | Existing | NE3518 | Duct Sealing Repair | Duct Sealing Repair | NonEquip | 15 |  | 0% | Prescriptive_all_existing | 12% | 0 | 0 | 0 | 0 | 0 | 0 | 0 | 0 | 0 | 0 | 0 | 0 | 0 | 0 | 0 | 0 | 0 | 0 | 0 | 0 | 0 | 0 | 0 | 0 | 0 | 0 | 0 | 0 | 0 | 0 | 0 | 0 | 0 | 0 | 0 | 0 | 0 | 0 | 0 | 0
Warehouse_New_Duct Sealing Repair_RIM | Ach | Warehouse | Space Heating | Individual room heating | RIM | New | NN3557 | Duct Sealing Repair | Duct Sealing Repair | NonEquip | 15 |  | 0% | Prescriptive_all | 12% | 0 | 0 | 0 | 0 | 0 | 0 | 0 | 0 | 0 | 0 | 0 | 0 | 0 | 0 | 0 | 0 | 0 | 0 | 0 | 0 | 0 | 0 | 0 | 0 | 0 | 0 | 0 | 0 | 0 | 0 | 0 | 0 | 0 | 0 | 0 | 0 | 0 | 0 | 0 | 0
Warehouse_Existing_Duct Sealing Repair_RIM | Ach | Warehouse | Space Heating | Individual room heating | RIM | Existing | NE3544 | Duct Sealing Repair | Duct Sealing Repair | NonEquip | 15 |  | 0% | Prescriptive_all_existing | 12% | 0 | 0 | 0 | 0 | 0 | 0 | 0 | 0 | 0 | 0 | 0 | 0 | 0 | 0 | 0 | 0 | 0 | 0 | 0 | 0 | 0 | 0 | 0 | 0 | 0 | 0 | 0 | 0 | 0 | 0 | 0 | 0 | 0 | 0 | 0 | 0 | 0 | 0 | 0 | 0
Warehouse_New_Duct Sealing Repair_RIM | Ach | Warehouse | Space Cooling | Individual room air conditioners | RIM | New | NN3531 | Duct Sealing Repair | Duct Sealing Repair | NonEquip | 15 |  | 0% | Prescriptive_all | 12% | 0 | 0 | 0 | 0 | 0 | 0 | 0 | 0 | 0 | 0 | 0 | 0 | 0 | 0 | 0 | 0 | 0 | 0 | 0 | 0 | 0 | 0 | 0 | 0 | 0 | 0 | 0 | 0 | 0 | 0 | 0 | 0 | 0 | 0 | 0 | 0 | 0 | 0 | 0 | 0
Warehouse_Existing_Duct Sealing Repair_RIM | Ach | Warehouse | Space Cooling | Individual room air conditioners | RIM | Existing | NE3518 | Duct Sealing Repair | Duct Sealing Repair | NonEquip | 15 |  | 0% | Prescriptive_all_existing | 12% | 0 | 0 | 0 | 0 | 0 | 0 | 0 | 0 | 0 | 0 | 0 | 0 | 0 | 0 | 0 | 0 | 0 | 0 | 0 | 0 | 0 | 0 | 0 | 0 | 0 | 0 | 0 | 0 | 0 | 0 | 0 | 0 | 0 | 0 | 0 | 0 | 0 | 0 | 0 | 0
Warehouse_New_Duct Sealing Repair_RIM | Ach | Warehouse | Space Heating | Forced air furnace | RIM | New | NN3557 | Duct Sealing Repair | Duct Sealing Repair | NonEquip | 15 |  | 0% | Prescriptive_all | 12% | 0 | 0 | 0 | 0 | 0 | 0 | 0 | 0 | 0 | 0 | 0 | 0 | 0 | 0 | 0 | 0 | 0 | 0 | 0 | 0 | 0 | 0 | 0 | 0 | 0 | 0 | 0 | 0 | 0 | 0 | 0 | 0 | 0 | 0 | 0 | 0 | 0 | 0 | 0 | 0
Warehouse_Existing_Duct Sealing Repair_RIM | Ach | Warehouse | Space Heating | Forced air furnace | RIM | Existing | NE3544 | Duct Sealing Repair | Duct Sealing Repair | NonEquip | 15 |  | 0% | Prescriptive_all_existing | 12% | 0 | 0 | 0 | 0 | 0 | 0 | 0 | 0 | 0 | 0 | 0 | 0 | 0 | 0 | 0 | 0 | 0 | 0 | 0 | 0 | 0 | 0 | 0 | 0 | 0 | 0 | 0 | 0 | 0 | 0 | 0 | 0 | 0 | 0 | 0 | 0 | 0 | 0 | 0 | 0
Warehouse_New_Duct Sealing Repair_RIM | Ach | Warehouse | Space Cooling | District chilled water piped | RIM | New | NN3531 | Duct Sealing Repair | Duct Sealing Repair | NonEquip | 15 |  | 0% | Prescriptive_all | 12% | 0 | 0 | 0 | 0 | 0 | 0 | 0 | 0 | 0 | 0 | 0 | 0 | 0 | 0 | 0 | 0 | 0 | 0 | 0 | 0 | 0 | 0 | 0 | 0 | 0 | 0 | 0 | 0 | 0 | 0 | 0 | 0 | 0 | 0 | 0 | 0 | 0 | 0 | 0 | 0
Warehouse_Existing_Duct Sealing Repair_RIM | Ach | Warehouse | Space Cooling | District chilled water piped | RIM | Existing | NE3518 | Duct Sealing Repair | Duct Sealing Repair | NonEquip | 15 |  | 0% | Prescriptive_all_existing | 12% | 0 | 0 | 0 | 0 | 0 | 0 | 0 | 0 | 0 | 0 | 0 | 0 | 0 | 0 | 0 | 0 | 0 | 0 | 0 | 0 | 0 | 0 | 0 | 0 | 0 | 0 | 0 | 0 | 0 | 0 | 0 | 0 | 0 | 0 | 0 | 0 | 0 | 0 | 0 | 0
Warehouse_New_Duct Sealing Repair_RIM | Ach | Warehouse | Space Cooling | Central chillers inside | RIM | New | NN3531 | Duct Sealing Repair | Duct Sealing Repair | NonEquip | 15 |  | 0% | Prescriptive_all | 12% | 0 | 0 | 0 | 0 | 0 | 0 | 0 | 0 | 0 | 0 | 0 | 0 | 0 | 0 | 0 | 0 | 0 | 0 | 0 | 0 | 0 | 0 | 0 | 0 | 0 | 0 | 0 | 0 | 0 | 0 | 0 | 0 | 0 | 0 | 0 | 0 | 0 | 0 | 0 | 0
Warehouse_Existing_Duct Sealing Repair_RIM | Ach | Warehouse | Space Cooling | Central chillers inside | RIM | Existing | NE3518 | Duct Sealing Repair | Duct Sealing Repair | NonEquip | 15 |  | 0% | Prescriptive_all_existing | 12% | 0 | 0 | 0 | 0 | 0 | 0 | 0 | 0 | 0 | 0 | 0 | 0 | 0 | 0 | 0 | 0 | 0 | 0 | 0 | 0 | 0 | 0 | 0 | 0 | 0 | 0 | 0 | 0 | 0 | 0 | 0 | 0 | 0 | 0 | 0 | 0 | 0 | 0 | 0 | 0
Warehouse_New_Duct Sealing Repair_RIM | Ach | Warehouse | Space Heating | Boilers | RIM | New | NN3557 | Duct Sealing Repair | Duct Sealing Repair | NonEquip | 15 |  | 0% | Prescriptive_all | 12% | 0 | 0 | 0 | 0 | 0 | 0 | 0 | 0 | 0 | 0 | 0 | 0 | 0 | 0 | 0 | 0 | 0 | 0 | 0 | 0 | 0 | 0 | 0 | 0 | 0 | 0 | 0 | 0 | 0 | 0 | 0 | 0 | 0 | 0 | 0 | 0 | 0 | 0 | 0 | 0
Warehouse_Existing_Duct Sealing Repair_RIM | Ach | Warehouse | Space Heating | Boilers | RIM | Existing | NE3544 | Duct Sealing Repair | Duct Sealing Repair | NonEquip | 15 |  | 0% | Prescriptive_all_existing | 12% | 0 | 0 | 0 | 0 | 0 | 0 | 0 | 0 | 0 | 0 | 0 | 0 | 0 | 0 | 0 | 0 | 0 | 0 | 0 | 0 | 0 | 0 | 0 | 0 | 0 | 0 | 0 | 0 | 0 | 0 | 0 | 0 | 0 | 0 | 0 | 0 | 0 | 0 | 0 | 0
[36 empty] | 0.16535 | 0.41281 | 0.78072 | 1.3046 | 1.9934 | 2.7747 | 3.5172 | 4.0832 | 4.4263 | 4.602 | 0.068284 | 0.16857 | 0.31445 | 0.51746 | 0.77795 | 1.0718 | 1.3499 | 1.5612 | 1.6894 | 1.7557

## Gulf_Ach_IND_RIM
| Scenario | Segment | EndUse | EquipType | CE Test | Vintage | Measure Code | Name | Description | Type | Measure Life | Competition Group | Applicability | Adoption Curve | Energy Savings % | 2020 | 2021 | 2022 | 2023 | 2024 | 2025 | 2026 | 2027 | 2028 | 2029 | Cumulative2020 | Cumulative2021 | Cumulative2022 | Cumulative2023 | Cumulative2024 | Cumulative2025 | Cumulative2026 | Cumulative2027 | Cumulative2028 | Cumulative2029 | CumulativeSD2020 | CumulativeSD2021 | CumulativeSD2022 | CumulativeSD2023 | CumulativeSD2024 | CumulativeSD2025 | CumulativeSD2026 | CumulativeSD2027 | CumulativeSD2028 | CumulativeSD2029 | CumulativeWD2020 | CumulativeWD2021 | CumulativeWD2022 | CumulativeWD2023 | CumulativeWD2024 | CumulativeWD2025 | CumulativeWD2026 | CumulativeWD2027 | CumulativeWD2028 | CumulativeWD2029
Construction_Existing_Process Heat Improved Controls_RIM | Ach | Construction | Process Heating | Process Heating | RIM | New | NN225 | Process Heat Improved Controls | Process Heat Improved Controls | NonEquip | 15 | Process Heating | 23.16% | custom | 1.21% | 1.3869 | 0 | 0 | 0 | 0.51588 | 0 | 0 | 0 | 0.0025939 | 0 | 1.3869 | 1.3869 | 1.3869 | 1.3869 | 1.9028 | 1.9028 | 1.9028 | 1.9028 | 1.9054 | 1.9054 | 0.00019094 | 0.00019094 | 0.00019094 | 0.00019094 | 0.00026196 | 0.00026196 | 0.00026196 | 0.00026196 | 0.00026232 | 0.00026232 | 0.00018623 | 0.00018623 | 0.00018623 | 0.00018623 | 0.00025551 | 0.00025551 | 0.00025551 | 0.00025551 | 0.00025585 | 0.00025585
Construction_Existing_Process Heat Improved Controls_RIM | Ach | Construction | Process Heating | Process Heating | RIM | Existing | NE224 | Process Heat Improved Controls | Process Heat Improved Controls | NonEquip | 15 | Process Heating | 23.16% | custom_existing | 1.21% | 206.7442 | 210.7695 | 210.6652 | 210.6658 | 210.6173 | 210.7716 | 210.6674 | 210.6679 | 210.6781 | 210.7151 | 206.7442 | 417.5137 | 628.1789 | 838.8447 | 1049.462 | 1260.2336 | 1470.901 | 1681.5688 | 1892.2469 | 2102.962 | 0.028463 | 0.05748 | 0.086483 | 0.11549 | 0.14448 | 0.1735 | 0.2025 | 0.23151 | 0.26051 | 0.28952 | 0.027761 | 0.056063 | 0.08435 | 0.11264 | 0.14092 | 0.16922 | 0.19751 | 0.2258 | 0.25409 | 0.28238
Electrical and Electronic Equip._Existing_Process Heat Improved Controls_RIM | Ach | Electrical and Electronic Equip. | Process Heating | Process Heating | RIM | New | NN292 | Process Heat Improved Controls | Process Heat Improved Controls | NonEquip | 15 | Process Heating | 36.07% | custom | 2.283% | 6.865 | 0 | 0 | 0 | 2.5535 | 0 | 0 | 0 | 0.012839 | 0 | 6.865 | 6.865 | 6.865 | 6.865 | 9.4186 | 9.4186 | 9.4186 | 9.4186 | 9.4314 | 9.4314 | 0.00094513 | 0.00094513 | 0.00094513 | 0.00094513 | 0.0012967 | 0.0012967 | 0.0012967 | 0.0012967 | 0.0012984 | 0.0012984 | 0.00092182 | 0.00092182 | 0.00092182 | 0.00092182 | 0.0012647 | 0.0012647 | 0.0012647 | 0.0012647 | 0.0012664 | 0.0012664
Electrical and Electronic Equip._Existing_Process Heat Improved Controls_RIM | Ach | Electrical and Electronic Equip. | Process Heating | Process Heating | RIM | Existing | NE291 | Process Heat Improved Controls | Process Heat Improved Controls | NonEquip | 15 | Process Heating | 36.07% | custom_existing | 2.283% | 1023.344 | 1043.2687 | 1042.7524 | 1042.7551 | 1042.5152 | 1043.2792 | 1042.763 | 1042.7656 | 1042.816 | 1042.9991 | 1023.344 | 2066.6127 | 3109.3651 | 4152.1202 | 5194.6353 | 6237.9145 | 7280.6775 | 8323.4432 | 9366.2592 | 10409.2583 | 0.14089 | 0.28452 | 0.42807 | 0.57163 | 0.71516 | 0.85879 | 1.0023 | 1.1459 | 1.2895 | 1.4331 | 0.13741 | 0.2775 | 0.41752 | 0.55754 | 0.69752 | 0.83761 | 0.97763 | 1.1177 | 1.2577 | 1.3977
Lumber/Furniture/Pulp/Paper_Existing_Process Heat Improved Controls_RIM | Ach | Lumber/Furniture/Pulp/Paper | Process Heating | Process Heating | RIM | New | NN363 | Process Heat Improved Controls | Process Heat Improved Controls | NonEquip | 15 | Process Heating | 17.47% | custom | 2.283% | 16.9023 | 0 | 0 | 0 | 6.287 | 0 | 0 | 0 | 0.031611 | 0 | 16.9023 | 16.9023 | 16.9023 | 16.9023 | 23.1892 | 23.1892 | 23.1892 | 23.1892 | 23.2208 | 23.2208 | 0.002327 | 0.002327 | 0.002327 | 0.002327 | 0.0031925 | 0.0031925 | 0.0031925 | 0.0031925 | 0.0031969 | 0.0031969 | 0.0022696 | 0.0022696 | 0.0022696 | 0.0022696 | 0.0031138 | 0.0031138 | 0.0031138 | 0.0031138 | 0.003118 | 0.003118
Lumber/Furniture/Pulp/Paper_Existing_Process Heat Improved Controls_RIM | Ach | Lumber/Furniture/Pulp/Paper | Process Heating | Process Heating | RIM | Existing | NE362 | Process Heat Improved Controls | Process Heat Improved Controls | NonEquip | 15 | Process Heating | 17.47% | custom_existing | 2.283% | 2519.5523 | 2568.6084 | 2567.3373 | 2567.3438 | 2566.7532 | 2568.6343 | 2567.3633 | 2567.3698 | 2567.4939 | 2567.9446 | 2519.5523 | 5088.1606 | 7655.4979 | 10222.8417 | 12789.5948 | 15358.2292 | 17925.5925 | 20492.9623 | 23060.4563 | 25628.4009 | 0.34687 | 0.7005 | 1.0539 | 1.4074 | 1.7608 | 2.1144 | 2.4679 | 2.8213 | 3.1748 | 3.5283 | 0.33832 | 0.68323 | 1.028 | 1.3727 | 1.7174 | 2.0623 | 2.407 | 2.7517 | 3.0965 | 3.4413
Lumber/Furniture/Pulp/Paper_Existing_Process Refrig Controls_RIM | Ach | Lumber/Furniture/Pulp/Paper | Process Cooling | Process Cooling | RIM | New | NN356 | Process Refrig Controls | Process Refrig Controls | NonEquip | 15 | Process Cooling | 33.05% | custom | 6% | 56.9745 | 0 | 0 | 0 | 21.1922 | 0 | 0 | 0 | 0.10656 | 0 | 56.9745 | 56.9745 | 56.9745 | 56.9745 | 78.1667 | 78.1667 | 78.1667 | 78.1667 | 78.2732 | 78.2732 | 0.0078438 | 0.0078438 | 0.0078438 | 0.0078438 | 0.010761 | 0.010761 | 0.010761 | 0.010761 | 0.010776 | 0.010776 | 0.0076504 | 0.0076504 | 0.0076504 | 0.0076504 | 0.010496 | 0.010496 | 0.010496 | 0.010496 | 0.01051 | 0.01051
Lumber/Furniture/Pulp/Paper_Existing_Process Refrig Controls_RIM | Ach | Lumber/Furniture/Pulp/Paper | Process Cooling | Process Cooling | RIM | Existing | NE355 | Process Refrig Controls | Process Refrig Controls | NonEquip | 15 | Process Cooling | 33.05% | custom_existing | 6% | 8740.7572 | 8658.3115 | 8654.0268 | 8654.0488 | 8652.0579 | 8658.399 | 8654.1147 | 8654.1366 | 8654.5549 | 8656.074 | 8740.7572 | 17399.0687 | 26053.0955 | 34707.1443 | 43359.2022 | 52017.6012 | 60671.7159 | 69325.8525 | 77980.4074 | 86636.4815 | 1.2034 | 2.3954 | 3.5868 | 4.7782 | 5.9694 | 7.1614 | 8.3528 | 9.5442 | 10.7357 | 11.9274 | 1.1737 | 2.3363 | 3.4983 | 4.6604 | 5.8222 | 6.9848 | 8.1469 | 9.3089 | 10.471 | 11.6333
Lumber/Furniture/Pulp/Paper_Existing_Lighting Controls_RIM | Ach | Lumber/Furniture/Pulp/Paper | Industrial Lighting | Industrial Lighting | RIM | New | NN325 | Lighting Controls | Lighting Controls | NonEquip | 10 | Industrial Lighting | 30% | prescriptive_lightnonequip | 19.92% | 125.5711 | 0 | 0 | 0 | 419.2083 | 0 | 0 | 0 | 60.966 | 0 | 125.5711 | 125.5711 | 125.5711 | 125.5711 | 544.7794 | 544.7794 | 544.7794 | 544.7794 | 605.7454 | 605.7454 | 0.017924 | 0.017924 | 0.017924 | 0.017924 | 0.07776 | 0.07776 | 0.07776 | 0.07776 | 0.086462 | 0.086462 | 0.017422 | 0.017422 | 0.017422 | 0.017422 | 0.075585 | 0.075585 | 0.075585 | 0.075585 | 0.084044 | 0.084044
Lumber/Furniture/Pulp/Paper_Existing_Lighting Controls_RIM | Ach | Lumber/Furniture/Pulp/Paper | Industrial Lighting | Industrial Lighting | RIM | Existing | NE324 | Lighting Controls | Lighting Controls | NonEquip | 10 | Industrial Lighting | 30% | prescriptive_lightnonequip_existing | 19.92% | 23778.7846 | 23853.5442 | 23841.7398 | 23841.8004 | 23836.3155 | 23853.7852 | 23841.9819 | 23842.0424 | 23843.1949 | 23847.38 | 23778.7846 | 47632.3288 | 71474.0687 | 95315.869 | 119152.1845 | 143005.9696 | 166847.9515 | 190689.994 | 214533.1889 | 238380.5688 | 3.3941 | 6.7989 | 10.202 | 13.6051 | 17.0075 | 20.4123 | 23.8154 | 27.2186 | 30.6219 | 34.0258 | 3.2992 | 6.6087 | 9.9166 | 13.2245 | 16.5317 | 19.8413 | 23.1492 | 26.4572 | 29.7653 | 33.074
Metal Products and Machinery_Existing_Process Heat Improved Controls_RIM | Ach | Metal Products and Machinery | Process Heating | Process Heating | RIM | New | NN446 | Process Heat Improved Controls | Process Heat Improved Controls | NonEquip | 15 | Process Heating | 7.401% | custom | 2.685% | 3.9153 | 0 | 0 | 0 | 1.4563 | 0 | 0 | 0 | 0.0073225 | 0 | 3.9153 | 3.9153 | 3.9153 | 3.9153 | 5.3716 | 5.3716 | 5.3716 | 5.3716 | 5.3789 | 5.3789 | 0.00053902 | 0.00053902 | 0.00053902 | 0.00053902 | 0.00073952 | 0.00073952 | 0.00073952 | 0.00073952 | 0.00074053 | 0.00074053 | 0.00052573 | 0.00052573 | 0.00052573 | 0.00052573 | 0.00072128 | 0.00072128 | 0.00072128 | 0.00072128 | 0.00072227 | 0.00072227
Metal Products and Machinery_Existing_Process Heat Improved Controls_RIM | Ach | Metal Products and Machinery | Process Heating | Process Heating | RIM | Existing | NE445 | Process Heat Improved Controls | Process Heat Improved Controls | NonEquip | 15 | Process Heating | 7.401% | custom_existing | 2.685% | 583.6321 | 594.9955 | 594.7011 | 594.7026 | 594.5658 | 595.0015 | 594.7071 | 594.7086 | 594.7374 | 594.8418 | 583.6321 | 1178.6276 | 1773.3287 | 2368.0313 | 2962.597 | 3557.5986 | 4152.3057 | 4747.0143 | 5341.7517 | 5936.5934 | 0.08035 | 0.16226 | 0.24414 | 0.32601 | 0.40787 | 0.48978 | 0.57166 | 0.65353 | 0.73541 | 0.8173 | 0.078369 | 0.15826 | 0.23812 | 0.31797 | 0.39781 | 0.47771 | 0.55756 | 0.63742 | 0.71728 | 0.79715
Metal Products and Machinery_Existing_Process Refrig Controls_RIM | Ach | Metal Products and Machinery | Process Cooling | Process Cooling | RIM | New | NN434 | Process Refrig Controls | Process Refrig Controls | NonEquip | 15 | Process Cooling | 17.9% | custom | 5.13% | 3.93 | 0 | 0 | 0 | 1.4618 | 0 | 0 | 0 | 0.00735 | 0 | 3.93 | 3.93 | 3.93 | 3.93 | 5.3918 | 5.3918 | 5.3918 | 5.3918 | 5.3991 | 5.3991 | 0.00054105 | 0.00054105 | 0.00054105 | 0.00054105 | 0.00074229 | 0.00074229 | 0.00074229 | 0.00074229 | 0.00074331 | 0.00074331 | 0.00052771 | 0.00052771 | 0.00052771 | 0.00052771 | 0.00072399 | 0.00072399 | 0.00072399 | 0.00072399 | 0.00072498 | 0.00072498
Metal Products and Machinery_Existing_Process Refrig Controls_RIM | Ach | Metal Products and Machinery | Process Cooling | Process Cooling | RIM | Existing | NE433 | Process Refrig Controls | Process Refrig Controls | NonEquip | 15 | Process Cooling | 17.9% | custom_existing | 5.13% | 602.917 | 597.2301 | 596.9346 | 596.9361 | 596.7988 | 597.2361 | 596.9406 | 596.9421 | 596.971 | 597.0758 | 602.917 | 1200.1471 | 1797.0817 | 2394.0178 | 2990.8165 | 3588.0527 | 4184.9933 | 4781.9355 | 5378.9064 | 5975.9822 | 0.083005 | 0.16523 | 0.24741 | 0.32959 | 0.41175 | 0.49398 | 0.57616 | 0.65834 | 0.74053 | 0.82273 | 0.080958 | 0.16115 | 0.24131 | 0.32146 | 0.4016 | 0.4818 | 0.56195 | 0.64211 | 0.72227 | 0.80244
Metal Products and Machinery_Existing_Lighting Controls_RIM | Ach | Metal Products and Machinery | Industrial Lighting | Industrial Lighting | RIM | New | NN403 | Lighting Controls | Lighting Controls | NonEquip | 10 | Industrial Lighting | 30% | prescriptive_lightnonequip | 19.49% | 17.5995 | 0 | 0 | 0 | 58.7545 | 0 | 0 | 0 | 8.5447 | 0 | 17.5995 | 17.5995 | 17.5995 | 17.5995 | 76.354 | 76.354 | 76.354 | 76.354 | 84.8987 | 84.8987 | 0.0025121 | 0.0025121 | 0.0025121 | 0.0025121 | 0.010899 | 0.010899 | 0.010899 | 0.010899 | 0.012118 | 0.012118 | 0.0024418 | 0.0024418 | 0.0024418 | 0.0024418 | 0.010594 | 0.010594 | 0.010594 | 0.010594 | 0.011779 | 0.011779
Metal Products and Machinery_Existing_Lighting Controls_RIM | Ach | Metal Products and Machinery | Industrial Lighting | Industrial Lighting | RIM | Existing | NE402 | Lighting Controls | Lighting Controls | NonEquip | 10 | Industrial Lighting | 30% | prescriptive_lightnonequip_existing | 19.49% | 3332.7335 | 3343.2115 | 3341.557 | 3341.5655 | 3340.7968 | 3343.2453 | 3341.591 | 3341.5995 | 3341.761 | 3342.3475 | 3332.7335 | 6675.945 | 10017.5021 | 13359.0676 | 16699.8644 | 20043.1097 | 23384.7006 | 26726.3001 | 30068.0611 | 33410.4086 | 0.47571 | 0.95291 | 1.4299 | 1.9068 | 2.3837 | 2.8609 | 3.3379 | 3.8148 | 4.2918 | 4.7689 | 0.4624 | 0.92625 | 1.3899 | 1.8535 | 2.317 | 2.7809 | 3.2445 | 3.7081 | 4.1718 | 4.6355
Miscellaneous Manufacturing_Existing_Process Heat Improved Controls_RIM | Ach | Miscellaneous Manufacturing | Process Heating | Process Heating | RIM | New | NN519 | Process Heat Improved Controls | Process Heat Improved Controls | NonEquip | 15 | Process Heating | 36.23% | custom | 2.283% | 9.0622 | 0 | 0 | 0 | 3.3708 | 0 | 0 | 0 | 0.016948 | 0 | 9.0622 | 9.0622 | 9.0622 | 9.0622 | 12.4329 | 12.4329 | 12.4329 | 12.4329 | 12.4499 | 12.4499 | 0.0012476 | 0.0012476 | 0.0012476 | 0.0012476 | 0.0017117 | 0.0017117 | 0.0017117 | 0.0017117 | 0.001714 | 0.001714 | 0.0012168 | 0.0012168 | 0.0012168 | 0.0012168 | 0.0016695 | 0.0016695 | 0.0016695 | 0.0016695 | 0.0016717 | 0.0016717
Miscellaneous Manufacturing_Existing_Process Heat Improved Controls_RIM | Ach | Miscellaneous Manufacturing | Process Heating | Process Heating | RIM | Existing | NE518 | Process Heat Improved Controls | Process Heat Improved Controls | NonEquip | 15 | Process Heating | 36.23% | custom_existing | 2.283% | 1350.8609 | 1377.1624 | 1376.4809 | 1376.4844 | 1376.1677 | 1377.1763 | 1376.4949 | 1376.4984 | 1376.5649 | 1376.8065 | 1350.8609 | 2728.0233 | 4104.5042 | 5480.9886 | 6857.1564 | 8234.3327 | 9610.8276 | 10987.326 | 12363.8909 | 13740.6974 | 0.18598 | 0.37557 | 0.56508 | 0.75458 | 0.94404 | 1.1336 | 1.3231 | 1.5126 | 1.7022 | 1.8917 | 0.18139 | 0.36631 | 0.55114 | 0.73597 | 0.92076 | 1.1057 | 1.2905 | 1.4754 | 1.6602 | 1.8451
Primary Resources Industries_Existing_Process Other Systems Optimization_RIM | Ach | Primary Resources Industries | Process Specific | Process Specific | RIM | New | NN600 | Process Other Systems Optimization | Process Other Systems Optimization | NonEquip | 5.3333 | Process Specific | 0.2023% | custom | 14.46% | 0.17339 | 0 | 0 | 0 | 0.064496 | 0 | 0 | 0 | 0.00032429 | 0 | 0.17339 | 0.17339 | 0.17339 | 0.17339 | 0.23789 | 0.064496 | 0.064496 | 0.064496 | 0.06482 | 0.00032429 | 2.3871e-05 | 2.3871e-05 | 2.3871e-05 | 2.3871e-05 | 3.2751e-05 | 8.8792e-06 | 8.8792e-06 | 8.8792e-06 | 8.9239e-06 | 4.4646e-08 | 2.3283e-05 | 2.3283e-05 | 2.3283e-05 | 2.3283e-05 | 3.1943e-05 | 8.6603e-06 | 8.6603e-06 | 8.6603e-06 | 8.7039e-06 | 4.3545e-08
Primary Resources Industries_Existing_Process Other Systems Optimization_RIM | Ach | Primary Resources Industries | Process Specific | Process Specific | RIM | Existing | NE599 | Process Other Systems Optimization | Process Other Systems Optimization | NonEquip | 5.3333 | Process Specific | 0.2023% | custom_existing | 14.46% | 25.2603 | 26.3504 | 26.3373 | 26.3374 | 26.3313 | 26.3506 | 26.3376 | 26.3376 | 26.3389 | 26.3435 | 25.2603 | 51.6106 | 77.9479 | 104.2853 | 130.6166 | 131.707 | 131.6942 | 131.6945 | 131.6961 | 131.7083 | 0.0034776 | 0.0071053 | 0.010731 | 0.014357 | 0.017982 | 0.018132 | 0.018131 | 0.018131 | 0.018131 | 0.018133 | 0.0033919 | 0.0069302 | 0.010467 | 0.014003 | 0.017539 | 0.017685 | 0.017684 | 0.017684 | 0.017684 | 0.017685
Primary Resources Industries_Existing_Process Heat Improved Controls_RIM | Ach | Primary Resources Industries | Process Heating | Process Heating | RIM | New | NN594 | Process Heat Improved Controls | Process Heat Improved Controls | NonEquip | 15 | Process Heating | 11.38% | custom | 2.283% | 2.9915 | 0 | 0 | 0 | 1.1127 | 0 | 0 | 0 | 0.0055948 | 0 | 2.9915 | 2.9915 | 2.9915 | 2.9915 | 4.1042 | 4.1042 | 4.1042 | 4.1042 | 4.1098 | 4.1098 | 0.00041185 | 0.00041185 | 0.00041185 | 0.00041185 | 0.00056504 | 0.00056504 | 0.00056504 | 0.00056504 | 0.00056581 | 0.00056581 | 0.00040169 | 0.00040169 | 0.00040169 | 0.00040169 | 0.0005511 | 0.0005511 | 0.0005511 | 0.0005511 | 0.00055186 | 0.00055186
Primary Resources Industries_Existing_Process Heat Improved Controls_RIM | Ach | Primary Resources Industries | Process Heating | Process Heating | RIM | Existing | NE593 | Process Heat Improved Controls | Process Heat Improved Controls | NonEquip | 15 | Process Heating | 11.38% | custom_existing | 2.283% | 445.9301 | 454.6124 | 454.3875 | 454.3886 | 454.2841 | 454.617 | 454.3921 | 454.3932 | 454.4152 | 454.495 | 445.9301 | 900.5426 | 1354.93 | 1809.3187 | 2263.6028 | 2718.2198 | 3172.6119 | 3627.0051 | 4081.4203 | 4535.9153 | 0.061392 | 0.12398 | 0.18654 | 0.24909 | 0.31164 | 0.37422 | 0.43678 | 0.49934 | 0.5619 | 0.62447 | 0.059878 | 0.12092 | 0.18194 | 0.24295 | 0.30395 | 0.365 | 0.42601 | 0.48703 | 0.54804 | 0.60907
Stone/Clay/Glass/Concrete_Existing_Process Heat Improved Controls_RIM | Ach | Stone/Clay/Glass/Concrete | Process Heating | Process Heating | RIM | New | NN668 | Process Heat Improved Controls | Process Heat Improved Controls | NonEquip | 15 | Process Heating | 36.23% | custom | 2.283% | 0.50612 | 0 | 0 | 0 | 0.18825 | 0 | 0 | 0 | 0.00094656 | 0 | 0.50612 | 0.50612 | 0.50612 | 0.50612 | 0.69437 | 0.69437 | 0.69437 | 0.69437 | 0.69532 | 0.69532 | 6.9678e-05 | 6.9678e-05 | 6.9678e-05 | 6.9678e-05 | 9.5595e-05 | 9.5595e-05 | 9.5595e-05 | 9.5595e-05 | 9.5726e-05 | 9.5726e-05 | 6.796e-05 | 6.796e-05 | 6.796e-05 | 6.796e-05 | 9.3238e-05 | 9.3238e-05 | 9.3238e-05 | 9.3238e-05 | 9.3365e-05 | 9.3365e-05
Stone/Clay/Glass/Concrete_Existing_Process Heat Improved Controls_RIM | Ach | Stone/Clay/Glass/Concrete | Process Heating | Process Heating | RIM | Existing | NE667 | Process Heat Improved Controls | Process Heat Improved Controls | NonEquip | 15 | Process Heating | 36.23% | custom_existing | 2.283% | 75.4445 | 76.9135 | 76.8754 | 76.8756 | 76.8579 | 76.9142 | 76.8762 | 76.8764 | 76.8801 | 76.8936 | 75.4445 | 152.358 | 229.2334 | 306.109 | 382.9669 | 459.8811 | 536.7573 | 613.6337 | 690.5138 | 767.4074 | 0.010387 | 0.020975 | 0.031559 | 0.042143 | 0.052724 | 0.063313 | 0.073897 | 0.08448 | 0.095065 | 0.10565 | 0.010131 | 0.020458 | 0.030781 | 0.041104 | 0.051424 | 0.061752 | 0.072075 | 0.082397 | 0.092721 | 0.10305
Textiles and Leather_Existing_Process Heat System Optimization_RIM | Ach | Textiles and Leather | Process Heating | Process Heating | RIM | New | NN730 | Process Heat System Optimization | Process Heat System Optimization | NonEquip | 2 | Process Heating | 24.47% | custom | 8.837% | 2.0333 | 0 | 0 | 0 | 0.75632 | 0 | 0 | 0 | 0.0038028 | 0 | 2.0333 | 2.0333 | 0 | 0 | 0.75632 | 0.75632 | 0 | 0 | 0.0038028 | 0.0038028 | 0.00027993 | 0.00027993 | 0 | 0 | 0.00010412 | 0.00010412 | 0 | 0 | 5.2354e-07 | 5.2354e-07 | 0.00027303 | 0.00027303 | 0 | 0 | 0.00010156 | 0.00010156 | 0 | 0 | 5.1063e-07 | 5.1063e-07
Textiles and Leather_Existing_Process Heat System Optimization_RIM | Ach | Textiles and Leather | Process Heating | Process Heating | RIM | Existing | NE729 | Process Heat System Optimization | Process Heat System Optimization | NonEquip | 2 | Process Heating | 24.47% | custom_existing | 8.837% | 303.1003 | 309.0017 | 308.8488 | 308.8496 | 308.7786 | 309.0049 | 308.852 | 308.8528 | 308.8677 | 308.9219 | 303.1003 | 612.1021 | 617.8506 | 617.6984 | 617.6282 | 617.7834 | 617.8568 | 617.7047 | 617.7204 | 617.7896 | 0.041728 | 0.084269 | 0.085061 | 0.08504 | 0.08503 | 0.085052 | 0.085062 | 0.085041 | 0.085043 | 0.085052 | 0.0407 | 0.082192 | 0.082964 | 0.082943 | 0.082934 | 0.082955 | 0.082964 | 0.082944 | 0.082946 | 0.082955
Textiles and Leather_Existing_Building Envelope Improvements_RIM | Ach | Textiles and Leather | HVAC | HVAC | RIM | New | NN688 | Building Envelope Improvements | Building Envelope Improvements | NonEquip | 15 | HVAC | 19.11% | custom | 7.051% | 4.048 | 0 | 0 | 0 | 1.5057 | 0 | 0 | 0 | 0.0075707 | 0 | 4.048 | 4.048 | 4.048 | 4.048 | 5.5537 | 5.5537 | 5.5537 | 5.5537 | 5.5612 | 5.5612 | 0.00057665 | 0.00057665 | 0.00057665 | 0.00057665 | 0.00079114 | 0.00079114 | 0.00079114 | 0.00079114 | 0.00079222 | 0.00079222 | 0.00056266 | 0.00056266 | 0.00056266 | 0.00056266 | 0.00077195 | 0.00077195 | 0.00077195 | 0.00077195 | 0.000773 | 0.000773
Textiles and Leather_Existing_Building Envelope Improvements_RIM | Ach | Textiles and Leather | HVAC | HVAC | RIM | Existing | NE687 | Building Envelope Improvements | Building Envelope Improvements | NonEquip | 15 | HVAC | 19.11% | custom_existing | 7.051% | 623.6662 | 615.1642 | 614.8598 | 614.8614 | 614.7199 | 615.1704 | 614.866 | 614.8676 | 614.8973 | 615.0053 | 623.6662 | 1238.8304 | 1853.6902 | 2468.5515 | 3083.2715 | 3698.4419 | 4313.3079 | 4928.1755 | 5543.0729 | 6158.0781 | 0.088844 | 0.17648 | 0.26406 | 0.35165 | 0.43922 | 0.52686 | 0.61445 | 0.70204 | 0.78963 | 0.87724 | 0.086688 | 0.17219 | 0.25766 | 0.34312 | 0.42857 | 0.51407 | 0.59954 | 0.685 | 0.77047 | 0.85596
Transportation Equipment_Existing_Process Heat Improved Controls_RIM | Ach | Transportation Equipment | Process Heating | Process Heating | RIM | New | NN801 | Process Heat Improved Controls | Process Heat Improved Controls | NonEquip | 15 | Process Heating | 8.411% | custom | 2.283% | 0.91695 | 0 | 0 | 0 | 0.34107 | 0 | 0 | 0 | 0.0017149 | 0 | 0.91695 | 0.91695 | 0.91695 | 0.91695 | 1.258 | 1.258 | 1.258 | 1.258 | 1.2597 | 1.2597 | 0.00012624 | 0.00012624 | 0.00012624 | 0.00012624 | 0.00017319 | 0.00017319 | 0.00017319 | 0.00017319 | 0.00017343 | 0.00017343 | 0.00012313 | 0.00012313 | 0.00012313 | 0.00012313 | 0.00016892 | 0.00016892 | 0.00016892 | 0.00016892 | 0.00016915 | 0.00016915
Transportation Equipment_Existing_Process Heat Improved Controls_RIM | Ach | Transportation Equipment | Process Heating | Process Heating | RIM | Existing | NE800 | Process Heat Improved Controls | Process Heat Improved Controls | NonEquip | 15 | Process Heating | 8.411% | custom_existing | 2.283% | 136.6858 | 139.3471 | 139.2782 | 139.2785 | 139.2465 | 139.3485 | 139.2796 | 139.2799 | 139.2867 | 139.3111 | 136.6858 | 276.0329 | 415.3111 | 554.5896 | 693.8361 | 833.1846 | 972.4642 | 1111.7441 | 1251.0308 | 1390.3419 | 0.018818 | 0.038002 | 0.057177 | 0.076352 | 0.095522 | 0.11471 | 0.13388 | 0.15306 | 0.17223 | 0.19141 | 0.018354 | 0.037065 | 0.055767 | 0.074469 | 0.093167 | 0.11188 | 0.13058 | 0.14928 | 0.16799 | 0.18669
Water and Wastewater_Existing_Process Heat Improved Controls_RIM | Ach | Water and Wastewater | Process Heating | Process Heating | RIM | New | NN955 | Process Heat Improved Controls | Process Heat Improved Controls | NonEquip | 15 | Process Heating | 23.16% | custom | 1.21% | 6.4723 | 0 | 0 | 0 | 2.4075 | 0 | 0 | 0 | 0.012105 | 0 | 6.4723 | 6.4723 | 6.4723 | 6.4723 | 8.8798 | 8.8798 | 8.8798 | 8.8798 | 8.8919 | 8.8919 | 0.00089106 | 0.00089106 | 0.00089106 | 0.00089106 | 0.0012225 | 0.0012225 | 0.0012225 | 0.0012225 | 0.0012242 | 0.0012242 | 0.00086909 | 0.00086909 | 0.00086909 | 0.00086909 | 0.0011924 | 0.0011924 | 0.0011924 | 0.0011924 | 0.001194 | 0.001194
Water and Wastewater_Existing_Process Heat Improved Controls_RIM | Ach | Water and Wastewater | Process Heating | Process Heating | RIM | Existing | NE954 | Process Heat Improved Controls | Process Heat Improved Controls | NonEquip | 15 | Process Heating | 23.16% | custom_existing | 1.21% | 964.8061 | 983.5911 | 983.1043 | 983.1068 | 982.8807 | 983.601 | 983.1143 | 983.1168 | 983.1643 | 983.3369 | 964.8061 | 1948.3972 | 2931.5016 | 3914.6084 | 4897.4891 | 5881.0901 | 6864.2045 | 7847.3213 | 8830.4856 | 9813.8226 | 0.13283 | 0.26824 | 0.40359 | 0.53893 | 0.67425 | 0.80966 | 0.94501 | 1.0804 | 1.2157 | 1.3511 | 0.12955 | 0.26163 | 0.39364 | 0.52564 | 0.65762 | 0.7897 | 0.92171 | 1.0537 | 1.1857 | 1.3178
[36 empty] | 0.0063327 | 0.012648 | 0.018919 | 0.025189 | 0.031531 | 0.037801 | 0.044067 | 0.050334 | 0.05661 | 0.062878 | 0.0061636 | 0.012311 | 0.018414 | 0.024516 | 0.030689 | 0.036792 | 0.042891 | 0.04899 | 0.055099 | 0.061199